{"text_format":"1","workbook":"xlsx","n_sheets":6,"sheets":["Climate Resilience Assessment","CAMIS Read Fields 2","CAMIS Read Fields","EquipmentActive","LiveLists","State Buildings with all resili"],"not_rendered":{"charts":0,"images":2,"macros":1,"external_links":0,"defined_names":1,"comments":0,"pivot_tables":0},"unopened":[],"bounds":{"document_bytes":16777216,"sheet_cells":100000,"rows_first":2000,"rows_last":500,"rows_between":2000,"halvings":0,"cell_chars":16384,"cell_head_chars":4096},"cells_cut":0,"cells_raw":0,"read":"whole","date_system":"1900"}

{"sheet":"Climate Resilience Assessment","index":0,"n_rows":134,"n_cols":10,"rows_kept":134,"cut":false,"hidden":false,"merged":[[35,0,35,3],[35,4,35,9],[41,0,41,3],[41,4,41,9],[18,0,18,3],[63,0,63,3],[64,0,64,3],[78,0,78,3],[77,5,77,8],[78,5,78,8],[62,5,62,8],[43,4,43,9],[44,4,44,9],[45,4,45,9],[32,4,32,9],[33,4,33,9],[34,4,34,9],[36,0,36,9],[63,5,63,8],[62,0,62,3],[56,0,56,3],[57,0,57,3],[56,5,56,8],[57,5,57,8],[100,0,100,3],[101,0,101,3],[102,0,102,3],[100,5,100,8],[101,5,101,8],[102,5,102,8],[19,0,19,3],[19,4,19,9],[72,0,72,9],[73,0,73,9],[70,0,70,9],[71,0,71,9],[75,0,75,9],[74,0,74,9],[77,0,77,3],[98,0,98,9],[90,0,90,9],[76,0,76,3],[76,5,76,8],[60,0,60,9],[61,0,61,9],[59,0,59,9],[93,5,93,8],[94,5,94,6],[115,4,115,5],[115,6,115,7],[115,8,115,9],[27,0,27,3],[28,0,28,3],[30,0,30,3],[31,0,31,3],[32,0,32,3],[33,0,33,3],[34,0,34,3],[43,0,43,3],[44,0,44,3],[45,0,45,3],[37,0,37,3],[38,0,38,3],[39,0,39,3],[40,0,40,3],[47,0,47,3],[52,0,52,9],[53,0,53,9],[54,0,54,9],[55,0,55,9],[110,8,110,9],[111,8,111,9],[112,8,112,9],[113,8,113,9],[114,8,114,9],[109,4,109,5],[109,6,109,7],[110,4,110,5],[111,4,111,5],[112,4,112,5],[113,4,113,5],[114,4,114,5],[110,6,110,7],[114,6,114,7],[94,3,94,4],[95,3,95,4],[96,3,96,4],[65,0,65,9],[64,5,64,8],[69,0,69,9],[66,0,66,9],[67,0,67,9],[68,0,68,9],[92,0,92,9],[13,0,13,3],[15,0,15,3],[6,0,6,9],[17,4,17,9],[12,0,12,3],[12,4,12,9],[17,0,17,3],[14,0,14,3],[14,4,14,9],[8,0,8,3],[8,4,8,9],[9,4,9,9],[16,4,16,9],[11,4,11,9],[13,4,13,9],[15,4,15,9],[10,4,10,9],[10,0,10,3],[1,0,1,9],[50,0,50,9],[51,0,51,9],[46,0,46,9],[47,8,47,9],[38,4,38,9],[40,4,40,9],[39,4,39,9],[48,8,48,9],[31,4,31,9],[42,0,42,9],[37,4,37,9],[27,4,27,9],[28,4,28,9],[30,4,30,9],[25,4,25,9],[25,0,25,3],[49,8,49,9],[2,0,2,9],[18,4,18,9],[7,0,7,9],[9,0,9,3],[16,0,16,3],[11,0,11,3],[134,0,134,9],[130,0,130,9],[131,0,131,9],[132,0,132,9],[133,0,133,9],[86,0,86,9],[87,0,87,9],[91,0,91,9],[119,0,119,9],[120,0,120,9],[121,0,121,9],[122,0,122,9],[125,0,125,9],[126,0,126,9],[128,0,128,9],[129,0,129,9],[111,6,111,7],[112,6,112,7],[116,0,116,9],[117,0,117,9],[118,0,118,9],[123,0,123,9],[124,0,124,9],[127,0,127,9],[79,0,79,9],[81,0,81,9],[83,0,83,9],[84,0,84,9],[80,0,80,9],[82,0,82,9],[29,0,29,3],[29,4,29,9],[20,0,20,9],[21,0,21,3],[22,0,22,3],[23,0,23,3],[26,0,26,9],[24,0,24,3],[21,4,21,9],[58,0,58,9],[48,6,48,7],[49,5,49,7],[22,4,22,9],[23,4,23,9],[24,4,24,9],[48,0,48,3],[49,0,49,3],[47,5,47,7],[109,0,109,3],[109,8,109,9],[103,1,103,9],[108,0,108,3],[108,4,108,9],[85,0,85,9],[113,6,113,7],[88,0,88,9],[89,0,89,9],[97,0,97,1],[94,7,94,8],[95,7,95,8],[94,0,94,1],[95,0,95,1],[96,0,96,1],[96,7,96,8],[97,7,97,8],[93,0,93,1],[93,2,93,4],[97,3,97,4],[95,5,95,6],[96,5,96,6],[99,0,99,9],[97,5,97,6]]}
[null,null,null,null,null,null,null,null,null,"Climate Resilience Assessment"]
["     I.        Introduction"]
["This assessment is to evaluate climate change resilience at a building level for facilities owned, leased, or operated by the Commonwealth of Massachusetts. For DCAMM’s purposes, Climate Change Resilience is defined as: “Ensuring state facilities can be operated or adapted to resist and recover from the effects of hazards in a timely and efficient manner. This includes ensuring the preservation, restoration, or improvement of its essential basic structures and functions through risk management.” This assessment focusses on hazards related to flooding, extreme heat, and extreme precipitation.\n\nBuilding peak heating and cooling loads can be estimated based on equipment capacities. Electrical demand can be found on utility bills or in CBEI metered energy data, where available. For more information, please direct all questions about this assessment to Timothy.Spencer@mass.gov. Upon completion, please return a copy of this assessment to the email address above."]
[null,null," = Select from drop-down menu"]
[null,null," = Autofilled based on building information"]
[null,null," = Completed by user"]
["     II.        Project Information"]
["Project Details"]
["Today's Date:"]
["Project Name:"]
["DCAMM Project Number:"]
["Site Name:",null,null,null,"(Select Site Name from Drop-Down)"]
["County:",null,null,null,{"$f":"IFERROR(INDEX(Table2[County],MATCH(E12,Table2[Site Name],0)),\"\")","v":""}]
["CAMIS Site Code:",null,null,null,{"$f":"IFERROR(INDEX(Table2[Site Code],MATCH(E12,Table2[Site Name],0)),\"\")","v":""}]
["Building Name:",null,null,null,"(Select Building Name for Drop-Down)"]
["CAMIS Building Code:",null,null,null,{"$f":"IFERROR(INDEX(IF(Table2[Site Code]=E14,Table2[Building C],\"\"),MATCH('Climate Resilience Assessment'!E15,IF(Table2[Site Code]=E14,Table2[Building N],\"\"),0)),\"\")","v":""}]
["Project Address:",null,null,null,{"$f":"IFERROR(INDEX(Table2[Address Nu],MATCH(E16,Table2[Building C],0))&\" \"&INDEX(Table2[Address St],MATCH(E16,Table2[Building C],0))&\", \"&INDEX(Table2[Municipali],MATCH(E16,Table2[Building C],0)),\"\")","v":""}]
["Completed by:"]
["Email address:"]
["Assessor Company Name:"]
["Project Team\t"]
["DCAMM Project Manager:"]
["Consultant 1 (list trade):"]
["Consultant 2 (list trade):"]
["Consultant 3 (list trade):"]
["Consultant 4 (list trade):"]
["Site Description and Design Conditions"]
["Is the project repairing damage from natural hazards?",null,null,null,"Yes / No"]
["Which natural hazards have resulted in past property damage, operational interruption and/or health risks? (list all that apply, e.g. flooding, water damage, mold, wind damage, extreme heat, etc.)"]
["If How does the project plan to address the risk of property damages listed in the answer to the previous question?"]
["Does this facility house an immovable residential population?",null,null,null,"Yes / No"]
["Is an area adjacent to the site vulnerable to natural hazards?",null,null,null,"Yes / No"]
["Does the site or a proposed project contribute to risk at an adjacent site (e.g. runoff from hardscaping)?",null,null,null,"Yes / No"]
["Is the building located within a recognized environmental justice community?",null,null,null,{"$f":"IFERROR(IF(INDEX(Table2[EJ_CRIT_DE],MATCH($E$16,Table2[Building C],0))=0,\"No\",\"Yes\"),\"For new buildings, please see: https://mass-eoeea.maps.arcgis.com/apps/webappviewer/index.html?id=1d6f63e7762a48e5930de84ed4849212\")","v":"For new buildings, please see: https://mass-eoeea.maps.arcgis.com/apps/webappviewer/index.html?id=1d6f63e7762a48e5930de84ed4849212"}]
["Is this an essential, 24-hour facility?",null,null,null,"Yes / No"]
["Is the building designated as an emergency shelter for the surrounding community?",null,null,null,"Yes / No"]
["Utility Providers"]
["Electric:",null,null,null,{"$f":"IFERROR(INDEX(Table2[ELEC],MATCH($E$14,Table2[Site Code],0)),\"\")","v":""}]
["Natural Gas:",null,null,null,{"$f":"IFERROR(INDEX(Table2[GAS],MATCH($E$14,Table2[Site Code],0)),\"\")","v":""}]
["Water/Sewer:"]
["Telecommunications:"]
["Other fuels:"]
["Energy Loads and Performance"]
["Peak Electric Demand:",null,null,null,"(kW)"]
["Heating Sytem Capacity:",null,null,null,"(MBH)"]
["Peak Cooling Capacity:",null,null,null,"(Tons)"]
["Back-up / Emergency Power System"]
["How much of the building is served by emergency power?",null,null,null,"(select)","Fuel Source:"]
["Number of Generators:"]
["Hours of Fuel Reserves:",null,null,null,null,"Battery Storage on Site?:",null,null,"Yes / No"]
["Schedule for testing generators under load:"]
[]
["III.     Climate Resilience Design Standards Tool"]
["RMAT Tool - Asset Risk Ratings"]
["Instructions: Please use the RMAT Climate Resilience Design Standards Tool (see link below) and use the result to complete the following section and return the completed RMAT report to the DCAMM Project Manager."]
["https://uatclimatechange.org/rmat_home/designstandards"]
["Sea -Level Rise / Storm Surge:",null,null,null,"(select)","Extreme Precipitation - Urban Flooding",null,null,null,"(select)"]
["Extreme Precipitation - Riverine Flooding",null,null,null,"(select)","Extreme Heat",null,null,null,"(select)"]
["IV.     Extreme Heat"]
["Extreme Heat - Design Conditions"]
["For site-specific hazard information by address for Massachusetts, please visit:"]
["http://massgis.maps.arcgis.com/apps/webappviewer/index.html?id=930e4afb48c14cdca6b6e71b393fe023"]
["Number of days per year over 90 degrees in 2000:",null,null,null,{"$f":"IFERROR(INDEX(Table2[HeatWv2000],MATCH($E$16,Table2[Building C],0)),\"\")","v":""},"Annual Maximum Temperature in 2000:",null,null,null,{"$f":"IFERROR(INDEX(Table2[PeakT2000],MATCH($E$16,Table2[Building C],0)),\"\")","v":""}]
["Number of days per year over 90 degrees in 2050:",null,null,null,{"$f":"IFERROR(INDEX(Table2[HeatWv2050],MATCH($E$16,Table2[Building C],0)),\"\")","v":""},"Annual Maximum Temperature in 2050:",null,null,null,{"$f":"IFERROR(INDEX(Table2[PeakT2050],MATCH($E$16,Table2[Building C],0)),\"\")","v":""}]
["How much of the building is air-conditioned?",null,null,null,"(select)","Current Cooling Design DB Temperature (e.g. from ASHRAE 90.1 Appendix D):",null,null,null,"Deg. F"]
["Extreme Heat – Design Strategies"]
["Describe all building and site measures to reduce heat-island effect at the site and in the surrounding area:"]
[]
["What percentage of regularly occupied space is not supplied with air conditioning?"]
[]
["Describe how the building and its systems will be adapted to efficiently manage future higher average temperatures, higher extreme temperatures, additional annual heatwaves, and longer heatwaves:"]
[]
["V.     Precipitation & Wind"]
["Extreme Precipitation - Design Conditions"]
["For site-specific hazard information by address for Massachusetts, please visit:"]
["http://massgis.maps.arcgis.com/apps/webappviewer/index.html?id=930e4afb48c14cdca6b6e71b393fe023"]
["Annual Precipitation in 2000 (inches):",null,null,null,{"$f":"IFERROR(INDEX(Table2[Precip2000],MATCH($E$16,Table2[Building C],0)),\"\")","v":""},"Annual Precipitation in 2050 (inches):",null,null,null,{"$f":"IFERROR(INDEX(Table2[Precip2050],MATCH($E$16,Table2[Building C],0)),\"\")","v":""}]
["10 Year, 24 Hour Design Storm Rainfall:",null,null,null,"In.","Total Impervious Site Area:",null,null,null,"SF"]
["Building Footprint:",null,null,null,"SF","Total Site Area:",null,null,null,"SF"]
["Will proposed work on the site increase stormwater runoff within the site or to adjacent sites?"]
[]
["Describe the ability of existing infrastructure to cope with increased stormwater:"]
[]
["Describe any threats to access routes and utility infrastructure during a storm event (e.g. fallen trees, flash flooding, etc.):"]
[]
["Extreme Precipitation - Design Strategies"]
["Describe how site and building systems will be adapted to efficiently accommodate future more significant rain events (e.g. on-site stormwater retention, green infrastructure):"]
[]
["VI.     Flooding, Sea Level Rise, and Storms"]
["Inland Flooding"]
["For site-specific sea-level-rise and flood hazard information by address for Massachusetts, please visit:"]
["http://massgis.maps.arcgis.com/apps/webappviewer/index.html?id=930e4afb48c14cdca6b6e71b393fe023"]
["*Base Flood Elevation (BFE): “The computed elevation to which floodwater is anticipated to rise during the base flood [1% annual chance flood event].” (FEMA)\n**Design Flood Elevation (DFE): “The elevation of the highest flood (generally the BFE including freeboard) that a retrofitting method is designed to protect against.” (FEMA)\n***NAVD88: The name of the datum against which elevation is measured. All FEMA elevations are measured against NAVD88. Other datums include NGVD29 and BCB (Boston city Base). Flood elevations must be adjusted when datums other than NAVD88 are used."]
["FEMA Flood Zone:",null,{"$f":"IFERROR(INDEX(Table2[LABEL],MATCH($E$16,Table2[Building C],0)),\"\")","v":""},null,null,"FEMA Base Flood Elevation (Measured from NAVD88):",null,null,null,{"$f":"IFERROR(_xlfn.IFS(0=INDEX(Table2[STATIC_BFE],MATCH($E$16,Table2[Building C],0)),\"-\",-9999=INDEX(Table2[STATIC_BFE],MATCH($E$16,Table2[Building C],0)),\"-\",1,INDEX(Table2[STATIC_BFE],MATCH($E$16,Table2[Building C],0))),\"\")","v":""}]
["1% Flood in 2020:",null,{"$f":"IFERROR(IF(INDEX(Table2[1% 2020],MATCH($E$16,Table2[Building C],0))=0,\"-\",\"YES\"),\"\")","v":""},"0.1% Flood in 2020:",null,{"$f":"IFERROR(IF(INDEX(Table2[0.1% 2020],MATCH($E$16,Table2[Building C],0))=0,\"-\",\"YES\"),\"\")","v":""},null,"Category 1 Hurricane:",null,{"$f":"IFERROR(_xlfn.IFS(INDEX(Table2[HURR_CAT],MATCH($E$16,Table2[Building C],0))=0,\"-\",INDEX(Table2[HURR_CAT],MATCH($E$16,Table2[Building C],0))=1,\"YES\",1,\"-\"),\"\")","v":""}]
["1% Flood in 2030:",null,{"$f":"IFERROR(IF(INDEX(Table2[1% 2030],MATCH($E$16,Table2[Building C],0))=0,\"-\",\"YES\"),\"\")","v":""},"0.1% Flood in 2030:",null,{"$f":"IFERROR(IF(INDEX(Table2[0.1% 2030],MATCH($E$16,Table2[Building C],0))=0,\"-\",\"YES\"),\"\")","v":""},null,"Category 2 Hurricane:",null,{"$f":"IFERROR(_xlfn.IFS(INDEX(Table2[HURR_CAT],MATCH($E$16,Table2[Building C],0))=0,\"-\",INDEX(Table2[HURR_CAT],MATCH($E$16,Table2[Building C],0))<=2,\"YES\",1,\"-\"),\"\")","v":""}]
["1% Flood in 2050:",null,{"$f":"IFERROR(IF(INDEX(Table2[1% 2050],MATCH($E$16,Table2[Building C],0))=0,\"-\",\"YES\"),\"\")","v":""},"0.1% Flood in 2050:",null,{"$f":"IFERROR(IF(INDEX(Table2[0.1% 2050],MATCH($E$16,Table2[Building C],0))=0,\"-\",\"YES\"),\"\")","v":""},null,"Category 3 Hurricane:",null,{"$f":"IFERROR(_xlfn.IFS(INDEX(Table2[HURR_CAT],MATCH($E$16,Table2[Building C],0))=0,\"-\",INDEX(Table2[HURR_CAT],MATCH($E$16,Table2[Building C],0))<=4,\"YES\",1,\"-\"),\"\")","v":""}]
["1% Flood in 2070:",null,{"$f":"IFERROR(IF(INDEX(Table2[1% 2070],MATCH($E$16,Table2[Building C],0))=0,\"-\",\"YES\"),\"\")","v":""},"0.1% Flood in 2070:",null,{"$f":"IFERROR(IF(INDEX(Table2[0.1% 2070],MATCH($E$16,Table2[Building C],0))=0,\"-\",\"YES\"),\"\")","v":""},null,"Category 4 Hurricane:",null,{"$f":"IFERROR(_xlfn.IFS(INDEX(Table2[HURR_CAT],MATCH($E$16,Table2[Building C],0))=0,\"-\",INDEX(Table2[HURR_CAT],MATCH($E$16,Table2[Building C],0))<=4,\"YES\",1,\"-\"),\"\")","v":""}]
["Sea Level Rise / Storm Surge"]
["If the answer to any of the above questions is YES, please complete the following questions.   \nOtherwise, you have completed the questionnaire; thank you!"]
["Lowest occupiable floor elevation:",null,null,null,"Feet","Site elevation at building:",null,null,null,"Feet"]
["Lowest basement floor elevation:",null,null,null,"Feet","Site Elevation – Highest:",null,null,null,"Feet"]
["Accessible route elevation:",null,null,null,"Feet","Site Elevation – Lowest:",null,null,null,"Feet"]
[null,"List any building uses and critical equipment located below the *BFE (Base Flood Elevation) (e.g. switchgears, distribution panels, air handling units, generators, etc.):"]
[null,"Switchgear",null,null,"Emergency Generator",null,null,"               Boiler",null," "]
[null,"Transformer",null,null,"Communications",null,null,"               Server"]
[null,"Distribution Panel",null,null,"Water heater",null,null,"               Elevator pit"]
[null,"Substation",null,null,"Air handling unit",null,null,"               Other (list below)"]
["Other Critical Equipment below *BFE:"]
["Equipment Type:",null,null,null,"Equipment Elevation (feet from NAVD88):",null,"CAMIS Equipment Name",null,"CAMIS Equipment ID Code"]
[null,null,null,{"$f":"IF(LiveLists!I5<>0,LiveLists!I5,\"\")","v":""},null,null,"(Select)",null,{"$f":"IFERROR(INDEX(EquipmentActive!$C:$C,MATCH(G111,IF(EquipmentActive!$G:$G=LiveLists!$C$1,EquipmentActive!$B:$B,\"\"),0)),\"\")","v":""}]
[null,null,null,{"$f":"IF(LiveLists!I6<>0,LiveLists!I6,\"\")","v":""},null,null,"(Select)",null,{"$f":"IFERROR(INDEX(EquipmentActive!$C:$C,MATCH(G112,IF(EquipmentActive!$G:$G=LiveLists!$C$1,EquipmentActive!$B:$B,\"\"),0)),\"\")","v":""}]
[null,null,null,{"$f":"IF(LiveLists!I7<>0,LiveLists!I7,\"\")","v":""},null,null,"(Select)",null,{"$f":"IFERROR(INDEX(EquipmentActive!$C:$C,MATCH(G113,IF(EquipmentActive!$G:$G=LiveLists!$C$1,EquipmentActive!$B:$B,\"\"),0)),\"\")","v":""}]
[null,null,null,{"$f":"IF(LiveLists!I8<>0,LiveLists!I8,\"\")","v":""},null,null,"(Select)",null,{"$f":"IFERROR(INDEX(EquipmentActive!$C:$C,MATCH(G114,IF(EquipmentActive!$G:$G=LiveLists!$C$1,EquipmentActive!$B:$B,\"\"),0)),\"\")","v":""}]
[null,null,null,{"$f":"IF(LiveLists!I9<>0,LiveLists!I9,\"\")","v":""},null,null,"(Select)",null,{"$f":"IFERROR(INDEX(EquipmentActive!$C:$C,MATCH(G115,IF(EquipmentActive!$G:$G=LiveLists!$C$1,EquipmentActive!$B:$B,\"\"),0)),\"\")","v":""}]
[null,null,null,{"$f":"IF(LiveLists!I10<>0,LiveLists!I10,\"\")","v":""},null,null,"(Select)",null,{"$f":"IFERROR(INDEX(EquipmentActive!$C:$C,MATCH(G116,IF(EquipmentActive!$G:$G=LiveLists!$C$1,EquipmentActive!$B:$B,\"\"),0)),\"\")","v":""}]
["Flooding - Design Strategies"]
["What actions have been taken to remove critical equipment (listed above) and occupancy from floors that are below the *base flood elevation?"]
[]
["If the site or proposed project includes a sump pump, is it connected to backup power?"]
[]
["If the site or proposed project includes below grade floor drains, are they equipped with backflow prevention?"]
[]
["Describe site design strategies for adapting to flooding and storm events (e.g. building access during flood events, elevated site areas, hard and soft barriers, wave / velocity breaks, stormwater systems, utility services, etc.):"]
[]
["Describe how access routes or utility infrastructure could be threatened during a flood event:"]
[]
["Describe infrastructure adaptation strategies for responding to increased flood risk (e.g. elevating of site areas and access routes, barriers, wave / velocity breaks, stormwater systems, protection of utility services, etc.): "]
[]
["Describe how occupants might shelter in place during a flooding event including any emergency power, water, and waste water provisions and the expected availability of any such measures: "]
[]
["Describe how the proposed Building **design flood elevation will be achieved (e.g. dry/wet flood proofing, critical systems protection, utility service protection, temporary flood barriers, waste and drain water back flow prevention, etc.):"]
[]
["Describe any strategies that would support rapid recovery after a flooding event: "]

{"sheet":"CAMIS Read Fields 2","index":1,"n_rows":115,"n_cols":4,"rows_kept":115,"cut":false,"hidden":true,"merged":[]}
["Field Name","Value"]
[{"$f":"'Climate Resilience Assessment'!A9:A9","v":"Today's Date:"},{"$f":"IF(C2=D2,\"\",C2)","v":""},{"$f":"'Climate Resilience Assessment'!E9:E9","v":0},0]
[{"$f":"'Climate Resilience Assessment'!A10:A10","v":"Project Name:"},{"$f":"IF(C3=D3,\"\",C3)","v":""},{"$f":"'Climate Resilience Assessment'!E10:E10","v":0},0]
[{"$f":"'Climate Resilience Assessment'!A11:A11","v":"DCAMM Project Number:"},"",{"$f":"'Climate Resilience Assessment'!E11:E11","v":0},0]
[{"$f":"'Climate Resilience Assessment'!A12:A12","v":"Site Name:"},"",{"$f":"'Climate Resilience Assessment'!E12:E12","v":"(Select Site Name from Drop-Down)"},"(Select Site Name from Drop-Down)"]
[{"$f":"'Climate Resilience Assessment'!A13:A13","v":"County:"},"",{"$f":"'Climate Resilience Assessment'!E13:E13","v":""},""]
[{"$f":"'Climate Resilience Assessment'!A14:A14","v":"CAMIS Site Code:"},"",{"$f":"'Climate Resilience Assessment'!E14:E14","v":""},""]
[{"$f":"'Climate Resilience Assessment'!A15:A15","v":"Building Name:"},"",{"$f":"'Climate Resilience Assessment'!E15:E15","v":"(Select Building Name for Drop-Down)"},"(Select Building Name for Drop-Down)"]
[{"$f":"'Climate Resilience Assessment'!A16:A16","v":"CAMIS Building Code:"},"",{"$f":"'Climate Resilience Assessment'!E16:E16","v":""},""]
[{"$f":"'Climate Resilience Assessment'!A17:A17","v":"Project Address:"},"",{"$f":"'Climate Resilience Assessment'!E17:E17","v":""},""]
[{"$f":"'Climate Resilience Assessment'!A18:A18","v":"Completed by:"},"",{"$f":"'Climate Resilience Assessment'!E18:E18","v":0},0]
[{"$f":"'Climate Resilience Assessment'!A19:A19","v":"Email address:"},"",{"$f":"'Climate Resilience Assessment'!E19:E19","v":0},0]
[{"$f":"'Climate Resilience Assessment'!A20:A20","v":"Assessor Company Name:"},"",{"$f":"'Climate Resilience Assessment'!E20:E20","v":0},0]
[{"$f":"'Climate Resilience Assessment'!A22:A22","v":"DCAMM Project Manager:"},"",{"$f":"'Climate Resilience Assessment'!E22:E22","v":0},0]
[{"$f":"'Climate Resilience Assessment'!A23:A23","v":"Consultant 1 (list trade):"},"",{"$f":"'Climate Resilience Assessment'!E23:E23","v":0},0]
[{"$f":"'Climate Resilience Assessment'!A24:A24","v":"Consultant 2 (list trade):"},"",{"$f":"'Climate Resilience Assessment'!E24:E24","v":0},0]
[{"$f":"'Climate Resilience Assessment'!A25:A25","v":"Consultant 3 (list trade):"},"",{"$f":"'Climate Resilience Assessment'!E25:E25","v":0},0]
[{"$f":"'Climate Resilience Assessment'!A26:A26","v":"Consultant 4 (list trade):"},"",{"$f":"'Climate Resilience Assessment'!E26:E26","v":0},0]
[{"$f":"'Climate Resilience Assessment'!A28:A28","v":"Is the project repairing damage from natural hazards?"},"",{"$f":"'Climate Resilience Assessment'!E28:E28","v":"Yes / No"},"Yes / No"]
[{"$f":"'Climate Resilience Assessment'!A29:A29","v":"Which natural hazards have resulted in past property damage, operational interruption and/or health risks? (list all that apply, e.g. flooding, water damage, mold, wind damage, extreme heat, etc.)"},"",{"$f":"'Climate Resilience Assessment'!E29:E29","v":0},0]
[{"$f":"'Climate Resilience Assessment'!A31:A31","v":"Does this facility house an immovable residential population?"},"",{"$f":"'Climate Resilience Assessment'!E31:E31","v":"Yes / No"},"Yes / No"]
[{"$f":"'Climate Resilience Assessment'!A32:A32","v":"Is an area adjacent to the site vulnerable to natural hazards?"},"",{"$f":"'Climate Resilience Assessment'!E32:E32","v":"Yes / No"},"Yes / No"]
[{"$f":"'Climate Resilience Assessment'!A33:A33","v":"Does the site or a proposed project contribute to risk at an adjacent site (e.g. runoff from hardscaping)?"},"",{"$f":"'Climate Resilience Assessment'!E33:E33","v":"Yes / No"},"Yes / No"]
[{"$f":"'Climate Resilience Assessment'!A34:A34","v":"Is the building located within a recognized environmental justice community?"},"",{"$f":"'Climate Resilience Assessment'!E34:E34","v":"For new buildings, please see: https://mass-eoeea.maps.arcgis.com/apps/webappviewer/index.html?id=1d6f63e7762a48e5930de84ed4849212"},"For new buildings, please see: https://mass-eoeea.maps.arcgis.com/apps/webappviewer/index.html?id=1d6f63e7762a48e5930de84ed4849212"]
[{"$f":"'Climate Resilience Assessment'!A35:A35","v":"Is this an essential, 24-hour facility?"},"",{"$f":"'Climate Resilience Assessment'!E35:E35","v":"Yes / No"},"Yes / No"]
[{"$f":"'Climate Resilience Assessment'!A38:A38","v":"Electric:"},"",{"$f":"'Climate Resilience Assessment'!E38:E38","v":""},0]
[{"$f":"'Climate Resilience Assessment'!A39:A39","v":"Natural Gas:"},"",{"$f":"'Climate Resilience Assessment'!E39:E39","v":""},0]
[{"$f":"'Climate Resilience Assessment'!A40:A40","v":"Water/Sewer:"},"",{"$f":"'Climate Resilience Assessment'!E40:E40","v":0},0]
[{"$f":"'Climate Resilience Assessment'!A41:A41","v":"Telecommunications:"},"",{"$f":"'Climate Resilience Assessment'!E41:E41","v":0},0]
[{"$f":"'Climate Resilience Assessment'!A44:A44","v":"Peak Electric Demand:"},"",{"$f":"'Climate Resilience Assessment'!E44:E44","v":"(kW)"},"(kW)"]
[{"$f":"'Climate Resilience Assessment'!A45:A45","v":"Heating Sytem Capacity:"},"",{"$f":"'Climate Resilience Assessment'!E45:E45","v":"(MBH)"},"(MBH)"]
[{"$f":"'Climate Resilience Assessment'!A46:A46","v":"Peak Cooling Capacity:"},"",{"$f":"'Climate Resilience Assessment'!E46:E46","v":"(Tons)"},"(Tons)"]
[{"$f":"'Climate Resilience Assessment'!A48:A48","v":"How much of the building is served by emergency power?"},"",{"$f":"'Climate Resilience Assessment'!E48:E48","v":"(select)"},"(select)"]
[{"$f":"'Climate Resilience Assessment'!A49:A49","v":"Number of Generators:"},"",{"$f":"'Climate Resilience Assessment'!E49:E49","v":0},0]
[{"$f":"'Climate Resilience Assessment'!A50:A50","v":"Hours of Fuel Reserves:"},"",{"$f":"'Climate Resilience Assessment'!E50:E50","v":0},0]
[{"$f":"'Climate Resilience Assessment'!F48:F48","v":"Fuel Source:"},"",{"$f":"'Climate Resilience Assessment'!I48:I48","v":0},0]
[{"$f":"'Climate Resilience Assessment'!F50:F50","v":"Battery Storage on Site?:"},"",{"$f":"'Climate Resilience Assessment'!I50:I50","v":"Yes / No"},"Yes / No"]
[{"$f":"'Climate Resilience Assessment'!A51:A51","v":"Schedule for testing generators under load:"},"",{"$f":"'Climate Resilience Assessment'!A52:A52","v":0},0]
["CRDST Asset Risk Rating - Sea level rise / storm surge","",{"$f":"'Climate Resilience Assessment'!E57","v":"(select)"},"(select)"]
["CRDST Asset Risk Rating - Extreme Precipitation - Riverine Flooding","",{"$f":"'Climate Resilience Assessment'!E58","v":"(select)"},"(select)"]
["CRDST Asset Risk Rating - Extreme Precipitation - Urban Flooding","",{"$f":"'Climate Resilience Assessment'!J57","v":"(select)"},"(select)"]
["CRDST Asset Risk Rating - Extreme Heat","",{"$f":"'Climate Resilience Assessment'!J58","v":"(select)"},"(select)"]
[{"$f":"'Climate Resilience Assessment'!A63:A63","v":"Number of days per year over 90 degrees in 2000:"},"",{"$f":"'Climate Resilience Assessment'!E63","v":""},""]
[{"$f":"'Climate Resilience Assessment'!A64:A64","v":"Number of days per year over 90 degrees in 2050:"},"",{"$f":"'Climate Resilience Assessment'!E64","v":""},""]
[{"$f":"'Climate Resilience Assessment'!A65:A65","v":"How much of the building is air-conditioned?"},"",{"$f":"'Climate Resilience Assessment'!E65","v":"(select)"},"(select)"]
[{"$f":"'Climate Resilience Assessment'!F63:F63","v":"Annual Maximum Temperature in 2000:"},"",{"$f":"'Climate Resilience Assessment'!J63","v":""},""]
[{"$f":"'Climate Resilience Assessment'!F64:F64","v":"Annual Maximum Temperature in 2050:"},"",{"$f":"'Climate Resilience Assessment'!J64","v":""},""]
[{"$f":"'Climate Resilience Assessment'!F65:F65","v":"Current Cooling Design DB Temperature (e.g. from ASHRAE 90.1 Appendix D):"},"",{"$f":"'Climate Resilience Assessment'!J65","v":"Deg. F"},"Deg. F"]
[{"$f":"'Climate Resilience Assessment'!A67:A67","v":"Describe all building and site measures to reduce heat-island effect at the site and in the surrounding area:"},"",{"$f":"'Climate Resilience Assessment'!A68:A68","v":0},0]
[{"$f":"'Climate Resilience Assessment'!A69","v":"What percentage of regularly occupied space is not supplied with air conditioning?"},"",{"$f":"'Climate Resilience Assessment'!A70","v":0},0]
[{"$f":"'Climate Resilience Assessment'!A71","v":"Describe how the building and its systems will be adapted to efficiently manage future higher average temperatures, higher extreme temperatures, additional annual heatwaves, and longer heatwaves:"},"",{"$f":"'Climate Resilience Assessment'!A72","v":0},0]
[{"$f":"'Climate Resilience Assessment'!A77","v":"Annual Precipitation in 2000 (inches):"},"",{"$f":"'Climate Resilience Assessment'!E77","v":""},""]
[{"$f":"'Climate Resilience Assessment'!A78","v":"10 Year, 24 Hour Design Storm Rainfall:"},"",{"$f":"'Climate Resilience Assessment'!E78","v":"In."},"In."]
[{"$f":"'Climate Resilience Assessment'!A79","v":"Building Footprint:"},"",{"$f":"'Climate Resilience Assessment'!E79","v":"SF"},"SF"]
[{"$f":"'Climate Resilience Assessment'!F77","v":"Annual Precipitation in 2050 (inches):"},"",{"$f":"'Climate Resilience Assessment'!J77","v":""},""]
[{"$f":"'Climate Resilience Assessment'!F78","v":"Total Impervious Site Area:"},"",{"$f":"'Climate Resilience Assessment'!J78","v":"SF"},"SF"]
[{"$f":"'Climate Resilience Assessment'!F79","v":"Total Site Area:"},"",{"$f":"'Climate Resilience Assessment'!J79","v":"SF"},"SF"]
[{"$f":"'Climate Resilience Assessment'!A80","v":"Will proposed work on the site increase stormwater runoff within the site or to adjacent sites?"},"",{"$f":"'Climate Resilience Assessment'!A81","v":0},0]
[{"$f":"'Climate Resilience Assessment'!A82","v":"Describe the ability of existing infrastructure to cope with increased stormwater:"},"",{"$f":"'Climate Resilience Assessment'!A83","v":0},0]
[{"$f":"'Climate Resilience Assessment'!A84","v":"Describe any threats to access routes and utility infrastructure during a storm event (e.g. fallen trees, flash flooding, etc.):"},"",{"$f":"'Climate Resilience Assessment'!A85","v":0},0]
[{"$f":"'Climate Resilience Assessment'!A87","v":"Describe how site and building systems will be adapted to efficiently accommodate future more significant rain events (e.g. on-site stormwater retention, green infrastructure):"},{"$f":"IF(C61=D61,\"\",C61)","v":""},{"$f":"'Climate Resilience Assessment'!A88","v":0},0]
[{"$f":"'Climate Resilience Assessment'!A94","v":"FEMA Flood Zone:"},"",{"$f":"'Climate Resilience Assessment'!C94","v":""},""]
[{"$f":"'Climate Resilience Assessment'!F94","v":"FEMA Base Flood Elevation (Measured from NAVD88):"},"",{"$f":"'Climate Resilience Assessment'!J94","v":""},""]
[{"$f":"'Climate Resilience Assessment'!A95","v":"1% Flood in 2020:"},"",{"$f":"'Climate Resilience Assessment'!C95","v":""},""]
[{"$f":"'Climate Resilience Assessment'!A96","v":"1% Flood in 2030:"},"",{"$f":"'Climate Resilience Assessment'!C96","v":""},""]
[{"$f":"'Climate Resilience Assessment'!A97","v":"1% Flood in 2050:"},"",{"$f":"'Climate Resilience Assessment'!C97","v":""},""]
[{"$f":"'Climate Resilience Assessment'!A98","v":"1% Flood in 2070:"},"",{"$f":"'Climate Resilience Assessment'!C98","v":""},""]
[{"$f":"'Climate Resilience Assessment'!D95","v":"0.1% Flood in 2020:"},"",{"$f":"'Climate Resilience Assessment'!F95","v":""},""]
[{"$f":"'Climate Resilience Assessment'!D96","v":"0.1% Flood in 2030:"},"",{"$f":"'Climate Resilience Assessment'!F96","v":""},""]
[{"$f":"'Climate Resilience Assessment'!D97","v":"0.1% Flood in 2050:"},"",{"$f":"'Climate Resilience Assessment'!F97","v":""},""]
[{"$f":"'Climate Resilience Assessment'!D98","v":"0.1% Flood in 2070:"},"",{"$f":"'Climate Resilience Assessment'!F98","v":""},""]
[{"$f":"'Climate Resilience Assessment'!H95","v":"Category 1 Hurricane:"},"",{"$f":"'Climate Resilience Assessment'!J95","v":""},""]
[{"$f":"'Climate Resilience Assessment'!H96","v":"Category 2 Hurricane:"},"",{"$f":"'Climate Resilience Assessment'!J96","v":""},""]
[{"$f":"'Climate Resilience Assessment'!H97","v":"Category 3 Hurricane:"},"",{"$f":"'Climate Resilience Assessment'!J97","v":""},""]
[{"$f":"'Climate Resilience Assessment'!H98","v":"Category 4 Hurricane:"},"",{"$f":"'Climate Resilience Assessment'!J98","v":""},""]
[{"$f":"'Climate Resilience Assessment'!A101","v":"Lowest occupiable floor elevation:"},"",{"$f":"'Climate Resilience Assessment'!E101","v":"Feet"},"Feet"]
[{"$f":"'Climate Resilience Assessment'!A102","v":"Lowest basement floor elevation:"},"",{"$f":"'Climate Resilience Assessment'!E102","v":"Feet"},"Feet"]
[{"$f":"'Climate Resilience Assessment'!A103","v":"Accessible route elevation:"},"",{"$f":"'Climate Resilience Assessment'!E103","v":"Feet"},"Feet"]
[{"$f":"'Climate Resilience Assessment'!F101","v":"Site elevation at building:"},"",{"$f":"'Climate Resilience Assessment'!J101","v":"Feet"},"Feet"]
[{"$f":"'Climate Resilience Assessment'!F102","v":"Site Elevation – Highest:"},"",{"$f":"'Climate Resilience Assessment'!J102","v":"Feet"},"Feet"]
[{"$f":"'Climate Resilience Assessment'!F103","v":"Site Elevation – Lowest:"},"",{"$f":"'Climate Resilience Assessment'!J103","v":"Feet"},"Feet"]
["Critical Equipment in Flood Zone",""]
["Equipment in flood zone 1","",{"$f":"'Climate Resilience Assessment'!D111","v":""},""]
["Equipment in flood zone 2","",{"$f":"'Climate Resilience Assessment'!D112","v":""},""]
["Equipment in flood zone 3","",{"$f":"'Climate Resilience Assessment'!D113","v":""},""]
["Equipment in flood zone 4","",{"$f":"'Climate Resilience Assessment'!D114","v":""},""]
["Equipment in flood zone 5","",{"$f":"'Climate Resilience Assessment'!D115","v":""},""]
["Equipment in flood zone 6","",{"$f":"'Climate Resilience Assessment'!D116","v":""},""]
["Equipment Elevation 1","",{"$f":"'Climate Resilience Assessment'!E111","v":0},0]
["Equipment Elevation 2","",{"$f":"'Climate Resilience Assessment'!E112","v":0},0]
["Equipment Elevation 3","",{"$f":"'Climate Resilience Assessment'!E113","v":0},0]
["Equipment Elevation 4","",{"$f":"'Climate Resilience Assessment'!E114","v":0},0]
["Equipment Elevation 5","",{"$f":"'Climate Resilience Assessment'!E115","v":0},0]
["Equipment Elevation 6","",{"$f":"'Climate Resilience Assessment'!E116","v":0},0]
["Equipment CAMIS Name 1","",{"$f":"'Climate Resilience Assessment'!G111","v":"(Select)"},"(Select)"]
["Equipment CAMIS Name 2","",{"$f":"'Climate Resilience Assessment'!G112","v":"(Select)"},"(Select)"]
["Equipment CAMIS Name 3","",{"$f":"'Climate Resilience Assessment'!G113","v":"(Select)"},"(Select)"]
["Equipment CAMIS Name 4","",{"$f":"'Climate Resilience Assessment'!G114","v":"(Select)"},"(Select)"]
["Equipment CAMIS Name 5","",{"$f":"'Climate Resilience Assessment'!G115","v":"(Select)"},"(Select)"]
["Equipment CAMIS Name 6","",{"$f":"'Climate Resilience Assessment'!G116","v":"(Select)"},"(Select)"]
["Equipment Code 1","",{"$f":"'Climate Resilience Assessment'!I111","v":""},""]
["Equipment Code 2","",{"$f":"'Climate Resilience Assessment'!I112","v":""},""]
["Equipment Code 3","",{"$f":"'Climate Resilience Assessment'!I113","v":""},""]
["Equipment Code 4","",{"$f":"'Climate Resilience Assessment'!I114","v":""},""]
["Equipment Code 5","",{"$f":"'Climate Resilience Assessment'!I115","v":""},""]
["Equipment Code 6","",{"$f":"'Climate Resilience Assessment'!I116","v":""},""]
[{"$f":"'Climate Resilience Assessment'!A118","v":"What actions have been taken to remove critical equipment (listed above) and occupancy from floors that are below the *base flood elevation?"},"",{"$f":"'Climate Resilience Assessment'!A119","v":0}]
[{"$f":"'Climate Resilience Assessment'!A120","v":"If the site or proposed project includes a sump pump, is it connected to backup power?"},"",{"$f":"'Climate Resilience Assessment'!A121","v":0}]
[{"$f":"'Climate Resilience Assessment'!A122","v":"If the site or proposed project includes below grade floor drains, are they equipped with backflow prevention?"},"",{"$f":"'Climate Resilience Assessment'!A123","v":0}]
[{"$f":"'Climate Resilience Assessment'!A124","v":"Describe site design strategies for adapting to flooding and storm events (e.g. building access during flood events, elevated site areas, hard and soft barriers, wave / velocity breaks, stormwater systems, utility services, etc.):"},"",{"$f":"'Climate Resilience Assessment'!A125","v":0}]
[{"$f":"'Climate Resilience Assessment'!A126","v":"Describe how access routes or utility infrastructure could be threatened during a flood event:"},"",{"$f":"'Climate Resilience Assessment'!A127","v":0}]
[{"$f":"'Climate Resilience Assessment'!A128","v":"Describe infrastructure adaptation strategies for responding to increased flood risk (e.g. elevating of site areas and access routes, barriers, wave / velocity breaks, stormwater systems, protection of utility services, etc.): "},"",{"$f":"'Climate Resilience Assessment'!A129","v":0}]
[{"$f":"'Climate Resilience Assessment'!A130","v":"Describe how occupants might shelter in place during a flooding event including any emergency power, water, and waste water provisions and the expected availability of any such measures: "},"",{"$f":"'Climate Resilience Assessment'!A131","v":0}]
[{"$f":"'Climate Resilience Assessment'!A132","v":"Describe how the proposed Building **design flood elevation will be achieved (e.g. dry/wet flood proofing, critical systems protection, utility service protection, temporary flood barriers, waste and drain water back flow prevention, etc.):"},"",{"$f":"'Climate Resilience Assessment'!A133","v":0}]
[{"$f":"'Climate Resilience Assessment'!A134","v":"Describe any strategies that would support rapid recovery after a flooding event: "},"",{"$f":"'Climate Resilience Assessment'!A135","v":0}]

{"sheet":"CAMIS Read Fields","index":2,"n_rows":2,"n_cols":114,"rows_kept":2,"cut":false,"hidden":true,"merged":[]}
[{"$f":"TRANSPOSE('CAMIS Read Fields 2'!A2:B115)","v":"Today's Date:"},"Project Name:","DCAMM Project Number:","Site Name:","County:","CAMIS Site Code:","Building Name:","CAMIS Building Code:","Project Address:","Completed by:","Email address:","Assessor Company Name:","DCAMM Project Manager:","Consultant 1 (list trade):","Consultant 2 (list trade):","Consultant 3 (list trade):","Consultant 4 (list trade):","Is the project repairing damage from natural hazards?","Which natural hazards have resulted in past property damage, operational interruption and/or health risks? (list all that apply, e.g. flooding, water damage, mold, wind damage, extreme heat, etc.)","Does this facility house an immovable residential population?","Is an area adjacent to the site vulnerable to natural hazards?","Does the site or a proposed project contribute to risk at an adjacent site (e.g. runoff from hardscaping)?","Is the building located within a recognized environmental justice community?","Is this an essential, 24-hour facility?","Electric:","Natural Gas:","Water/Sewer:","Telecommunications:","Peak Electric Demand:","Heating Sytem Capacity:","Peak Cooling Capacity:","How much of the building is served by emergency power?","Number of Generators:","Hours of Fuel Reserves:","Fuel Source:","Battery Storage on Site?:","Schedule for testing generators under load:","CRDST Asset Risk Rating - Sea level rise / storm surge","CRDST Asset Risk Rating - Extreme Precipitation - Riverine Flooding","CRDST Asset Risk Rating - Extreme Precipitation - Urban Flooding","CRDST Asset Risk Rating - Extreme Heat","Number of days per year over 90 degrees in 2000:","Number of days per year over 90 degrees in 2050:","How much of the building is air-conditioned?","Annual Maximum Temperature in 2000:","Annual Maximum Temperature in 2050:","Current Cooling Design DB Temperature (e.g. from ASHRAE 90.1 Appendix D):","Describe all building and site measures to reduce heat-island effect at the site and in the surrounding area:","What percentage of regularly occupied space is not supplied with air conditioning?","Describe how the building and its systems will be adapted to efficiently manage future higher average temperatures, higher extreme temperatures, additional annual heatwaves, and longer heatwaves:","Annual Precipitation in 2000 (inches):","10 Year, 24 Hour Design Storm Rainfall:","Building Footprint:","Annual Precipitation in 2050 (inches):","Total Impervious Site Area:","Total Site Area:","Will proposed work on the site increase stormwater runoff within the site or to adjacent sites?","Describe the ability of existing infrastructure to cope with increased stormwater:","Describe any threats to access routes and utility infrastructure during a storm event (e.g. fallen trees, flash flooding, etc.):","Describe how site and building systems will be adapted to efficiently accommodate future more significant rain events (e.g. on-site stormwater retention, green infrastructure):","FEMA Flood Zone:","FEMA Base Flood Elevation (Measured from NAVD88):","1% Flood in 2020:","1% Flood in 2030:","1% Flood in 2050:","1% Flood in 2070:","0.1% Flood in 2020:","0.1% Flood in 2030:","0.1% Flood in 2050:","0.1% Flood in 2070:","Category 1 Hurricane:","Category 2 Hurricane:","Category 3 Hurricane:","Category 4 Hurricane:","Lowest occupiable floor elevation:","Lowest basement floor elevation:","Accessible route elevation:","Site elevation at building:","Site Elevation – Highest:","Site Elevation – Lowest:","Critical Equipment in Flood Zone","Equipment in flood zone 1","Equipment in flood zone 2","Equipment in flood zone 3","Equipment in flood zone 4","Equipment in flood zone 5","Equipment in flood zone 6","Equipment Elevation 1","Equipment Elevation 2","Equipment Elevation 3","Equipment Elevation 4","Equipment Elevation 5","Equipment Elevation 6","Equipment CAMIS Name 1","Equipment CAMIS Name 2","Equipment CAMIS Name 3","Equipment CAMIS Name 4","Equipment CAMIS Name 5","Equipment CAMIS Name 6","Equipment Code 1","Equipment Code 2","Equipment Code 3","Equipment Code 4","Equipment Code 5","Equipment Code 6","What actions have been taken to remove critical equipment (listed above) and occupancy from floors that are below the *base flood elevation?","If the site or proposed project includes a sump pump, is it connected to backup power?","If the site or proposed project includes below grade floor drains, are they equipped with backflow prevention?","Describe site design strategies for adapting to flooding and storm events (e.g. building access during flood events, elevated site areas, hard and soft barriers, wave / velocity breaks, stormwater systems, utility services, etc.):","Describe how access routes or utility infrastructure could be threatened during a flood event:","Describe infrastructure adaptation strategies for responding to increased flood risk (e.g. elevating of site areas and access routes, barriers, wave / velocity breaks, stormwater systems, protection of utility services, etc.): ","Describe how occupants might shelter in place during a flooding event including any emergency power, water, and waste water provisions and the expected availability of any such measures: ","Describe how the proposed Building **design flood elevation will be achieved (e.g. dry/wet flood proofing, critical systems protection, utility service protection, temporary flood barriers, waste and drain water back flow prevention, etc.):","Describe any strategies that would support rapid recovery after a flooding event: "]
["","","","","","","","","","","","","","","","","","","","","","","","","","","","","","","","","","","","","","","","","","","","","","","","","","","","","","","","","","","","","","","","","","","","","","","","","","","","","","","","","","","","","","","","","","","","","","","","","","","","","","","","","","","","","","","","","",""]

{"sheet":"EquipmentActive","index":3,"n_rows":29438,"n_cols":11,"rows_kept":4500,"cut":true,"hidden":true,"merged":[],"bounds":{"rows_first":2000,"rows_last":500,"rows_between":2000,"halvings":0}}
["Building Equipment - Active"]
[]
["01/28/2022 12:03:41"]
[]
["!","Asset Name","Asset ID","Specification  Name","Spec Class","Brand","Assigned To","Location","Organization","Status","Asset Status"]
[null," CENTRIFUGAL PUMP #2","EQ-1029182",null,null,null,{"$f":"IFERROR(MID(H6,FIND(\"\\\",H6,18)+1,10),\"\")","v":"407DPH0780"},"\\Locations\\Sites\\Tewksbury State Hospital\\407DPH0780 Saunders Building",{"$f":"IFERROR(MID(H6,18,FIND(\"\\\",MID(H6,18,30))-1),\"\")","v":"Tewksbury State Hospital"},"Active","Available"]
[null," EMERGENCY GENERATOR SET (WEST WING)","EQ-1028588","EMERGENCY GENERATOR SET","EMERGENCY GENERATOR SET",null,{"$f":"IFERROR(MID(H7,FIND(\"\\\",H7,18)+1,10),\"\")","v":"450DOC0010"},"\\Locations\\Sites\\MCI - Framingham\\450DOC0010 Old Administration 10\\BASEMENT",{"$f":"IFERROR(MID(H7,18,FIND(\"\\\",MID(H7,18,30))-1),\"\")","v":"MCI - Framingham"},"Active","Available"]
[null," EXHAUST FAN #3","EQ-1037666","EXHAUST FAN",null,null,"308TRC9810","\\Locations\\Sites\\Gardner District Court\\308TRC9810 Gardner Courthouse\\ROOF","Gardner District Court","Active","Available"]
[null," EXHAUST FAN #4","EQ-1037665","EXHAUST FAN",null,null,"308TRC9810","\\Locations\\Sites\\Gardner District Court\\308TRC9810 Gardner Courthouse\\ROOF","Gardner District Court","Active","Available"]
[null," EXHAUST FAN #5","EQ-1037673","EXHAUST FAN",null,null,"308TRC9810","\\Locations\\Sites\\Gardner District Court\\308TRC9810 Gardner Courthouse\\ROOF","Gardner District Court","Active","Available"]
[null," EXHAUST FAN #6","EQ-1037668","EXHAUST FAN",null,null,"308TRC9810","\\Locations\\Sites\\Gardner District Court\\308TRC9810 Gardner Courthouse\\ROOF","Gardner District Court","Active","Available"]
[null," EXHAUST FAN #8","EQ-1037669","EXHAUST FAN",null,null,"308TRC9810","\\Locations\\Sites\\Gardner District Court\\308TRC9810 Gardner Courthouse\\ROOF","Gardner District Court","Active","Available"]
[null," FAN COIL PERIMITER UNIT  153-1","EQ-1025735","FAN COIL UNIT","FAN COIL UNIT",null,"268TRC9817","\\Locations\\Sites\\Springfield Court Complex\\268TRC9817 Hampden County Hall Of Justice\\Floor 01\\153","Springfield Court Complex","Active","Available"]
[null," FAN COIL PERIMITER UNIT  REG PROB - 3","EQ-1026002","FAN COIL UNIT","FAN COIL UNIT",null,"268TRC9817","\\Locations\\Sites\\Springfield Court Complex\\268TRC9817 Hampden County Hall Of Justice\\Floor 04\\REG PROB","Springfield Court Complex","Active","Available"]
[null," FCU- 2-200-3 (SINGLE JUSTICE COURTROOM)","EQ-1023501","FAN COIL UNIT","FAN COIL UNIT",null,"551TRC9201","\\Locations\\Sites\\Suffolk County Superior Court\\551TRC9201 John Adams Historic Courthouse\\Floor 02\\2-200","Suffolk County Superior Court","Active","Available"]
[null," ORIGINAL MAIN ROOF:          11 ROOF DRAINS","EQ-1037043","WHITE ROOF",null,null,"551TRC9204","\\Locations\\Sites\\West Roxbury Municipal Court\\551TRC9204 West Roxbury Municipal Court\\ROOF","West Roxbury Municipal Court","Active","Available"]
[null," PANEL - TIMER  / ADJUST FOR DAYLIGHT SAVINGS","EQ-1027198","PANEL BOARD","PANEL BOARD",null,"530TRC9702","\\Locations\\Sites\\Lynn District Court\\530TRC9702 Lynn District Court\\BASEMENT\\B03","Lynn District Court","Active","Available"]
[null," PANEL BOARD (3) LPCP","EQ-1009381","PANEL BOARD","PANEL BOARD",null,"256HLY0601","\\Locations\\Sites\\Soldiers Home - Holyoke\\256HLY0601 Chiller Building","Soldiers Home - Holyoke","Active","Available"]
[null," PANEL BOARD CRP1 VIA UPS","EQ-1038728","PANEL BOARD","PANEL BOARD",null,"517SDE1200","\\Locations\\Sites\\Essex County Sheriff's Department - Regional 911 Call Center - Middleton\\517SDE1200 Essex County \"911\" Call Center\\Floor 01\\116","","Active","Available"]
[null," PANEL BOARD CRP2 VIA UPS","EQ-1038737","PANEL BOARD","PANEL BOARD",null,"517SDE1200","\\Locations\\Sites\\Essex County Sheriff's Department - Regional 911 Call Center - Middleton\\517SDE1200 Essex County \"911\" Call Center\\Floor 01\\116","","Active","Available"]
[null," PANEL BOARD CRP3 VIA UPS","EQ-1038726","PANEL BOARD","PANEL BOARD",null,"517SDE1200","\\Locations\\Sites\\Essex County Sheriff's Department - Regional 911 Call Center - Middleton\\517SDE1200 Essex County \"911\" Call Center\\Floor 01\\116","","Active","Available"]
[null," PANEL BOARD CRP4 VIA UPS","EQ-1038732","PANEL BOARD","PANEL BOARD",null,"517SDE1200","\\Locations\\Sites\\Essex County Sheriff's Department - Regional 911 Call Center - Middleton\\517SDE1200 Essex County \"911\" Call Center\\Floor 01\\116","","Active","Available"]
[null," PANEL BOARD TAG WGB","EQ-1038231","PANEL BOARD","PANEL BOARD",null,"517SDEPB04","\\Locations\\Sites\\Essex County Sheriff's Department - Middleton\\517SDEPB04 Warehouse / Garage\\Floor 01\\1009","","Active","Available"]
[null," PHOTOVOLTAIC INVERTER SOLECTRIA  (PVI 95KW) # 2","EQ-1006249","INVERTER","SOLAR ENERGY SYSTEM",null,"412DOCPB01","\\Locations\\Sites\\MCI - Shirley\\412DOCPB01 A Building - Med","MCI - Shirley","Active","Available"]
[null," PUMP (1)","EQ-1038646","PUMP","PUMP",null,"515SDEPB05","\\Locations\\Sites\\Essex County Sheriff's Department - Lawrence\\515SDEPB05 Boiler Room\\Floor 01","","Active","Available"]
[null," PUMP (2)","EQ-1038648","PUMP","PUMP",null,"515SDEPB05","\\Locations\\Sites\\Essex County Sheriff's Department - Lawrence\\515SDEPB05 Boiler Room\\Floor 01","","Active","Available"]
[null," PUMP CONTROL PANEL","EQ-1038588","PANEL BOARD","PANEL BOARD",null,"515SDEPB02","\\Locations\\Sites\\Essex County Sheriff's Department - Lawrence\\515SDEPB02 Annex\\BASEMENT\\SPRINKLER","","Active","Available"]
[null," PUMP CONTROL PANEL","EQ-1038633","PANEL BOARD","PANEL BOARD",null,"515SDEPB05","\\Locations\\Sites\\Essex County Sheriff's Department - Lawrence\\515SDEPB05 Boiler Room\\Floor 01","","Active","Available"]
[null," STEAM BOILER","EQ-1045654","BOILER","BOILER",null,"268STC9019","\\Locations\\Sites\\Springfield Tech Community College\\268STC9019 Professional Development Center Building 7\\BASEMENT","","Active","Available"]
[null," SUSPENDED UNIT HEATER (1)","EQ-1009346","FAN COIL UNIT","FAN COIL UNIT",null,"256HLY0601","\\Locations\\Sites\\Soldiers Home - Holyoke\\256HLY0601 Chiller Building","Soldiers Home - Holyoke","Active","Available"]
[null," SUSPENDED UNIT HEATER (2)","EQ-1009366","FAN COIL UNIT","FAN COIL UNIT",null,"256HLY0601","\\Locations\\Sites\\Soldiers Home - Holyoke\\256HLY0601 Chiller Building","Soldiers Home - Holyoke","Active","Available"]
[null," TIME CLOCK EX2-TS","EQ-1027292","PANEL BOARD","PANEL BOARD",null,"527TRC9704","\\Locations\\Sites\\Peabody District Court\\527TRC9704 Peabody Courthouse\\BASEMENT\\B-09","Peabody District Court","Active","Available"]
[null," TIME CLOCK EXT1-TS","EQ-1027305","PANEL BOARD","PANEL BOARD",null,"527TRC9704","\\Locations\\Sites\\Peabody District Court\\527TRC9704 Peabody Courthouse\\BASEMENT\\B-09","Peabody District Court","Active","Available"]
[null," TIME CLOCK TS#1","EQ-1027280","SPEC EQUIP","SPEC EQUIP",null,"527TRC9704","\\Locations\\Sites\\Peabody District Court\\527TRC9704 Peabody Courthouse\\Floor 02\\ELECT ROOM","Peabody District Court","Active","Available"]
[null," TIME CLOCK TS#2","EQ-1027281","PANEL BOARD","PANEL BOARD",null,"527TRC9704","\\Locations\\Sites\\Peabody District Court\\527TRC9704 Peabody Courthouse\\Floor 02\\ELECT ROOM","Peabody District Court","Active","Available"]
[null," VACUUM CLEANER CLARK WITH HEPA FILTER","EQ-1010046",null,null,null,"255DPH9002","\\Locations\\Sites\\Western Massachusetts Hospital\\255DPH9002 Western Mass Hospital\\GROUND FLOOR\\370","","Active","Available"]
[null," VACUUM CLEANER RIGID","EQ-1010045",null,null,null,"255DPH9002","\\Locations\\Sites\\Western Massachusetts Hospital\\255DPH9002 Western Mass Hospital\\GROUND FLOOR\\370","","Active","Available"]
[null," VACUUM CLEANER WET/DRY CLARK WITH HEPA FILTER","EQ-1010043",null,null,null,"255DPH9002","\\Locations\\Sites\\Western Massachusetts Hospital\\255DPH9002 Western Mass Hospital\\GROUND FLOOR\\370","","Active","Available"]
[null," VAV BOX 1-60 HOLDING VESTIBULE RM 1104","EQ-1025360","VARIABLE AIR VOLUME BOX","VARIABLE AIR VOLUME BOX",null,"720TRC0700","\\Locations\\Sites\\Plymouth Trial Court\\720TRC0700 Plymouth Trial Court\\Floor 01","Plymouth Trial Court","Active","Available"]
[null," VAV BOX 3-14 CONFERENCE RM 3050","EQ-1025487","VARIABLE AIR VOLUME BOX","VARIABLE AIR VOLUME BOX",null,"720TRC0700","\\Locations\\Sites\\Plymouth Trial Court\\720TRC0700 Plymouth Trial Court\\Floor 03","Plymouth Trial Court","Active","Available"]
[null," VAV BOX B-37 DYS RM 0102","EQ-1025581","VARIABLE AIR VOLUME BOX","VARIABLE AIR VOLUME BOX",null,"720TRC0700","\\Locations\\Sites\\Plymouth Trial Court\\720TRC0700 Plymouth Trial Court\\BASEMENT","Plymouth Trial Court","Active","Available"]
[null," VAV S1W 1503","EQ-1026475","VARIABLE AIR VOLUME BOX","VARIABLE AIR VOLUME BOX",null,"335TRC0701","\\Locations\\Sites\\Worcester Trial Court\\335TRC0701 Worcester Trial Court\\Floor 01\\1503","Worcester Trial Court","Active","Available"]
[null," VAV S2W 1240","EQ-1026420","VARIABLE AIR VOLUME BOX","VARIABLE AIR VOLUME BOX",null,"335TRC0701","\\Locations\\Sites\\Worcester Trial Court\\335TRC0701 Worcester Trial Court\\Floor 01\\1240","Worcester Trial Court","Active","Available"]
[null," VAV S3W 1240","EQ-1026414","VARIABLE AIR VOLUME BOX","VARIABLE AIR VOLUME BOX",null,"335TRC0701","\\Locations\\Sites\\Worcester Trial Court\\335TRC0701 Worcester Trial Court\\Floor 01\\1240","Worcester Trial Court","Active","Available"]
[null," VAV S4W 1254","EQ-1026421","VARIABLE AIR VOLUME BOX","VARIABLE AIR VOLUME BOX",null,"335TRC0701","\\Locations\\Sites\\Worcester Trial Court\\335TRC0701 Worcester Trial Court\\Floor 01\\1254","Worcester Trial Court","Active","Available"]
[null," VAV S50E 1316","EQ-1026445","VARIABLE AIR VOLUME BOX","VARIABLE AIR VOLUME BOX",null,"335TRC0701","\\Locations\\Sites\\Worcester Trial Court\\335TRC0701 Worcester Trial Court\\Floor 01\\1316","Worcester Trial Court","Active","Available"]
[null," VAV S51E 1262A","EQ-1026472","VARIABLE AIR VOLUME BOX","VARIABLE AIR VOLUME BOX",null,"335TRC0701","\\Locations\\Sites\\Worcester Trial Court\\335TRC0701 Worcester Trial Court\\Floor 01\\C1262A","Worcester Trial Court","Active","Available"]
[null,"\"ADMIRAL\" WINDOW A / C UNIT.","EQ-1042316","AIR CONDITIONING UNIT","AIR CONDITIONING UNIT",null,"328POLPB09","\\Locations\\Sites\\State Police Training Academy\\328POLPB09 Residence And Office-11 Circle Drive","State Police Training Academy","Active","Available"]
[null,"\"ADMIRAL\" WINDOW A / C UNIT.","EQ-1042317","AIR CONDITIONING UNIT","AIR CONDITIONING UNIT",null,"328POLPB09","\\Locations\\Sites\\State Police Training Academy\\328POLPB09 Residence And Office-11 Circle Drive","State Police Training Academy","Active","Available"]
[null,"\"ADMIRAL\" WINDOW A / C UNIT.","EQ-1042331","AIR CONDITIONING UNIT","AIR CONDITIONING UNIT",null,"328POLPB11","\\Locations\\Sites\\State Police Training Academy\\328POLPB11 Residence And Office-13 Circle Drive","State Police Training Academy","Active","Available"]
[null,"\"ADMIRAL\" WINDOW A / C UNIT.","EQ-1042348","AIR CONDITIONING UNIT","AIR CONDITIONING UNIT",null,"328POLPB11","\\Locations\\Sites\\State Police Training Academy\\328POLPB11 Residence And Office-13 Circle Drive","State Police Training Academy","Active","Available"]
[null,"\"B\"  WALK-IN FREEZER UNIT","EQ-1040736","WALK-IN REFRIGERATION UNIT","WALK-IN REFRIGERATION UNIT",null,"551DMH9000","\\Locations\\Sites\\Solomon Carter Fuller Mental Health\\551DMH9000 Fuller Health Center\\GROUND","","Active","Available"]
[null,"\"C\"  WALK-IN FREEZER UNIT","EQ-1040732","WALK-IN REFRIGERATION UNIT","WALK-IN REFRIGERATION UNIT",null,"551DMH9000","\\Locations\\Sites\\Solomon Carter Fuller Mental Health\\551DMH9000 Fuller Health Center\\GROUND","","Active","Available"]
[null,"\"DCG\" PANELBOARD","EQ-1042087","SWITCHGEAR >5KV","SWITCHGEAR >5KV",null,"328POL0103","\\Locations\\Sites\\State Police Training Academy\\328POL0103 C Building\\BASEMENT\\014","State Police Training Academy","Active","Available"]
[null,"# 1 EMERGENCY GENERATOR SET","EQ-1006295","EMERGENCY GENERATOR SET","EMERGENCY GENERATOR SET",null,"316DOCPB11","\\Locations\\Sites\\MCI - Shirley\\316DOCPB11 Generator Pad Switchgear - Med","MCI - Shirley","Active","Available"]
[null,"# 1 SOLECTRIA PHOTOVOLTAIC INVERTER PVI 82KW","EQ-1057952","INVERTER","SOLAR ENERGY SYSTEM",null,"531SSC0190","\\Locations\\Sites\\Salem State University\\531SSC0190 Meier Hall","Salem State University","Active","Available"]
[null,"# 12 MICROWAVE DISH-GROUNDS","EQ-1027988","MISC. COMMUNICATION","MISC. COMMUNICATION",null,"715DOCPB51","\\Locations\\Sites\\Bridgewater State Hospital\\715DOCPB51 Administration Building 1","Bridgewater State Hospital","Active","Available"]
[null,"# 13 MICROWAVE DISH-GROUNDS","EQ-1027989","MISC. COMMUNICATION","MISC. COMMUNICATION",null,"715DOCPB51","\\Locations\\Sites\\Bridgewater State Hospital\\715DOCPB51 Administration Building 1","Bridgewater State Hospital","Active","Available"]
[null,"# 14 MICROWAVE DISH-GROUNDS","EQ-1027980","MISC. COMMUNICATION","MISC. COMMUNICATION",null,"715DOCPB51","\\Locations\\Sites\\Bridgewater State Hospital\\715DOCPB51 Administration Building 1","Bridgewater State Hospital","Active","Available"]
[null,"# 16 MICROWAVE DISH-GROUNDS","EQ-1027995","MISC. COMMUNICATION","MISC. COMMUNICATION",null,"715DOCPB51","\\Locations\\Sites\\Bridgewater State Hospital\\715DOCPB51 Administration Building 1","Bridgewater State Hospital","Active","Available"]
[null,"# 17 MICROWAVE DISH-GROUNDS","EQ-1027982","MISC. EQUIPMENT","MISC. EQUIPMENT",null,"715DOCPB51","\\Locations\\Sites\\Bridgewater State Hospital\\715DOCPB51 Administration Building 1","Bridgewater State Hospital","Active","Available"]
[null,"# 18 MICROWAVE DISH-GROUNDS","EQ-1027990","MISC. COMMUNICATION","MISC. COMMUNICATION",null,"715DOCPB51","\\Locations\\Sites\\Bridgewater State Hospital\\715DOCPB51 Administration Building 1","Bridgewater State Hospital","Active","Available"]
[null,"# 19 MICROWAVE DISH-GROUNDS","EQ-1027984","MISC. COMMUNICATION","MISC. COMMUNICATION",null,"715DOCPB51","\\Locations\\Sites\\Bridgewater State Hospital\\715DOCPB51 Administration Building 1","Bridgewater State Hospital","Active","Available"]
[null,"# 2 EMERGENCY GENERATOR SET","EQ-1006311","EMERGENCY GENERATOR SET","EMERGENCY GENERATOR SET",null,"316DOCPB11","\\Locations\\Sites\\MCI - Shirley\\316DOCPB11 Generator Pad Switchgear - Med","MCI - Shirley","Active","Available"]
[null,"# 2 SOLECTRIA PHOTOVOLTAIC INVERTER PVI 82KW","EQ-1057937","INVERTER","SOLAR ENERGY SYSTEM",null,"531SSC0190","\\Locations\\Sites\\Salem State University\\531SSC0190 Meier Hall","Salem State University","Active","Available"]
[null,"# 8 FIRE HYDRANT-GROUNDS","EQ-1027987","FIRE HYDRANTS","FIRE HYDRANTS",null,"715DOCPB51","\\Locations\\Sites\\Bridgewater State Hospital\\715DOCPB51 Administration Building 1","Bridgewater State Hospital","Active","Available"]
[null,"# 80003  C-3 PLOURDE, N","EQ-1029213","WHEELCHAIR",null,null,"407DPH0780","\\Locations\\Sites\\Tewksbury State Hospital\\407DPH0780 Saunders Building","Tewksbury State Hospital","Active","Available"]
[null,"# 80006  C-3 DUGAS, C (PER)","EQ-1029231","WHEELCHAIR",null,null,"407DPH0780","\\Locations\\Sites\\Tewksbury State Hospital\\407DPH0780 Saunders Building","Tewksbury State Hospital","Active","Available"]
[null,"# 80027  C-3  COTE, B","EQ-1029232","WHEELCHAIR",null,null,"407DPH0780","\\Locations\\Sites\\Tewksbury State Hospital\\407DPH0780 Saunders Building","Tewksbury State Hospital","Active","Available"]
[null,"# 80028  WARD, MARY E","EQ-1029219","WHEELCHAIR",null,null,"407DPH0780","\\Locations\\Sites\\Tewksbury State Hospital\\407DPH0780 Saunders Building","Tewksbury State Hospital","Active","Available"]
[null,"# 80036  GARAFANO, K","EQ-1029230","WHEELCHAIR",null,null,{"$f":"IFERROR(MID(H71,FIND(\"\\\",H71,18)+1,10),\"\")","v":"407DPH0780"},"\\Locations\\Sites\\Tewksbury State Hospital\\407DPH0780 Saunders Building",{"$f":"IFERROR(MID(H71,18,FIND(\"\\\",MID(H71,18,30))-1),\"\")","v":"Tewksbury State Hospital"},"Active","Available"]
[null,"# 80037  BLAMIRE, B.","EQ-1029215","WHEELCHAIR",null,null,"407DPH0780","\\Locations\\Sites\\Tewksbury State Hospital\\407DPH0780 Saunders Building","Tewksbury State Hospital","Active","Available"]
[null,"# 80038  SALAMONE, C  (PER)","EQ-1029208","WHEELCHAIR",null,null,"407DPH0780","\\Locations\\Sites\\Tewksbury State Hospital\\407DPH0780 Saunders Building","Tewksbury State Hospital","Active","Available"]
[null,"# 80039  DUBIEL, P  (PER)","EQ-1029229","WHEELCHAIR",null,null,"407DPH0780","\\Locations\\Sites\\Tewksbury State Hospital\\407DPH0780 Saunders Building","Tewksbury State Hospital","Active","Available"]
[null,"# 80040  COLLINS, W.","EQ-1029226","WHEELCHAIR",null,null,"407DPH0780","\\Locations\\Sites\\Tewksbury State Hospital\\407DPH0780 Saunders Building","Tewksbury State Hospital","Active","Available"]
[null,"# 80049  GONZALEZ, L","EQ-1029236","WHEELCHAIR",null,null,"407DPH0780","\\Locations\\Sites\\Tewksbury State Hospital\\407DPH0780 Saunders Building","Tewksbury State Hospital","Active","Available"]
[null,"# 80056  JUSINO, J  (PER)","EQ-1029212","WHEELCHAIR",null,null,"407DPH0780","\\Locations\\Sites\\Tewksbury State Hospital\\407DPH0780 Saunders Building","Tewksbury State Hospital","Active","Available"]
[null,"# 80060 PETERS, L  (PER)","EQ-1029221","WHEELCHAIR",null,null,"407DPH0780","\\Locations\\Sites\\Tewksbury State Hospital\\407DPH0780 Saunders Building","Tewksbury State Hospital","Active","Available"]
[null,"# 80102  FREEMAN, A","EQ-1029245","WHEELCHAIR",null,null,"407DPH0780","\\Locations\\Sites\\Tewksbury State Hospital\\407DPH0780 Saunders Building","Tewksbury State Hospital","Active","Available"]
[null,"# 80109 WEIL, G.  (PER)","EQ-1029233","WHEELCHAIR",null,null,"407DPH0780","\\Locations\\Sites\\Tewksbury State Hospital\\407DPH0780 Saunders Building","Tewksbury State Hospital","Active","Available"]
[null,"# 9 FIRE HYDRANT-GROUNDS","EQ-1027992","FIRE HYDRANTS","FIRE HYDRANTS",null,"715DOCPB51","\\Locations\\Sites\\Bridgewater State Hospital\\715DOCPB51 Administration Building 1","Bridgewater State Hospital","Active","Available"]
[null,"#1 FEED WATER PUMP","EQ-1028757","PUMP","PUMP",null,"450DOC0100","\\Locations\\Sites\\MCI - Framingham\\450DOC0100 Power Plant 3\\BASEMENT\\PUMP RM","MCI - Framingham","Active","Available"]
[null,"#1 FIRE HYDRANT-GROUNDS","EQ-1027976","FIRE HYDRANTS","FIRE HYDRANTS",null,"715DOCPB51","\\Locations\\Sites\\Bridgewater State Hospital\\715DOCPB51 Administration Building 1","Bridgewater State Hospital","Active","Available"]
[null,"#1 MULTISTACK GROUND SOURCE HEAT PUMP","EQ-1046871","HEAT EXCHANGER","HEAT EXCHANGER",null,"526NSC1100","\\Locations\\Sites\\North Shore Community College - Danvers\\526NSC1100 Health Professions and Student Services","","Active","Available"]
[null,"#1 PHOTOVOLTAIC INVERTER SOLAREDGE 105.84KW - CANOPY #1","EQ-1046859","INVERTER","SOLAR ENERGY SYSTEM",null,"430DCR2113","\\Locations\\Sites\\Walden Pond State Reservation\\430DCR2113 Photovoltaic Canopy","Walden Pond State Reservation","Active","Available"]
[null,"#1 PHOTOVOLTIAC INVERTER (SOLECTRA 28KW)","EQ-1046912","INVERTER","SOLAR ENERGY SYSTEM",null,"418SDMPB02","\\Locations\\Sites\\Middlesex County Sheriff's Office - Billerica\\418SDMPB02 Tier Building 1","","Active","Available"]
[null,"#2 FIRE HYDRANT-GROUNDS","EQ-1027967","FIRE HYDRANTS","FIRE HYDRANTS",null,"715DOCPB51","\\Locations\\Sites\\Bridgewater State Hospital\\715DOCPB51 Administration Building 1","Bridgewater State Hospital","Active","Available"]
[null,"#2 MULTISTACK GROUND SOURCE HEAT PUMP","EQ-1046872","HEAT EXCHANGER","HEAT EXCHANGER",null,"526NSC1100","\\Locations\\Sites\\North Shore Community College - Danvers\\526NSC1100 Health Professions and Student Services","","Active","Available"]
[null,"#2 PHOTOVOLTIAC INVERTER (SOLECTRA 28KW)","EQ-1046913","INVERTER","SOLAR ENERGY SYSTEM",null,"418SDMPB02","\\Locations\\Sites\\Middlesex County Sheriff's Office - Billerica\\418SDMPB02 Tier Building 1","","Active","Available"]
[null,"#2 PHOTOVOLTIAC INVERTER SOLAREDGE 105.84KW - CANOPY #1","EQ-1046860","INVERTER","SOLAR ENERGY SYSTEM",null,"430DEM1601","\\Locations\\Sites\\Walden Pond State Reservation\\430DEM1601 Walden Pond Visitor Center","Walden Pond State Reservation","Active","Available"]
[null,"#3 FIRE HYDRANT-GROUNDS","EQ-1027969","FIRE HYDRANTS","FIRE HYDRANTS",null,"715DOCPB51","\\Locations\\Sites\\Bridgewater State Hospital\\715DOCPB51 Administration Building 1","Bridgewater State Hospital","Active","Available"]
[null,"#3 MULTISTACK GROUND SOURCE HEAT PUMP","EQ-1046873","HEAT EXCHANGER","HEAT EXCHANGER",null,"526NSC1100","\\Locations\\Sites\\North Shore Community College - Danvers\\526NSC1100 Health Professions and Student Services","","Active","Available"]
[null,"#3 PHOTOVOLTIAC INVERTER (SOLECTRA 28KW)","EQ-1046914","INVERTER","SOLAR ENERGY SYSTEM",null,"418SDMPB02","\\Locations\\Sites\\Middlesex County Sheriff's Office - Billerica\\418SDMPB02 Tier Building 1","","Active","Available"]
[null,"#3 PHOTOVOLTIAC INVERTER SOLAREDGE 105.84KW - CANOPY #1","EQ-1046861","INVERTER","SOLAR ENERGY SYSTEM",null,"430DEM1601","\\Locations\\Sites\\Walden Pond State Reservation\\430DEM1601 Walden Pond Visitor Center","Walden Pond State Reservation","Active","Available"]
[null,"#4 FIRE HYDRANT-GROUNDS","EQ-1027965","FIRE HYDRANTS","FIRE HYDRANTS",null,"715DOCPB51","\\Locations\\Sites\\Bridgewater State Hospital\\715DOCPB51 Administration Building 1","Bridgewater State Hospital","Active","Available"]
[null,"#4 PHOTOVOLTIAC INVERTER (SOLECTRA 28KW)","EQ-1046915","INVERTER","SOLAR ENERGY SYSTEM",null,"418SDMPB02","\\Locations\\Sites\\Middlesex County Sheriff's Office - Billerica\\418SDMPB02 Tier Building 1","","Active","Available"]
[null,"#4 PHOTOVOLTIAC INVERTER SOLAREDGE 105.84KW - CANOPY #1","EQ-1046862","INVERTER","SOLAR ENERGY SYSTEM",null,"430DEM1601","\\Locations\\Sites\\Walden Pond State Reservation\\430DEM1601 Walden Pond Visitor Center","Walden Pond State Reservation","Active","Available"]
[null,"#5 FIRE HYDRANT-GROUNDS","EQ-1027979","FIRE HYDRANTS","FIRE HYDRANTS",null,"715DOCPB51","\\Locations\\Sites\\Bridgewater State Hospital\\715DOCPB51 Administration Building 1","Bridgewater State Hospital","Active","Available"]
[null,"#5 PHOTOVOLTIAC INVERTER (SOLECTRA 28KW)","EQ-1046916","INVERTER","SOLAR ENERGY SYSTEM",null,"418SDMPB02","\\Locations\\Sites\\Middlesex County Sheriff's Office - Billerica\\418SDMPB02 Tier Building 1","","Active","Available"]
[null,"#5 PHOTOVOLTIAC INVERTER SOLAREDGE 105.84KW - CANOPY #2","EQ-1046863","INVERTER","SOLAR ENERGY SYSTEM",null,"430DEM1601","\\Locations\\Sites\\Walden Pond State Reservation\\430DEM1601 Walden Pond Visitor Center","Walden Pond State Reservation","Active","Available"]
[null,"#6 FIRE HYDRANT-GROUNDS","EQ-1027972","FIRE HYDRANTS","FIRE HYDRANTS",null,"715DOCPB51","\\Locations\\Sites\\Bridgewater State Hospital\\715DOCPB51 Administration Building 1","Bridgewater State Hospital","Active","Available"]
[null,"#6 PHOTOVOLTIAC INVERTER (SOLECTRA 28KW)","EQ-1046917","INVERTER","SOLAR ENERGY SYSTEM",null,"418SDMPB02","\\Locations\\Sites\\Middlesex County Sheriff's Office - Billerica\\418SDMPB02 Tier Building 1","","Active","Available"]
[null,"#6 PHOTOVOLTIAC INVERTER SOLAREDGE 105.84KW - CANOPY #2","EQ-1046864","INVERTER","SOLAR ENERGY SYSTEM",null,"430DEM1601","\\Locations\\Sites\\Walden Pond State Reservation\\430DEM1601 Walden Pond Visitor Center","Walden Pond State Reservation","Active","Available"]
[null,"#7 FIRE HYDRANT-GROUNDS","EQ-1027978","FIRE HYDRANTS","FIRE HYDRANTS",null,"715DOCPB51","\\Locations\\Sites\\Bridgewater State Hospital\\715DOCPB51 Administration Building 1","Bridgewater State Hospital","Active","Available"]
[null,"#7 PHOTOVOLTIAC INVERTER SOLAREDGE 105.84KW - CANOPY #2","EQ-1046865","INVERTER","SOLAR ENERGY SYSTEM",null,"430DEM1601","\\Locations\\Sites\\Walden Pond State Reservation\\430DEM1601 Walden Pond Visitor Center","Walden Pond State Reservation","Active","Available"]
[null,"#8 PHOTOVOLTIAC INVERTER SOLAREDGE 105.84KW - CANOPY #2","EQ-1046866","INVERTER","SOLAR ENERGY SYSTEM",null,"430DEM1601","\\Locations\\Sites\\Walden Pond State Reservation\\430DEM1601 Walden Pond Visitor Center","Walden Pond State Reservation","Active","Available"]
[null,"#80011  C-3 TAYLOR, B","EQ-1029228","WHEELCHAIR",null,null,"407DPH0780","\\Locations\\Sites\\Tewksbury State Hospital\\407DPH0780 Saunders Building","Tewksbury State Hospital","Active","Available"]
[null,"#80015  WEIL, G (PER)","EQ-1029223","WHEELCHAIR",null,null,"407DPH0780","\\Locations\\Sites\\Tewksbury State Hospital\\407DPH0780 Saunders Building","Tewksbury State Hospital","Active","Available"]
[null,"#80015  WEIL, G (PER)","EQ-1029237","WHEELCHAIR",null,null,"407DPH0780","\\Locations\\Sites\\Tewksbury State Hospital\\407DPH0780 Saunders Building","Tewksbury State Hospital","Active","Available"]
[null,"#80021   D-1","EQ-1029235","WHEELCHAIR",null,null,"407DPH0780","\\Locations\\Sites\\Tewksbury State Hospital\\407DPH0780 Saunders Building","Tewksbury State Hospital","Active","Available"]
[null,"#80041  WEIL, G. (PER)","EQ-1029227","WHEELCHAIR",null,null,"407DPH0780","\\Locations\\Sites\\Tewksbury State Hospital\\407DPH0780 Saunders Building","Tewksbury State Hospital","Active","Available"]
[null,"#80042  BURUCA, M","EQ-1029207","WHEELCHAIR",null,null,"407DPH0780","\\Locations\\Sites\\Tewksbury State Hospital\\407DPH0780 Saunders Building","Tewksbury State Hospital","Active","Available"]
[null,"#80044  TAYLOR, N","EQ-1029238","WHEELCHAIR",null,null,"407DPH0780","\\Locations\\Sites\\Tewksbury State Hospital\\407DPH0780 Saunders Building","Tewksbury State Hospital","Active","Available"]
[null,"#80044  VENUTI, P","EQ-1029225","WHEELCHAIR",null,null,"407DPH0780","\\Locations\\Sites\\Tewksbury State Hospital\\407DPH0780 Saunders Building","Tewksbury State Hospital","Active","Available"]
[null,"#80050  TERRELL, M","EQ-1029224","WHEELCHAIR",null,null,"407DPH0780","\\Locations\\Sites\\Tewksbury State Hospital\\407DPH0780 Saunders Building","Tewksbury State Hospital","Active","Available"]
[null,"#80061  DIGIOVANNI, R","EQ-1029222","WHEELCHAIR",null,null,"407DPH0780","\\Locations\\Sites\\Tewksbury State Hospital\\407DPH0780 Saunders Building","Tewksbury State Hospital","Active","Available"]
[null,"#80100  ADAPTIVE EQUIPMENT","EQ-1029244","WHEELCHAIR",null,null,"407DPH0780","\\Locations\\Sites\\Tewksbury State Hospital\\407DPH0780 Saunders Building","Tewksbury State Hospital","Active","Available"]
[null,"#80103  CANDIANO, D","EQ-1029246","WHEELCHAIR",null,null,"407DPH0780","\\Locations\\Sites\\Tewksbury State Hospital\\407DPH0780 Saunders Building","Tewksbury State Hospital","Active","Available"]
[null,"#80104  CAMPUS POLICE W/C","EQ-1029243","WHEELCHAIR",null,null,"407DPH0780","\\Locations\\Sites\\Tewksbury State Hospital\\407DPH0780 Saunders Building","Tewksbury State Hospital","Active","Available"]
[null,"#80106  DUGAS, C.  (PER)","EQ-1029234","WHEELCHAIR",null,null,"407DPH0780","\\Locations\\Sites\\Tewksbury State Hospital\\407DPH0780 Saunders Building","Tewksbury State Hospital","Active","Available"]
[null,"#80107","EQ-1029242","WHEELCHAIR",null,null,"407DPH0780","\\Locations\\Sites\\Tewksbury State Hospital\\407DPH0780 Saunders Building","Tewksbury State Hospital","Active","Available"]
[null,"(9) PV Panels","EQ-1071804","PHOTOVOLTAIC PANEL","PV PANELS",null,"522DCR2100","\\Locations\\Sites\\Halibut Point State Park\\522DCR2100 Photovoltaic System","Halibut Point State Park","Active","Available"]
[null,"(EAST) ELECTRIC HOT WATER HEATER","EQ-1045419","WATER HEATER","HOT WATER HEATER",null,"268STC9013","\\Locations\\Sites\\Springfield Tech Community College\\268STC9013 Putnam Hall Building 17\\BASEMENT\\LOWER LEVEL - BOILER ROOM [17-G3]","","Active","Available"]
[null,"(EHSO) ANSUL SYSTEM","EQ-1008970","FIRE EXTINGUISHER","FIRE EXTINGUISHER",null,"625DOCPB91","\\Locations\\Sites\\Pondville Correctional Center\\625DOCPB91 Pondville Correctional Center\\Floor 01\\FOOD PREP","Pondville Correctional Center","Active","Available"]
[null,"(EHSO) BUILDING CERTIFICATION","EQ-1008999","SPEC EQUIP","SPEC EQUIP",null,"625DOCPB91","\\Locations\\Sites\\Pondville Correctional Center\\625DOCPB91 Pondville Correctional Center","Pondville Correctional Center","Active","Available"]
[null,"(EHSO) EMERGENCY GENERATOR SET","EQ-1008982","EMERGENCY GENERATOR SET","EMERGENCY GENERATOR SET",null,"625DOCPB91","\\Locations\\Sites\\Pondville Correctional Center\\625DOCPB91 Pondville Correctional Center\\GROUNDS","Pondville Correctional Center","Active","Available"]
[null,"(EHSO) FIRE ALARM SYSTEM","EQ-1008975","FIRE ALARM PANEL","FIRE ALARM PANEL",null,"625DOCPB91","\\Locations\\Sites\\Pondville Correctional Center\\625DOCPB91 Pondville Correctional Center","Pondville Correctional Center","Active","Available"]
[null,"(EHSO) FIRE EXTINQUISHERS","EQ-1008972","FIRE EXTINGUISHER","FIRE EXTINGUISHER",null,"625DOCPB91","\\Locations\\Sites\\Pondville Correctional Center\\625DOCPB91 Pondville Correctional Center","Pondville Correctional Center","Active","Available"]
[null,"(EHSO) FIRE HYDRANT","EQ-1008977","FIRE HYDRANTS","FIRE HYDRANTS",null,"625DOCPB91","\\Locations\\Sites\\Pondville Correctional Center\\625DOCPB91 Pondville Correctional Center","Pondville Correctional Center","Active","Available"]
[null,"(EHSO) GREASE HOOD","EQ-1008969","EXHAUST FAN","EXHAUST FAN",null,"625DOCPB91","\\Locations\\Sites\\Pondville Correctional Center\\625DOCPB91 Pondville Correctional Center\\Floor 01\\FOOD PREP","Pondville Correctional Center","Active","Available"]
[null,"(EHSO) SPRINKLER SYSTEM","EQ-1008994","MAIN SPRINKLER VALVE","MAIN SPRINKLER VALVE",null,"625DOCPB91","\\Locations\\Sites\\Pondville Correctional Center\\625DOCPB91 Pondville Correctional Center","Pondville Correctional Center","Active","Available"]
[null,"(EHSO) STATE INSPECTOR BUILDING INSPECTION","EQ-1008991","SPEC EQUIP","SPEC EQUIP",null,"625DOCPB91","\\Locations\\Sites\\Pondville Correctional Center\\625DOCPB91 Pondville Correctional Center","Pondville Correctional Center","Active","Available"]
[null,"(WEST) ELECTRIC HOT WATER HEATER","EQ-1045407","WATER HEATER","HOT WATER HEATER",null,"268STC9013","\\Locations\\Sites\\Springfield Tech Community College\\268STC9013 Putnam Hall Building 17\\BASEMENT\\LOWER LEVEL - BOILER ROOM [17-G3]","","Active","Available"]
[null,".5\" C/W BACKFLOW PREVENTER TAG 24 (PHOTO LAB OFF 337)","EQ-1045535","BACKFLOW PREVENTER - FIRE SPRINKLER SYSTEM","MAIN BACK FLOW PREVENTER",null,"268STC9014","\\Locations\\Sites\\Springfield Tech Community College\\268STC9014 Health Sciences Building 20\\Floor 03","","Active","Available"]
[null,".5\" CW TO LAB BACKFLOW PREVENTER TAG 31","EQ-1045408","BACKFLOW PREVENTER - FIRE SPRINKLER SYSTEM","MAIN BACK FLOW PREVENTER",null,{"$f":"IFERROR(MID(H135,FIND(\"\\\",H135,18)+1,10),\"\")","v":"268STC9013"},"\\Locations\\Sites\\Springfield Tech Community College\\268STC9013 Putnam Hall Building 17\\Floor 05\\STORAGE-CUSTODIAL [17-5SR]",{"$f":"IFERROR(MID(H135,18,FIND(\"\\\",MID(H135,18,30))-1),\"\")","v":""},"Active","Available"]
[null,".5\" DEVELOPER BACKFLOW PREVENTER TAG 10","EQ-1045528","BACKFLOW PREVENTER - FIRE SPRINKLER SYSTEM","MAIN BACK FLOW PREVENTER",null,"268STC9014","\\Locations\\Sites\\Springfield Tech Community College\\268STC9014 Health Sciences Building 20\\Floor 02\\DARK RM [20-230]","","Active","Available"]
[null,".5\" GLYCOL BACKFLOW PREVENTER TAG 76 (SPK CLOSET A20/21S THRU RM 94)","EQ-1045519","BACKFLOW PREVENTER - FIRE SPRINKLER SYSTEM","MAIN BACK FLOW PREVENTER",null,"268STC9014","\\Locations\\Sites\\Springfield Tech Community College\\268STC9014 Health Sciences Building 20\\Floor 01","","Active","Available"]
[null,".5\" HW BACKFLOW PREVENTER TAG 23 (Connected to 337)","EQ-1045536","BACKFLOW PREVENTER - FIRE SPRINKLER SYSTEM","MAIN BACK FLOW PREVENTER",null,"268STC9014","\\Locations\\Sites\\Springfield Tech Community College\\268STC9014 Health Sciences Building 20\\Floor 03\\DARK RM [20-335]","","Active","Available"]
[null,".5\" PROCESS  BACKFLOW PREVENTER TAG 32 (PAINT SHOP)","EQ-1045656","BACKFLOW PREVENTER - FIRE SPRINKLER SYSTEM","MAIN BACK FLOW PREVENTER",null,"268STC9018","\\Locations\\Sites\\Springfield Tech Community College\\268STC9018 Greenhouse Building 21\\BASEMENT","","Active","Available"]
[null,".5\" PROCESS  BACKFLOW PREVENTER TAG 33","EQ-1045662","BACKFLOW PREVENTER - FIRE SPRINKLER SYSTEM","MAIN BACK FLOW PREVENTER",null,"268STC9018","\\Locations\\Sites\\Springfield Tech Community College\\268STC9018 Greenhouse Building 21\\Floor 01","","Active","Available"]
[null,".5\" PROCESS HVAC BACKFLOW PREVENTER TAG 82","EQ-1045507","BACKFLOW PREVENTER - FIRE SPRINKLER SYSTEM","MAIN BACK FLOW PREVENTER",null,"268STC9014","\\Locations\\Sites\\Springfield Tech Community College\\268STC9014 Health Sciences Building 20\\Floor 02\\DENTEL HYGIENE [20-236]","","Active","Available"]
[null,".5\" VACUUM PUMP BACKFLOW PREVENTER TAG 13 (Near Men Rm)","EQ-1045501","BACKFLOW PREVENTER - FIRE SPRINKLER SYSTEM","MAIN BACK FLOW PREVENTER",null,"268STC9014","\\Locations\\Sites\\Springfield Tech Community College\\268STC9014 Health Sciences Building 20\\Floor 01\\1ST FLR. PUMP RM [20-1 PUMP]","","Active","Available"]
[null,".5\" XRAY BACKFLOW PREVENTER TAG 12","EQ-1045525","BACKFLOW PREVENTER - FIRE SPRINKLER SYSTEM","MAIN BACK FLOW PREVENTER",null,"268STC9014","\\Locations\\Sites\\Springfield Tech Community College\\268STC9014 Health Sciences Building 20\\Floor 02\\DARK ROOM-STORAGE [20-201]","","Active","Available"]
[null,".75\" BY PASS BACKFLOW PREVENTER TAG 7","EQ-1045211","BACKFLOW PREVENTER - FIRE SPRINKLER SYSTEM","MAIN BACK FLOW PREVENTER",null,"268STC9001","\\Locations\\Sites\\Springfield Tech Community College\\268STC9001 Garvey Hall South Building 15\\BASEMENTS\\BASEMENT STORAGE [15-B01]","","Active","Available"]
[null,".75\" COLD WATER BACKFLOW PREVENTER","EQ-1045157","BACKFLOW PREVENTER - FIRE SPRINKLER SYSTEM","MAIN BACK FLOW PREVENTER",null,"268STC6666","\\Locations\\Sites\\Springfield Tech Community College\\268STC6666 Scibelli Hall Building 2\\Floor 06\\OFFICE-LAB [02-603]","","Active","Available"]
[null,".75\" DENTAL CHAIR BACKFLOW PREVENTER TAG 84","EQ-1045529","BACKFLOW PREVENTER - FIRE SPRINKLER SYSTEM","MAIN BACK FLOW PREVENTER",null,"268STC9014","\\Locations\\Sites\\Springfield Tech Community College\\268STC9014 Health Sciences Building 20\\Floor 01\\1ST FLR. PUMP RM [20-1 PUMP]","","Active","Available"]
[null,".75\" DETECTOR BACKFLOW PREVENTER TAG 2","EQ-1045456","BACKFLOW PREVENTER - FIRE SPRINKLER SYSTEM","MAIN BACK FLOW PREVENTER",null,"268STC9013","\\Locations\\Sites\\Springfield Tech Community College\\268STC9013 Putnam Hall Building 17\\BASEMENT\\LOWER LEVEL - BOILER ROOM [17-G3]","","Active","Available"]
[null,".75\" DETECTOR BACKFLOW PREVENTER TAG 42 (A-13S)","EQ-1045643","BACKFLOW PREVENTER - FIRE SPRINKLER SYSTEM","MAIN BACK FLOW PREVENTER",null,"268STC9017","\\Locations\\Sites\\Springfield Tech Community College\\268STC9017 Student Services Building 27\\BASMT","","Active","Available"]
[null,".75\" DETECTOR BACKFLOW PREVENTER TAG 46","EQ-1045240","BACKFLOW PREVENTER - FIRE SPRINKLER SYSTEM","MAIN BACK FLOW PREVENTER",null,"268STC9001","\\Locations\\Sites\\Springfield Tech Community College\\268STC9001 Garvey Hall South Building 15\\GROUNDS","","Active","Available"]
[null,".75\" DETECTOR BACKFLOW PREVENTER TAG 48","EQ-1045355","BACKFLOW PREVENTER - FIRE SPRINKLER SYSTEM","MAIN BACK FLOW PREVENTER",null,"268STC9011","\\Locations\\Sites\\Springfield Tech Community College\\268STC9011 Arts Building 28","","Active","Available"]
[null,".75\" DETECTOR BACKFLOW PREVENTER TAG 49","EQ-1045259","BACKFLOW PREVENTER - FIRE SPRINKLER SYSTEM","MAIN BACK FLOW PREVENTER",null,"268STC9001","\\Locations\\Sites\\Springfield Tech Community College\\268STC9001 Garvey Hall South Building 15\\Floor 01\\OFFICE [15-105]","","Active","Available"]
[null,".75\" DETECTOR BACKFLOW PREVENTER TAG 50 (CARPENTER SHOP)","EQ-1045623","BACKFLOW PREVENTER - FIRE SPRINKLER SYSTEM","MAIN BACK FLOW PREVENTER",null,"268STC9017","\\Locations\\Sites\\Springfield Tech Community College\\268STC9017 Student Services Building 27\\BASMT","","Active","Available"]
[null,".75\" DETECTOR BACKFLOW PREVENTER TAG 52 (PUMP STAT A2S BSMT)","EQ-1045224","BACKFLOW PREVENTER - FIRE SPRINKLER SYSTEM","MAIN BACK FLOW PREVENTER",null,"268STC9002","\\Locations\\Sites\\Springfield Tech Community College\\268STC9002 Garvey Hall Building 16\\BASMT","","Active","Available"]
[null,".75\" DETECTOR BACKFLOW PREVENTER TAG 53 (PUMP STAT A1S)","EQ-1045212","BACKFLOW PREVENTER - FIRE SPRINKLER SYSTEM","MAIN BACK FLOW PREVENTER",null,"268STC9002","\\Locations\\Sites\\Springfield Tech Community College\\268STC9002 Garvey Hall Building 16\\BASMT","","Active","Available"]
[null,".75\" DETECTOR BACKFLOW PREVENTER TAG 55 (PUMP STAT A3S)","EQ-1045250","BACKFLOW PREVENTER - FIRE SPRINKLER SYSTEM","MAIN BACK FLOW PREVENTER",null,"268STC9002","\\Locations\\Sites\\Springfield Tech Community College\\268STC9002 Garvey Hall Building 16\\BASMT","","Active","Available"]
[null,".75\" DETECTOR BACKFLOW PREVENTER TAG 65","EQ-1045650","BACKFLOW PREVENTER - FIRE SPRINKLER SYSTEM","MAIN BACK FLOW PREVENTER",null,"268STC9017","\\Locations\\Sites\\Springfield Tech Community College\\268STC9017 Student Services Building 27\\BASMT","","Active","Available"]
[null,".75\" DETECTOR BACKFLOW PREVENTER TAG 78 (SPK CLOSET RM 94)","EQ-1045604","BACKFLOW PREVENTER - FIRE SPRINKLER SYSTEM","MAIN BACK FLOW PREVENTER",null,"268STC9014","\\Locations\\Sites\\Springfield Tech Community College\\268STC9014 Health Sciences Building 20","","Active","Available"]
[null,".75\" DETECTOR BACKFLOW PREVENTER TAG 80","EQ-1045325","BACKFLOW PREVENTER - FIRE SPRINKLER SYSTEM","MAIN BACK FLOW PREVENTER",null,"268STC9010","\\Locations\\Sites\\Springfield Tech Community College\\268STC9010 Heat And Power Building 32\\Floor 01\\SPRINKLER RM [32-112]","","Active","Available"]
[null,".75\" ECO-LAB BACKFLOW PREVENTER","EQ-1045181","BACKFLOW PREVENTER - FIRE SPRINKLER SYSTEM","MAIN BACK FLOW PREVENTER",null,"268STC6666","\\Locations\\Sites\\Springfield Tech Community College\\268STC6666 Scibelli Hall Building 2\\Floor 07\\FOOD SERVICE [02-700]","","Active","Available"]
[null,".75\" HOT WATERBACKFLOW PREVENTER","EQ-1045189","BACKFLOW PREVENTER - FIRE SPRINKLER SYSTEM","MAIN BACK FLOW PREVENTER",null,"268STC6666","\\Locations\\Sites\\Springfield Tech Community College\\268STC6666 Scibelli Hall Building 2\\Floor 06\\OFFICE-LAB [02-603]","","Active","Available"]
[null,".75\" JAN CLOSET LOW DE BACKFLOW PREVENTER TAG 72","EQ-1045298","BACKFLOW PREVENTER - FIRE SPRINKLER SYSTEM","MAIN BACK FLOW PREVENTER",null,"268STC9008","\\Locations\\Sites\\Springfield Tech Community College\\268STC9008 Graphic Arts Building 14\\Floor 01\\CUSTODIAL [14-100]","","Active","Available"]
[null,".75\" JAN CLOSET UP DEV BACKFLOW PREVENTER TAG 73","EQ-1045267","BACKFLOW PREVENTER - FIRE SPRINKLER SYSTEM","MAIN BACK FLOW PREVENTER",null,"268STC9008","\\Locations\\Sites\\Springfield Tech Community College\\268STC9008 Graphic Arts Building 14\\Floor 01\\CUSTODIAL [14-100]","","Active","Available"]
[null,".75\" PROCESS BACKFLOW PREVENTER TAG 37 (PAINT SHOP)","EQ-1045652","BACKFLOW PREVENTER - FIRE SPRINKLER SYSTEM","MAIN BACK FLOW PREVENTER",null,"268STC9018","\\Locations\\Sites\\Springfield Tech Community College\\268STC9018 Greenhouse Building 21\\BASEMENT","","Active","Available"]
[null,".75\" Washing Machine BACKFLOW PREVENTER","EQ-1045606","BACKFLOW PREVENTER - FIRE SPRINKLER SYSTEM","MAIN BACK FLOW PREVENTER",null,"268STC9014","\\Locations\\Sites\\Springfield Tech Community College\\268STC9014 Health Sciences Building 20\\Floor 03\\LECTURE RM [20-334]","","Active","Available"]
[null,".75\" Washing Machine BACKFLOW PREVENTER (ROOM 304 OR 334?)","EQ-1045599","BACKFLOW PREVENTER - FIRE SPRINKLER SYSTEM","MAIN BACK FLOW PREVENTER",null,"268STC9014","\\Locations\\Sites\\Springfield Tech Community College\\268STC9014 Health Sciences Building 20","","Active","Available"]
[null,".75\"DETECTOR BACKFLOW PREVENTER TAG 44","EQ-1045293","BACKFLOW PREVENTER - FIRE SPRINKLER SYSTEM","MAIN BACK FLOW PREVENTER",null,"268STC9008","\\Locations\\Sites\\Springfield Tech Community College\\268STC9008 Graphic Arts Building 14\\BASEMENT","","Active","Available"]
[null,"1 ARRAY LAMINATES 300W SOLAR PANELS (152)","EQ-1046317","SOLAR ENERGY SYSTEM","SOLAR ENERGY SYSTEM",null,"515DEP9201","\\Locations\\Sites\\Sen William X Wall Laboratory Lawrence\\515DEP9201 Senator William X Wall Laboratory\\Roof","","Active","Available"]
[null,"1 ARRAY PV LAMINATES  210W SOLAR PANELS (242) MODULES","EQ-1046942","SOLAR ENERGY SYSTEM","SOLAR ENERGY SYSTEM",null,"707MAS0040","\\Locations\\Sites\\Massasoit Community College - Brockton\\707MAS0040 Science Building\\ROOF\\ROOFTOP-PV","","Active","Available"]
[null,"1 ARRAY PV LAMINATES  210W SOLAR PANELS (242) MODULES","EQ-1046947","SOLAR ENERGY SYSTEM","SOLAR ENERGY SYSTEM",null,"707MAS0050","\\Locations\\Sites\\Massasoit Community College - Brockton\\707MAS0050 Technology Building","","Active","Available"]
[null,"1 ARRAY PV LAMINATES  210W SOLAR PANELS (330) MODULES","EQ-1046943","SOLAR ENERGY SYSTEM","SOLAR ENERGY SYSTEM",null,"707MAS0060","\\Locations\\Sites\\Massasoit Community College - Brockton\\707MAS0060 Liberal Arts Building","","Active","Available"]
[null,"1 ARRAY PV LAMINATES  210W SOLAR PANELS (418) MODULES","EQ-1046952","SOLAR ENERGY SYSTEM","SOLAR ENERGY SYSTEM",null,"707MAS0070","\\Locations\\Sites\\Massasoit Community College - Brockton\\707MAS0070 Health And Humanities Building","","Active","Available"]
[null,"1 ARRAY PV LAMINATES  210W SOLAR PANELS (528) MODULES","EQ-1046946","SOLAR ENERGY SYSTEM","SOLAR ENERGY SYSTEM",null,"707MAS0020","\\Locations\\Sites\\Massasoit Community College - Brockton\\707MAS0020 Student Union","","Active","Available"]
[null,"1 ARRAY PV LAMINATES (200 PV MODULES)","EQ-1057661","SOLAR ENERGY SYSTEM","SOLAR ENERGY SYSTEM",null,"618DOCPB14","\\Locations\\Sites\\MCI - Cedar Junction\\618DOCPB14 Industries Building 27\\ROOF","MCI - Cedar Junction","Active","Available"]
[null,"1 ARRAY PV LAMINATES (450 PV MODULES)","EQ-1046959","SOLAR ENERGY SYSTEM","SOLAR ENERGY SYSTEM",null,"763MMA0352","\\Locations\\Sites\\Massachusetts Maritime Academy\\763MMA0352 Flanagan Hall\\ROOF","","Active","Available"]
[null,"1 ARRAY PV LAMINATES (504 PV MODULES)-GROUNDS","EQ-1028005","PHOTOVOLTAIC PANEL","PV PANELS",null,"715DOC2101","\\Locations\\Sites\\Bridgewater State Hospital\\715DOC2101 Solar Farm","Bridgewater State Hospital","Active","Available"]
[null,"1 ARRAY PV LAMINATES (540 PV MODULES) EVERGREEN ES-195","EQ-1057767","SOLAR ENERGY SYSTEM","SOLAR ENERGY SYSTEM",null,"335WOR0040","\\Locations\\Sites\\Worcester State University\\335WOR0040 Learning Resources Center\\ROOF","Worcester State University","Active","Available"]
[null,"1 ARRAY PV LAMINATES 205W SOLAR PANELS (145)","EQ-1046944","SOLAR ENERGY SYSTEM","SOLAR ENERGY SYSTEM",null,"664BRC0083","\\Locations\\Sites\\Bristol Community College\\664BRC0083 Siegel Health Technologies Building (C)\\ROOF","Bristol Community College","Active","Available"]
[null,"1 ARRAY PV LAMINATES 205W SOLAR PANELS (200)","EQ-1046954","SOLAR ENERGY SYSTEM","SOLAR ENERGY SYSTEM",null,"664BRC0025","\\Locations\\Sites\\Bristol Community College\\664BRC0025 Hudnall Administration Building (D)\\ROOF","Bristol Community College","Active","Available"]
[null,"1 ARRAY PV LAMINATES 205W SOLAR PANELS (75)","EQ-1046945","SOLAR ENERGY SYSTEM","SOLAR ENERGY SYSTEM",null,"664BRC0100","\\Locations\\Sites\\Bristol Community College\\664BRC0100 Physical Plant Building (F)","Bristol Community College","Active","Available"]
[null,"1 ARRAY PV LAMINATES 210W (128 PV MODULES)","EQ-1046960","SOLAR ENERGY SYSTEM","SOLAR ENERGY SYSTEM",null,"304FSC0050","\\Locations\\Sites\\Fitchburg State University\\304FSC0050 Anthony Student Service Center\\ROOF","Fitchburg State University","Active","Available"]
[null,"1 ARRAY PV LAMINATES 210W (140 PV MODULES)","EQ-1046958","SOLAR ENERGY SYSTEM","SOLAR ENERGY SYSTEM",null,"450FRC0241","\\Locations\\Sites\\Framingham State University\\450FRC0241 D. Justin McCarthy Center\\ROOF","Framingham State University","Active","Available"]
[null,"1 ARRAY PV LAMINATES 210W (294 PV MODULES)","EQ-1046972","SOLAR ENERGY SYSTEM","SOLAR ENERGY SYSTEM",null,"304FSC0011","\\Locations\\Sites\\Fitchburg State University\\304FSC0011 Sanders Administration Building\\ROOF","Fitchburg State University","Active","Available"]
[null,"1 ARRAY PV LAMINATES 210W (330 PV MODULES)","EQ-1046956","SOLAR ENERGY SYSTEM","SOLAR ENERGY SYSTEM",null,"450FRC0301","\\Locations\\Sites\\Framingham State University\\450FRC0301 Athletic Recreation Center\\ROOF","Framingham State University","Active","Available"]
[null,"1 ARRAY PV LAMINATES 210W (352 PV MODULES)","EQ-1008608","SOLAR ENERGY SYSTEM","SOLAR ENERGY SYSTEM",null,"526NSC0301","\\Locations\\Sites\\North Shore Community College - Danvers\\526NSC0301 Frederick E. Berry Building\\ROOF\\ROOFTOP-PV","","Active","Available"]
[null,"1 ARRAY PV LAMINATES 210W (352) PV MODULES","EQ-1046969","SOLAR ENERGY SYSTEM","SOLAR ENERGY SYSTEM",null,"111BCC0020","\\Locations\\Sites\\Berkshire Community College\\111BCC0020 Hawthorne Hall","Berkshire Community College","Active","Available"]
[null,"1 ARRAY PV LAMINATES 210W (528) PV MODULES","EQ-1046970","SOLAR ENERGY SYSTEM","SOLAR ENERGY SYSTEM",null,"111BCC0070","\\Locations\\Sites\\Berkshire Community College\\111BCC0070 Field Administration Center","Berkshire Community College","Active","Available"]
[null,"1 ARRAY PV LAMINATES 210W (616 PV MODULES)","EQ-1046966","SOLAR ENERGY SYSTEM","SOLAR ENERGY SYSTEM",null,"268DEP9003","\\Locations\\Sites\\State Material Recovery Facility\\268DEP9003 Recycling Plant - Pa","","Active","Available"]
[null,"1 ARRAY PV LAMINATES 210W (84) PV MODULES","EQ-1046957","SOLAR ENERGY SYSTEM","SOLAR ENERGY SYSTEM",null,"111BCC0015","\\Locations\\Sites\\Berkshire Community College\\111BCC0015 Stanley Power Plant","Berkshire Community College","Active","Available"]
[null,"1 ARRAY PV LAMINATES 210W SOLAR PANELS (210)","EQ-1041719","SOLAR ENERGY SYSTEM",null,null,"669UMD0711","\\Locations\\Sites\\University Of Massachusetts Dartmouth Housing\\669UMD0711 Willow Hall","","Active","Available"]
[null,"1 ARRAY PV LAMINATES 210W SOLAR PANELS (210)","EQ-1041745","SOLAR ENERGY SYSTEM",null,null,"669UMD0712","\\Locations\\Sites\\University Of Massachusetts Dartmouth Housing\\669UMD0712 Hickory Hall","","Active","Available"]
[null,"1 ARRAY PV LAMINATES 210W SOLAR PANELS (210)","EQ-1041777","SOLAR ENERGY SYSTEM",null,null,"669UMD0713","\\Locations\\Sites\\University Of Massachusetts Dartmouth Housing\\669UMD0713 Evergreen Hall","","Active","Available"]
[null,"1 ARRAY PV LAMINATES 210W SOLAR PANELS (210)","EQ-1041861","SOLAR ENERGY SYSTEM",null,null,"669UMD0716","\\Locations\\Sites\\University Of Massachusetts Dartmouth Housing\\669UMD0716 Ivy Hall","","Active","Available"]
[null,"1 ARRAY PV LAMINATES 210W SOLAR PANELS (220)","EQ-1034416","SOLAR ENERGY SYSTEM",null,null,"408LOWPB01","\\Locations\\Sites\\University Of Massachusetts Lowell - Lowell\\408LOWPB01 Bourgeois Hall","","Active","Available"]
[null,"1 ARRAY PV LAMINATES 210W SOLAR PANELS (220)","EQ-1034509","SOLAR ENERGY SYSTEM",null,null,"408LOWPB07","\\Locations\\Sites\\University Of Massachusetts Lowell - Lowell\\408LOWPB07 Leitch Hall","","Active","Available"]
[null,"1 ARRAY PV LAMINATES 210W SOLAR PANELS (336)","EQ-1033384","SOLAR ENERGY SYSTEM",null,null,"408LOW0010","\\Locations\\Sites\\University Of Massachusetts Lowell - Lowell\\408LOW0010 Costello Athletic Center","","Active","Available"]
[null,"1 ARRAY PV LAMINATES 210W SOLAR PANELS (396)","EQ-1033483","SOLAR ENERGY SYSTEM",null,null,"408LOW0052","\\Locations\\Sites\\University Of Massachusetts Lowell - Lowell\\408LOW0052 Dugan Hall","","Active","Available"]
[null,"1 ARRAY PV LAMINATES 210W SOLAR PANELS (704)","EQ-1057960","SOLAR ENERGY SYSTEM","SOLAR ENERGY SYSTEM",null,"531SSC0190","\\Locations\\Sites\\Salem State University\\531SSC0190 Meier Hall","Salem State University","Active","Available"]
[null,"1 ARRAY PV LAMINATES 224W (462 PV MODULES)","EQ-1057939","SOLAR ENERGY SYSTEM","SOLAR ENERGY SYSTEM",null,"618DOCPB14","\\Locations\\Sites\\MCI - Cedar Junction\\618DOCPB14 Industries Building 27\\ROOF","MCI - Cedar Junction","Active","Available"]
[null,"1 ARRAY PV LAMINATES 245W (48 PV MODULES) YGE245 Series","EQ-1046853","SOLAR ENERGY SYSTEM","SOLAR ENERGY SYSTEM",null,{"$f":"IFERROR(MID(H199,FIND(\"\\\",H199,18)+1,10),\"\")","v":"551BHC0900"},"\\Locations\\Sites\\Bunker Hill Community College\\551BHC0900 Health And Wellness Center (Bldg G)",{"$f":"IFERROR(MID(H199,18,FIND(\"\\\",MID(H199,18,30))-1),\"\")","v":"Bunker Hill Community College"},"Active","Available"]
[null,"1 ARRAY PV LAMINATES 270W (80 PV MODULES)","EQ-1046971","SOLAR ENERGY SYSTEM","SOLAR ENERGY SYSTEM",null,"531SSC1000","\\Locations\\Sites\\Salem State University - Housing\\531SSC1000 Atlantic Hall\\ROOF","","Active","Available"]
[null,"1 ARRAY PV LAMINATES 305W (272 PV MODULES)","EQ-1045588","SOLAR ENERGY SYSTEM","SOLAR ENERGY SYSTEM",null,"268STC9014","\\Locations\\Sites\\Springfield Tech Community College\\268STC9014 Health Sciences Building 20\\ROOF","","Active","Available"]
[null,"1 ARRAY PV LAMINATES 305W SOLAR PANELS (200)","EQ-1008855","SOLAR ENERGY SYSTEM","SOLAR ENERGY SYSTEM",null,"530NSC0100","\\Locations\\Sites\\North Shore Community College - Lynn\\530NSC0100 Thomas W. McGee Building\\Roof","","Active","Available"]
[null,"1 ARRAY PV LAMINATES 315W (168 PV MODULES) CANOPY #1","EQ-1046857","SOLAR ENERGY SYSTEM","SOLAR ENERGY SYSTEM",null,"430DCR2113","\\Locations\\Sites\\Walden Pond State Reservation\\430DCR2113 Photovoltaic Canopy","Walden Pond State Reservation","Active","Available"]
[null,"1 ARRAY PV LAMINATES 315W (168 PV MODULES) CANOPY #2","EQ-1046858","SOLAR ENERGY SYSTEM","SOLAR ENERGY SYSTEM",null,"430DCR2113","\\Locations\\Sites\\Walden Pond State Reservation\\430DCR2113 Photovoltaic Canopy","Walden Pond State Reservation","Active","Available"]
[null,"1 ARRAY PV LAMINATES 320w (1188 PV MODULES)","EQ-1046831","PHOTOVOLTAIC PANEL","PV PANELS",null,"526NSC1100","\\Locations\\Sites\\North Shore Community College - Danvers\\526NSC1100 Health Professions And Student Services\\ROOF","","Active","Available"]
[null,"1\" BOILER FEED BACKFLOW PREVENTER","EQ-1045160","BACKFLOW PREVENTER - FIRE SPRINKLER SYSTEM","MAIN BACK FLOW PREVENTER",null,"268STC6666","\\Locations\\Sites\\Springfield Tech Community College\\268STC6666 Scibelli Hall Building 2\\Floor 06\\LAB [02-618]","","Active","Available"]
[null,"1\" IRRIGATION BACKFLOW PREVENTER","EQ-1045666","BACKFLOW PREVENTER - FIRE SPRINKLER SYSTEM","MAIN BACK FLOW PREVENTER",null,"268STC9020","\\Locations\\Sites\\Springfield Tech Community College\\268STC9020 MA Police Training Academy Building 11\\BASMT\\JAN. CLOSET [11-B12]","","Active","Available"]
[null,"1\" MAIN BACKFLOW PREVENTER TAG 22 (SERVICE ENT)","EQ-1045289","BACKFLOW PREVENTER - FIRE SPRINKLER SYSTEM","MAIN BACK FLOW PREVENTER",null,"268STC9008","\\Locations\\Sites\\Springfield Tech Community College\\268STC9008 Graphic Arts Building 14\\BASEMENT","","Active","Available"]
[null,"1\" MAIN BACKFLOW PREVENTER TAG 4","EQ-1045333","BACKFLOW PREVENTER - FIRE SPRINKLER SYSTEM","MAIN BACK FLOW PREVENTER",null,"268STC9010","\\Locations\\Sites\\Springfield Tech Community College\\268STC9010 Heat And Power Building 32\\Floor 01\\SPRINKLER RM [32-112]","","Active","Available"]
[null,"1\" PHOTO BACKFLOW PREVENTER(503201)","EQ-1045415","BACKFLOW PREVENTER - FIRE SPRINKLER SYSTEM","MAIN BACK FLOW PREVENTER",null,"268STC9013","\\Locations\\Sites\\Springfield Tech Community College\\268STC9013 Putnam Hall Building 17\\Floor 05\\DARK RM [17-508]","","Active","Available"]
[null,"1\" PHOTO BACKFLOW PREVENTER(503203)","EQ-1045420","BACKFLOW PREVENTER - FIRE SPRINKLER SYSTEM","MAIN BACK FLOW PREVENTER",null,"268STC9013","\\Locations\\Sites\\Springfield Tech Community College\\268STC9013 Putnam Hall Building 17\\Floor 05\\DARK RM [17-508]","","Active","Available"]
[null,"1\" PROCESS HVAC BACKFLOW PREVENTER","EQ-1045660","BACKFLOW PREVENTER - FIRE SPRINKLER SYSTEM","MAIN BACK FLOW PREVENTER",null,"268STC9020","\\Locations\\Sites\\Springfield Tech Community College\\268STC9020 MA Police Training Academy Building 11\\BASMT\\MECHANICAL ROOM [11-B06]","","Active","Available"]
[null,"1\" UPPER MAIN BACKFLOW PREVENTER TAG 35 (NEAR ELEVATOR)","EQ-1045251","BACKFLOW PREVENTER - FIRE SPRINKLER SYSTEM","MAIN BACK FLOW PREVENTER",null,"268STC9002","\\Locations\\Sites\\Springfield Tech Community College\\268STC9002 Garvey Hall Building 16\\BASMT","","Active","Available"]
[null,"1\" UPPER MAIN BACKFLOW PREVENTER TAG 5","EQ-1045213","BACKFLOW PREVENTER - FIRE SPRINKLER SYSTEM","MAIN BACK FLOW PREVENTER",null,"268STC9002","\\Locations\\Sites\\Springfield Tech Community College\\268STC9002 Garvey Hall Building 16\\BASMT","","Active","Available"]
[null,"1.25\" BOILER FEED BACKFLOW PREVENTER (By Wall)","EQ-1045374","BACKFLOW PREVENTER - FIRE SPRINKLER SYSTEM","MAIN BACK FLOW PREVENTER",null,"268STC9012","\\Locations\\Sites\\Springfield Tech Community College\\268STC9012 Deliso Hall Building 13\\Floor 01\\MECHANICAL ROOM [13-1MR/113]","","Active","Available"]
[null,"1.25\" LOW TEMP H/W BACKFLOW PREVENTER TAG 29","EQ-1045410","BACKFLOW PREVENTER - FIRE SPRINKLER SYSTEM","MAIN BACK FLOW PREVENTER",null,"268STC9013","\\Locations\\Sites\\Springfield Tech Community College\\268STC9013 Putnam Hall Building 17\\Floor 01\\BOILER ROOM - OFFICE [17-106]","","Active","Available"]
[null,"1.25\"C/W BACKFLOW PREVENTER","EQ-1045117","BACKFLOW PREVENTER - FIRE SPRINKLER SYSTEM","MAIN BACK FLOW PREVENTER",null,"268STC6666","\\Locations\\Sites\\Springfield Tech Community College\\268STC6666 Scibelli Hall Building 2\\Floor 04","","Active","Available"]
[null,"1.5\" BOILER FEED BACKFLOW PREVENTER (By staircase)","EQ-1045313","BACKFLOW PREVENTER - FIRE SPRINKLER SYSTEM","MAIN BACK FLOW PREVENTER",null,"268STC9009","\\Locations\\Sites\\Springfield Tech Community College\\268STC9009 Ford Asset Building 25\\Floor 01\\PUMP ROOM [25-112]","","Active","Available"]
[null,"1.5\" BYPASS BACKFLOW PREVENTER","EQ-1045376","BACKFLOW PREVENTER - FIRE SPRINKLER SYSTEM","MAIN BACK FLOW PREVENTER",null,"268STC9012","\\Locations\\Sites\\Springfield Tech Community College\\268STC9012 Deliso Hall Building 13\\Floor 01\\MAIL RM [13-1MAIL]","","Active","Available"]
[null,"1.5\" H/W BACKFLOW PREVENTER (UPPER DEVICE)","EQ-1045204","BACKFLOW PREVENTER - FIRE SPRINKLER SYSTEM","MAIN BACK FLOW PREVENTER",null,"268STC6666","\\Locations\\Sites\\Springfield Tech Community College\\268STC6666 Scibelli Hall Building 2\\Floor 04","","Active","Available"]
[null,"1.5\" MAIN BACKFLOW PREVENTER TAG 39","EQ-1045335","BACKFLOW PREVENTER - FIRE SPRINKLER SYSTEM","MAIN BACK FLOW PREVENTER",null,"268STC9011","\\Locations\\Sites\\Springfield Tech Community College\\268STC9011 Arts Building 28\\Floor 01\\STORAGE [28-109]","","Active","Available"]
[null,"1.5\" N/W CORNER MAIN BACKFLOW PREVENTER TAG 70","EQ-1045249","BACKFLOW PREVENTER - FIRE SPRINKLER SYSTEM","MAIN BACK FLOW PREVENTER",null,"268STC9001","\\Locations\\Sites\\Springfield Tech Community College\\268STC9001 Garvey Hall South Building 15\\BASEMENTS\\BASEMENT STORAGE [15-B01]","","Active","Available"]
[null,"1.5\"IRRIGATION BACKFLOW PREVENTER TAG 81 (NW CORNER BSMT)","EQ-1045671","BACKFLOW PREVENTER - FIRE SPRINKLER SYSTEM","MAIN BACK FLOW PREVENTER",null,"268STC9020","\\Locations\\Sites\\Springfield Tech Community College\\268STC9020 MA Police Training Academy Building 11\\BASMT","","Active","Available"]
[null,"1000 AIR HANDLING UNIT #12","EQ-1045875","AIR HANDLER UNIT","AIR HANDLER UNIT",null,"322SDWPB17","\\Locations\\Sites\\Worcester County Sheriff's Office - West Boylston\\322SDWPB17 Administration Building\\ROOF","","Active","Available"]
[null,"1001 AIR HANDLING UNIT #11","EQ-1045856","AIR HANDLER UNIT","AIR HANDLER UNIT",null,"322SDWPB17","\\Locations\\Sites\\Worcester County Sheriff's Office - West Boylston\\322SDWPB17 Administration Building\\ROOF","","Active","Available"]
[null,"1002 AIR HANDLING UNIT #4","EQ-1045873","AIR HANDLER UNIT","AIR HANDLER UNIT",null,"322SDWPB17","\\Locations\\Sites\\Worcester County Sheriff's Office - West Boylston\\322SDWPB17 Administration Building\\ROOF","","Active","Available"]
[null,"1003 AIR HANDLING UNIT #10","EQ-1045869","AIR HANDLER UNIT","AIR HANDLER UNIT",null,"322SDWPB17","\\Locations\\Sites\\Worcester County Sheriff's Office - West Boylston\\322SDWPB17 Administration Building\\ROOF","","Active","Available"]
[null,"1004 AIR HANDLING UNIT #5","EQ-1045866","AIR HANDLER UNIT","AIR HANDLER UNIT",null,"322SDWPB17","\\Locations\\Sites\\Worcester County Sheriff's Office - West Boylston\\322SDWPB17 Administration Building\\ROOF","","Active","Available"]
[null,"1005 AIR HANDLING UNIT #8","EQ-1045861","AIR HANDLER UNIT","AIR HANDLER UNIT",null,"322SDWPB17","\\Locations\\Sites\\Worcester County Sheriff's Office - West Boylston\\322SDWPB17 Administration Building\\ROOF","","Active","Available"]
[null,"1006 AIR HANDLING UNIT #7","EQ-1045871","AIR HANDLER UNIT","AIR HANDLER UNIT",null,"322SDWPB17","\\Locations\\Sites\\Worcester County Sheriff's Office - West Boylston\\322SDWPB17 Administration Building\\ROOF","","Active","Available"]
[null,"1007 AIR HANDLING UNIT #9","EQ-1045876","AIR HANDLER UNIT","AIR HANDLER UNIT",null,"322SDWPB17","\\Locations\\Sites\\Worcester County Sheriff's Office - West Boylston\\322SDWPB17 Administration Building\\ROOF","","Active","Available"]
[null,"1008 AIR HANDLNG UNIT #13","EQ-1045878","AIR HANDLER UNIT","AIR HANDLER UNIT",null,"322SDWPB17","\\Locations\\Sites\\Worcester County Sheriff's Office - West Boylston\\322SDWPB17 Administration Building\\ROOF","","Active","Available"]
[null,"1009 AIR HANDLING UNIT #6","EQ-1045883","AIR HANDLER UNIT","AIR HANDLER UNIT",null,"322SDWPB17","\\Locations\\Sites\\Worcester County Sheriff's Office - West Boylston\\322SDWPB17 Administration Building\\ROOF","","Active","Available"]
[null,"1011 AIR HANDLING UNIT #14","EQ-1045880","AIR HANDLER UNIT","AIR HANDLER UNIT",null,"322SDWPB17","\\Locations\\Sites\\Worcester County Sheriff's Office - West Boylston\\322SDWPB17 Administration Building\\ROOF","","Active","Available"]
[null,"1012 EXHAUST FAN","EQ-1046095","EXHAUST FAN","EXHAUST FAN",null,"322SDWPB17","\\Locations\\Sites\\Worcester County Sheriff's Office - West Boylston\\322SDWPB17 Administration Building\\ROOF","","Active","Offline for Repair"]
[null,"1013 EXHAUST FAN","EQ-1046085","EXHAUST FAN","EXHAUST FAN",null,"322SDWPB17","\\Locations\\Sites\\Worcester County Sheriff's Office - West Boylston\\322SDWPB17 Administration Building\\ROOF","","Active","Offline for Repair"]
[null,"1014 EXHAUST FAN","EQ-1046088","EXHAUST FAN","EXHAUST FAN",null,"322SDWPB17","\\Locations\\Sites\\Worcester County Sheriff's Office - West Boylston\\322SDWPB17 Administration Building\\ROOF","","Active","Offline for Repair"]
[null,"1015 EXHAUST FAN","EQ-1046090","EXHAUST FAN","EXHAUST FAN",null,"322SDWPB17","\\Locations\\Sites\\Worcester County Sheriff's Office - West Boylston\\322SDWPB17 Administration Building\\ROOF","","Active","Offline for Repair"]
[null,"1016 EXHAUST FAN","EQ-1046087","EXHAUST FAN","EXHAUST FAN",null,"322SDWPB17","\\Locations\\Sites\\Worcester County Sheriff's Office - West Boylston\\322SDWPB17 Administration Building\\ROOF","","Active","Offline for Repair"]
[null,"1017 AIR HANDLING UNIT #1","EQ-1045885","AIR HANDLER UNIT","AIR HANDLER UNIT",null,"322SDWPB17","\\Locations\\Sites\\Worcester County Sheriff's Office - West Boylston\\322SDWPB17 Administration Building\\ROOF","","Active","Available"]
[null,"1018 AIR HANDLING UNIT #2","EQ-1045886","AIR HANDLER UNIT","AIR HANDLER UNIT",null,"322SDWPB17","\\Locations\\Sites\\Worcester County Sheriff's Office - West Boylston\\322SDWPB17 Administration Building\\ROOF","","Active","Available"]
[null,"1019 AIR HANDLING UNIT #3","EQ-1045884","AIR HANDLER UNIT","AIR HANDLER UNIT",null,"322SDWPB17","\\Locations\\Sites\\Worcester County Sheriff's Office - West Boylston\\322SDWPB17 Administration Building\\ROOF","","Active","Available"]
[null,"1020 EXHAUST FAN","EQ-1046100","EXHAUST FAN","EXHAUST FAN",null,"322SDWPB17","\\Locations\\Sites\\Worcester County Sheriff's Office - West Boylston\\322SDWPB17 Administration Building\\ROOF","","Active","Offline for Repair"]
[null,"1021 EXHAUST FAN","EQ-1046102","EXHAUST FAN","EXHAUST FAN",null,"322SDWPB17","\\Locations\\Sites\\Worcester County Sheriff's Office - West Boylston\\322SDWPB17 Administration Building","","Active","Offline for Repair"]
[null,"1022 EXHAUST FAN","EQ-1046097","EXHAUST FAN","EXHAUST FAN",null,"322SDWPB17","\\Locations\\Sites\\Worcester County Sheriff's Office - West Boylston\\322SDWPB17 Administration Building\\ROOF","","Active","Offline for Repair"]
[null,"1023 EXHAUST FAN","EQ-1046094","EXHAUST FAN","EXHAUST FAN",null,"322SDWPB17","\\Locations\\Sites\\Worcester County Sheriff's Office - West Boylston\\322SDWPB17 Administration Building","","Active","Offline for Repair"]
[null,"1026 HOT WATER HEATER","EQ-1045781","WATER HEATER","HOT WATER HEATER",null,"322SDWPB12","\\Locations\\Sites\\Worcester County Sheriff's Office - West Boylston\\322SDWPB12 Housing Unit K And L\\Floor 01","","Active","Available"]
[null,"1027 HOT WATER PUMP","EQ-1045775","PUMP","PUMP",null,"322SDWPB12","\\Locations\\Sites\\Worcester County Sheriff's Office - West Boylston\\322SDWPB12 Housing Unit K And L\\Floor 01\\MECHANICAL","","Active","Available"]
[null,"1028 WATER COOLER CHILLER","EQ-1045800","CHILLER","CHILLER",null,"322SDWPB12","\\Locations\\Sites\\Worcester County Sheriff's Office - West Boylston\\322SDWPB12 Housing Unit K And L","","Active","Available"]
[null,"1029 ELECTRIC UNIT HEATER","EQ-1045804","ELECTRIC HEATER","ELECTRIC HEATER",null,"322SDWPB12","\\Locations\\Sites\\Worcester County Sheriff's Office - West Boylston\\322SDWPB12 Housing Unit K And L","","Active","Available"]
[null,"1030 ELECTRIC UNIT HEATER","EQ-1045816","ELECTRIC HEATER","ELECTRIC HEATER",null,"322SDWPB12","\\Locations\\Sites\\Worcester County Sheriff's Office - West Boylston\\322SDWPB12 Housing Unit K And L","","Active","Available"]
[null,"1031 UNIT AIR HANDLER","EQ-1045796","UNIT HEATER","UNIT HEATER",null,"322SDWPB12","\\Locations\\Sites\\Worcester County Sheriff's Office - West Boylston\\322SDWPB12 Housing Unit K And L\\ROOF","","Active","Available"]
[null,"1031ROOF AIR HANDLING UNITS REZMOR","EQ-1045777","ROOF A/H UNIT","ROOF A/H UNIT",null,"322SDWPB12","\\Locations\\Sites\\Worcester County Sheriff's Office - West Boylston\\322SDWPB12 Housing Unit K And L","","Active","Available"]
[null,"1032 UNIT AIR HANDLER","EQ-1045786","UNIT HEATER","UNIT HEATER",null,"322SDWPB12","\\Locations\\Sites\\Worcester County Sheriff's Office - West Boylston\\322SDWPB12 Housing Unit K And L\\ROOF","","Active","Available"]
[null,"1033 UNIT AIR HANDLER","EQ-1046055","UNIT HEATER","UNIT HEATER",null,"322SDWPB12","\\Locations\\Sites\\Worcester County Sheriff's Office - West Boylston\\322SDWPB12 Housing Unit K And L\\ROOF","","Active","Offline for Repair"]
[null,"1034 EXHAUST FAN","EQ-1046080","EXHAUST FAN","EXHAUST FAN",null,"322SDWPB12","\\Locations\\Sites\\Worcester County Sheriff's Office - West Boylston\\322SDWPB12 Housing Unit K And L","","Active","Offline for Repair"]
[null,"1035 EXHAUST FAN","EQ-1046078","EXHAUST FAN","EXHAUST FAN",null,"322SDWPB12","\\Locations\\Sites\\Worcester County Sheriff's Office - West Boylston\\322SDWPB12 Housing Unit K And L\\ROOF","","Active","Offline for Repair"]
[null,"1036 EXHAUST FAN - 6 UNITS","EQ-1046076","EXHAUST FAN","EXHAUST FAN",null,"322SDWPB12","\\Locations\\Sites\\Worcester County Sheriff's Office - West Boylston\\322SDWPB12 Housing Unit K And L\\ROOF","","Active","Offline for Repair"]
[null,"1037 EXHAUST FAN","EQ-1046062","EXHAUST FAN","EXHAUST FAN",null,"322SDWPB12","\\Locations\\Sites\\Worcester County Sheriff's Office - West Boylston\\322SDWPB12 Housing Unit K And L\\ROOF","","Active","Offline for Repair"]
[null,"1038 EXHAUST FAN","EQ-1046071","EXHAUST FAN","EXHAUST FAN",null,"322SDWPB12","\\Locations\\Sites\\Worcester County Sheriff's Office - West Boylston\\322SDWPB12 Housing Unit K And L\\ROOF","","Active","Offline for Repair"]
[null,"1039 EXHAUST FANS","EQ-1046083","EXHAUST FAN","EXHAUST FAN",null,"322SDWPB12","\\Locations\\Sites\\Worcester County Sheriff's Office - West Boylston\\322SDWPB12 Housing Unit K And L\\ROOF","","Active","Offline for Repair"]
[null,"1040 EXHAUST FAN","EQ-1046061","EXHAUST FAN","EXHAUST FAN",null,"322SDWPB12","\\Locations\\Sites\\Worcester County Sheriff's Office - West Boylston\\322SDWPB12 Housing Unit K And L\\ROOF","","Active","Offline for Repair"]
[null,"1044 H.W. CIRCULATING PUMP","EQ-1045788","PUMP","PUMP",null,{"$f":"IFERROR(MID(H263,FIND(\"\\\",H263,18)+1,10),\"\")","v":"322SDWPB13"},"\\Locations\\Sites\\Worcester County Sheriff's Office - West Boylston\\322SDWPB13 Housing Unit I And J\\Floor 01\\MECHANICAL",{"$f":"IFERROR(MID(H263,18,FIND(\"\\\",MID(H263,18,30))-1),\"\")","v":""},"Active","Available"]
[null,"1045 CHILLERS","EQ-1045792","CHILLER","CHILLER",null,"322SDWPB13","\\Locations\\Sites\\Worcester County Sheriff's Office - West Boylston\\322SDWPB13 Housing Unit I And J\\Floor 01\\MECHANICAL","","Active","Available"]
[null,"1048 HOT WATER HEATER (100 GALLON)","EQ-1045847","WATER HEATER","HOT WATER HEATER",null,"322SDWPB16","\\Locations\\Sites\\Worcester County Sheriff's Office - West Boylston\\322SDWPB16 Intake Building","","Active","Available"]
[null,"1049 AIR HANDLING UNIT #1","EQ-1045872","AIR HANDLER UNIT","AIR HANDLER UNIT",null,"322SDWPB16","\\Locations\\Sites\\Worcester County Sheriff's Office - West Boylston\\322SDWPB16 Intake Building\\ROOF","","Active","Available"]
[null,"1050 AIR HANDLLING UNIT  # 2","EQ-1045834","AIR HANDLER UNIT","AIR HANDLER UNIT",null,"322SDWPB16","\\Locations\\Sites\\Worcester County Sheriff's Office - West Boylston\\322SDWPB16 Intake Building\\ROOF","","Active","Available"]
[null,"1051 AIR HANDLING UNIT # 3","EQ-1045868","AIR HANDLER UNIT","AIR HANDLER UNIT",null,"322SDWPB16","\\Locations\\Sites\\Worcester County Sheriff's Office - West Boylston\\322SDWPB16 Intake Building\\ROOF","","Active","Available"]
[null,"1052 AIR HANDLLING UNIT  # 4","EQ-1045853","AIR HANDLER UNIT","AIR HANDLER UNIT",null,"322SDWPB16","\\Locations\\Sites\\Worcester County Sheriff's Office - West Boylston\\322SDWPB16 Intake Building\\ROOF","","Active","Available"]
[null,"1053 AIR HANDLING UNIT #5","EQ-1045860","AIR HANDLER UNIT","AIR HANDLER UNIT",null,"322SDWPB16","\\Locations\\Sites\\Worcester County Sheriff's Office - West Boylston\\322SDWPB16 Intake Building\\ROOF","","Active","Available"]
[null,"1054 AIR HANDLING UNIT #6","EQ-1045852","AIR HANDLER UNIT","AIR HANDLER UNIT",null,"322SDWPB16","\\Locations\\Sites\\Worcester County Sheriff's Office - West Boylston\\322SDWPB16 Intake Building\\ROOF","","Active","Available"]
[null,"1056 AIR HANDLING UNIT #8","EQ-1045844","AIR HANDLER UNIT","AIR HANDLER UNIT",null,"322SDWPB16","\\Locations\\Sites\\Worcester County Sheriff's Office - West Boylston\\322SDWPB16 Intake Building\\ROOF","","Active","Available"]
[null,"1057 AIR HANDLING UNIT #9","EQ-1045870","AIR HANDLER UNIT","AIR HANDLER UNIT",null,"322SDWPB16","\\Locations\\Sites\\Worcester County Sheriff's Office - West Boylston\\322SDWPB16 Intake Building\\ROOF","","Active","Available"]
[null,"1058 AIR HANDLING UNIT #10","EQ-1045851","AIR HANDLER UNIT","AIR HANDLER UNIT",null,"322SDWPB16","\\Locations\\Sites\\Worcester County Sheriff's Office - West Boylston\\322SDWPB16 Intake Building\\ROOF","","Active","Available"]
[null,"1059 EXHAUST FAN","EQ-1046101","EXHAUST FAN","EXHAUST FAN",null,"322SDWPB16","\\Locations\\Sites\\Worcester County Sheriff's Office - West Boylston\\322SDWPB16 Intake Building\\ROOF","","Active","Offline for Repair"]
[null,"1060 EXHAUST FAN","EQ-1046082","EXHAUST FAN","EXHAUST FAN",null,"322SDWPB16","\\Locations\\Sites\\Worcester County Sheriff's Office - West Boylston\\322SDWPB16 Intake Building\\ROOF","","Active","Offline for Repair"]
[null,"1061 EXHAUST FAN","EQ-1046070","EXHAUST FAN","EXHAUST FAN",null,"322SDWPB16","\\Locations\\Sites\\Worcester County Sheriff's Office - West Boylston\\322SDWPB16 Intake Building\\ROOF","","Active","Offline for Repair"]
[null,"1062 EXHAUST FAN","EQ-1046086","EXHAUST FAN","EXHAUST FAN",null,"322SDWPB16","\\Locations\\Sites\\Worcester County Sheriff's Office - West Boylston\\322SDWPB16 Intake Building\\ROOF","","Active","Offline for Repair"]
[null,"1063 EXHAUST FAN","EQ-1046084","EXHAUST FAN","EXHAUST FAN",null,"322SDWPB16","\\Locations\\Sites\\Worcester County Sheriff's Office - West Boylston\\322SDWPB16 Intake Building\\ROOF","","Active","Offline for Repair"]
[null,"1086 EXHAUST FAN","EQ-1046057","EXHAUST FAN","EXHAUST FAN",null,"322SDWPB13","\\Locations\\Sites\\Worcester County Sheriff's Office - West Boylston\\322SDWPB13 Housing Unit I And J","","Active","Offline for Repair"]
[null,"1087 EXHAUST FAN","EQ-1046069","EXHAUST FAN","EXHAUST FAN",null,"322SDWPB13","\\Locations\\Sites\\Worcester County Sheriff's Office - West Boylston\\322SDWPB13 Housing Unit I And J\\ROOF","","Active","Offline for Repair"]
[null,"1088 EXHAUST FAN","EQ-1046058","EXHAUST FAN","EXHAUST FAN",null,"322SDWPB13","\\Locations\\Sites\\Worcester County Sheriff's Office - West Boylston\\322SDWPB13 Housing Unit I And J\\ROOF","","Active","Offline for Repair"]
[null,"1089 EXHAUST FAN","EQ-1046060","EXHAUST FAN","EXHAUST FAN",null,"322SDWPB13","\\Locations\\Sites\\Worcester County Sheriff's Office - West Boylston\\322SDWPB13 Housing Unit I And J\\ROOF","","Active","Offline for Repair"]
[null,"1090 AIR HANDLING UNIT","EQ-1045811","AIR HANDLER UNIT","AIR HANDLER UNIT",null,"322SDWPB13","\\Locations\\Sites\\Worcester County Sheriff's Office - West Boylston\\322SDWPB13 Housing Unit I And J\\ROOF","","Active","Available"]
[null,"1091 ROOF AIR HANDLER UNITS","EQ-1045803","ROOF A/H UNIT","ROOF A/H UNIT",null,"322SDWPB13","\\Locations\\Sites\\Worcester County Sheriff's Office - West Boylston\\322SDWPB13 Housing Unit I And J","","Active","Available"]
[null,"1092 ROOF AIR HANDLER UNITS","EQ-1045805","ROOF A/H UNIT","ROOF A/H UNIT",null,"322SDWPB13","\\Locations\\Sites\\Worcester County Sheriff's Office - West Boylston\\322SDWPB13 Housing Unit I And J","","Active","Available"]
[null,"1093 EXHAUST FAN","EQ-1046073","EXHAUST FAN","EXHAUST FAN",null,"322SDWPB13","\\Locations\\Sites\\Worcester County Sheriff's Office - West Boylston\\322SDWPB13 Housing Unit I And J\\ROOF","","Active","Offline for Repair"]
[null,"1094 EXHAUST FAN","EQ-1046079","EXHAUST FAN","EXHAUST FAN",null,"322SDWPB13","\\Locations\\Sites\\Worcester County Sheriff's Office - West Boylston\\322SDWPB13 Housing Unit I And J\\ROOF","","Active","Offline for Repair"]
[null,"1095 EXHAUST FAN","EQ-1046099","EXHAUST FAN","EXHAUST FAN",null,"322SDWPB13","\\Locations\\Sites\\Worcester County Sheriff's Office - West Boylston\\322SDWPB13 Housing Unit I And J\\ROOF","","Active","Offline for Repair"]
[null,"1096 AIR HANDLING UNIT # 9","EQ-1045831","AIR HANDLER UNIT","AIR HANDLER UNIT",null,"322SDWPB14","\\Locations\\Sites\\Worcester County Sheriff's Office - West Boylston\\322SDWPB14 Deborah O'Leary Medical Mods\\ROOF","","Active","Available"]
[null,"1097 AIR HANDLING UNIT # 11","EQ-1045823","AIR HANDLER UNIT","AIR HANDLER UNIT",null,"322SDWPB14","\\Locations\\Sites\\Worcester County Sheriff's Office - West Boylston\\322SDWPB14 Deborah O'Leary Medical Mods\\ROOF","","Active","Available"]
[null,"1098 AIR HANDLING UNIT #20","EQ-1045822","AIR HANDLER UNIT","AIR HANDLER UNIT",null,"322SDWPB14","\\Locations\\Sites\\Worcester County Sheriff's Office - West Boylston\\322SDWPB14 Deborah O'Leary Medical Mods\\ROOF","","Active","Available"]
[null,"1099 AIR HANDLING UNIT #8","EQ-1045838","AIR HANDLER UNIT","AIR HANDLER UNIT",null,"322SDWPB14","\\Locations\\Sites\\Worcester County Sheriff's Office - West Boylston\\322SDWPB14 Deborah O'Leary Medical Mods\\ROOF","","Active","Available"]
[null,"1100  HANDLING UNIT #7","EQ-1045829","AIR HANDLER UNIT","AIR HANDLER UNIT",null,"322SDWPB14","\\Locations\\Sites\\Worcester County Sheriff's Office - West Boylston\\322SDWPB14 Deborah O'Leary Medical Mods","","Active","Available"]
[null,"1101 AIR HANDLING UNIT #19","EQ-1045820","AIR HANDLER UNIT","AIR HANDLER UNIT",null,"322SDWPB14","\\Locations\\Sites\\Worcester County Sheriff's Office - West Boylston\\322SDWPB14 Deborah O'Leary Medical Mods\\ROOF","","Active","Available"]
[null,"1102 AIR HANDLING UNIT #4","EQ-1045839","AIR HANDLER UNIT","AIR HANDLER UNIT",null,"322SDWPB14","\\Locations\\Sites\\Worcester County Sheriff's Office - West Boylston\\322SDWPB14 Deborah O'Leary Medical Mods\\ROOF","","Active","Available"]
[null,"1103 AIR HANDLING UNIT #18","EQ-1045821","AIR HANDLER UNIT","AIR HANDLER UNIT",null,"322SDWPB14","\\Locations\\Sites\\Worcester County Sheriff's Office - West Boylston\\322SDWPB14 Deborah O'Leary Medical Mods\\ROOF","","Active","Available"]
[null,"1104 AIR HANDLING UNIT #5","EQ-1045819","AIR HANDLER UNIT","AIR HANDLER UNIT",null,"322SDWPB14","\\Locations\\Sites\\Worcester County Sheriff's Office - West Boylston\\322SDWPB14 Deborah O'Leary Medical Mods\\ROOF","","Active","Available"]
[null,"1105 AIR HANDLING UNIT #16","EQ-1045827","AIR HANDLER UNIT","AIR HANDLER UNIT",null,"322SDWPB14","\\Locations\\Sites\\Worcester County Sheriff's Office - West Boylston\\322SDWPB14 Deborah O'Leary Medical Mods\\ROOF","","Active","Available"]
[null,"1106 AIR HANDLING UNIT #6","EQ-1045832","AIR HANDLER UNIT","AIR HANDLER UNIT",null,"322SDWPB14","\\Locations\\Sites\\Worcester County Sheriff's Office - West Boylston\\322SDWPB14 Deborah O'Leary Medical Mods\\ROOF","","Active","Available"]
[null,"1107 AIR HANDLING UNIT #17","EQ-1045828","AIR HANDLER UNIT","AIR HANDLER UNIT",null,"322SDWPB14","\\Locations\\Sites\\Worcester County Sheriff's Office - West Boylston\\322SDWPB14 Deborah O'Leary Medical Mods\\ROOF","","Active","Available"]
[null,"1108 AIR HANDLING UNIT #2","EQ-1045835","AIR HANDLER UNIT","AIR HANDLER UNIT",null,"322SDWPB14","\\Locations\\Sites\\Worcester County Sheriff's Office - West Boylston\\322SDWPB14 Deborah O'Leary Medical Mods\\ROOF","","Active","Available"]
[null,"1109 AIR HANDLING UNIT #15","EQ-1045865","AIR HANDLER UNIT","AIR HANDLER UNIT",null,"322SDWPB14","\\Locations\\Sites\\Worcester County Sheriff's Office - West Boylston\\322SDWPB14 Deborah O'Leary Medical Mods\\ROOF","","Active","Available"]
[null,"1110 AIR HANDLING UNIT #14","EQ-1045830","AIR HANDLER UNIT","AIR HANDLER UNIT",null,"322SDWPB14","\\Locations\\Sites\\Worcester County Sheriff's Office - West Boylston\\322SDWPB14 Deborah O'Leary Medical Mods\\ROOF","","Active","Available"]
[null,"1111 AIR HANDLING UNIT #13","EQ-1045833","AIR HANDLER UNIT","AIR HANDLER UNIT",null,"322SDWPB14","\\Locations\\Sites\\Worcester County Sheriff's Office - West Boylston\\322SDWPB14 Deborah O'Leary Medical Mods\\ROOF","","Active","Available"]
[null,"1112 AIR HANDLING UNIT #1 (UPPER)","EQ-1045858","AIR HANDLER UNIT","AIR HANDLER UNIT",null,"322SDWPB14","\\Locations\\Sites\\Worcester County Sheriff's Office - West Boylston\\322SDWPB14 Deborah O'Leary Medical Mods\\ROOF","","Active","Available"]
[null,"1113 AIR HANDLING UNIT #12","EQ-1045859","AIR HANDLER UNIT","AIR HANDLER UNIT",null,"322SDWPB14","\\Locations\\Sites\\Worcester County Sheriff's Office - West Boylston\\322SDWPB14 Deborah O'Leary Medical Mods\\ROOF","","Active","Available"]
[null,"1114 AIR HANDLING UNIT #3","EQ-1045846","AIR HANDLER UNIT","AIR HANDLER UNIT",null,"322SDWPB14","\\Locations\\Sites\\Worcester County Sheriff's Office - West Boylston\\322SDWPB14 Deborah O'Leary Medical Mods\\ROOF","","Active","Available"]
[null,"1115 EXHAUST FAN","EQ-1046093","EXHAUST FAN","EXHAUST FAN",null,"322SDWPB14","\\Locations\\Sites\\Worcester County Sheriff's Office - West Boylston\\322SDWPB14 Deborah O'Leary Medical Mods\\ROOF","","Active","Offline for Repair"]
[null,"1116 EXHAUST FAN","EQ-1046075","EXHAUST FAN","EXHAUST FAN",null,"322SDWPB14","\\Locations\\Sites\\Worcester County Sheriff's Office - West Boylston\\322SDWPB14 Deborah O'Leary Medical Mods\\ROOF","","Active","Offline for Repair"]
[null,"1117 EXHAUST FAN","EQ-1046065","EXHAUST FAN","EXHAUST FAN",null,"322SDWPB14","\\Locations\\Sites\\Worcester County Sheriff's Office - West Boylston\\322SDWPB14 Deborah O'Leary Medical Mods\\ROOF","","Active","Offline for Repair"]
[null,"1118 EXHAUST FAN","EQ-1046081","EXHAUST FAN","EXHAUST FAN",null,"322SDWPB14","\\Locations\\Sites\\Worcester County Sheriff's Office - West Boylston\\322SDWPB14 Deborah O'Leary Medical Mods\\ROOF","","Active","Offline for Repair"]
[null,"1120 AIR HANDLING UNIT #10 (SMALL ROOF)","EQ-1045874","AIR HANDLER UNIT","AIR HANDLER UNIT",null,"322SDWPB14","\\Locations\\Sites\\Worcester County Sheriff's Office - West Boylston\\322SDWPB14 Deborah O'Leary Medical Mods\\ROOF","","Active","Available"]
[null,"1121 AIR HANDLING UNIT #11 (SMALL ROOF)","EQ-1045867","AIR HANDLER UNIT","AIR HANDLER UNIT",null,"322SDWPB14","\\Locations\\Sites\\Worcester County Sheriff's Office - West Boylston\\322SDWPB14 Deborah O'Leary Medical Mods\\ROOF","","Active","Available"]
[null,"1122 AIR HANDLING UNIT HV#1 (SMALL ROOF)","EQ-1045824","AIR HANDLER UNIT","AIR HANDLER UNIT",null,"322SDWPB14","\\Locations\\Sites\\Worcester County Sheriff's Office - West Boylston\\322SDWPB14 Deborah O'Leary Medical Mods\\ROOF","","Active","Available"]
[null,"1123 EXHAUST FAN","EQ-1046068","EXHAUST FAN","EXHAUST FAN",null,"322SDWPB14","\\Locations\\Sites\\Worcester County Sheriff's Office - West Boylston\\322SDWPB14 Deborah O'Leary Medical Mods\\ROOF","","Active","Offline for Repair"]
[null,"1124 EXHAUST FAN","EQ-1046066","EXHAUST FAN","EXHAUST FAN",null,"322SDWPB14","\\Locations\\Sites\\Worcester County Sheriff's Office - West Boylston\\322SDWPB14 Deborah O'Leary Medical Mods\\ROOF","","Active","Offline for Repair"]
[null,"1129 HOT WATER PUMP","EQ-1045807","PUMP","PUMP",null,"322SDWPB11","\\Locations\\Sites\\Worcester County Sheriff's Office - West Boylston\\322SDWPB11 Housing Unit H\\Floor 01\\MECHANICAL","","Active","Available"]
[null,"1131 WALL WATER COOLER","EQ-1045801","DRINKING FOUNTAIN","DRINKING FOUNTAIN (REFRIGERATED)",null,"322SDWPB11","\\Locations\\Sites\\Worcester County Sheriff's Office - West Boylston\\322SDWPB11 Housing Unit H\\Floor 01","","Active","Available"]
[null,"1132 UNIT HEATER/BOILER ROOM","EQ-1045791","UNIT HEATER","UNIT HEATER",null,"322SDWPB11","\\Locations\\Sites\\Worcester County Sheriff's Office - West Boylston\\322SDWPB11 Housing Unit H\\Floor 01\\MECHANICAL","","Active","Available"]
[null,"1133 UNIT HEATER/BOILER ROOM","EQ-1045793","UNIT HEATER","UNIT HEATER",null,"322SDWPB11","\\Locations\\Sites\\Worcester County Sheriff's Office - West Boylston\\322SDWPB11 Housing Unit H\\Floor 01\\MECHANICAL","","Active","Available"]
[null,"1135 ROOF AIR HANDLING UNITS","EQ-1046051","ROOF A/H UNIT","ROOF A/H UNIT",null,"322SDWPB11","\\Locations\\Sites\\Worcester County Sheriff's Office - West Boylston\\322SDWPB11 Housing Unit H","","Active","Offline for Repair"]
[null,"1136 AIR HANDLING UNIT/REZNOR","EQ-1045810","AIR HANDLER UNIT","AIR HANDLER UNIT",null,"322SDWPB11","\\Locations\\Sites\\Worcester County Sheriff's Office - West Boylston\\322SDWPB11 Housing Unit H\\ROOF","","Active","Available"]
[null,"1137 EXHAUST FANS (6)","EQ-1046049","EXHAUST FAN","EXHAUST FAN",null,"322SDWPB11","\\Locations\\Sites\\Worcester County Sheriff's Office - West Boylston\\322SDWPB11 Housing Unit H\\ROOF","","Active","Offline for Repair"]
[null,"1138 EXHAUST FAN","EQ-1046043","EXHAUST FAN","EXHAUST FAN",null,"322SDWPB11","\\Locations\\Sites\\Worcester County Sheriff's Office - West Boylston\\322SDWPB11 Housing Unit H\\ROOF","","Active","Offline for Repair"]
[null,"1139 EXHAUST FAN","EQ-1046053","EXHAUST FAN","EXHAUST FAN",null,"322SDWPB11","\\Locations\\Sites\\Worcester County Sheriff's Office - West Boylston\\322SDWPB11 Housing Unit H\\ROOF","","Active","Offline for Repair"]
[null,"1140 EXHAUST FAN","EQ-1046048","EXHAUST FAN","EXHAUST FAN",null,{"$f":"IFERROR(MID(H327,FIND(\"\\\",H327,18)+1,10),\"\")","v":"322SDWPB11"},"\\Locations\\Sites\\Worcester County Sheriff's Office - West Boylston\\322SDWPB11 Housing Unit H\\ROOF",{"$f":"IFERROR(MID(H327,18,FIND(\"\\\",MID(H327,18,30))-1),\"\")","v":""},"Active","Offline for Repair"]
[null,"1142 HOT WATER HEATER","EQ-1045797","WATER HEATER","HOT WATER HEATER",null,"322SDWPB14","\\Locations\\Sites\\Worcester County Sheriff's Office - West Boylston\\322SDWPB14 Deborah O'Leary Medical Mods","","Active","Available"]
[null,"1144 WALK-IN REFRIGERATION UNITS (COLD STORAGE)","EQ-1045808","WALK-IN REFRIGERATION UNIT","WALK-IN REFRIGERATION UNIT",null,"322SDWPB14","\\Locations\\Sites\\Worcester County Sheriff's Office - West Boylston\\322SDWPB14 Deborah O'Leary Medical Mods","","Active","Available"]
[null,"1145 ROOF AIR HANDLING UNITS","EQ-1045794","ROOF A/H UNIT","ROOF A/H UNIT",null,"322SDWPB10","\\Locations\\Sites\\Worcester County Sheriff's Office - West Boylston\\322SDWPB10 Modular Gymnasium","","Active","Available"]
[null,"1146 EXHAUST FAN","EQ-1045773","EXHAUST FAN","EXHAUST FAN",null,"322SDWPB10","\\Locations\\Sites\\Worcester County Sheriff's Office - West Boylston\\322SDWPB10 Modular Gymnasium\\ROOF","","Active","Available"]
[null,"1147 BLDG SUPPLY WATER HEATER/EXCHANGER (30 GALLON)","EQ-1045806","WATER HEATER / EXCHANGER","WATER HEATER / EXCHANGER",null,"322SDWPB10","\\Locations\\Sites\\Worcester County Sheriff's Office - West Boylston\\322SDWPB10 Modular Gymnasium","","Active","Available"]
[null,"1150 ELECTRONIC AIR CLEANER/PRECIPATOR","EQ-1045887","AIR HANDLER UNIT","AIR HANDLER UNIT",null,"322SDWPB18","\\Locations\\Sites\\Worcester County Sheriff's Office - West Boylston\\322SDWPB18 Laundry And It Mod Building\\Floor 01","","Active","Available"]
[null,"1151 UNIT HEATER","EQ-1045901","UNIT HEATER","UNIT HEATER",null,"322SDWPB18","\\Locations\\Sites\\Worcester County Sheriff's Office - West Boylston\\322SDWPB18 Laundry And It Mod Building\\Floor 02","","Active","Available"]
[null,"1152 UNIT HEATER","EQ-1045914","UNIT HEATER","UNIT HEATER",null,"322SDWPB18","\\Locations\\Sites\\Worcester County Sheriff's Office - West Boylston\\322SDWPB18 Laundry And It Mod Building\\Floor 02","","Active","Available"]
[null,"1153 HEATER UNIT","EQ-1045902","UNIT HEATER","UNIT HEATER",null,"322SDWPB18","\\Locations\\Sites\\Worcester County Sheriff's Office - West Boylston\\322SDWPB18 Laundry And It Mod Building\\Floor 02","","Active","Available"]
[null,"1154 UNIT HEATER","EQ-1045893","UNIT HEATER","UNIT HEATER",null,"322SDWPB18","\\Locations\\Sites\\Worcester County Sheriff's Office - West Boylston\\322SDWPB18 Laundry And It Mod Building\\Floor 02","","Active","Available"]
[null,"1155 UNIT HEATER","EQ-1045895","UNIT HEATER","UNIT HEATER",null,"322SDWPB18","\\Locations\\Sites\\Worcester County Sheriff's Office - West Boylston\\322SDWPB18 Laundry And It Mod Building\\Floor 02","","Active","Available"]
[null,"1156 UNIT HEATER","EQ-1045903","UNIT HEATER","UNIT HEATER",null,"322SDWPB18","\\Locations\\Sites\\Worcester County Sheriff's Office - West Boylston\\322SDWPB18 Laundry And It Mod Building\\Floor 02","","Active","Available"]
[null,"1157 UNIT HEATER","EQ-1045894","UNIT HEATER","UNIT HEATER",null,"322SDWPB18","\\Locations\\Sites\\Worcester County Sheriff's Office - West Boylston\\322SDWPB18 Laundry And It Mod Building\\Floor 02","","Active","Available"]
[null,"1158 UNIT HEATER","EQ-1045899","UNIT HEATER","UNIT HEATER",null,"322SDWPB18","\\Locations\\Sites\\Worcester County Sheriff's Office - West Boylston\\322SDWPB18 Laundry And It Mod Building\\Floor 02","","Active","Available"]
[null,"1159 HOT WATER BOILER","EQ-1045881","BOILER","BOILER",null,"322SDWPB18","\\Locations\\Sites\\Worcester County Sheriff's Office - West Boylston\\322SDWPB18 Laundry And It Mod Building","","Active","Available"]
[null,"1160 HOT WATER BOILER","EQ-1045891","BOILER","BOILER",null,"322SDWPB18","\\Locations\\Sites\\Worcester County Sheriff's Office - West Boylston\\322SDWPB18 Laundry And It Mod Building","","Active","Available"]
[null,"1161 HOT WATER BOILER","EQ-1045882","BOILER","BOILER",null,"322SDWPB18","\\Locations\\Sites\\Worcester County Sheriff's Office - West Boylston\\322SDWPB18 Laundry And It Mod Building","","Active","Available"]
[null,"1162 HOT WATER PUMP","EQ-1045916","PUMP","PUMP",null,"322SDWPB18","\\Locations\\Sites\\Worcester County Sheriff's Office - West Boylston\\322SDWPB18 Laundry And It Mod Building\\Floor 02","","Active","Available"]
[null,"1163 EXHAUST FAN","EQ-1045896","EXHAUST FAN","EXHAUST FAN",null,"322SDWPB18","\\Locations\\Sites\\Worcester County Sheriff's Office - West Boylston\\322SDWPB18 Laundry And It Mod Building\\Floor 01","","Active","Available"]
[null,"1164 EXHAUST FAN","EQ-1045917","EXHAUST FAN","EXHAUST FAN",null,"322SDWPB18","\\Locations\\Sites\\Worcester County Sheriff's Office - West Boylston\\322SDWPB18 Laundry And It Mod Building\\ROOF","","Active","Available"]
[null,"1165 EXHAUST FAN","EQ-1046105","EXHAUST FAN","EXHAUST FAN",null,"322SDWPB18","\\Locations\\Sites\\Worcester County Sheriff's Office - West Boylston\\322SDWPB18 Laundry And It Mod Building\\ROOF","","Active","Offline for Repair"]
[null,"1166 EXHAUST FAN","EQ-1046103","EXHAUST FAN","EXHAUST FAN",null,"322SDWPB18","\\Locations\\Sites\\Worcester County Sheriff's Office - West Boylston\\322SDWPB18 Laundry And It Mod Building\\ROOF","","Active","Offline for Repair"]
[null,"1167 EXHAUST FAN","EQ-1046096","EXHAUST FAN","EXHAUST FAN",null,"322SDWPB18","\\Locations\\Sites\\Worcester County Sheriff's Office - West Boylston\\322SDWPB18 Laundry And It Mod Building\\ROOF","","Active","Offline for Repair"]
[null,"1168 AIR HANDLING UNIT","EQ-1045918","AIR HANDLER UNIT","AIR HANDLER UNIT",null,"322SDWPB18","\\Locations\\Sites\\Worcester County Sheriff's Office - West Boylston\\322SDWPB18 Laundry And It Mod Building\\ROOF","","Active","Available"]
[null,"1169 AIR HANDLING UNIT","EQ-1045912","AIR HANDLER UNIT","AIR HANDLER UNIT",null,"322SDWPB18","\\Locations\\Sites\\Worcester County Sheriff's Office - West Boylston\\322SDWPB18 Laundry And It Mod Building\\ROOF","","Active","Available"]
[null,"1170 EXHAUST FAN","EQ-1045687","EXHAUST FAN","EXHAUST FAN",null,"322SDWPB06","\\Locations\\Sites\\Worcester County Sheriff's Office - West Boylston\\322SDWPB06 Warehouse Building\\ROOF","","Active","Available"]
[null,"1171 EXHAUST FAN","EQ-1045678","EXHAUST FAN","EXHAUST FAN",null,"322SDWPB06","\\Locations\\Sites\\Worcester County Sheriff's Office - West Boylston\\322SDWPB06 Warehouse Building\\ROOF","","Active","Available"]
[null,"1172 ROOF AIR HANDLERS UNITS","EQ-1045955","ROOF A/H UNIT","ROOF A/H UNIT",null,"322SDWPB06","\\Locations\\Sites\\Worcester County Sheriff's Office - West Boylston\\322SDWPB06 Warehouse Building","","Active","Offline for Repair"]
[null,"1173 UNIT HEATER","EQ-1045675","UNIT HEATER","UNIT HEATER",null,"322SDWPB06","\\Locations\\Sites\\Worcester County Sheriff's Office - West Boylston\\322SDWPB06 Warehouse Building\\Floor 01","","Active","Available"]
[null,"1174 UNIT HEATER","EQ-1045685","UNIT HEATER","UNIT HEATER",null,"322SDWPB06","\\Locations\\Sites\\Worcester County Sheriff's Office - West Boylston\\322SDWPB06 Warehouse Building\\Floor 01","","Active","Available"]
[null,"1175 UNIT HEATER","EQ-1045688","UNIT HEATER","UNIT HEATER",null,"322SDWPB06","\\Locations\\Sites\\Worcester County Sheriff's Office - West Boylston\\322SDWPB06 Warehouse Building\\Floor 01","","Active","Available"]
[null,"1176 UNIT HEATER","EQ-1045710","UNIT HEATER","UNIT HEATER",null,"322SDWPB06","\\Locations\\Sites\\Worcester County Sheriff's Office - West Boylston\\322SDWPB06 Warehouse Building\\Floor 01","","Active","Available"]
[null,"1177 UNIT HEATER","EQ-1045695","UNIT HEATER","UNIT HEATER",null,"322SDWPB06","\\Locations\\Sites\\Worcester County Sheriff's Office - West Boylston\\322SDWPB06 Warehouse Building\\Floor 01","","Active","Available"]
[null,"1178 UNIT HEATER","EQ-1045699","UNIT HEATER","UNIT HEATER",null,"322SDWPB06","\\Locations\\Sites\\Worcester County Sheriff's Office - West Boylston\\322SDWPB06 Warehouse Building","","Active","Available"]
[null,"1179 EXHAUST FAN","EQ-1045731","AIR HANDLER UNIT","AIR HANDLER UNIT",null,"322SDWPB06","\\Locations\\Sites\\Worcester County Sheriff's Office - West Boylston\\322SDWPB06 Warehouse Building\\Floor 01","","Active","Available"]
[null,"1181 CHILLER (WAREHOUSE FREEZER)","EQ-1045681","CHILLER","CHILLER",null,"322SDWPB06","\\Locations\\Sites\\Worcester County Sheriff's Office - West Boylston\\322SDWPB06 Warehouse Building\\Floor 01","","Active","Available"]
[null,"1182 EXHAUST FAN","EQ-1046059","EXHAUST FAN","EXHAUST FAN",null,"322SDWPB14","\\Locations\\Sites\\Worcester County Sheriff's Office - West Boylston\\322SDWPB14 Deborah O'Leary Medical Mods\\Floor 01","","Active","Offline for Repair"]
[null,"1183 EXHAUST FAN","EQ-1046064","EXHAUST FAN","EXHAUST FAN",null,"322SDWPB14","\\Locations\\Sites\\Worcester County Sheriff's Office - West Boylston\\322SDWPB14 Deborah O'Leary Medical Mods\\Floor 01","","Active","Offline for Repair"]
[null,"1184 GENERATOR/MODS","EQ-1045936","EMERGENCY GENERATOR SET","EMERGENCY GENERATOR SET",null,"322SDWPB31","\\Locations\\Sites\\Worcester County Sheriff's Office - West Boylston\\322SDWPB31 Generator Building","","Active","Available"]
[null,"1185 UNIT HEATER","EQ-1045818","UNIT HEATER","UNIT HEATER",null,"322SDWPB13","\\Locations\\Sites\\Worcester County Sheriff's Office - West Boylston\\322SDWPB13 Housing Unit I And J\\Floor 01\\MECHANICAL","","Active","Available"]
[null,"1186 UNIT HEATER","EQ-1045812","UNIT HEATER","UNIT HEATER",null,"322SDWPB13","\\Locations\\Sites\\Worcester County Sheriff's Office - West Boylston\\322SDWPB13 Housing Unit I And J\\Floor 01\\MECHANICAL","","Active","Available"]
[null,"1194 ICE MACHINE","EQ-1045855","ICE MACHINE","ICE MACHINE",null,"322SDWPB14","\\Locations\\Sites\\Worcester County Sheriff's Office - West Boylston\\322SDWPB14 Deborah O'Leary Medical Mods\\Floor 01\\KITCHEN","","Active","Available"]
[null,"120 BLDG A-SIDE SALLY PORT","EQ-1038348","SALLY PORT","SALLY PORT",null,"517SDEPB07","\\Locations\\Sites\\Essex County Sheriff's Department - Middleton\\517SDEPB07 120 Bed","","Active","Available"]
[null,"120 BLDG B-SIDE SALLY PORT","EQ-1038349","SALLY PORT","SALLY PORT",null,"517SDEPB07","\\Locations\\Sites\\Essex County Sheriff's Department - Middleton\\517SDEPB07 120 Bed","","Active","Available"]
[null,"120 BLDG FRONT SALLY PORT","EQ-1038347","SALLY PORT","SALLY PORT",null,"517SDEPB07","\\Locations\\Sites\\Essex County Sheriff's Department - Middleton\\517SDEPB07 120 Bed","","Active","Available"]
[null,"1209 ICE MACHINE","EQ-1045849","ICE MACHINE","ICE MACHINE",null,"322SDWPB14","\\Locations\\Sites\\Worcester County Sheriff's Office - West Boylston\\322SDWPB14 Deborah O'Leary Medical Mods\\Floor 01\\KITCHEN","","Active","Available"]
[null,"120A CELL DOOR LOCKS (60 LOCKS)","EQ-1038586","SPEC EQUIP","SPEC EQUIP",null,"517SDEPB07","\\Locations\\Sites\\Essex County Sheriff's Department - Middleton\\517SDEPB07 120 Bed","","Active","Available"]
[null,"120B CELL DOOR LOCKS (60 LOCKS)","EQ-1038579","SPEC EQUIP","SPEC EQUIP",null,"517SDEPB07","\\Locations\\Sites\\Essex County Sheriff's Department - Middleton\\517SDEPB07 120 Bed","","Active","Available"]
[null,"1211 WALK-IN REFRIGERATION UNITS (COLD STORAGE)","EQ-1045817","WALK-IN REFRIGERATION UNIT","WALK-IN REFRIGERATION UNIT",null,"322SDWPB14","\\Locations\\Sites\\Worcester County Sheriff's Office - West Boylston\\322SDWPB14 Deborah O'Leary Medical Mods","","Active","Available"]
[null,"1212 WALK-IN REFRIGERATION UNITS (COLD STORAGE)","EQ-1045809","WALK-IN REFRIGERATION UNIT","WALK-IN REFRIGERATION UNIT",null,"322SDWPB14","\\Locations\\Sites\\Worcester County Sheriff's Office - West Boylston\\322SDWPB14 Deborah O'Leary Medical Mods","","Active","Available"]
[null,"1227 WASHER SPEED QUEEN","EQ-1045915","CLOTHES WASHER","CLOTHES WASHER",null,"322SDWPB18","\\Locations\\Sites\\Worcester County Sheriff's Office - West Boylston\\322SDWPB18 Laundry And It Mod Building\\Floor 01","","Active","Available"]
[null,"1228 WASHER SPEED QUEEN","EQ-1045900","CLOTHES WASHER","CLOTHES WASHER",null,"322SDWPB18","\\Locations\\Sites\\Worcester County Sheriff's Office - West Boylston\\322SDWPB18 Laundry And It Mod Building\\Floor 01","","Active","Available"]
[null,"1229 WASHER SPEED QUEEN","EQ-1045911","CLOTHES WASHER","CLOTHES WASHER",null,"322SDWPB18","\\Locations\\Sites\\Worcester County Sheriff's Office - West Boylston\\322SDWPB18 Laundry And It Mod Building\\Floor 01","","Active","Available"]
[null,"1230 WASHER SPEED QUEEN","EQ-1045904","CLOTHES WASHER","CLOTHES WASHER",null,"322SDWPB18","\\Locations\\Sites\\Worcester County Sheriff's Office - West Boylston\\322SDWPB18 Laundry And It Mod Building\\Floor 01","","Active","Available"]
[null,"1231 DRYER SPEED QUEEN","EQ-1045892","DRYERS","DRYERS",null,"322SDWPB18","\\Locations\\Sites\\Worcester County Sheriff's Office - West Boylston\\322SDWPB18 Laundry And It Mod Building\\Floor 01","","Active","Available"]
[null,"1232 DRYER SPEED QUEEN","EQ-1045906","DRYERS","DRYERS",null,"322SDWPB18","\\Locations\\Sites\\Worcester County Sheriff's Office - West Boylston\\322SDWPB18 Laundry And It Mod Building\\Floor 01","","Active","Available"]
[null,"1233 DRYER SPEED QUEEN","EQ-1045921","DRYERS","DRYERS",null,"322SDWPB18","\\Locations\\Sites\\Worcester County Sheriff's Office - West Boylston\\322SDWPB18 Laundry And It Mod Building\\Floor 01","","Active","Available"]
[null,"1234 DRYER SPEED QUEEN","EQ-1045907","DRYERS","DRYERS",null,"322SDWPB18","\\Locations\\Sites\\Worcester County Sheriff's Office - West Boylston\\322SDWPB18 Laundry And It Mod Building\\Floor 01","","Active","Available"]
[null,"1235 DRYER SPEED QUEEN","EQ-1045919","DRYERS","DRYERS",null,"322SDWPB18","\\Locations\\Sites\\Worcester County Sheriff's Office - West Boylston\\322SDWPB18 Laundry And It Mod Building\\Floor 01","","Active","Available"]
[null,"1236 GENERATOR /BOILER ROOM","EQ-1045929","EMERGENCY GENERATOR SET","EMERGENCY GENERATOR SET",null,"322SDWPB23","\\Locations\\Sites\\Worcester County Sheriff's Office - West Boylston\\322SDWPB23 Transportation Service Building\\Floor 01\\BOILER RM","","Active","Available"]
[null,"1237 MAIN JAIL EMERGENCY GENERATOR SET #2","EQ-1045698","EMERGENCY GENERATOR SET","EMERGENCY GENERATOR SET",null,"322SDWPB09","\\Locations\\Sites\\Worcester County Sheriff's Office - West Boylston\\322SDWPB09 Main 1E Jail Main Administration","","Active","Available"]
[null,"1238 MAIN JAIL EMERGENCY GENERATOR SET # 1/PORTABLE/ MAINT DEPT","EQ-1045697","EMERGENCY GENERATOR SET","EMERGENCY GENERATOR SET",null,"322SDWPB09","\\Locations\\Sites\\Worcester County Sheriff's Office - West Boylston\\322SDWPB09 Main 1E Jail Main Administration","","Active","Available"]
[null,"1239 WALK-IN REFRIGERATION UNITS (MILK COOLER #1)","EQ-1045708","WALK-IN REFRIGERATION UNIT","WALK-IN REFRIGERATION UNIT",null,"322SDWPB09","\\Locations\\Sites\\Worcester County Sheriff's Office - West Boylston\\322SDWPB09 Main 1E Jail Main Administration\\Floor 01\\KITCHEN","","Active","Available"]
[null,"1240 WALK-IN REFRIGERATION UNITS (VEGGIE COOLER #2)","EQ-1045691","WALK-IN REFRIGERATION UNIT","WALK-IN REFRIGERATION UNIT",null,{"$f":"IFERROR(MID(H391,FIND(\"\\\",H391,18)+1,10),\"\")","v":"322SDWPB09"},"\\Locations\\Sites\\Worcester County Sheriff's Office - West Boylston\\322SDWPB09 Main 1E Jail Main Administration\\Floor 01\\KITCHEN",{"$f":"IFERROR(MID(H391,18,FIND(\"\\\",MID(H391,18,30))-1),\"\")","v":""},"Active","Available"]
[null,"1241 WALK-IN REFRIGERATION UNITS (MEAT COOLER #3)","EQ-1045690","WALK-IN REFRIGERATION UNIT","WALK-IN REFRIGERATION UNIT",null,"322SDWPB09","\\Locations\\Sites\\Worcester County Sheriff's Office - West Boylston\\322SDWPB09 Main 1E Jail Main Administration\\Floor 01\\KITCHEN","","Active","Available"]
[null,"1242 WALK-IN REFRIGERATION UNITS (FREEZER)","EQ-1045734","WALK-IN REFRIGERATION UNIT","WALK-IN REFRIGERATION UNIT",null,"322SDWPB09","\\Locations\\Sites\\Worcester County Sheriff's Office - West Boylston\\322SDWPB09 Main 1E Jail Main Administration\\Floor 01\\KITCHEN","","Active","Available"]
[null,"1243 WALK-IN REFRIGERATION UNITS (COLD STORAGE)","EQ-1045954","WALK-IN REFRIGERATION UNIT","WALK-IN REFRIGERATION UNIT",null,"322SDWPB09","\\Locations\\Sites\\Worcester County Sheriff's Office - West Boylston\\322SDWPB09 Main 1E Jail Main Administration","","Active","Offline for Repair"]
[null,"1246 HUEBSCH GAS DRYER","EQ-1045724","DRYERS","DRYERS",null,"322SDWPB09","\\Locations\\Sites\\Worcester County Sheriff's Office - West Boylston\\322SDWPB09 Main 1E Jail Main Administration\\Floor 01","","Active","Available"]
[null,"1247 SPEED QUEEN GAS DRYER","EQ-1045723","DRYERS","DRYERS",null,"322SDWPB09","\\Locations\\Sites\\Worcester County Sheriff's Office - West Boylston\\322SDWPB09 Main 1E Jail Main Administration\\Floor 01","","Active","Available"]
[null,"1248 GAS DRYER","EQ-1045705","DRYERS","DRYERS",null,"322SDWPB09","\\Locations\\Sites\\Worcester County Sheriff's Office - West Boylston\\322SDWPB09 Main 1E Jail Main Administration\\Floor 01","","Active","Available"]
[null,"1249 CLOTHES WASHER","EQ-1045717","CLOTHES WASHER","CLOTHES WASHER",null,"322SDWPB09","\\Locations\\Sites\\Worcester County Sheriff's Office - West Boylston\\322SDWPB09 Main 1E Jail Main Administration\\Floor 01","","Active","Available"]
[null,"1250 CLOTHES WASHER","EQ-1045716","CLOTHES WASHER","CLOTHES WASHER",null,"322SDWPB09","\\Locations\\Sites\\Worcester County Sheriff's Office - West Boylston\\322SDWPB09 Main 1E Jail Main Administration\\Floor 01","","Active","Available"]
[null,"1251 CLOTHES WASHER","EQ-1045726","CLOTHES WASHER","CLOTHES WASHER",null,"322SDWPB09","\\Locations\\Sites\\Worcester County Sheriff's Office - West Boylston\\322SDWPB09 Main 1E Jail Main Administration\\Floor 01","","Active","Available"]
[null,"1253 BLDG TRANE AIR-COOLED CONDENSER UNIT","EQ-1045747","CONDENSER","CONDENSER",null,"322SDWPB09","\\Locations\\Sites\\Worcester County Sheriff's Office - West Boylston\\322SDWPB09 Main 1E Jail Main Administration","","Active","Available"]
[null,"1254 AIR COMPRESSORS/PENTHOUSE","EQ-1045704","AIR COMPRESSOR","AIR COMPRESSOR",null,"322SDWPB09","\\Locations\\Sites\\Worcester County Sheriff's Office - West Boylston\\322SDWPB09 Main 1E Jail Main Administration\\ROOF","","Active","Available"]
[null,"1255 ROOF TRANE AIR HANDLER UNITS","EQ-1045706","ROOF A/H UNIT","ROOF A/H UNIT",null,"322SDWPB09","\\Locations\\Sites\\Worcester County Sheriff's Office - West Boylston\\322SDWPB09 Main 1E Jail Main Administration","","Active","Available"]
[null,"1256 COLD WATER CIRCULATOR PUMPS (SHERIFF'S PENTHOUSE)","EQ-1045696","PUMP","PUMP",null,"322SDWPB09","\\Locations\\Sites\\Worcester County Sheriff's Office - West Boylston\\322SDWPB09 Main 1E Jail Main Administration\\ROOF","","Active","Available"]
[null,"1257 HOT WATER CIRCULATOR PUMP (SHERIFF'S PENTHOUSE)","EQ-1045722","PUMP","PUMP",null,"322SDWPB09","\\Locations\\Sites\\Worcester County Sheriff's Office - West Boylston\\322SDWPB09 Main 1E Jail Main Administration\\ROOF","","Active","Available"]
[null,"1258 C.W.R. CIRCULATOR PUMPS (SHERIFF'S PENTHOUSE)","EQ-1045718","PUMP","PUMP",null,"322SDWPB09","\\Locations\\Sites\\Worcester County Sheriff's Office - West Boylston\\322SDWPB09 Main 1E Jail Main Administration\\ROOF","","Active","Available"]
[null,"1259 HOT WATER CIRCULATOR PUMPS (SHERIFF'S PENTHOUSE)","EQ-1045720","PUMP","PUMP",null,"322SDWPB09","\\Locations\\Sites\\Worcester County Sheriff's Office - West Boylston\\322SDWPB09 Main 1E Jail Main Administration\\ROOF","","Active","Available"]
[null,"1260 HOT WATER CIRCULATOR PUMP (SHERIFF'S PENTHOUSE)","EQ-1045707","PUMP","PUMP",null,"322SDWPB09","\\Locations\\Sites\\Worcester County Sheriff's Office - West Boylston\\322SDWPB09 Main 1E Jail Main Administration\\ROOF","","Active","Available"]
[null,"1261 HOT WATER CIRCULATOR PUMP (SHERIFF'S PENTHOUSE)","EQ-1045727","PUMP","PUMP",null,"322SDWPB09","\\Locations\\Sites\\Worcester County Sheriff's Office - West Boylston\\322SDWPB09 Main 1E Jail Main Administration\\ROOF","","Active","Available"]
[null,"1262 HOT WATER CIRCULATOR PUMP (SHERIFF'S PENTHOUSE)","EQ-1045702","PUMP","PUMP",null,"322SDWPB09","\\Locations\\Sites\\Worcester County Sheriff's Office - West Boylston\\322SDWPB09 Main 1E Jail Main Administration\\ROOF","","Active","Available"]
[null,"1264 AIR HANDLING UNIT (SCHOOL PENTHOUSE)","EQ-1045701","AIR HANDLER UNIT","AIR HANDLER UNIT",null,"322SDWPB09","\\Locations\\Sites\\Worcester County Sheriff's Office - West Boylston\\322SDWPB09 Main 1E Jail Main Administration\\ROOF","","Active","Available"]
[null,"1265 HOT WATER CIRCULATOR PUMP (SCHOOL PENTHOUSE)","EQ-1045711","PUMP","PUMP",null,"322SDWPB09","\\Locations\\Sites\\Worcester County Sheriff's Office - West Boylston\\322SDWPB09 Main 1E Jail Main Administration\\ROOF","","Active","Available"]
[null,"1266 BLDG CONDENSER UNIT","EQ-1045950","CONDENSER","CONDENSER",null,"322SDWPB09","\\Locations\\Sites\\Worcester County Sheriff's Office - West Boylston\\322SDWPB09 Main 1E Jail Main Administration","","Active","Offline for Repair"]
[null,"1267 AIR HANDLING UNIT (SAHU-3)(SCHOOL PENTHOUSE)","EQ-1045729","AIR SYSTEM","AIR SYSTEM",null,"322SDWPB09","\\Locations\\Sites\\Worcester County Sheriff's Office - West Boylston\\322SDWPB09 Main 1E Jail Main Administration\\ROOF","","Active","Available"]
[null,"1268 HOT WATER CIRCULATOR PUMP (SCHOOL PENTHOUSE)","EQ-1045721","PUMP","PUMP",null,"322SDWPB09","\\Locations\\Sites\\Worcester County Sheriff's Office - West Boylston\\322SDWPB09 Main 1E Jail Main Administration\\ROOF","","Active","Available"]
[null,"1269 HOT WATER CIRCULATOR PUMP (SCHOOL PENTHOUSE)","EQ-1045712","PUMP","PUMP",null,"322SDWPB09","\\Locations\\Sites\\Worcester County Sheriff's Office - West Boylston\\322SDWPB09 Main 1E Jail Main Administration\\ROOF","","Active","Available"]
[null,"1270 HOT WATER CIRCULATOR PUMP (SCHOOL PENTHOUSE)","EQ-1045700","PUMP","PUMP",null,"322SDWPB09","\\Locations\\Sites\\Worcester County Sheriff's Office - West Boylston\\322SDWPB09 Main 1E Jail Main Administration\\ROOF","","Active","Available"]
[null,"1271 HOT WATER CIRCULATOR PUMP (SCHOOL PENTHOUSE)","EQ-1045732","PUMP","PUMP",null,"322SDWPB09","\\Locations\\Sites\\Worcester County Sheriff's Office - West Boylston\\322SDWPB09 Main 1E Jail Main Administration\\ROOF","","Active","Available"]
[null,"1272 UNIT HEATER (SCHOOL PENTHOUSE)","EQ-1045709","UNIT HEATER","UNIT HEATER",null,"322SDWPB09","\\Locations\\Sites\\Worcester County Sheriff's Office - West Boylston\\322SDWPB09 Main 1E Jail Main Administration\\ROOF","","Active","Available"]
[null,"1273 AIR HANDLING UNIT (SCHOOL PENTHOUSE)","EQ-1045733","AIR HANDLER UNIT","AIR HANDLER UNIT",null,"322SDWPB09","\\Locations\\Sites\\Worcester County Sheriff's Office - West Boylston\\322SDWPB09 Main 1E Jail Main Administration\\ROOF","","Active","Available"]
[null,"1274 HOT WATER CIRCULATOR PUMP (SCHOOL PENTHOUSE)","EQ-1045725","PUMP","PUMP",null,"322SDWPB09","\\Locations\\Sites\\Worcester County Sheriff's Office - West Boylston\\322SDWPB09 Main 1E Jail Main Administration\\ROOF","","Active","Available"]
[null,"1275 AIR HANDLING UNIT (MAXI - C SOUTH) REZNOR","EQ-1045703","AIR HANDLER UNIT","AIR HANDLER UNIT",null,"322SDWPB09","\\Locations\\Sites\\Worcester County Sheriff's Office - West Boylston\\322SDWPB09 Main 1E Jail Main Administration\\ROOF","","Active","Available"]
[null,"1276 AIR HANDLING UNIT (MAXI - C NORTH) REZNOR","EQ-1045719","AIR HANDLER UNIT","AIR HANDLER UNIT",null,"322SDWPB09","\\Locations\\Sites\\Worcester County Sheriff's Office - West Boylston\\322SDWPB09 Main 1E Jail Main Administration\\ROOF","","Active","Available"]
[null,"1277 UNIT HEATER  (MAXI - C PENTHOUSE)","EQ-1045714","UNIT HEATER","UNIT HEATER",null,"322SDWPB09","\\Locations\\Sites\\Worcester County Sheriff's Office - West Boylston\\322SDWPB09 Main 1E Jail Main Administration\\ROOF","","Active","Available"]
[null,"1278 HEATER UNIT MINAHU-1 (MAXI - C PENTHOUSE)","EQ-1045739","UNIT HEATER","UNIT HEATER",null,"322SDWPB09","\\Locations\\Sites\\Worcester County Sheriff's Office - West Boylston\\322SDWPB09 Main 1E Jail Main Administration\\ROOF","","Active","Available"]
[null,"1279 HOT WATER CIRCULATOR PUMP (MINI PENTHOUSE)","EQ-1045742","PUMP","PUMP",null,"322SDWPB09","\\Locations\\Sites\\Worcester County Sheriff's Office - West Boylston\\322SDWPB09 Main 1E Jail Main Administration\\ROOF","","Active","Available"]
[null,"1280 AIR HANDLING UNIT/NURSE'S","EQ-1045737","AIR HANDLER UNIT","AIR HANDLER UNIT",null,"322SDWPB09","\\Locations\\Sites\\Worcester County Sheriff's Office - West Boylston\\322SDWPB09 Main 1E Jail Main Administration\\ROOF","","Active","Available"]
[null,"1281 AIR HANDLING UNIT (INFIRMARY) REZNOR","EQ-1045744","AIR HANDLER UNIT","AIR HANDLER UNIT",null,"322SDWPB09","\\Locations\\Sites\\Worcester County Sheriff's Office - West Boylston\\322SDWPB09 Main 1E Jail Main Administration\\ROOF","","Active","Available"]
[null,"1282 AIR HANDLING UNIT (GYM PENTHOUSE)","EQ-1045735","AIR HANDLER UNIT","AIR HANDLER UNIT",null,"322SDWPB09","\\Locations\\Sites\\Worcester County Sheriff's Office - West Boylston\\322SDWPB09 Main 1E Jail Main Administration\\ROOF","","Active","Available"]
[null,"1283 HOT WATER CIRCULATOR  PUMP (GYM PENTHOUSE)","EQ-1045746","PUMP","PUMP",null,"322SDWPB09","\\Locations\\Sites\\Worcester County Sheriff's Office - West Boylston\\322SDWPB09 Main 1E Jail Main Administration\\ROOF","","Active","Available"]
[null,"1284 UNIT HEATER (GYM PENTHOUSE)","EQ-1045748","UNIT HEATER","UNIT HEATER",null,"322SDWPB09","\\Locations\\Sites\\Worcester County Sheriff's Office - West Boylston\\322SDWPB09 Main 1E Jail Main Administration\\ROOF","","Active","Available"]
[null,"1285 AIR HANDLING UNIT (CHAPEL PENTHOUSE)","EQ-1045743","AIR HANDLER UNIT","AIR HANDLER UNIT",null,"322SDWPB09","\\Locations\\Sites\\Worcester County Sheriff's Office - West Boylston\\322SDWPB09 Main 1E Jail Main Administration\\ROOF","","Active","Available"]
[null,"1286 HOT WATER CIRCULATOR PUMP (CHAPEL PENTHOUSE)","EQ-1045736","PUMP","PUMP",null,"322SDWPB09","\\Locations\\Sites\\Worcester County Sheriff's Office - West Boylston\\322SDWPB09 Main 1E Jail Main Administration\\ROOF","","Active","Available"]
[null,"1287 HOT WATER CIRCULATOR PUMP (CHAPEL PENTHOUSE)","EQ-1045749","PUMP","PUMP",null,"322SDWPB09","\\Locations\\Sites\\Worcester County Sheriff's Office - West Boylston\\322SDWPB09 Main 1E Jail Main Administration\\ROOF","","Active","Available"]
[null,"1288 UNIT HEATER (CHAPEL PENTHOUSE)","EQ-1045741","UNIT HEATER","UNIT HEATER",null,"322SDWPB09","\\Locations\\Sites\\Worcester County Sheriff's Office - West Boylston\\322SDWPB09 Main 1E Jail Main Administration\\ROOF","","Active","Available"]
[null,"1289 AIR HANDLING UNIT (MAXI - B PENTHOUSE)(L14)","EQ-1045745","AIR HANDLER UNIT","AIR HANDLER UNIT",null,"322SDWPB09","\\Locations\\Sites\\Worcester County Sheriff's Office - West Boylston\\322SDWPB09 Main 1E Jail Main Administration\\ROOF","","Active","Available"]
[null,"1290 HOT WATER CIRCULATOR PUMP (MAXI PENTHOUSE)","EQ-1045738","PUMP","PUMP",null,"322SDWPB09","\\Locations\\Sites\\Worcester County Sheriff's Office - West Boylston\\322SDWPB09 Main 1E Jail Main Administration\\ROOF","","Active","Available"]
[null,"1291 UNIT HEATER (MAXI - B PENTHOUSE)","EQ-1045740","UNIT HEATER","UNIT HEATER",null,"322SDWPB09","\\Locations\\Sites\\Worcester County Sheriff's Office - West Boylston\\322SDWPB09 Main 1E Jail Main Administration\\ROOF","","Active","Available"]
[null,"1292 AIR HANDLING UNIT (MAXI-B)(WEST) REZNOR","EQ-1045766","AIR HANDLER UNIT","AIR HANDLER UNIT",null,"322SDWPB09","\\Locations\\Sites\\Worcester County Sheriff's Office - West Boylston\\322SDWPB09 Main 1E Jail Main Administration\\ROOF","","Active","Available"]
[null,"1293 AIR HANDLING UNIT (MAXI-B)(EAST) REZNOR","EQ-1045753","AIR HANDLER UNIT","AIR HANDLER UNIT",null,"322SDWPB09","\\Locations\\Sites\\Worcester County Sheriff's Office - West Boylston\\322SDWPB09 Main 1E Jail Main Administration\\ROOF","","Active","Available"]
[null,"1294 HOT WATER CIRCULATOR PUMP (DINING PENTHOUSE)","EQ-1045752","PUMP","PUMP",null,"322SDWPB09","\\Locations\\Sites\\Worcester County Sheriff's Office - West Boylston\\322SDWPB09 Main 1E Jail Main Administration\\ROOF","","Active","Available"]
[null,"1295 HOT WATER CIRCULATOR PUMP (DINING PENTHOUSE)","EQ-1045755","PUMP","PUMP",null,"322SDWPB09","\\Locations\\Sites\\Worcester County Sheriff's Office - West Boylston\\322SDWPB09 Main 1E Jail Main Administration\\ROOF","","Active","Available"]
[null,"1296 HOT WATER CIRCULATOR PUMP (DINING PENTHOUSE)","EQ-1045750","PUMP","PUMP",null,"322SDWPB09","\\Locations\\Sites\\Worcester County Sheriff's Office - West Boylston\\322SDWPB09 Main 1E Jail Main Administration\\ROOF","","Active","Available"]
[null,"1297 UNIT HEATER/KITCHEN PENTHOUSE","EQ-1045770","UNIT HEATER","UNIT HEATER",null,"322SDWPB09","\\Locations\\Sites\\Worcester County Sheriff's Office - West Boylston\\322SDWPB09 Main 1E Jail Main Administration\\ROOF","","Active","Available"]
[null,"1298 HOT WATER CIRCULATOR PUMPS (DINING PENTHOUSE)","EQ-1045762","PUMP","PUMP",null,"322SDWPB09","\\Locations\\Sites\\Worcester County Sheriff's Office - West Boylston\\322SDWPB09 Main 1E Jail Main Administration\\ROOF","","Active","Available"]
[null,"1299 HOT WATER CIRCULATOR PUMP (DINING PENTHOUSE)","EQ-1045751","PUMP","PUMP",null,"322SDWPB09","\\Locations\\Sites\\Worcester County Sheriff's Office - West Boylston\\322SDWPB09 Main 1E Jail Main Administration\\ROOF","","Active","Available"]
[null,"13\" COLOR TELEVISION W/ REMOTE SONY","EQ-1007874","SPEC EQUIP","SPEC EQUIP",null,"255DPH9002","\\Locations\\Sites\\Western Massachusetts Hospital\\255DPH9002 Western Mass Hospital","","Active","Available"]
[null,"1400 AIR HANDLING UNIT (KITCHEN PENTHOUSE)(AHU2)( FLT=16X20X2)","EQ-1045754","AIR HANDLER UNIT","AIR HANDLER UNIT",null,"322SDWPB09","\\Locations\\Sites\\Worcester County Sheriff's Office - West Boylston\\322SDWPB09 Main 1E Jail Main Administration\\ROOF","","Active","Available"]
[null,"1401 AIR HANDLING UNIT (KITCHEN PENTHOUSE) AHU #1 (FLT 24X24X2)","EQ-1045756","AIR HANDLER UNIT","AIR HANDLER UNIT",null,"322SDWPB09","\\Locations\\Sites\\Worcester County Sheriff's Office - West Boylston\\322SDWPB09 Main 1E Jail Main Administration\\ROOF","","Active","Available"]
[null,"1410 EXHAUST FAN (SHERIFFS BATHROOM)","EQ-1045956","EXHAUST FAN","EXHAUST FAN",null,"322SDWPB09","\\Locations\\Sites\\Worcester County Sheriff's Office - West Boylston\\322SDWPB09 Main 1E Jail Main Administration\\ROOF","","Active","Offline for Repair"]
[null,"1411 EXHAUST FAN (OFFICE BATHROOM)","EQ-1045946","EXHAUST FAN","EXHAUST FAN",null,"322SDWPB09","\\Locations\\Sites\\Worcester County Sheriff's Office - West Boylston\\322SDWPB09 Main 1E Jail Main Administration\\ROOF","","Active","Offline for Repair"]
[null,"1412 EXHAUST FAN","EQ-1045944","EXHAUST FAN","EXHAUST FAN",null,"322SDWPB09","\\Locations\\Sites\\Worcester County Sheriff's Office - West Boylston\\322SDWPB09 Main 1E Jail Main Administration\\ROOF","","Active","Offline for Repair"]
[null,"1413 EXHAUST FAN","EQ-1045951","EXHAUST FAN","EXHAUST FAN",null,"322SDWPB09","\\Locations\\Sites\\Worcester County Sheriff's Office - West Boylston\\322SDWPB09 Main 1E Jail Main Administration\\ROOF","","Active","Offline for Repair"]
[null,"1414 EXHAUST FAN","EQ-1045948","EXHAUST FAN","EXHAUST FAN",null,"322SDWPB09","\\Locations\\Sites\\Worcester County Sheriff's Office - West Boylston\\322SDWPB09 Main 1E Jail Main Administration\\ROOF","","Active","Offline for Repair"]
[null,"1415 EXHAUST FAN","EQ-1045952","EXHAUST FAN","EXHAUST FAN",null,{"$f":"IFERROR(MID(H455,FIND(\"\\\",H455,18)+1,10),\"\")","v":"322SDWPB09"},"\\Locations\\Sites\\Worcester County Sheriff's Office - West Boylston\\322SDWPB09 Main 1E Jail Main Administration\\ROOF",{"$f":"IFERROR(MID(H455,18,FIND(\"\\\",MID(H455,18,30))-1),\"\")","v":""},"Active","Offline for Repair"]
[null,"1416 EXHAUST FAN (CONTROL 1)","EQ-1045945","EXHAUST FAN","EXHAUST FAN",null,"322SDWPB09","\\Locations\\Sites\\Worcester County Sheriff's Office - West Boylston\\322SDWPB09 Main 1E Jail Main Administration\\ROOF","","Active","Offline for Repair"]
[null,"1417 EXHAUST FAN (CONFERENCE ROOM)","EQ-1045958","EXHAUST FAN","EXHAUST FAN",null,"322SDWPB09","\\Locations\\Sites\\Worcester County Sheriff's Office - West Boylston\\322SDWPB09 Main 1E Jail Main Administration","","Active","Offline for Repair"]
[null,"1418 EXHAUST FAN","EQ-1045953","EXHAUST FAN","EXHAUST FAN",null,"322SDWPB09","\\Locations\\Sites\\Worcester County Sheriff's Office - West Boylston\\322SDWPB09 Main 1E Jail Main Administration\\ROOF","","Active","Offline for Repair"]
[null,"1419 EXHAUST FAN (CLASSROOM)","EQ-1045943","EXHAUST FAN","EXHAUST FAN",null,"322SDWPB09","\\Locations\\Sites\\Worcester County Sheriff's Office - West Boylston\\322SDWPB09 Main 1E Jail Main Administration\\ROOF","","Active","Offline for Repair"]
[null,"1420 EXHAUST FAN","EQ-1045957","EXHAUST FAN","EXHAUST FAN",null,"322SDWPB09","\\Locations\\Sites\\Worcester County Sheriff's Office - West Boylston\\322SDWPB09 Main 1E Jail Main Administration\\ROOF","","Active","Offline for Repair"]
[null,"1421 EXHAUST FAN","EQ-1045969","EXHAUST FAN","EXHAUST FAN",null,"322SDWPB09","\\Locations\\Sites\\Worcester County Sheriff's Office - West Boylston\\322SDWPB09 Main 1E Jail Main Administration\\ROOF","","Active","Offline for Repair"]
[null,"1422 EXHAUST FAN (SCHOOL BATHROOM)","EQ-1045971","EXHAUST FAN","EXHAUST FAN",null,"322SDWPB09","\\Locations\\Sites\\Worcester County Sheriff's Office - West Boylston\\322SDWPB09 Main 1E Jail Main Administration\\ROOF","","Active","Offline for Repair"]
[null,"1424 EXHAUST FAN (MAINT. AREA)","EQ-1045973","EXHAUST FAN","EXHAUST FAN",null,"322SDWPB09","\\Locations\\Sites\\Worcester County Sheriff's Office - West Boylston\\322SDWPB09 Main 1E Jail Main Administration\\ROOF","","Active","Offline for Repair"]
[null,"1426 EXHAUST FAN (MAINT. AREA)","EQ-1045974","EXHAUST FAN","EXHAUST FAN",null,"322SDWPB09","\\Locations\\Sites\\Worcester County Sheriff's Office - West Boylston\\322SDWPB09 Main 1E Jail Main Administration\\ROOF","","Active","Offline for Repair"]
[null,"1429 EXHAUST FAN","EQ-1045959","EXHAUST FAN","EXHAUST FAN",null,"322SDWPB09","\\Locations\\Sites\\Worcester County Sheriff's Office - West Boylston\\322SDWPB09 Main 1E Jail Main Administration\\ROOF","","Active","Offline for Repair"]
[null,"1430 EXHAUST FAN (MAINT. BATHROOM)","EQ-1045964","EXHAUST FAN","EXHAUST FAN",null,"322SDWPB09","\\Locations\\Sites\\Worcester County Sheriff's Office - West Boylston\\322SDWPB09 Main 1E Jail Main Administration\\ROOF","","Active","Offline for Repair"]
[null,"1431 EXHAUST FAN","EQ-1045968","EXHAUST FAN","EXHAUST FAN",null,"322SDWPB09","\\Locations\\Sites\\Worcester County Sheriff's Office - West Boylston\\322SDWPB09 Main 1E Jail Main Administration\\ROOF","","Active","Offline for Repair"]
[null,"1432 EXHAUST FAN (SCHOOL AREA)","EQ-1045960","EXHAUST FAN","EXHAUST FAN",null,"322SDWPB09","\\Locations\\Sites\\Worcester County Sheriff's Office - West Boylston\\322SDWPB09 Main 1E Jail Main Administration\\ROOF","","Active","Offline for Repair"]
[null,"1433 EXHAUST FAN (MINI BATHROOM)","EQ-1045966","EXHAUST FAN","EXHAUST FAN",null,"322SDWPB09","\\Locations\\Sites\\Worcester County Sheriff's Office - West Boylston\\322SDWPB09 Main 1E Jail Main Administration\\ROOF","","Active","Offline for Repair"]
[null,"1434 EXHAUST FAN (MINI SHOWERS)","EQ-1045972","EXHAUST FAN","EXHAUST FAN",null,"322SDWPB09","\\Locations\\Sites\\Worcester County Sheriff's Office - West Boylston\\322SDWPB09 Main 1E Jail Main Administration\\ROOF","","Active","Offline for Repair"]
[null,"15 KV GENERATOR CONTROL, ROOM # 143","EQ-1002968","CONTROLS","CONTROLS",null,"268ITD1200","\\Locations\\Sites\\ITD Data Center at Springfield\\268ITD1200 Springfield Data Center\\Floor 01\\143","","Active","Available"]
[null,"15 KV GENERATOR PARALLELING SWITCHGEAR, ROOM 143","EQ-1002967","SWITCHGEAR >5KV","SWITCHGEAR >5KV",null,"268ITD1200","\\Locations\\Sites\\ITD Data Center at Springfield\\268ITD1200 Springfield Data Center\\Floor 01\\143","","Active","Available"]
[null,"15 kV Outdoor Switchgear","EQ-1062512","SWITCHGEAR >5KV","SWITCHGEAR >5KV",null,"604SDN0200","\\Locations\\Sites\\Norfolk County Sheriff's Office - Dedham\\604SDN0200 Main Facility\\GROUNDS","","Active","Available"]
[null,"1500 EXHAUST FAN","EQ-1045961","EXHAUST FAN","EXHAUST FAN",null,"322SDWPB09","\\Locations\\Sites\\Worcester County Sheriff's Office - West Boylston\\322SDWPB09 Main 1E Jail Main Administration\\ROOF","","Active","Offline for Repair"]
[null,"1501 EXHAUST FAN","EQ-1045962","EXHAUST FAN","EXHAUST FAN",null,"322SDWPB09","\\Locations\\Sites\\Worcester County Sheriff's Office - West Boylston\\322SDWPB09 Main 1E Jail Main Administration\\ROOF","","Active","Offline for Repair"]
[null,"1502 EXHAUST FAN","EQ-1045965","EXHAUST FAN","EXHAUST FAN",null,"322SDWPB09","\\Locations\\Sites\\Worcester County Sheriff's Office - West Boylston\\322SDWPB09 Main 1E Jail Main Administration\\ROOF","","Active","Offline for Repair"]
[null,"1503 EXHAUST FAN (MAXI - B SHOWERS)","EQ-1045967","EXHAUST FAN","EXHAUST FAN",null,"322SDWPB09","\\Locations\\Sites\\Worcester County Sheriff's Office - West Boylston\\322SDWPB09 Main 1E Jail Main Administration\\ROOF","","Active","Offline for Repair"]
[null,"1504 EXHAUST FAN","EQ-1045970","EXHAUST FAN","EXHAUST FAN",null,"322SDWPB09","\\Locations\\Sites\\Worcester County Sheriff's Office - West Boylston\\322SDWPB09 Main 1E Jail Main Administration\\ROOF","","Active","Offline for Repair"]
[null,"1505 EXHAUST FAN / MAXI B","EQ-1045963","EXHAUST FAN","EXHAUST FAN",null,"322SDWPB09","\\Locations\\Sites\\Worcester County Sheriff's Office - West Boylston\\322SDWPB09 Main 1E Jail Main Administration\\ROOF","","Active","Offline for Repair"]
[null,"1506 EXHAUST FAN/MAXI B","EQ-1046008","EXHAUST FAN","EXHAUST FAN",null,"322SDWPB09","\\Locations\\Sites\\Worcester County Sheriff's Office - West Boylston\\322SDWPB09 Main 1E Jail Main Administration\\ROOF","","Active","Offline for Repair"]
[null,"1507 EXHAUST FAN","EQ-1046014","EXHAUST FAN","EXHAUST FAN",null,"322SDWPB09","\\Locations\\Sites\\Worcester County Sheriff's Office - West Boylston\\322SDWPB09 Main 1E Jail Main Administration\\ROOF","","Active","Offline for Repair"]
[null,"1508 EXHAUST FAN (MAXI SEG. CELL)","EQ-1045990","EXHAUST FAN","EXHAUST FAN",null,"322SDWPB09","\\Locations\\Sites\\Worcester County Sheriff's Office - West Boylston\\322SDWPB09 Main 1E Jail Main Administration\\ROOF","","Active","Offline for Repair"]
[null,"1509 EXHAUST FAN (A1-ROOF)","EQ-1045981","EXHAUST FAN","EXHAUST FAN",null,"322SDWPB09","\\Locations\\Sites\\Worcester County Sheriff's Office - West Boylston\\322SDWPB09 Main 1E Jail Main Administration\\ROOF","","Active","Offline for Repair"]
[null,"1510 EXHAUST FAN / A-1","EQ-1046029","EXHAUST FAN","EXHAUST FAN",null,"322SDWPB09","\\Locations\\Sites\\Worcester County Sheriff's Office - West Boylston\\322SDWPB09 Main 1E Jail Main Administration\\ROOF","","Active","Offline for Repair"]
[null,"1511 EXHAUST FAN / A-1","EQ-1045980","EXHAUST FAN","EXHAUST FAN",null,"322SDWPB09","\\Locations\\Sites\\Worcester County Sheriff's Office - West Boylston\\322SDWPB09 Main 1E Jail Main Administration\\ROOF","","Active","Offline for Repair"]
[null,"1512 EXHAUST FAN / A-1","EQ-1045994","EXHAUST FAN","EXHAUST FAN",null,"322SDWPB09","\\Locations\\Sites\\Worcester County Sheriff's Office - West Boylston\\322SDWPB09 Main 1E Jail Main Administration\\ROOF","","Active","Offline for Repair"]
[null,"1513 EXHAUST FAN / A-1","EQ-1045975","EXHAUST FAN","EXHAUST FAN",null,"322SDWPB09","\\Locations\\Sites\\Worcester County Sheriff's Office - West Boylston\\322SDWPB09 Main 1E Jail Main Administration\\ROOF","","Active","Offline for Repair"]
[null,"1514 EXHAUST FAN / A-1","EQ-1045982","EXHAUST FAN","EXHAUST FAN",null,"322SDWPB09","\\Locations\\Sites\\Worcester County Sheriff's Office - West Boylston\\322SDWPB09 Main 1E Jail Main Administration\\ROOF","","Active","Offline for Repair"]
[null,"1515 EXHAUST FAN / A-1","EQ-1045993","EXHAUST FAN","EXHAUST FAN",null,"322SDWPB09","\\Locations\\Sites\\Worcester County Sheriff's Office - West Boylston\\322SDWPB09 Main 1E Jail Main Administration\\ROOF","","Active","Offline for Repair"]
[null,"1516 EXHAUST FAN / A-1","EQ-1045976","EXHAUST FAN","EXHAUST FAN",null,"322SDWPB09","\\Locations\\Sites\\Worcester County Sheriff's Office - West Boylston\\322SDWPB09 Main 1E Jail Main Administration\\ROOF","","Active","Offline for Repair"]
[null,"1517 EXHAUST FAN / A-1","EQ-1045979","EXHAUST FAN","EXHAUST FAN",null,"322SDWPB09","\\Locations\\Sites\\Worcester County Sheriff's Office - West Boylston\\322SDWPB09 Main 1E Jail Main Administration\\ROOF","","Active","Offline for Repair"]
[null,"1518 EXHAUST FAN / A-1","EQ-1045984","EXHAUST FAN","EXHAUST FAN",null,"322SDWPB09","\\Locations\\Sites\\Worcester County Sheriff's Office - West Boylston\\322SDWPB09 Main 1E Jail Main Administration\\ROOF","","Active","Offline for Repair"]
[null,"1519 EXHAUST FAN / A-1","EQ-1046009","EXHAUST FAN","EXHAUST FAN",null,"322SDWPB09","\\Locations\\Sites\\Worcester County Sheriff's Office - West Boylston\\322SDWPB09 Main 1E Jail Main Administration\\ROOF","","Active","Offline for Repair"]
[null,"1520 EXHAUST FAN","EQ-1046015","EXHAUST FAN","EXHAUST FAN",null,"322SDWPB09","\\Locations\\Sites\\Worcester County Sheriff's Office - West Boylston\\322SDWPB09 Main 1E Jail Main Administration\\ROOF","","Active","Offline for Repair"]
[null,"1521 EXHAUST FAN / A-2","EQ-1045978","EXHAUST FAN","EXHAUST FAN",null,"322SDWPB09","\\Locations\\Sites\\Worcester County Sheriff's Office - West Boylston\\322SDWPB09 Main 1E Jail Main Administration\\ROOF","","Active","Offline for Repair"]
[null,"1522 EXHAUST FAN / A-2","EQ-1046010","EXHAUST FAN","EXHAUST FAN",null,"322SDWPB09","\\Locations\\Sites\\Worcester County Sheriff's Office - West Boylston\\322SDWPB09 Main 1E Jail Main Administration\\ROOF","","Active","Offline for Repair"]
[null,"1523 EXHAUST FAN /A-2","EQ-1045977","EXHAUST FAN","EXHAUST FAN",null,"322SDWPB09","\\Locations\\Sites\\Worcester County Sheriff's Office - West Boylston\\322SDWPB09 Main 1E Jail Main Administration\\ROOF","","Active","Offline for Repair"]
[null,"1524 EXHAUST FAN / A-2","EQ-1045996","EXHAUST FAN","EXHAUST FAN",null,"322SDWPB09","\\Locations\\Sites\\Worcester County Sheriff's Office - West Boylston\\322SDWPB09 Main 1E Jail Main Administration\\ROOF","","Active","Offline for Repair"]
[null,"1525 EXHAUST FAN / A-2","EQ-1045986","EXHAUST FAN","EXHAUST FAN",null,"322SDWPB09","\\Locations\\Sites\\Worcester County Sheriff's Office - West Boylston\\322SDWPB09 Main 1E Jail Main Administration\\ROOF","","Active","Offline for Repair"]
[null,"1526 EXHAUST FAN / A-2","EQ-1046005","EXHAUST FAN","EXHAUST FAN",null,"322SDWPB09","\\Locations\\Sites\\Worcester County Sheriff's Office - West Boylston\\322SDWPB09 Main 1E Jail Main Administration\\ROOF","","Active","Offline for Repair"]
[null,"1527 EXHAUST FAN / A-2","EQ-1046018","EXHAUST FAN","EXHAUST FAN",null,"322SDWPB09","\\Locations\\Sites\\Worcester County Sheriff's Office - West Boylston\\322SDWPB09 Main 1E Jail Main Administration\\ROOF","","Active","Offline for Repair"]
[null,"1528 EXHAUST FAN / A-2","EQ-1045998","EXHAUST FAN","EXHAUST FAN",null,"322SDWPB09","\\Locations\\Sites\\Worcester County Sheriff's Office - West Boylston\\322SDWPB09 Main 1E Jail Main Administration\\ROOF","","Active","Offline for Repair"]
[null,"1529 EXHAUST FAN / A-2","EQ-1045992","EXHAUST FAN","EXHAUST FAN",null,"322SDWPB09","\\Locations\\Sites\\Worcester County Sheriff's Office - West Boylston\\322SDWPB09 Main 1E Jail Main Administration\\ROOF","","Active","Offline for Repair"]
[null,"1530 EXHAUST FAN / A-2","EQ-1045987","EXHAUST FAN","EXHAUST FAN",null,"322SDWPB09","\\Locations\\Sites\\Worcester County Sheriff's Office - West Boylston\\322SDWPB09 Main 1E Jail Main Administration\\ROOF","","Active","Offline for Repair"]
[null,"1531 EXHAUST FAN / A-2","EQ-1045991","EXHAUST FAN","EXHAUST FAN",null,"322SDWPB09","\\Locations\\Sites\\Worcester County Sheriff's Office - West Boylston\\322SDWPB09 Main 1E Jail Main Administration\\ROOF","","Active","Offline for Repair"]
[null,"1532 EXHAUST FAN / A-2","EQ-1046019","EXHAUST FAN","EXHAUST FAN",null,"322SDWPB09","\\Locations\\Sites\\Worcester County Sheriff's Office - West Boylston\\322SDWPB09 Main 1E Jail Main Administration\\ROOF","","Active","Offline for Repair"]
[null,"1533 EXHAUST FAN / A-2","EQ-1046036","EXHAUST FAN","EXHAUST FAN",null,"322SDWPB09","\\Locations\\Sites\\Worcester County Sheriff's Office - West Boylston\\322SDWPB09 Main 1E Jail Main Administration\\ROOF","","Active","Offline for Repair"]
[null,"1534 EXHAUST FAN (KITCHEN)","EQ-1045757","EXHAUST FAN","EXHAUST FAN",null,"322SDWPB09","\\Locations\\Sites\\Worcester County Sheriff's Office - West Boylston\\322SDWPB09 Main 1E Jail Main Administration\\ROOF","","Active","Available"]
[null,"1535 EXHAUST FAN (KITCHEN PAN WASH)","EQ-1045771","EXHAUST FAN","EXHAUST FAN",null,"322SDWPB09","\\Locations\\Sites\\Worcester County Sheriff's Office - West Boylston\\322SDWPB09 Main 1E Jail Main Administration\\ROOF","","Active","Available"]
[null,"1536 EXHAUST FAN (KITCHEN COMPRESSOR ROOM)","EQ-1045795","EXHAUST FAN","EXHAUST FAN",null,"322SDWPB09","\\Locations\\Sites\\Worcester County Sheriff's Office - West Boylston\\322SDWPB09 Main 1E Jail Main Administration\\ROOF","","Active","Available"]
[null,"1537 EXHAUST FAN (KITCHEN BATHROOM)","EQ-1045761","EXHAUST FAN","EXHAUST FAN",null,"322SDWPB09","\\Locations\\Sites\\Worcester County Sheriff's Office - West Boylston\\322SDWPB09 Main 1E Jail Main Administration\\ROOF","","Active","Available"]
[null,"1538 EXHAUST FAN (KITCHEN FAN)","EQ-1046030","EXHAUST FAN","EXHAUST FAN",null,"322SDWPB09","\\Locations\\Sites\\Worcester County Sheriff's Office - West Boylston\\322SDWPB09 Main 1E Jail Main Administration\\ROOF","","Active","Offline for Repair"]
[null,"1539 EXHAUST FAN (KITCHEN FAN)","EQ-1046003","EXHAUST FAN","EXHAUST FAN",null,"322SDWPB09","\\Locations\\Sites\\Worcester County Sheriff's Office - West Boylston\\322SDWPB09 Main 1E Jail Main Administration\\ROOF","","Active","Offline for Repair"]
[null,"1540 EXHAUST FAN (INMATE TOILET)","EQ-1046006","EXHAUST FAN","EXHAUST FAN",null,"322SDWPB09","\\Locations\\Sites\\Worcester County Sheriff's Office - West Boylston\\322SDWPB09 Main 1E Jail Main Administration\\ROOF","","Active","Offline for Repair"]
[null,"1541 EXHAUST FAN (BAKERY FAN)","EQ-1045765","EXHAUST FAN","EXHAUST FAN",null,"322SDWPB09","\\Locations\\Sites\\Worcester County Sheriff's Office - West Boylston\\322SDWPB09 Main 1E Jail Main Administration\\ROOF","","Active","Available"]
[null,"1542 EXHAUST FAN (INMATE BATHROOM FAN)","EQ-1045997","EXHAUST FAN","EXHAUST FAN",null,"322SDWPB09","\\Locations\\Sites\\Worcester County Sheriff's Office - West Boylston\\322SDWPB09 Main 1E Jail Main Administration\\ROOF","","Active","Offline for Repair"]
[null,"1543 EXHAUST FAN (C.L.U.)","EQ-1045758","EXHAUST FAN","EXHAUST FAN",null,"322SDWPB09","\\Locations\\Sites\\Worcester County Sheriff's Office - West Boylston\\322SDWPB09 Main 1E Jail Main Administration\\ROOF","","Active","Available"]
[null,"1544 EXHAUST FAN (C.L.U.)","EQ-1046004","EXHAUST FAN","EXHAUST FAN",null,"322SDWPB09","\\Locations\\Sites\\Worcester County Sheriff's Office - West Boylston\\322SDWPB09 Main 1E Jail Main Administration\\ROOF","","Active","Offline for Repair"]
[null,"1545 EXHAUST FAN (C.L.U.)","EQ-1045988","EXHAUST FAN","EXHAUST FAN",null,{"$f":"IFERROR(MID(H519,FIND(\"\\\",H519,18)+1,10),\"\")","v":"322SDWPB09"},"\\Locations\\Sites\\Worcester County Sheriff's Office - West Boylston\\322SDWPB09 Main 1E Jail Main Administration\\ROOF",{"$f":"IFERROR(MID(H519,18,FIND(\"\\\",MID(H519,18,30))-1),\"\")","v":""},"Active","Offline for Repair"]
[null,"1546 EXHAUST FAN (C.L.U.)","EQ-1046033","EXHAUST FAN","EXHAUST FAN",null,"322SDWPB09","\\Locations\\Sites\\Worcester County Sheriff's Office - West Boylston\\322SDWPB09 Main 1E Jail Main Administration\\ROOF","","Active","Offline for Repair"]
[null,"1547 EXHAUST FAN (C.L.U.)","EQ-1046022","EXHAUST FAN","EXHAUST FAN",null,"322SDWPB09","\\Locations\\Sites\\Worcester County Sheriff's Office - West Boylston\\322SDWPB09 Main 1E Jail Main Administration\\ROOF","","Active","Offline for Repair"]
[null,"1548 EXHAUST FAN (CENTRAL CONTROL)","EQ-1046013","EXHAUST FAN","EXHAUST FAN",null,"322SDWPB09","\\Locations\\Sites\\Worcester County Sheriff's Office - West Boylston\\322SDWPB09 Main 1E Jail Main Administration\\ROOF","","Active","Offline for Repair"]
[null,"1549 EXHAUST FAN (INFIRMARY)","EQ-1046002","EXHAUST FAN","EXHAUST FAN",null,"322SDWPB09","\\Locations\\Sites\\Worcester County Sheriff's Office - West Boylston\\322SDWPB09 Main 1E Jail Main Administration\\ROOF","","Active","Offline for Repair"]
[null,"1550 EXHAUST FAN (INFIRMARY)","EQ-1046024","EXHAUST FAN","EXHAUST FAN",null,"322SDWPB09","\\Locations\\Sites\\Worcester County Sheriff's Office - West Boylston\\322SDWPB09 Main 1E Jail Main Administration\\ROOF","","Active","Offline for Repair"]
[null,"1551 EXHAUST FAN (NURSE'S BATHROON)","EQ-1045995","EXHAUST FAN","EXHAUST FAN",null,"322SDWPB09","\\Locations\\Sites\\Worcester County Sheriff's Office - West Boylston\\322SDWPB09 Main 1E Jail Main Administration\\ROOF","","Active","Offline for Repair"]
[null,"1552 EXHAUST FAN (GYM BATHROOM)","EQ-1045999","EXHAUST FAN","EXHAUST FAN",null,"322SDWPB09","\\Locations\\Sites\\Worcester County Sheriff's Office - West Boylston\\322SDWPB09 Main 1E Jail Main Administration\\ROOF","","Active","Offline for Repair"]
[null,"1553 EXHAUST FAN (GYM BATHROOM)","EQ-1046017","EXHAUST FAN","EXHAUST FAN",null,"322SDWPB09","\\Locations\\Sites\\Worcester County Sheriff's Office - West Boylston\\322SDWPB09 Main 1E Jail Main Administration\\ROOF","","Active","Offline for Repair"]
[null,"1554 EXHAUST FAN (DENTAL LAB)","EQ-1045989","EXHAUST FAN","EXHAUST FAN",null,"322SDWPB09","\\Locations\\Sites\\Worcester County Sheriff's Office - West Boylston\\322SDWPB09 Main 1E Jail Main Administration\\ROOF","","Active","Offline for Repair"]
[null,"1555 EXHAUST FAN (GYM SINK)","EQ-1046020","EXHAUST FAN","EXHAUST FAN",null,"322SDWPB09","\\Locations\\Sites\\Worcester County Sheriff's Office - West Boylston\\322SDWPB09 Main 1E Jail Main Administration\\ROOF","","Active","Offline for Repair"]
[null,"1556 EXHAUST FAN (SHOWER FAN)","EQ-1045983","EXHAUST FAN","EXHAUST FAN",null,"322SDWPB09","\\Locations\\Sites\\Worcester County Sheriff's Office - West Boylston\\322SDWPB09 Main 1E Jail Main Administration\\ROOF","","Active","Offline for Repair"]
[null,"1557 EXHAUST FAN (CHAPEL)","EQ-1045760","EXHAUST FAN","EXHAUST FAN",null,"322SDWPB09","\\Locations\\Sites\\Worcester County Sheriff's Office - West Boylston\\322SDWPB09 Main 1E Jail Main Administration\\ROOF","","Active","Available"]
[null,"1558 EXHAUST FAN (CHAPEL)","EQ-1045783","EXHAUST FAN","EXHAUST FAN",null,"322SDWPB09","\\Locations\\Sites\\Worcester County Sheriff's Office - West Boylston\\322SDWPB09 Main 1E Jail Main Administration\\ROOF","","Active","Available"]
[null,"1559 EXHAUST FAN (REC. SHOWERS)","EQ-1045985","EXHAUST FAN","EXHAUST FAN",null,"322SDWPB09","\\Locations\\Sites\\Worcester County Sheriff's Office - West Boylston\\322SDWPB09 Main 1E Jail Main Administration\\ROOF","","Active","Offline for Repair"]
[null,"1560 EXHAUST FAN (I.D. ROOM)","EQ-1046021","EXHAUST FAN","EXHAUST FAN",null,"322SDWPB09","\\Locations\\Sites\\Worcester County Sheriff's Office - West Boylston\\322SDWPB09 Main 1E Jail Main Administration\\ROOF","","Active","Offline for Repair"]
[null,"1561 EXHAUST FAN (RECEIVING)","EQ-1046028","EXHAUST FAN","EXHAUST FAN",null,"322SDWPB09","\\Locations\\Sites\\Worcester County Sheriff's Office - West Boylston\\322SDWPB09 Main 1E Jail Main Administration\\ROOF","","Active","Offline for Repair"]
[null,"1562 EXHAUST FAN (LOBBY)","EQ-1046038","EXHAUST FAN","EXHAUST FAN",null,"322SDWPB09","\\Locations\\Sites\\Worcester County Sheriff's Office - West Boylston\\322SDWPB09 Main 1E Jail Main Administration\\ROOF","","Active","Offline for Repair"]
[null,"1563 EXHAUST FAN (MINI-5)","EQ-1046026","EXHAUST FAN","EXHAUST FAN",null,"322SDWPB09","\\Locations\\Sites\\Worcester County Sheriff's Office - West Boylston\\322SDWPB09 Main 1E Jail Main Administration\\ROOF","","Active","Offline for Repair"]
[null,"1564 EXHAUST FAN (MIN-5 BATHROOM)","EQ-1046016","EXHAUST FAN","EXHAUST FAN",null,"322SDWPB09","\\Locations\\Sites\\Worcester County Sheriff's Office - West Boylston\\322SDWPB09 Main 1E Jail Main Administration\\ROOF","","Active","Offline for Repair"]
[null,"1565 EXHAUST FAN (MINI-5 BATHROOM)","EQ-1046007","EXHAUST FAN","EXHAUST FAN",null,"322SDWPB09","\\Locations\\Sites\\Worcester County Sheriff's Office - West Boylston\\322SDWPB09 Main 1E Jail Main Administration\\ROOF","","Active","Offline for Repair"]
[null,"1566 EXHAUST FAN","EQ-1046000","EXHAUST FAN","EXHAUST FAN",null,"322SDWPB09","\\Locations\\Sites\\Worcester County Sheriff's Office - West Boylston\\322SDWPB09 Main 1E Jail Main Administration\\ROOF","","Active","Offline for Repair"]
[null,"1567 EXHAUST FAN (MINI-5 KITCHEN)","EQ-1046001","EXHAUST FAN","EXHAUST FAN",null,"322SDWPB09","\\Locations\\Sites\\Worcester County Sheriff's Office - West Boylston\\322SDWPB09 Main 1E Jail Main Administration\\ROOF","","Active","Offline for Repair"]
[null,"1568 EXHAUST FAN (MINI-5)","EQ-1046012","EXHAUST FAN","EXHAUST FAN",null,"322SDWPB09","\\Locations\\Sites\\Worcester County Sheriff's Office - West Boylston\\322SDWPB09 Main 1E Jail Main Administration\\ROOF","","Active","Offline for Repair"]
[null,"1569 EXHAUST FAN","EQ-1046032","EXHAUST FAN","EXHAUST FAN",null,"322SDWPB09","\\Locations\\Sites\\Worcester County Sheriff's Office - West Boylston\\322SDWPB09 Main 1E Jail Main Administration\\ROOF","","Active","Offline for Repair"]
[null,"1570 EXHAUST FAN","EQ-1046027","EXHAUST FAN","EXHAUST FAN",null,"322SDWPB09","\\Locations\\Sites\\Worcester County Sheriff's Office - West Boylston\\322SDWPB09 Main 1E Jail Main Administration\\ROOF","","Active","Offline for Repair"]
[null,"1571 EXHAUST FAN (DEIGNAN)","EQ-1046034","EXHAUST FAN","EXHAUST FAN",null,"322SDWPB09","\\Locations\\Sites\\Worcester County Sheriff's Office - West Boylston\\322SDWPB09 Main 1E Jail Main Administration\\ROOF","","Active","Offline for Repair"]
[null,"1572 EXHAUST FAN (DEIGNAN)","EQ-1046023","EXHAUST FAN","EXHAUST FAN",null,"322SDWPB09","\\Locations\\Sites\\Worcester County Sheriff's Office - West Boylston\\322SDWPB09 Main 1E Jail Main Administration\\ROOF","","Active","Offline for Repair"]
[null,"1573 EXHAUST FAN (DEIGNAN)","EQ-1046011","EXHAUST FAN","EXHAUST FAN",null,"322SDWPB09","\\Locations\\Sites\\Worcester County Sheriff's Office - West Boylston\\322SDWPB09 Main 1E Jail Main Administration\\ROOF","","Active","Offline for Repair"]
[null,"1574 EXHAUST FAN (DEIGNAN)","EQ-1045759","EXHAUST FAN","EXHAUST FAN",null,"322SDWPB09","\\Locations\\Sites\\Worcester County Sheriff's Office - West Boylston\\322SDWPB09 Main 1E Jail Main Administration","","Active","Available"]
[null,"1575 EXHAUST FAN (DEIGNAN)","EQ-1046031","EXHAUST FAN","EXHAUST FAN",null,"322SDWPB09","\\Locations\\Sites\\Worcester County Sheriff's Office - West Boylston\\322SDWPB09 Main 1E Jail Main Administration\\ROOF","","Active","Offline for Repair"]
[null,"1576 EXHAUST FAN (DEIGNAN)","EQ-1046037","EXHAUST FAN","EXHAUST FAN",null,"322SDWPB09","\\Locations\\Sites\\Worcester County Sheriff's Office - West Boylston\\322SDWPB09 Main 1E Jail Main Administration\\ROOF","","Active","Offline for Repair"]
[null,"1578 EXHAUST FAN (WORK REL.)","EQ-1046035","EXHAUST FAN","EXHAUST FAN",null,"322SDWPB09","\\Locations\\Sites\\Worcester County Sheriff's Office - West Boylston\\322SDWPB09 Main 1E Jail Main Administration\\ROOF","","Active","Offline for Repair"]
[null,"1579 EXHAUST FAN (WORK RELEASE)","EQ-1046025","EXHAUST FAN","EXHAUST FAN",null,"322SDWPB09","\\Locations\\Sites\\Worcester County Sheriff's Office - West Boylston\\322SDWPB09 Main 1E Jail Main Administration\\ROOF","","Active","Offline for Repair"]
[null,"1580 EXHAUST FAN (WORK REL.)","EQ-1046039","EXHAUST FAN","EXHAUST FAN",null,"322SDWPB09","\\Locations\\Sites\\Worcester County Sheriff's Office - West Boylston\\322SDWPB09 Main 1E Jail Main Administration\\ROOF","","Active","Offline for Repair"]
[null,"1590 EXHAUST FAN (TRANSPO)","EQ-1046040","EXHAUST FAN","EXHAUST FAN",null,"322SDWPB09","\\Locations\\Sites\\Worcester County Sheriff's Office - West Boylston\\322SDWPB09 Main 1E Jail Main Administration\\ROOF","","Active","Offline for Repair"]
[null,"17' SKIFF (POWER BOAT #3)","EQ-1043222","TRAILER, BOAT",null,null,"756DEMPB28","\\Locations\\Sites\\Brewster Multiservice Center\\756DEMPB28 Administration Building","Brewster Multiservice Center","Active","Available"]
[null,"1988 LIFT TRUCK M-7","EQ-1040474","AUTOMOBILES (ALL TYPES)","AUTOMOBILES (ALL TYPES)",null,"213HSDPB01","\\Locations\\Sites\\Hampshire County Sheriff's Office - Northampton\\213HSDPB01 Main Building","","Active","Available"]
[null,"1992 CHEVY CAPRICE (798C)","EQ-1010098","AUTOMOBILES (ALL TYPES)","AUTOMOBILES (ALL TYPES)",null,"715DOC9244","\\Locations\\Sites\\Massachusetts Treatment Center\\715DOC9244 Treatment Center\\Floor 01","","Active","Available"]
[null,"1992 GMC 3500 (766C)","EQ-1010097","AUTOMOBILES (ALL TYPES)","AUTOMOBILES (ALL TYPES)",null,"715DOC9244","\\Locations\\Sites\\Massachusetts Treatment Center\\715DOC9244 Treatment Center\\Floor 01","","Active","Available"]
[null,"1992 GMC 3500 (766C)","EQ-1010103","AUTOMOBILES (ALL TYPES)","AUTOMOBILES (ALL TYPES)",null,"715DOC9244","\\Locations\\Sites\\Massachusetts Treatment Center\\715DOC9244 Treatment Center\\Floor 01","","Active","Available"]
[null,"1993 CHEVY CAPRICE (199D)","EQ-1010108","AUTOMOBILES (ALL TYPES)","AUTOMOBILES (ALL TYPES)",null,"715DOC9244","\\Locations\\Sites\\Massachusetts Treatment Center\\715DOC9244 Treatment Center\\Floor 01","","Active","Available"]
[null,"1994 CHEVY DUMP TRUCK  (1382)","EQ-1008961",null,null,null,"526NSCPB01","\\Locations\\Sites\\North Shore Community College - Danvers\\526NSCPB01 Garage","","Active","Available"]
[null,"1997 WHEELCHAIR BUS WHITE","EQ-1008928","MISC. VEHICLES","MISC. VEHICLES",null,"255DPHPB02","\\Locations\\Sites\\Western Massachusetts Hospital\\255DPHPB02 Garage Building","","Active","Available"]
[null,"1999 CHEVY PU GREEN ST904D","EQ-1026034","PICKUP TRUCK","PICKUP TRUCK",null,"213TRC9903","\\Locations\\Sites\\Northampton Probate Family Court\\213TRC9903 Northampton Hall Of Records","","Active","Available"]
[null,"1999 FORD TAURUS (9116JJ)","EQ-1010095","AUTOMOBILES (ALL TYPES)","AUTOMOBILES (ALL TYPES)",null,"715DOC9244","\\Locations\\Sites\\Massachusetts Treatment Center\\715DOC9244 Treatment Center\\Floor 01","","Active","Available"]
[null,"1A Fan Powered Terminal Units","EQ-1001901","FAN","FAN",null,"552CAMPB01","\\Locations\\Sites\\Massachusetts Information Technology Center\\552CAMPB01 Massachusetts Information Technology Center\\Floor 01\\1A-1","","Active","Available"]
[null,"1B Fan Powered Terminal Units","EQ-1001898","FAN","FAN",null,"552CAMPB01","\\Locations\\Sites\\Massachusetts Information Technology Center\\552CAMPB01 Massachusetts Information Technology Center\\Floor 01\\1B-1","","Active","Available"]
[null,"1C Fan Powered Terminal Units","EQ-1001900","FAN","FAN",null,"552CAMPB01","\\Locations\\Sites\\Massachusetts Information Technology Center\\552CAMPB01 Massachusetts Information Technology Center\\Floor 01\\1C-1","","Active","Available"]
[null,"1D Fan Powered Terminal Units","EQ-1001897","FAN","FAN",null,"552CAMPB01","\\Locations\\Sites\\Massachusetts Information Technology Center\\552CAMPB01 Massachusetts Information Technology Center\\Floor 01\\1D","","Active","Available"]
[null,"1ST FLOOR EXAUST FAN #2","EQ-1016313","EXHAUST FAN",null,null,"614DPH0260","\\Locations\\Sites\\The Pappas Rehabilitation Hospital for Children\\614DPH0260 Brayton High School\\Floor 01","","Active","Available"]
[null,"1ST FLOOR EXAUST FAN BATHROOMS","EQ-1016315","EXHAUST FAN",null,null,"614DPH0010","\\Locations\\Sites\\The Pappas Rehabilitation Hospital for Children\\614DPH0010 Administration Office\\Floor 01","","Active","Available"]
[null,"1st Floor FCU's(","EQ-1045107","FAN COIL UNIT","FAN COIL UNIT",null,"268STC6666","\\Locations\\Sites\\Springfield Tech Community College\\268STC6666 Scibelli Hall Building 2\\Floor 01","","Active","Available"]
[null,"1st floor VAV (10) Health Sciences","EQ-1045514","VARIABLE AIR VOLUME BOX","VARIABLE AIR VOLUME BOX",null,"268STC9014","\\Locations\\Sites\\Springfield Tech Community College\\268STC9014 Health Sciences Building 20\\Floor 01","","Active","Available"]
[null,"1st floor VAV (10) Scibelli","EQ-1045109","VARIABLE AIR VOLUME BOX","VARIABLE AIR VOLUME BOX",null,"268STC6666","\\Locations\\Sites\\Springfield Tech Community College\\268STC6666 Scibelli Hall Building 2\\Floor 01","","Active","Available"]
[null,"1ST MAIN COMP FM200 TANK CHARGE - QUAD 3A - DOR DATA CENTER","EQ-1001592","PM Rounds","PM Rounds",null,"552CAMPB01","\\Locations\\Sites\\Massachusetts Information Technology Center\\552CAMPB01 Massachusetts Information Technology Center\\Floor 02","","Active","Available"]
[null,"2 ARRAY PV LAMINATES 160W (14 PV MODULES)","EQ-1046908","SOLAR ENERGY SYSTEM","SOLAR ENERGY SYSTEM",null,"407DPH0780","\\Locations\\Sites\\Tewksbury State Hospital\\407DPH0780 Saunders Building\\ROOF","Tewksbury State Hospital","Active","Available"]
[null,"2 SOUTH - A # 010219 - PATIENT LIFT","EQ-1009928","MISC. LIFT","MISC. LIFT",null,"256HLY0010","\\Locations\\Sites\\Soldiers Home - Holyoke\\256HLY0010 Soldiers Home - Holyoke\\Floor 02S","Soldiers Home - Holyoke","Active","Available"]
[null,"2\" BOILER FEED BACKFLOW PREVENTER TAG 18 ","EQ-1045460","BACKFLOW PREVENTER - FIRE SPRINKLER SYSTEM","MAIN BACK FLOW PREVENTER",null,"268STC9013","\\Locations\\Sites\\Springfield Tech Community College\\268STC9013 Putnam Hall Building 17\\BASEMENT\\LOWER LEVEL - BOILER ROOM [17-G3]","","Active","Available"]
[null,"2\" BY PASS BACKFLOW PREVENTER TAG 16 (CARPENTER SHOP)","EQ-1045641","BACKFLOW PREVENTER - FIRE SPRINKLER SYSTEM","MAIN BACK FLOW PREVENTER",null,"268STC9017","\\Locations\\Sites\\Springfield Tech Community College\\268STC9017 Student Services Building 27\\BASMT","","Active","Available"]
[null,"2\" BY PASS BACKFLOW PREVENTER TAG 28","EQ-1045396","BACKFLOW PREVENTER - FIRE SPRINKLER SYSTEM","MAIN BACK FLOW PREVENTER",null,"268STC9013","\\Locations\\Sites\\Springfield Tech Community College\\268STC9013 Putnam Hall Building 17\\Floor 01\\UPPER LEVEL - BOILER ROOM [17-1PP1]","","Active","Available"]
[null,"2\" DENTAL LAB BACKFLOW PREVENTER","EQ-1045496","BACKFLOW PREVENTER - FIRE SPRINKLER SYSTEM","MAIN BACK FLOW PREVENTER",null,"268STC9014","\\Locations\\Sites\\Springfield Tech Community College\\268STC9014 Health Sciences Building 20\\Floor 01\\WOMAN ROOM [20-1WB]","","Active","Available"]
[null,"2\" DOUBLE INTERLOCK PRE-ACTION VALVE C/W AIR MAINTNENANCE DEVICE SERVING SECURITY CONTROL ROOM PAV-1","EQ-1068813","FIRE HYDRANT VALVES","FIRE HYDRANT VALVES",null,"408TRC1500","\\Locations\\Sites\\Lowell Justice Center\\408TRC1500 Lowell Justice Center\\Basement\\U0041 - Fire Pump Room","Lowell Justice Center","Active","Available"]
[null,"2\" DOUBLE INTERLOCK PRE-ACTION VALVE C/W AIR MAINTNENANCE DEVICE SERVING SECURITY CONTROL ROOM PAV-2","EQ-1068807","FIRE HYDRANT VALVES","FIRE HYDRANT VALVES",null,"408TRC1500","\\Locations\\Sites\\Lowell Justice Center\\408TRC1500 Lowell Justice Center\\Basement\\U0041 - Fire Pump Room","Lowell Justice Center","Active","Available"]
[null,"2\" LOWER MAIN BACKFLOW PREVENTER TAG 6 (LEFT OF STAIRS OPP TEL OP)","EQ-1045206","BACKFLOW PREVENTER - FIRE SPRINKLER SYSTEM","MAIN BACK FLOW PREVENTER",null,{"$f":"IFERROR(MID(H583,FIND(\"\\\",H583,18)+1,10),\"\")","v":"268STC9002"},"\\Locations\\Sites\\Springfield Tech Community College\\268STC9002 Garvey Hall Building 16\\BASMT",{"$f":"IFERROR(MID(H583,18,FIND(\"\\\",MID(H583,18,30))-1),\"\")","v":""},"Active","Available"]
[null,"2\" MAIN BACKFLOW PREVENTER TAG 25 (SPK CLOSET A20/21S THRU RM 94)","EQ-1045530","BACKFLOW PREVENTER - FIRE SPRINKLER SYSTEM","MAIN BACK FLOW PREVENTER",null,"268STC9014","\\Locations\\Sites\\Springfield Tech Community College\\268STC9014 Health Sciences Building 20\\Floor 01","","Active","Available"]
[null,"2\" MAIN BACKFLOW PREVENTER TAG 3","EQ-1045334","BACKFLOW PREVENTER - FIRE SPRINKLER SYSTEM","MAIN BACK FLOW PREVENTER",null,"268STC9010","\\Locations\\Sites\\Springfield Tech Community College\\268STC9010 Heat And Power Building 32\\Floor 01\\SPRINKLER RM [32-112]","","Active","Available"]
[null,"2\" MAIN BACKFLOW PREVENTER TAG 34 (SERVICE ENT)","EQ-1045290","BACKFLOW PREVENTER - FIRE SPRINKLER SYSTEM","MAIN BACK FLOW PREVENTER",null,"268STC9008","\\Locations\\Sites\\Springfield Tech Community College\\268STC9008 Graphic Arts Building 14\\BASEMENT","","Active","Available"]
[null,"2\" MAIN BACKFLOW PREVENTER TAG 8","EQ-1045246","BACKFLOW PREVENTER - FIRE SPRINKLER SYSTEM","MAIN BACK FLOW PREVENTER",null,"268STC9002","\\Locations\\Sites\\Springfield Tech Community College\\268STC9002 Garvey Hall Building 16\\BASMT","","Active","Available"]
[null,"2\" MAIN BY PASS BACKFLOW PREVENTER TAG 14 (SERVICE ENT)","EQ-1045594","BACKFLOW PREVENTER - FIRE SPRINKLER SYSTEM","MAIN BACK FLOW PREVENTER",null,"268STC9014","\\Locations\\Sites\\Springfield Tech Community College\\268STC9014 Health Sciences Building 20","","Active","Available"]
[null,"20 Circuit Electrical Panel","EQ-1070884","PANEL BOARD","PANEL BOARD",null,"107DCR2000","\\Locations\\Sites\\Ashuwillticook Rail Trail\\107DCR2000 Headquarters Building","Ashuwillticook Rail Trail","Active","Available"]
[null,"20 Quart Mixer","EQ-1039543","MIXER","MIXER",null,"517DYS1300","\\Locations\\Sites\\DYS Middleton-Ne Reg Youth Serv Ctr\\517DYS1300 DYS Middleton-NE Reg Youth Service Center\\Floor 01\\1302","","Active","Available"]
[null,"200 SERIES WALKIE TALKIES","EQ-1009806","MISC. COMMUNICATION","MISC. COMMUNICATION",null,"256HLY0010","\\Locations\\Sites\\Soldiers Home - Holyoke\\256HLY0010 Soldiers Home - Holyoke","Soldiers Home - Holyoke","Active","Available"]
[null,"2000 BOX TRUCK WHITE","EQ-1008915","TRUCK","TRUCK",null,"255DPHPB02","\\Locations\\Sites\\Western Massachusetts Hospital\\255DPHPB02 Garage Building","","Active","Available"]
[null,"2000 BOX TRUCK WHITE","EQ-1008936","TRUCK","TRUCK",null,"255DPHPB02","\\Locations\\Sites\\Western Massachusetts Hospital\\255DPHPB02 Garage Building","","Active","Available"]
[null,"2000 FORD CROWN VIC (786G)","EQ-1010109","AUTOMOBILES (ALL TYPES)","AUTOMOBILES (ALL TYPES)",null,"715DOC9244","\\Locations\\Sites\\Massachusetts Treatment Center\\715DOC9244 Treatment Center\\Floor 01","","Active","Available"]
[null,"2000 FORD CROWN VIC (792G)","EQ-1010094","AUTOMOBILES (ALL TYPES)","AUTOMOBILES (ALL TYPES)",null,"715DOC9244","\\Locations\\Sites\\Massachusetts Treatment Center\\715DOC9244 Treatment Center\\Floor 01","","Active","Available"]
[null,"2000 JOHN DEERE TRACTOR","EQ-1040487","TRACTOR","TRACTOR",null,"213HSDPB01","\\Locations\\Sites\\Hampshire County Sheriff's Office - Northampton\\213HSDPB01 Main Building","","Active","Available"]
[null,"2001 CROWN VICTORIA UNIT T-1","EQ-1040510","AUTOMOBILES (ALL TYPES)","AUTOMOBILES (ALL TYPES)",null,"213HSDPB01","\\Locations\\Sites\\Hampshire County Sheriff's Office - Northampton\\213HSDPB01 Main Building","","Active","Available"]
[null,"2001 DUMP TRUCK M-4","EQ-1040481","DUMP TRUCK","DUMP TRUCK",null,"213HSDPB01","\\Locations\\Sites\\Hampshire County Sheriff's Office - Northampton\\213HSDPB01 Main Building","","Active","Available"]
[null,"2002 FORD VAN - R48 (PLATE # 446F)","EQ-1042755","AUTOMOBILES (ALL TYPES)","AUTOMOBILES (ALL TYPES)",null,"259SDHPB04","\\Locations\\Sites\\Hampden County Sheriff's Department - Ludlow\\259SDHPB04 Auto Maintenance Central Warehouse\\GROUND","","Active","Available"]
[null,"2003 Chevy Silverado 3500 (2372)","EQ-1071045","MISC. VEHICLES","MISC. VEHICLES",null,"761CCC0301","\\Locations\\Sites\\Cape Cod Community College\\761CCC0301 Facility Management Building","Cape Cod Community College","Active","Available"]
[null,"2003 PICK UP UNIT M-1","EQ-1040480","PICKUP TRUCK","PICKUP TRUCK",null,"213HSDPB01","\\Locations\\Sites\\Hampshire County Sheriff's Office - Northampton\\213HSDPB01 Main Building","","Active","Available"]
[null,"2004 CHEVROLET RACK TRUCK","EQ-1042236","TRUCK","TRUCK",null,"328POLPB23","\\Locations\\Sites\\State Police Training Academy\\328POLPB23 I Building","State Police Training Academy","Active","Available"]
[null,"2006 WHITE FORD EXPLORER","EQ-1041130","AUTOMOBILES (ALL TYPES)","AUTOMOBILES (ALL TYPES)",null,"164SDF0602","\\Locations\\Sites\\Franklin County Sheriff's Office - Greenfield\\164SDF0602 Vehicle Maintenance","","Active","Available"]
[null,"2006 WHITE FORD F350","EQ-1041137","AUTOMOBILES (ALL TYPES)","AUTOMOBILES (ALL TYPES)",null,"164SDF0602","\\Locations\\Sites\\Franklin County Sheriff's Office - Greenfield\\164SDF0602 Vehicle Maintenance","","Active","Available"]
[null,"2007 FORD ECONOLINE CARGO VAN","EQ-1008941","VAN","VAN",null,"255DPHPB02","\\Locations\\Sites\\Western Massachusetts Hospital\\255DPHPB02 Garage Building","","Active","Available"]
[null,"2007 WHITE CHEVROLET TAHOE","EQ-1041126","AUTOMOBILES (ALL TYPES)","AUTOMOBILES (ALL TYPES)",null,"164SDF0602","\\Locations\\Sites\\Franklin County Sheriff's Office - Greenfield\\164SDF0602 Vehicle Maintenance","","Active","Available"]
[null,"2008 Ford F350 Truck Rack Body (1388)","EQ-1071038","MISC. VEHICLES","MISC. VEHICLES",null,"761CCC0301","\\Locations\\Sites\\Cape Cod Community College\\761CCC0301 Facility Management Building","Cape Cod Community College","Active","Available"]
[null,"2008 HOT WATER HEATER","EQ-1045815","WATER HEATER","HOT WATER HEATER",null,"322SDWPB13","\\Locations\\Sites\\Worcester County Sheriff's Office - West Boylston\\322SDWPB13 Housing Unit I And J\\Floor 01\\MECHANICAL","","Active","Available"]
[null,"2008 PICK UP UNIT M-3","EQ-1040485","PICKUP TRUCK","PICKUP TRUCK",null,"213HSDPB01","\\Locations\\Sites\\Hampshire County Sheriff's Office - Northampton\\213HSDPB01 Main Building","","Active","Available"]
[null,"2009 HOT WATER HEATER","EQ-1045767","WATER HEATER","HOT WATER HEATER",null,"322SDWPB12","\\Locations\\Sites\\Worcester County Sheriff's Office - West Boylston\\322SDWPB12 Housing Unit K And L\\Floor 01\\MECHANICAL","","Active","Available"]
[null,"2009 WHITE FORD F550","EQ-1041133","AUTOMOBILES (ALL TYPES)","AUTOMOBILES (ALL TYPES)",null,"164SDF0602","\\Locations\\Sites\\Franklin County Sheriff's Office - Greenfield\\164SDF0602 Vehicle Maintenance","","Active","Available"]
[null,"2010 Toyota Sienna Van - Dental - 977EE7","EQ-1071297","MISC. VEHICLES","MISC. VEHICLES",null,"761CCC0030","\\Locations\\Sites\\Cape Cod Community College\\761CCC0030 Maureen M. Wilkens Hall","Cape Cod Community College","Active","Available"]
[null,"2011 CHEVY 3500 4X4 DUMP TRUCK","EQ-1008912","DUMP TRUCK","DUMP TRUCK",null,"255DPHPB02","\\Locations\\Sites\\Western Massachusetts Hospital\\255DPHPB02 Garage Building","","Active","Available"]
[null,"2011 GRAY UTILITY TRAILER","EQ-1041143","TRAILER, UTILITY","TRAILER UTILITY",null,"164SDF0602","\\Locations\\Sites\\Franklin County Sheriff's Office - Greenfield\\164SDF0602 Vehicle Maintenance","","Active","Available"]
[null,"2012 AIR HANDLING UNIT (SOCIAL WORKERS)","EQ-1045763","AIR HANDLER UNIT","AIR HANDLER UNIT",null,"322SDWPB09","\\Locations\\Sites\\Worcester County Sheriff's Office - West Boylston\\322SDWPB09 Main 1E Jail Main Administration\\Floor 01","","Active","Available"]
[null,"2012 FORD E-350 WHEELCHAIR VAN","EQ-1008935","VAN","VAN",null,"255DPHPB02","\\Locations\\Sites\\Western Massachusetts Hospital\\255DPHPB02 Garage Building","","Active","Available"]
[null,"2012 WHITE FORD E350 VAN","EQ-1041141","AUTOMOBILES (ALL TYPES)","AUTOMOBILES (ALL TYPES)",null,"164SDF0602","\\Locations\\Sites\\Franklin County Sheriff's Office - Greenfield\\164SDF0602 Vehicle Maintenance","","Active","Available"]
[null,"2012 WHITE FORD E350 VAN","EQ-1041147","AUTOMOBILES (ALL TYPES)","AUTOMOBILES (ALL TYPES)",null,"164SDF0602","\\Locations\\Sites\\Franklin County Sheriff's Office - Greenfield\\164SDF0602 Vehicle Maintenance","","Active","Available"]
[null,"2013 - AHU-17-01 AIR HANDLING UNIT","EQ-1045464","AIR HANDLER UNIT","AIR HANDLER UNIT",null,"268STC9013","\\Locations\\Sites\\Springfield Tech Community College\\268STC9013 Putnam Hall Building 17\\MEZZ","","Active","Available"]
[null,"2013 - B-13-1 HOT WATER BOILER - CONDENSING TYPE","EQ-1045379","HOT WATER BOILER","HOT WATER BOILER",null,"268STC9012","\\Locations\\Sites\\Springfield Tech Community College\\268STC9012 Deliso Hall Building 13\\Floor 04\\STORAGE-MECH. RM [13-4SR]","","Active","Available"]
[null,"2013 - B-13-2 HOT WATER BOILER - CONDENSING TYPE","EQ-1045381","HOT WATER BOILER","HOT WATER BOILER",null,"268STC9012","\\Locations\\Sites\\Springfield Tech Community College\\268STC9012 Deliso Hall Building 13\\Floor 04\\STORAGE-MECH. RM [13-4SR]","","Active","Available"]
[null,"2013 - B-13-3 HOT WATER BOILER - CONDENSING TYPE","EQ-1045373","HOT WATER BOILER","HOT WATER BOILER",null,"268STC9012","\\Locations\\Sites\\Springfield Tech Community College\\268STC9012 Deliso Hall Building 13\\Floor 04\\STORAGE-MECH. RM [13-4SR]","","Active","Available"]
[null,"2013 - B-17-04  STEAM BOILER","EQ-1045453","STEAM BOILER","STEAM BOILER",null,"268STC9013","\\Locations\\Sites\\Springfield Tech Community College\\268STC9013 Putnam Hall Building 17\\BASEMENT","","Active","Available"]
[null,"2013 - B-17-05  STEAM BOILER","EQ-1045454","STEAM BOILER","STEAM BOILER",null,"268STC9013","\\Locations\\Sites\\Springfield Tech Community College\\268STC9013 Putnam Hall Building 17\\BASEMENT","","Active","Available"]
[null,"2013 - B-17-1 HOT WATER BOILER - CONDENSING TYPE","EQ-1045452","HOT WATER BOILER","HOT WATER BOILER",null,"268STC9013","\\Locations\\Sites\\Springfield Tech Community College\\268STC9013 Putnam Hall Building 17\\BASEMENT","","Active","Available"]
[null,"2013 - B-17-2 HOT WATER BOILER - CONDENSING TYPE","EQ-1045448","HOT WATER BOILER","HOT WATER BOILER",null,"268STC9013","\\Locations\\Sites\\Springfield Tech Community College\\268STC9013 Putnam Hall Building 17\\BASEMENT","","Active","Available"]
[null,"2013 - B-17-3 HOT WATER BOILER - CONDENSING TYPE","EQ-1045443","HOT WATER BOILER","HOT WATER BOILER",null,"268STC9013","\\Locations\\Sites\\Springfield Tech Community College\\268STC9013 Putnam Hall Building 17\\BASEMENT","","Active","Available"]
[null,"2013 - B-2-1 HOT WATER BOILER - CONDENSING TYPE","EQ-1045140","HOT WATER BOILER","HOT WATER BOILER",null,"268STC6666","\\Locations\\Sites\\Springfield Tech Community College\\268STC6666 Scibelli Hall Building 2\\Floor 06\\MECHANICAL ROOM [02-607]","","Active","Available"]
[null,"2013 - B-2-2 HOT WATER BOILER - CONDENSING TYPE","EQ-1045143","HOT WATER BOILER","HOT WATER BOILER",null,"268STC6666","\\Locations\\Sites\\Springfield Tech Community College\\268STC6666 Scibelli Hall Building 2\\Floor 06\\MECHANICAL ROOM [02-607]","","Active","Available"]
[null,"2013 - B-2-3 HOT WATER BOILER - CONDENSING TYPE","EQ-1045156","HOT WATER BOILER","HOT WATER BOILER",null,"268STC6666","\\Locations\\Sites\\Springfield Tech Community College\\268STC6666 Scibelli Hall Building 2\\Floor 06\\MECHANICAL ROOM [02-607]","","Active","Available"]
[null,"2013 - B-20-1 HOT WATER BOILER - CONDENSING TYPE","EQ-1045545","HOT WATER BOILER","HOT WATER BOILER",null,"268STC9014","\\Locations\\Sites\\Springfield Tech Community College\\268STC9014 Health Sciences Building 20\\BASEMENT","","Active","Available"]
[null,"2013 - B-20-2 HOT WATER BOILER - CONDENSING TYPE","EQ-1045552","HOT WATER BOILER","HOT WATER BOILER",null,"268STC9014","\\Locations\\Sites\\Springfield Tech Community College\\268STC9014 Health Sciences Building 20\\BASEMENT","","Active","Available"]
[null,"2013 - B-20-3 HOT WATER BOILER - CONDENSING TYPE","EQ-1045550","HOT WATER BOILER","HOT WATER BOILER",null,"268STC9014","\\Locations\\Sites\\Springfield Tech Community College\\268STC9014 Health Sciences Building 20\\BASEMENT","","Active","Available"]
[null,"2013 - B-20-4 HOT WATER BOILER - CONDENSING TYPE","EQ-1045549","HOT WATER BOILER","HOT WATER BOILER",null,"268STC9014","\\Locations\\Sites\\Springfield Tech Community College\\268STC9014 Health Sciences Building 20\\BASEMENT","","Active","Available"]
[null,"2013 - B-20-5 HOT WATER BOILER - CONDENSING TYPE","EQ-1045554","HOT WATER BOILER","HOT WATER BOILER",null,"268STC9014","\\Locations\\Sites\\Springfield Tech Community College\\268STC9014 Health Sciences Building 20\\BASEMENT","","Active","Available"]
[null,"2013 - CH-17-01 CENTIRFUGAL CHILLER - 750 TONS","EQ-1045465","CHILLER","CHILLER",null,"268STC9013","\\Locations\\Sites\\Springfield Tech Community College\\268STC9013 Putnam Hall Building 17\\MEZZ","","Active","Available"]
[null,"2013 - CH-17-02 CENTIRFUGAL CHILLER - 750 TONS","EQ-1045466","CHILLER","CHILLER",null,"268STC9013","\\Locations\\Sites\\Springfield Tech Community College\\268STC9013 Putnam Hall Building 17\\MEZZ","","Active","Available"]
[null,"2013 - CH-17-03 CENTIRFUGAL CHILLER - 750 TONS","EQ-1045468","CHILLER","CHILLER",null,"268STC9013","\\Locations\\Sites\\Springfield Tech Community College\\268STC9013 Putnam Hall Building 17\\MEZZ","","Active","Available"]
[null,"2013 - CP-17-01 CONDENSTE PUMP","EQ-1045447","CONDENSATE PUMP","CONDENSATE PUMP",null,"268STC9013","\\Locations\\Sites\\Springfield Tech Community College\\268STC9013 Putnam Hall Building 17\\BASEMENT","","Active","Available"]
[null,"2013 - CT-17-01, COOLING TOWER","EQ-1045481","COOLING TOWER","COOLING TOWER",null,"268STC9013","\\Locations\\Sites\\Springfield Tech Community College\\268STC9013 Putnam Hall Building 17\\ROOF","","Active","Available"]
[null,"2013 - CT-17-02, COOLING TOWER","EQ-1045473","COOLING TOWER","COOLING TOWER",null,"268STC9013","\\Locations\\Sites\\Springfield Tech Community College\\268STC9013 Putnam Hall Building 17\\ROOF","","Active","Available"]
[null,"2013 - CT-17-03, COOLING TOWER","EQ-1045472","COOLING TOWER","COOLING TOWER",null,"268STC9013","\\Locations\\Sites\\Springfield Tech Community College\\268STC9013 Putnam Hall Building 17\\ROOF","","Active","Available"]
[null,"2013 - EF-17-01 EXHAUST FAN","EQ-1045394","EXHAUST FAN","EXHAUST FAN",null,"268STC9013","\\Locations\\Sites\\Springfield Tech Community College\\268STC9013 Putnam Hall Building 17","","Active","Available"]
[null,"2013 - EF-17-02 EXHAUST FAN","EQ-1045395","EXHAUST FAN","EXHAUST FAN",null,"268STC9013","\\Locations\\Sites\\Springfield Tech Community College\\268STC9013 Putnam Hall Building 17","","Active","Available"]
[null,"2013 - P-02-01 PUMP SERVING B-02-01","EQ-1045164","PUMP","PUMP",null,"268STC6666","\\Locations\\Sites\\Springfield Tech Community College\\268STC6666 Scibelli Hall Building 2\\Floor 06","","Active","Available"]
[null,"2013 - P-02-01 PUMP SERVING B-02-02","EQ-1045130","PUMP","PUMP",null,"268STC6666","\\Locations\\Sites\\Springfield Tech Community College\\268STC6666 Scibelli Hall Building 2\\Floor 06","","Active","Available"]
[null,"2013 - P-02-03 PUMP SERVING B-2-3","EQ-1045133","PUMP","PUMP",null,{"$f":"IFERROR(MID(H647,FIND(\"\\\",H647,18)+1,10),\"\")","v":"268STC6666"},"\\Locations\\Sites\\Springfield Tech Community College\\268STC6666 Scibelli Hall Building 2\\Floor 06",{"$f":"IFERROR(MID(H647,18,FIND(\"\\\",MID(H647,18,30))-1),\"\")","v":""},"Active","Available"]
[null,"2013 - P-02-04 PUMP SECONDARY PUMP WITH VFD","EQ-1045190","PUMP","PUMP",null,"268STC6666","\\Locations\\Sites\\Springfield Tech Community College\\268STC6666 Scibelli Hall Building 2\\Floor 06","","Active","Available"]
[null,"2013 - P-02-05 PUMP SECONDARY PUMP WITH VFD","EQ-1045141","PUMP","PUMP",null,"268STC6666","\\Locations\\Sites\\Springfield Tech Community College\\268STC6666 Scibelli Hall Building 2\\Floor 06","","Active","Available"]
[null,"2013 - P-02-06 PUMP PROVIDE VFD","EQ-1045195","CHILLED WATER PUMP","CHILLED WATER PUMP",null,"268STC6666","\\Locations\\Sites\\Springfield Tech Community College\\268STC6666 Scibelli Hall Building 2\\Floor 06","","Active","Available"]
[null,"2013 - P-02-07 PUMP PROVIDE VFD","EQ-1045131","CHILLED WATER PUMP","CHILLED WATER PUMP",null,"268STC6666","\\Locations\\Sites\\Springfield Tech Community College\\268STC6666 Scibelli Hall Building 2\\Floor 06","","Active","Available"]
[null,"2013 - P-02-08 PUMP SERVICE BLDG 2, ACU-02-01","EQ-1045132","CHILLED WATER PUMP","CHILLED WATER PUMP",null,"268STC6666","\\Locations\\Sites\\Springfield Tech Community College\\268STC6666 Scibelli Hall Building 2\\Floor 06","","Active","Available"]
[null,"2013 - P-02-09 PUMP SERVICE BLDG. 2, ACU-02-02","EQ-1045137","CHILLED WATER PUMP","CHILLED WATER PUMP",null,"268STC6666","\\Locations\\Sites\\Springfield Tech Community College\\268STC6666 Scibelli Hall Building 2\\Floor 06","","Active","Available"]
[null,"2013 - P-02-10 PUMP SERVICE BLDG. 2, ACU-02-03","EQ-1045135","CHILLED WATER PUMP","CHILLED WATER PUMP",null,"268STC6666","\\Locations\\Sites\\Springfield Tech Community College\\268STC6666 Scibelli Hall Building 2\\Floor 06","","Active","Available"]
[null,"2013 - P-02-11 PUMP SERVICE BLDG. 2, ACU-02-06","EQ-1045134","CHILLED WATER PUMP","CHILLED WATER PUMP",null,"268STC6666","\\Locations\\Sites\\Springfield Tech Community College\\268STC6666 Scibelli Hall Building 2\\Floor 06","","Active","Available"]
[null,"2013 - P-13-01 PUMP SERVICE BLDG. 13 HOT WATER","EQ-1045362","PUMP","PUMP",null,"268STC9012","\\Locations\\Sites\\Springfield Tech Community College\\268STC9012 Deliso Hall Building 13\\Floor 01","","Active","Available"]
[null,"2013 - P-13-02 PUMP SERVICE BLDG. 13 HOT WATER","EQ-1045361","PUMP","PUMP",null,"268STC9012","\\Locations\\Sites\\Springfield Tech Community College\\268STC9012 Deliso Hall Building 13\\Floor 01","","Active","Available"]
[null,"2013 - P-13-03 PUMP SERVICE BLDG. 13 HOT WATER","EQ-1045363","PUMP","PUMP",null,"268STC9012","\\Locations\\Sites\\Springfield Tech Community College\\268STC9012 Deliso Hall Building 13\\Floor 01","","Active","Available"]
[null,"2013 - P-13-04 PUMP SERVICE BLDG. 13 HOT WATER","EQ-1045365","PUMP","PUMP",null,"268STC9012","\\Locations\\Sites\\Springfield Tech Community College\\268STC9012 Deliso Hall Building 13\\Floor 01","","Active","Available"]
[null,"2013 - P-13-05 PUMP SERVICE BLDG. 13 HOT WATER","EQ-1045367","PUMP","PUMP",null,"268STC9012","\\Locations\\Sites\\Springfield Tech Community College\\268STC9012 Deliso Hall Building 13\\Floor 01","","Active","Available"]
[null,"2013 - P-13-06 PUMP SERVICE BLDG. 13 CHILLED WATER","EQ-1045364","CHILLED WATER PUMP","CHILLED WATER PUMP",null,"268STC9012","\\Locations\\Sites\\Springfield Tech Community College\\268STC9012 Deliso Hall Building 13\\Floor 01","","Active","Available"]
[null,"2013 - P-13-07 PUMP SERVICE BLDG. 13 CHILLED WATER","EQ-1045366","CHILLED WATER PUMP","CHILLED WATER PUMP",null,"268STC9012","\\Locations\\Sites\\Springfield Tech Community College\\268STC9012 Deliso Hall Building 13\\Floor 01","","Active","Available"]
[null,"2013 - P-17-01 PUMP SERVICE BLDG. 17 HOT WATER","EQ-1045450","PUMP","PUMP",null,"268STC9013","\\Locations\\Sites\\Springfield Tech Community College\\268STC9013 Putnam Hall Building 17\\BASEMENT","","Active","Available"]
[null,"2013 - P-17-02 PUMP SERVICE BLDG. 17 HOT WATER","EQ-1045451","PUMP","PUMP",null,"268STC9013","\\Locations\\Sites\\Springfield Tech Community College\\268STC9013 Putnam Hall Building 17\\BASEMENT","","Active","Available"]
[null,"2013 - P-17-03 PUMP SERVICE BLDG. 17 HOT WATER","EQ-1045455","PUMP","PUMP",null,"268STC9013","\\Locations\\Sites\\Springfield Tech Community College\\268STC9013 Putnam Hall Building 17\\BASEMENT","","Active","Available"]
[null,"2013 - P-17-04 PUMP SERVICE BLDG. 17 HOT WATER","EQ-1045458","PUMP","PUMP",null,"268STC9013","\\Locations\\Sites\\Springfield Tech Community College\\268STC9013 Putnam Hall Building 17\\BASEMENT","","Active","Available"]
[null,"2013 - P-17-05 PUMP SERVICE BLDG. 17 HOT WATER","EQ-1045457","PUMP","PUMP",null,"268STC9013","\\Locations\\Sites\\Springfield Tech Community College\\268STC9013 Putnam Hall Building 17\\BASEMENT","","Active","Available"]
[null,"2013 - P-17-06 PUMP SERVICE BLDG. 17 CONDENSER WATER","EQ-1045467","CONDENSATE PUMP & SYSTEM","CONDENSATE PUMP & SYSTEM",null,"268STC9013","\\Locations\\Sites\\Springfield Tech Community College\\268STC9013 Putnam Hall Building 17\\MEZZ","","Active","Available"]
[null,"2013 - P-17-07 PUMP SERVICE BLDG. 17 CONDENSER WATER","EQ-1045474","CONDENSATE PUMP & SYSTEM","CONDENSATE PUMP & SYSTEM",null,"268STC9013","\\Locations\\Sites\\Springfield Tech Community College\\268STC9013 Putnam Hall Building 17\\MEZZ","","Active","Available"]
[null,"2013 - P-17-08 PUMP SERVICE BLDG. 17 CONDENSER WATER","EQ-1045470","CONDENSATE PUMP & SYSTEM","CONDENSATE PUMP & SYSTEM",null,"268STC9013","\\Locations\\Sites\\Springfield Tech Community College\\268STC9013 Putnam Hall Building 17\\MEZZ","","Active","Available"]
[null,"2013 - P-20-01 PUMP SERVICE BLDG. 20 HOT WATER","EQ-1045564","PUMP","PUMP",null,"268STC9014","\\Locations\\Sites\\Springfield Tech Community College\\268STC9014 Health Sciences Building 20\\BASEMENT","","Active","Available"]
[null,"2013 - P-20-02 PUMP SERVICE BLDG. 20 HOT WATER","EQ-1045559","PUMP","PUMP",null,"268STC9014","\\Locations\\Sites\\Springfield Tech Community College\\268STC9014 Health Sciences Building 20\\BASEMENT","","Active","Available"]
[null,"2013 - P-20-03 PUMP SERVICE BLDG. 20 HOT WATER","EQ-1045555","PUMP","PUMP",null,"268STC9014","\\Locations\\Sites\\Springfield Tech Community College\\268STC9014 Health Sciences Building 20\\BASEMENT","","Active","Available"]
[null,"2013 - P-20-04 PUMP SERVICE BLDG. 20 HOT WATER","EQ-1045560","PUMP","PUMP",null,"268STC9014","\\Locations\\Sites\\Springfield Tech Community College\\268STC9014 Health Sciences Building 20\\BASEMENT","","Active","Available"]
[null,"2013 - P-20-05 PUMP SERVICE BLDG. 20 HOT WATER","EQ-1045558","PUMP","PUMP",null,"268STC9014","\\Locations\\Sites\\Springfield Tech Community College\\268STC9014 Health Sciences Building 20\\BASEMENT","","Active","Available"]
[null,"2013 - P-20-06 PUMP SERVICE BLDG. 20 HOT WATER","EQ-1045556","PUMP","PUMP",null,"268STC9014","\\Locations\\Sites\\Springfield Tech Community College\\268STC9014 Health Sciences Building 20\\BASEMENT","","Active","Available"]
[null,"2013 - P-20-07 PUMP SERVICE BLDG. 20 HOT WATER/Chilled","EQ-1045557","PUMP","PUMP",null,"268STC9014","\\Locations\\Sites\\Springfield Tech Community College\\268STC9014 Health Sciences Building 20\\BASEMENT","","Active","Available"]
[null,"2013 - P-20-08 PUMP SERVICE BLDG. 20 HOT WATER/Dual Temp","EQ-1045568","PUMP","PUMP",null,"268STC9014","\\Locations\\Sites\\Springfield Tech Community College\\268STC9014 Health Sciences Building 20\\BASEMENT","","Active","Available"]
[null,"2013 - P-20-09 PUMP SERVICE BLDG. 20 CHILLED WATER","EQ-1045553","CHILLED WATER PUMP","CHILLED WATER PUMP",null,"268STC9014","\\Locations\\Sites\\Springfield Tech Community College\\268STC9014 Health Sciences Building 20\\BASEMENT","","Active","Available"]
[null,"2013 - P-20-10 PUMP SERVICE BLDG. 20 CHILLED WATER","EQ-1045566","CHILLED WATER PUMP","CHILLED WATER PUMP",null,"268STC9014","\\Locations\\Sites\\Springfield Tech Community College\\268STC9014 Health Sciences Building 20\\BASEMENT","","Active","Available"]
[null,"2013 - UH-17-01 HOT WATER UNIT HEATER","EQ-1045476","UNIT HEATER","UNIT HEATER",null,"268STC9013","\\Locations\\Sites\\Springfield Tech Community College\\268STC9013 Putnam Hall Building 17\\MEZZ","","Active","Available"]
[null,"2013 - UH-17-02 HOT WATER UNIT HEATER","EQ-1045480","UNIT HEATER","UNIT HEATER",null,"268STC9013","\\Locations\\Sites\\Springfield Tech Community College\\268STC9013 Putnam Hall Building 17\\MEZZ","","Active","Available"]
[null,"2013 - UH-17-03 HOT WATER UNIT HEATER","EQ-1045479","UNIT HEATER","UNIT HEATER",null,"268STC9013","\\Locations\\Sites\\Springfield Tech Community College\\268STC9013 Putnam Hall Building 17\\MEZZ","","Active","Available"]
[null,"2013 - UH-20-01 HOT WATER UNIT HEATER","EQ-1045569","UNIT HEATER","UNIT HEATER",null,"268STC9014","\\Locations\\Sites\\Springfield Tech Community College\\268STC9014 Health Sciences Building 20\\BASEMENT","","Active","Available"]
[null,"2013 - UH-20-02 HOT WATER UNIT HEATER","EQ-1045561","UNIT HEATER","UNIT HEATER",null,"268STC9014","\\Locations\\Sites\\Springfield Tech Community College\\268STC9014 Health Sciences Building 20\\BASEMENT","","Active","Available"]
[null,"2013 - UH-20-03 HOT WATER UNIT HEATER","EQ-1045565","UNIT HEATER","UNIT HEATER",null,"268STC9014","\\Locations\\Sites\\Springfield Tech Community College\\268STC9014 Health Sciences Building 20\\BASEMENT","","Active","Available"]
[null,"2013 - UH-20-04 HOT WATER UNIT HEATER","EQ-1045581","UNIT HEATER","UNIT HEATER",null,"268STC9014","\\Locations\\Sites\\Springfield Tech Community College\\268STC9014 Health Sciences Building 20\\BASEMENT","","Active","Available"]
[null,"2013 - UH-20-05 HOT WATER UNIT HEATER","EQ-1045562","UNIT HEATER","UNIT HEATER",null,"268STC9014","\\Locations\\Sites\\Springfield Tech Community College\\268STC9014 Health Sciences Building 20\\BASEMENT","","Active","Available"]
[null,"2013 - UH-20-07 HOT WATER UNIT HEATER","EQ-1045577","UNIT HEATER","UNIT HEATER",null,"268STC9014","\\Locations\\Sites\\Springfield Tech Community College\\268STC9014 Health Sciences Building 20\\BASEMENT","","Active","Available"]
[null,"2013 - UH-20-08 HOT WATER UNIT HEATER","EQ-1045567","UNIT HEATER","UNIT HEATER",null,"268STC9014","\\Locations\\Sites\\Springfield Tech Community College\\268STC9014 Health Sciences Building 20\\BASEMENT","","Active","Available"]
[null,"2013 - UH-20-10 HOT WATER UNIT HEATER","EQ-1045573","UNIT HEATER","UNIT HEATER",null,"268STC9014","\\Locations\\Sites\\Springfield Tech Community College\\268STC9014 Health Sciences Building 20\\BASEMENT","","Active","Available"]
[null,"2013 - UH-20-11 HOT WATER UNIT HEATER","EQ-1045578","UNIT HEATER","UNIT HEATER",null,"268STC9014","\\Locations\\Sites\\Springfield Tech Community College\\268STC9014 Health Sciences Building 20\\BASEMENT","","Active","Available"]
[null,"2013 - UH-20-12 HOT WATER UNIT HEATER","EQ-1045575","UNIT HEATER","UNIT HEATER",null,"268STC9014","\\Locations\\Sites\\Springfield Tech Community College\\268STC9014 Health Sciences Building 20\\BASEMENT","","Active","Available"]
[null,"2013 - UH-20-13 HOT WATER UNIT HEATER","EQ-1045580","UNIT HEATER","UNIT HEATER",null,"268STC9014","\\Locations\\Sites\\Springfield Tech Community College\\268STC9014 Health Sciences Building 20\\BASEMENT","","Active","Available"]
[null,"2013 - UH-20-14 HOT WATER UNIT HEATER","EQ-1045570","UNIT HEATER","UNIT HEATER",null,"268STC9014","\\Locations\\Sites\\Springfield Tech Community College\\268STC9014 Health Sciences Building 20\\BASEMENT","","Active","Available"]
[null,"2013 - UH-20-15 HOT WATER UNIT HEATER","EQ-1045579","UNIT HEATER","UNIT HEATER",null,"268STC9014","\\Locations\\Sites\\Springfield Tech Community College\\268STC9014 Health Sciences Building 20\\BASEMENT","","Active","Available"]
[null,"2013 - UH-20-16 HOT WATER UNIT HEATER","EQ-1045585","UNIT HEATER","UNIT HEATER",null,"268STC9014","\\Locations\\Sites\\Springfield Tech Community College\\268STC9014 Health Sciences Building 20\\BASEMENT","","Active","Available"]
[null,"2013 - UH-20-17 HOT WATER UNIT HEATER","EQ-1045582","UNIT HEATER","UNIT HEATER",null,"268STC9014","\\Locations\\Sites\\Springfield Tech Community College\\268STC9014 Health Sciences Building 20\\BASEMENT","","Active","Available"]
[null,"2013 - UH-20-18 HOT WATER UNIT HEATER","EQ-1045532","UNIT HEATER","UNIT HEATER",null,"268STC9014","\\Locations\\Sites\\Springfield Tech Community College\\268STC9014 Health Sciences Building 20\\Floor 01\\LECTURE RM [20-M117]","","Active","Available"]
[null,"2013 - UH-20-19 HOT WATER UNIT HEATER","EQ-1045492","UNIT HEATER","UNIT HEATER",null,"268STC9014","\\Locations\\Sites\\Springfield Tech Community College\\268STC9014 Health Sciences Building 20\\Floor 01","","Active","Available"]
[null,"2013 - UH-20-20 HOT WATER UNIT HEATER","EQ-1045495","UNIT HEATER","UNIT HEATER",null,"268STC9014","\\Locations\\Sites\\Springfield Tech Community College\\268STC9014 Health Sciences Building 20\\Floor 01","","Active","Available"]
[null,"2013 AIR HANDLING UNIT (CLASSROOM 5)","EQ-1045798","AIR HANDLER UNIT","AIR HANDLER UNIT",null,"322SDWPB09","\\Locations\\Sites\\Worcester County Sheriff's Office - West Boylston\\322SDWPB09 Main 1E Jail Main Administration\\Floor 01","","Active","Available"]
[null,"2013 Ford Focus (CCC005)","EQ-1071049","MISC. VEHICLES","MISC. VEHICLES",null,"761CCC0301","\\Locations\\Sites\\Cape Cod Community College\\761CCC0301 Facility Management Building","Cape Cod Community College","Active","Available"]
[null,"2013 Ford Focus (CCC006)","EQ-1071050","MISC. VEHICLES","MISC. VEHICLES",null,"761CCC0301","\\Locations\\Sites\\Cape Cod Community College\\761CCC0301 Facility Management Building","Cape Cod Community College","Active","Available"]
[null,"2013 JLG UTILITY TRAILER","EQ-1034210","MISC. VEHICLES",null,null,"408LOW9101","\\Locations\\Sites\\University Of Massachusetts Lowell - Lowell\\408LOW9101 Falmouth Annex","","Active","Available"]
[null,"2013 WHITE FORD E350 VAN","EQ-1041155","AUTOMOBILES (ALL TYPES)","AUTOMOBILES (ALL TYPES)",null,"164SDF0602","\\Locations\\Sites\\Franklin County Sheriff's Office - Greenfield\\164SDF0602 Vehicle Maintenance","","Active","Available"]
[null,"2013 WHITE FORD F350","EQ-1041156","AUTOMOBILES (ALL TYPES)","AUTOMOBILES (ALL TYPES)",null,"164SDF0602","\\Locations\\Sites\\Franklin County Sheriff's Office - Greenfield\\164SDF0602 Vehicle Maintenance","","Active","Available"]
[null,"2014 AIR HANDLING UNIT (CLASS ROOM 3)","EQ-1045776","AIR HANDLER UNIT","AIR HANDLER UNIT",null,"322SDWPB09","\\Locations\\Sites\\Worcester County Sheriff's Office - West Boylston\\322SDWPB09 Main 1E Jail Main Administration\\Floor 01","","Active","Available"]
[null,"2014 BLACK CHEVROLET TAHOE","EQ-1041139","AUTOMOBILES (ALL TYPES)","AUTOMOBILES (ALL TYPES)",null,"164SDF0602","\\Locations\\Sites\\Franklin County Sheriff's Office - Greenfield\\164SDF0602 Vehicle Maintenance","","Active","Available"]
[null,"2014 BLACK TOYOTA CAMRY","EQ-1041136","AUTOMOBILES (ALL TYPES)","AUTOMOBILES (ALL TYPES)",null,"164SDF0602","\\Locations\\Sites\\Franklin County Sheriff's Office - Greenfield\\164SDF0602 Vehicle Maintenance","","Active","Available"]
[null,"2014 Ford  Fusion- Campus Police (CCC002)","EQ-1071048","MISC. VEHICLES","MISC. VEHICLES",null,{"$f":"IFERROR(MID(H711,FIND(\"\\\",H711,18)+1,10),\"\")","v":"761CCC0301"},"\\Locations\\Sites\\Cape Cod Community College\\761CCC0301 Facility Management Building",{"$f":"IFERROR(MID(H711,18,FIND(\"\\\",MID(H711,18,30))-1),\"\")","v":"Cape Cod Community College"},"Active","Available"]
[null,"2014 RED FORD EXPLORER","EQ-1041169","AUTOMOBILES (ALL TYPES)","AUTOMOBILES (ALL TYPES)",null,"164SDF0602","\\Locations\\Sites\\Franklin County Sheriff's Office - Greenfield\\164SDF0602 Vehicle Maintenance","","Active","Available"]
[null,"2014 SILVER FORD EXPLORER","EQ-1041158","AUTOMOBILES (ALL TYPES)","AUTOMOBILES (ALL TYPES)",null,"164SDF0602","\\Locations\\Sites\\Franklin County Sheriff's Office - Greenfield\\164SDF0602 Vehicle Maintenance","","Active","Available"]
[null,"2014 WHITE FORD INTERCEPTOR","EQ-1041144","AUTOMOBILES (ALL TYPES)","AUTOMOBILES (ALL TYPES)",null,"164SDF0602","\\Locations\\Sites\\Franklin County Sheriff's Office - Greenfield\\164SDF0602 Vehicle Maintenance","","Active","Available"]
[null,"2015 AIR HANDLING UNIT (CLASS ROOM 2)","EQ-1045764","AIR HANDLER UNIT","AIR HANDLER UNIT",null,"322SDWPB09","\\Locations\\Sites\\Worcester County Sheriff's Office - West Boylston\\322SDWPB09 Main 1E Jail Main Administration\\Floor 01","","Active","Available"]
[null,"2015 Chevy Silverado Dump Truck 3500 (1476)","EQ-1071039","MISC. VEHICLES","MISC. VEHICLES",null,"761CCC0301","\\Locations\\Sites\\Cape Cod Community College\\761CCC0301 Facility Management Building","Cape Cod Community College","Active","Available"]
[null,"2015 Toyota Sienna LE - Project Forward (01-5122)","EQ-1071037","MISC. VEHICLES","MISC. VEHICLES",null,"761CCC0301","\\Locations\\Sites\\Cape Cod Community College\\761CCC0301 Facility Management Building","Cape Cod Community College","Active","Available"]
[null,"2015 UTILITY TRAILER","EQ-1034214","MISC. VEHICLES",null,null,"408LOW9101","\\Locations\\Sites\\University Of Massachusetts Lowell - Lowell\\408LOW9101 Falmouth Annex","","Active","Available"]
[null,"2015 WHITE FORD EXPLORER","EQ-1041128","AUTOMOBILES (ALL TYPES)","AUTOMOBILES (ALL TYPES)",null,"164SDF0602","\\Locations\\Sites\\Franklin County Sheriff's Office - Greenfield\\164SDF0602 Vehicle Maintenance","","Active","Available"]
[null,"2016 AIR HANDLING UNIT (CLASS ROOM AD CARE)","EQ-1045772","AIR HANDLER UNIT","AIR HANDLER UNIT",null,"322SDWPB09","\\Locations\\Sites\\Worcester County Sheriff's Office - West Boylston\\322SDWPB09 Main 1E Jail Main Administration\\Floor 01","","Active","Available"]
[null,"2016 CHEVY SILVERADO","EQ-1035218","PICKUP TRUCK","PICKUP TRUCK","x","258TRC9805","\\Locations\\Sites\\Chicopee District Court\\258TRC9805 Chicopee District Court","Chicopee District Court","Active","Available"]
[null,"2016 GRAY CHEVROLET IMPALA","EQ-1041142","AUTOMOBILES (ALL TYPES)","AUTOMOBILES (ALL TYPES)",null,"164SDF0602","\\Locations\\Sites\\Franklin County Sheriff's Office - Greenfield\\164SDF0602 Vehicle Maintenance","","Active","Available"]
[null,"2016 KME INTERNATIONAL PUMPER  ENGINE 6","EQ-1041278","FIRE","FIRE SUPPRESSION EQUIPMENT",null,"268DFS1307","\\Locations\\Sites\\Massachusetts Firefighting Academy - Springfield\\268DFS1307 Administration Building\\FLOOR 01\\144","","Active","Available"]
[null,"2016 KME INTERNATIONAL PUMPER  ENGINE 7","EQ-1041269","FIRE","FIRE SUPPRESSION EQUIPMENT",null,"268DFS1307","\\Locations\\Sites\\Massachusetts Firefighting Academy - Springfield\\268DFS1307 Administration Building\\FLOOR 01\\144","","Active","Available"]
[null,"2016 KME INTERNATIONAL PUMPER  ENGINE 8","EQ-1041274","FIRE","FIRE SUPPRESSION EQUIPMENT",null,"268DFS1307","\\Locations\\Sites\\Massachusetts Firefighting Academy - Springfield\\268DFS1307 Administration Building\\FLOOR 01\\144","","Active","Available"]
[null,"2016 RED CHEVROLET IMPALA","EQ-1041135","AUTOMOBILES (ALL TYPES)","AUTOMOBILES (ALL TYPES)",null,"164SDF0602","\\Locations\\Sites\\Franklin County Sheriff's Office - Greenfield\\164SDF0602 Vehicle Maintenance","","Active","Available"]
[null,"2016 WHITE CHEVROLET IMPALA","EQ-1041134","AUTOMOBILES (ALL TYPES)","AUTOMOBILES (ALL TYPES)",null,"164SDF0602","\\Locations\\Sites\\Franklin County Sheriff's Office - Greenfield\\164SDF0602 Vehicle Maintenance","","Active","Available"]
[null,"2016 WHITE FORD 350 TRANSIT VAN","EQ-1041151","AUTOMOBILES (ALL TYPES)","AUTOMOBILES (ALL TYPES)",null,"164SDF0602","\\Locations\\Sites\\Franklin County Sheriff's Office - Greenfield\\164SDF0602 Vehicle Maintenance","","Active","Available"]
[null,"2016 WHITE FORD 350 VAN","EQ-1041132","AUTOMOBILES (ALL TYPES)","AUTOMOBILES (ALL TYPES)",null,"164SDF0602","\\Locations\\Sites\\Franklin County Sheriff's Office - Greenfield\\164SDF0602 Vehicle Maintenance\\Floor 01\\VO2  [VEHICLE SHOP]","","Active","Available"]
[null,"2016 WHITE FORD F150","EQ-1043262","AUTOMOBILES (ALL TYPES)","AUTOMOBILES (ALL TYPES)","FORD","164SDF0602","\\Locations\\Sites\\Franklin County Sheriff's Office - Greenfield\\164SDF0602 Vehicle Maintenance","","Active","Available"]
[null,"2016 WHITE FORD T150 TRANSIT VAN","EQ-1041140","AUTOMOBILES (ALL TYPES)","AUTOMOBILES (ALL TYPES)",null,"164SDF0602","\\Locations\\Sites\\Franklin County Sheriff's Office - Greenfield\\164SDF0602 Vehicle Maintenance","","Active","Available"]
[null,"2017 BLACK CHEVROLET TAHOE","EQ-1062509","AUTOMOBILES (ALL TYPES)","AUTOMOBILES (ALL TYPES)","x","164SDF0602","\\Locations\\Sites\\Franklin County Sheriff's Office - Greenfield\\164SDF0602 Vehicle Maintenance","","Active","Available"]
[null,"2017 FHP-AIR HANDLER","EQ-1046041","AIR HANDLER UNIT","AIR HANDLER UNIT",null,"322SDWPB09","\\Locations\\Sites\\Worcester County Sheriff's Office - West Boylston\\322SDWPB09 Main 1E Jail Main Administration\\Floor 01","","Active","Offline for Repair"]
[null,"2017 WHITE FORD EXPLORER","EQ-1062918","AUTOMOBILES (ALL TYPES)","AUTOMOBILES (ALL TYPES)","x","164SDF0602","\\Locations\\Sites\\Franklin County Sheriff's Office - Greenfield\\164SDF0602 Vehicle Maintenance\\Floor 01\\VO2  [VEHICLE SHOP]","","Active","Available"]
[null,"2017 WHITE FORD TRANSIT VAN","EQ-1061960","AUTOMOBILES (ALL TYPES)","AUTOMOBILES (ALL TYPES)",null,"164SDF0602","\\Locations\\Sites\\Franklin County Sheriff's Office - Greenfield\\164SDF0602 Vehicle Maintenance","","Active","Available"]
[null,"2017 WHITE FORD TRANSIT VAN","EQ-1061961","AUTOMOBILES (ALL TYPES)","AUTOMOBILES (ALL TYPES)",null,"164SDF0602","\\Locations\\Sites\\Franklin County Sheriff's Office - Greenfield\\164SDF0602 Vehicle Maintenance","","Active","Available"]
[null,"2018 AIR HANDLING UNIT (CENTRAL CONTROL WEST)","EQ-1045774","AIR HANDLER UNIT","AIR HANDLER UNIT",null,"322SDWPB09","\\Locations\\Sites\\Worcester County Sheriff's Office - West Boylston\\322SDWPB09 Main 1E Jail Main Administration\\Floor 01","","Active","Available"]
[null,"2018 Chevrolet Express Van 2500LS (2495)","EQ-1071046","MISC. VEHICLES","MISC. VEHICLES",null,"761CCC0301","\\Locations\\Sites\\Cape Cod Community College\\761CCC0301 Facility Management Building","Cape Cod Community College","Active","Available"]
[null,"2018 FORD T150 TRANSIT VAN","EQ-1062790","AUTOMOBILES (ALL TYPES)","AUTOMOBILES (ALL TYPES)","x","164SDF0602","\\Locations\\Sites\\Franklin County Sheriff's Office - Greenfield\\164SDF0602 Vehicle Maintenance","","Active","Available"]
[null,"2018 WHITE FORD F150","EQ-1065434","AUTOMOBILES (ALL TYPES)","AUTOMOBILES (ALL TYPES)",null,"164SDF0602","\\Locations\\Sites\\Franklin County Sheriff's Office - Greenfield\\164SDF0602 Vehicle Maintenance","","Active","Available"]
[null,"2018 WHITE FORD FUSION","EQ-1062919","AUTOMOBILES (ALL TYPES)","AUTOMOBILES (ALL TYPES)","x","164SDF0602","\\Locations\\Sites\\Franklin County Sheriff's Office - Greenfield\\164SDF0602 Vehicle Maintenance\\Floor 01\\VO2  [VEHICLE SHOP]","","Active","Available"]
[null,"2018 WHITE FORD FUSION","EQ-1062920","AUTOMOBILES (ALL TYPES)","AUTOMOBILES (ALL TYPES)","x","164SDF0602","\\Locations\\Sites\\Franklin County Sheriff's Office - Greenfield\\164SDF0602 Vehicle Maintenance\\Floor 01\\VO2  [VEHICLE SHOP]","","Active","Available"]
[null,"2018 WHITE FORD FUSION","EQ-1065433","AUTOMOBILES (ALL TYPES)","AUTOMOBILES (ALL TYPES)",null,"164SDF0602","\\Locations\\Sites\\Franklin County Sheriff's Office - Greenfield\\164SDF0602 Vehicle Maintenance","","Active","Available"]
[null,"2019 AIR HANDLING UNIT (CENTRAL CONTROL EAST)","EQ-1045802","AIR HANDLER UNIT","AIR HANDLER UNIT",null,"322SDWPB09","\\Locations\\Sites\\Worcester County Sheriff's Office - West Boylston\\322SDWPB09 Main 1E Jail Main Administration\\Floor 01","","Active","Available"]
[null,"2019 F350 4 x 4 Regular Cab (2522)","EQ-1071047","MISC. VEHICLES","MISC. VEHICLES",null,"761CCC0301","\\Locations\\Sites\\Cape Cod Community College\\761CCC0301 Facility Management Building","Cape Cod Community College","Active","Available"]
[null,"2019 WHITE FORD EXPLORER","EQ-1065498","AUTOMOBILES (ALL TYPES)","AUTOMOBILES (ALL TYPES)",null,"164SDF0602","\\Locations\\Sites\\Franklin County Sheriff's Office - Greenfield\\164SDF0602 Vehicle Maintenance","","Active","Available"]
[null,"2019 WHITE FORD TRANSIT VAN","EQ-1067212","AUTOMOBILES (ALL TYPES)","AUTOMOBILES (ALL TYPES)",null,"164SDF0602","\\Locations\\Sites\\Franklin County Sheriff's Office - Greenfield\\164SDF0602 Vehicle Maintenance","","Active","Available"]
[null,"2019 WHITE FORD TRANSIT VAN","EQ-1067501","AUTOMOBILES (ALL TYPES)","AUTOMOBILES (ALL TYPES)",null,"164SDF0602","\\Locations\\Sites\\Franklin County Sheriff's Office - Greenfield\\164SDF0602 Vehicle Maintenance","","Active","Available"]
[null,"2020 AIR HANDLING UNIT","EQ-1045689","AIR HANDLER UNIT","AIR HANDLER UNIT",null,"322SDWPB08","\\Locations\\Sites\\Worcester County Sheriff's Office - West Boylston\\322SDWPB08 M-5 Stop Programs\\Floor 01","","Active","Available"]
[null,"2020 SILVER TRANSIT VAN","EQ-1070764","AUTOMOBILES (ALL TYPES)","AUTOMOBILES (ALL TYPES)",null,"164SDF0602","\\Locations\\Sites\\Franklin County Sheriff's Office - Greenfield\\164SDF0602 Vehicle Maintenance","","Active","Available"]
[null,"2020 WHITE FORD ESCAPE","EQ-1070765","AUTOMOBILES (ALL TYPES)","AUTOMOBILES (ALL TYPES)",null,"164SDF0602","\\Locations\\Sites\\Franklin County Sheriff's Office - Greenfield\\164SDF0602 Vehicle Maintenance","","Active","Available"]
[null,"2020 WHITE FORD ESCAPE","EQ-1070766","AUTOMOBILES (ALL TYPES)","AUTOMOBILES (ALL TYPES)",null,"164SDF0602","\\Locations\\Sites\\Franklin County Sheriff's Office - Greenfield\\164SDF0602 Vehicle Maintenance","","Active","Available"]
[null,"2020 WHITE FORD EXPLORER","EQ-1070763","AUTOMOBILES (ALL TYPES)","AUTOMOBILES (ALL TYPES)",null,"164SDF0602","\\Locations\\Sites\\Franklin County Sheriff's Office - Greenfield\\164SDF0602 Vehicle Maintenance","","Active","Available"]
[null,"2021 BLACK FORD EXPLORER","EQ-1071380","AUTOMOBILES (ALL TYPES)","AUTOMOBILES (ALL TYPES)",null,"164SDF0602","\\Locations\\Sites\\Franklin County Sheriff's Office - Greenfield\\164SDF0602 Vehicle Maintenance","","Active","Available"]
[null,"2021 WHITE FORD INTERCEPTOR","EQ-1071564","AUTOMOBILES (ALL TYPES)","AUTOMOBILES (ALL TYPES)",null,"164SDF0602","\\Locations\\Sites\\Franklin County Sheriff's Office - Greenfield\\164SDF0602 Vehicle Maintenance","","Active","Available"]
[null,"2026 AIR HANDLING UNIT","EQ-1045925","AIR HANDLER UNIT","AIR HANDLER UNIT",null,"322SDWPB18","\\Locations\\Sites\\Worcester County Sheriff's Office - West Boylston\\322SDWPB18 Laundry And It Mod Building\\ROOF","","Active","Available"]
[null,"2027 AIR HANDLING UNIT","EQ-1045930","AIR HANDLER UNIT","AIR HANDLER UNIT",null,"322SDWPB18","\\Locations\\Sites\\Worcester County Sheriff's Office - West Boylston\\322SDWPB18 Laundry And It Mod Building\\ROOF","","Active","Available"]
[null,"2028 EXHAUST FAN (SHOWER FANS ON SIDE OF BUILDING)","EQ-1045787","EXHAUST FAN","EXHAUST FAN",null,"322SDWPB09","\\Locations\\Sites\\Worcester County Sheriff's Office - West Boylston\\322SDWPB09 Main 1E Jail Main Administration\\Floor 01","","Active","Available"]
[null,"2029 EXHAUST FAN (SHOWER FANS ON SIDE OF BUILDING)","EQ-1045784","EXHAUST FAN","EXHAUST FAN",null,"322SDWPB09","\\Locations\\Sites\\Worcester County Sheriff's Office - West Boylston\\322SDWPB09 Main 1E Jail Main Administration\\Floor 01","","Active","Available"]
[null,"24' CABIN CRUISER (POWER BOAT #4)","EQ-1043223","TRAILER, BOAT",null,null,"756DEMPB28","\\Locations\\Sites\\Brewster Multiservice Center\\756DEMPB28 Administration Building","Brewster Multiservice Center","Active","Available"]
[null,"240 BLDG LOWER FRONT SALLY PORT","EQ-1038350","SALLY PORT","SALLY PORT",null,"517SDEPB08","\\Locations\\Sites\\Essex County Sheriff's Department - Middleton\\517SDEPB08 240 Bed","","Active","Available"]
[null,"240 BOILER","EQ-1038473","BOILER","BOILER",null,"517SDEPB08","\\Locations\\Sites\\Essex County Sheriff's Department - Middleton\\517SDEPB08 240 Bed\\240A\\BOIL RM","","Active","Available"]
[null,"240 UPPER FRONT SALLY PORT","EQ-1038354","SALLY PORT","SALLY PORT",null,"517SDEPB08","\\Locations\\Sites\\Essex County Sheriff's Department - Middleton\\517SDEPB08 240 Bed","","Active","Available"]
[null,"240-A SALLY PORT","EQ-1038351","SALLY PORT","SALLY PORT",null,"517SDEPB08","\\Locations\\Sites\\Essex County Sheriff's Department - Middleton\\517SDEPB08 240 Bed","","Active","Available"]
[null,"240-B SALLY PORT","EQ-1038353","SALLY PORT","SALLY PORT",null,"517SDEPB08","\\Locations\\Sites\\Essex County Sheriff's Department - Middleton\\517SDEPB08 240 Bed","","Active","Available"]
[null,"240-C SALLY PORT","EQ-1038352","SALLY PORT","SALLY PORT",null,"517SDEPB08","\\Locations\\Sites\\Essex County Sheriff's Department - Middleton\\517SDEPB08 240 Bed","","Active","Available"]
[null,"240-D SALLY PORT","EQ-1038355","SALLY PORT","SALLY PORT",null,"517SDEPB08","\\Locations\\Sites\\Essex County Sheriff's Department - Middleton\\517SDEPB08 240 Bed","","Active","Available"]
[null,"240A CELL DOOR LOCKS (60 LOCKS)","EQ-1038580","SPEC EQUIP","SPEC EQUIP",null,"517SDEPB08","\\Locations\\Sites\\Essex County Sheriff's Department - Middleton\\517SDEPB08 240 Bed","","Active","Available"]
[null,"240B CELL DOOR LOCKS (60 LOCKS)","EQ-1038583","SPEC EQUIP","SPEC EQUIP",null,"517SDEPB08","\\Locations\\Sites\\Essex County Sheriff's Department - Middleton\\517SDEPB08 240 Bed","","Active","Available"]
[null,"240C CELL DOOR LOCKS (60 LOCKS)","EQ-1038574","SPEC EQUIP","SPEC EQUIP",null,"517SDEPB08","\\Locations\\Sites\\Essex County Sheriff's Department - Middleton\\517SDEPB08 240 Bed","","Active","Available"]
[null,"240D CELL DOOR LOCKS (60 LOCKS)","EQ-1038578","SPEC EQUIP","SPEC EQUIP",null,"517SDEPB08","\\Locations\\Sites\\Essex County Sheriff's Department - Middleton\\517SDEPB08 240 Bed","","Active","Available"]
[null,"240V Power Outlet","EQ-1071185","MISC. OUTLET","MISC. OUTLET",null,"430DCR2105","\\Locations\\Sites\\Walden Pond State Reservation\\430DCR2105 Parking Lot D","Walden Pond State Reservation","Active","Available"]
[null,"25 GALLON HUSKY AIR COMPRESSOR 5HP","EQ-1006928","BOILER","BOILER",null,"255DPH9000","\\Locations\\Sites\\Western Massachusetts Hospital\\255DPH9000 Clark Building","","Active","Available"]
[null,"2A Fan Powered Terminal Units","EQ-1001899","FAN","FAN",null,"552CAMPB01","\\Locations\\Sites\\Massachusetts Information Technology Center\\552CAMPB01 Massachusetts Information Technology Center\\Floor 02\\2A","","Active","Available"]
[null,"2B Fan Powered Terminal Units","EQ-1001908","FAN","FAN",null,{"$f":"IFERROR(MID(H775,FIND(\"\\\",H775,18)+1,10),\"\")","v":"552CAMPB01"},"\\Locations\\Sites\\Massachusetts Information Technology Center\\552CAMPB01 Massachusetts Information Technology Center\\Floor 02\\2B",{"$f":"IFERROR(MID(H775,18,FIND(\"\\\",MID(H775,18,30))-1),\"\")","v":""},"Active","Available"]
[null,"2C Fan Powered Terminal Units","EQ-1001903","FAN","FAN",null,"552CAMPB01","\\Locations\\Sites\\Massachusetts Information Technology Center\\552CAMPB01 Massachusetts Information Technology Center\\Floor 02\\2C","","Active","Available"]
[null,"2D Fan Powered Terminal Units","EQ-1001889","FAN","FAN",null,"552CAMPB01","\\Locations\\Sites\\Massachusetts Information Technology Center\\552CAMPB01 Massachusetts Information Technology Center\\Floor 02\\2D","","Active","Available"]
[null,"2nd Floor FCU's","EQ-1045116","FAN COIL UNIT","FAN COIL UNIT",null,"268STC6666","\\Locations\\Sites\\Springfield Tech Community College\\268STC6666 Scibelli Hall Building 2\\Floor 02","","Active","Available"]
[null,"2nd floor VAV Health Sciences","EQ-1045534","VARIABLE AIR VOLUME BOX","VARIABLE AIR VOLUME BOX",null,"268STC9014","\\Locations\\Sites\\Springfield Tech Community College\\268STC9014 Health Sciences Building 20\\Floor 02","","Active","Available"]
[null,"2nd floor VAV Scibelli","EQ-1045118","VARIABLE AIR VOLUME BOX","VARIABLE AIR VOLUME BOX",null,"268STC6666","\\Locations\\Sites\\Springfield Tech Community College\\268STC6666 Scibelli Hall Building 2\\Floor 02","","Active","Available"]
[null,"2ND MAIN COMP FM200 TANK CHARGE - QUAD 3A - DOR DATA CENTER","EQ-1001580","PM Rounds","PM Rounds",null,"552CAMPB01","\\Locations\\Sites\\Massachusetts Information Technology Center\\552CAMPB01 Massachusetts Information Technology Center\\Floor 02","","Active","Available"]
[null,"3 ARRAYS OF PV LAMINATES 210W SOLAR PANELS (352)","EQ-1057945","SOLAR ENERGY SYSTEM","SOLAR ENERGY SYSTEM",null,"551UMB5240","\\Locations\\Sites\\University Of Massachusetts - Boston\\551UMB5240 Wheatley Hall (010)\\ROOF","","Active","Available"]
[null,"3\" MAIN BACKFLOW PREVENTER","EQ-1045370","BACKFLOW PREVENTER - FIRE SPRINKLER SYSTEM","MAIN BACK FLOW PREVENTER",null,"268STC9012","\\Locations\\Sites\\Springfield Tech Community College\\268STC9012 Deliso Hall Building 13\\Floor 01\\MAIL RM [13-1MAIL]","","Active","Available"]
[null,"3\" MAIN BACKFLOW PREVENTER TAG 38","EQ-1045343","BACKFLOW PREVENTER - FIRE SPRINKLER SYSTEM","MAIN BACK FLOW PREVENTER",null,"268STC9011","\\Locations\\Sites\\Springfield Tech Community College\\268STC9011 Arts Building 28\\Floor 01\\STORAGE [28-109]","","Active","Available"]
[null,"30 Circuit Electrical Panel","EQ-1070879","PANEL BOARD","PANEL BOARD",null,"107DCR2000","\\Locations\\Sites\\Ashuwillticook Rail Trail\\107DCR2000 Headquarters Building","Ashuwillticook Rail Trail","Active","Available"]
[null,"3A Fan Powered Terminal Units","EQ-1001904","FAN","FAN",null,"552CAMPB01","\\Locations\\Sites\\Massachusetts Information Technology Center\\552CAMPB01 Massachusetts Information Technology Center\\Floor 03\\3A","","Active","Available"]
[null,"3B Fan Powered Terminal Units","EQ-1001883","FAN","FAN",null,"552CAMPB01","\\Locations\\Sites\\Massachusetts Information Technology Center\\552CAMPB01 Massachusetts Information Technology Center\\Floor 03\\3B","","Active","Available"]
[null,"3C Fan Powered Terminal Units","EQ-1001895","FAN","FAN",null,"552CAMPB01","\\Locations\\Sites\\Massachusetts Information Technology Center\\552CAMPB01 Massachusetts Information Technology Center\\Floor 03\\3C","","Active","Available"]
[null,"3D Fan Powered Terminal Units","EQ-1001907","FAN","FAN",null,"552CAMPB01","\\Locations\\Sites\\Massachusetts Information Technology Center\\552CAMPB01 Massachusetts Information Technology Center\\Floor 03\\3D","","Active","Available"]
[null,"3rd Floor FCU's","EQ-1045114","VARIABLE AIR VOLUME BOX","VARIABLE AIR VOLUME BOX",null,"268STC9014","\\Locations\\Sites\\Springfield Tech Community College\\268STC9014 Health Sciences Building 20\\Floor 03","","Active","Available"]
[null,"3rd floor VAV","EQ-1045125","VARIABLE AIR VOLUME BOX","VARIABLE AIR VOLUME BOX",null,"268STC6666","\\Locations\\Sites\\Springfield Tech Community College\\268STC6666 Scibelli Hall Building 2\\Floor 03","","Active","Available"]
[null,"4 EAST - A # 010110 - PATIENT LIFT","EQ-1009926","MISC. LIFT","MISC. LIFT",null,"256HLY0010","\\Locations\\Sites\\Soldiers Home - Holyoke\\256HLY0010 Soldiers Home - Holyoke\\Floor 04 E","Soldiers Home - Holyoke","Active","Available"]
[null,"4\" COOLING TOWER BACKFLOW PREVENTER TAG 27","EQ-1045400","BACKFLOW PREVENTER - FIRE SPRINKLER SYSTEM","MAIN BACK FLOW PREVENTER",null,"268STC9013","\\Locations\\Sites\\Springfield Tech Community College\\268STC9013 Putnam Hall Building 17\\Floor 01\\UPPER LEVEL - BOILER ROOM [17-1PP1]","","Active","Available"]
[null,"4\" FIRE BACKFLOW PREVENTER","EQ-1045667","BACKFLOW PREVENTER - FIRE SPRINKLER SYSTEM","MAIN BACK FLOW PREVENTER",null,"268STC9020","\\Locations\\Sites\\Springfield Tech Community College\\268STC9020 MA Police Training Academy Building 11\\BASMT\\MECHANICAL ROOM [11-B06]","","Active","Available"]
[null,"4\" FIRE BACKFLOW PREVENTER TAG 56 (BTW 15-16 PUMP ST. A1S)","EQ-1045264","BACKFLOW PREVENTER - FIRE SPRINKLER SYSTEM","MAIN BACK FLOW PREVENTER",null,"268STC9002","\\Locations\\Sites\\Springfield Tech Community College\\268STC9002 Garvey Hall Building 16","","Active","Available"]
[null,"4\" FIRE BACKFLOW PREVENTERTAG 45","EQ-1045248","BACKFLOW PREVENTER - FIRE SPRINKLER SYSTEM","MAIN BACK FLOW PREVENTER",null,"268STC9001","\\Locations\\Sites\\Springfield Tech Community College\\268STC9001 Garvey Hall South Building 15\\Floor 01\\OFFICE [15-105]","","Active","Available"]
[null,"4\" MAIN BACKFLOW PREVENTER TAG 15","EQ-1045494","BACKFLOW PREVENTER - FIRE SPRINKLER SYSTEM","MAIN BACK FLOW PREVENTER",null,"268STC9014","\\Locations\\Sites\\Springfield Tech Community College\\268STC9014 Health Sciences Building 20\\Floor 01\\1ST FLR. PUMP RM [20-1 PUMP]","","Active","Available"]
[null,"4\" MAIN BACKFLOW PREVENTER TAG 17 (CARPENTER SHOP)","EQ-1045644","BACKFLOW PREVENTER - FIRE SPRINKLER SYSTEM","MAIN BACK FLOW PREVENTER",null,"268STC9017","\\Locations\\Sites\\Springfield Tech Community College\\268STC9017 Student Services Building 27\\BASMT","","Active","Available"]
[null,"4\" MAIN BACKFLOW PREVENTER TAG 26 (RM 820 SPRINKLER RM)","EQ-1045596","BACKFLOW PREVENTER - FIRE SPRINKLER SYSTEM","MAIN BACK FLOW PREVENTER",null,"268STC9014","\\Locations\\Sites\\Springfield Tech Community College\\268STC9014 Health Sciences Building 20","","Active","Available"]
[null,"4\"\" MAIN FIRE VALVE","EQ-1029081",null,null,null,"407DPH0670","\\Locations\\Sites\\Tewksbury State Hospital\\407DPH0670 Sops Administration","Tewksbury State Hospital","Active","Available"]
[null,"40 Gallon Tilting Skillet","EQ-1039542","GRILL","GRILL",null,"517DYS1300","\\Locations\\Sites\\DYS Middleton-Ne Reg Youth Serv Ctr\\517DYS1300 DYS Middleton-NE Reg Youth Service Center\\Floor 01\\1302","","Active","Available"]
[null,"4A Fan Powered Terminal Units","EQ-1001905","FAN","FAN",null,"552CAMPB01","\\Locations\\Sites\\Massachusetts Information Technology Center\\552CAMPB01 Massachusetts Information Technology Center\\Floor 04\\4A","","Active","Available"]
[null,"4B Fan Powered Terminal Units","EQ-1001902","FAN","FAN",null,"552CAMPB01","\\Locations\\Sites\\Massachusetts Information Technology Center\\552CAMPB01 Massachusetts Information Technology Center\\Floor 04\\4B","","Active","Available"]
[null,"4C Fan Powered Terminal Units","EQ-1001892","FAN","FAN",null,"552CAMPB01","\\Locations\\Sites\\Massachusetts Information Technology Center\\552CAMPB01 Massachusetts Information Technology Center\\Floor 04\\4C","","Active","Available"]
[null,"4D Fan Powered Terminal Units","EQ-1001890","FAN","FAN",null,"552CAMPB01","\\Locations\\Sites\\Massachusetts Information Technology Center\\552CAMPB01 Massachusetts Information Technology Center\\Floor 04\\4D","","Active","Available"]
[null,"4D HOT WATER HEATER","EQ-1002370","WATER HEATER","HOT WATER HEATER",null,"552CAMPB01","\\Locations\\Sites\\Massachusetts Information Technology Center\\552CAMPB01 Massachusetts Information Technology Center\\Floor 04\\4A","","Active","Available"]
[null,"4th Floor FCU's","EQ-1045123","FAN COIL UNIT","FAN COIL UNIT",null,"268STC6666","\\Locations\\Sites\\Springfield Tech Community College\\268STC6666 Scibelli Hall Building 2\\Floor 04","","Active","Available"]
[null,"4th floor VAV","EQ-1045126","VARIABLE AIR VOLUME BOX","VARIABLE AIR VOLUME BOX",null,"268STC6666","\\Locations\\Sites\\Springfield Tech Community College\\268STC6666 Scibelli Hall Building 2\\Floor 04","","Active","Available"]
[null,"4TH FLR. FCU- #1 WALL MOUNT UNIT (BOOK SHELF)","EQ-1023730","FAN COIL UNIT","FAN COIL UNIT",null,"551TRC9201","\\Locations\\Sites\\Suffolk County Superior Court\\551TRC9201 John Adams Historic Courthouse\\Floor 04\\4-127","Suffolk County Superior Court","Active","Available"]
[null,"4TH FLR. FCU- #2 WALL MOUNT UNIT (BOOK SHELF)","EQ-1023729","FAN COIL UNIT","FAN COIL UNIT",null,"551TRC9201","\\Locations\\Sites\\Suffolk County Superior Court\\551TRC9201 John Adams Historic Courthouse\\Floor 04\\4-127","Suffolk County Superior Court","Active","Available"]
[null,"4TH FLR. FCU- #3 WALL MOUNT UNIT (BOOK SHELF)","EQ-1023734","FAN COIL UNIT","FAN COIL UNIT",null,"551TRC9201","\\Locations\\Sites\\Suffolk County Superior Court\\551TRC9201 John Adams Historic Courthouse\\Floor 04\\4-127","Suffolk County Superior Court","Active","Available"]
[null,"5 ZONE INTERCOM    AIPHONE SYSTEM     CAMPUS POLICE,  FRONT DESK","EQ-1040646","MISC. COMMUNICATION","MISC. COMMUNICATION",null,"551DMH9000","\\Locations\\Sites\\Solomon Carter Fuller Mental Health\\551DMH9000 Fuller Health Center\\Floor 01","","Active","Available"]
[null,"50 HP Motor","EQ-1071018","MOTOR","MOTOR",null,"448MDC9501","\\Locations\\Sites\\Leo J. Martin Golf Course\\448MDC9501 Snow Making Pump House","Leo J. Martin Golf Course","Active","Available"]
[null,"50 HP Motor","EQ-1071021","BOOSTER PUMP","BOOSTER PUMP",null,"447MDC9504","\\Locations\\Sites\\Leo J. Martin Golf Course\\447MDC9504 Irrigation Pump House","Leo J. Martin Golf Course","Active","Available"]
[null,"50 HP MOTORS","EQ-1071017","PUMP / MOTOR","PUMP / MOTOR",null,"447MDC9504","\\Locations\\Sites\\Leo J. Martin Golf Course\\447MDC9504 Irrigation Pump House","Leo J. Martin Golf Course","Active","Available"]
[null,"5th Floor FCU's","EQ-1045162","FAN COIL UNIT","FAN COIL UNIT",null,"268STC6666","\\Locations\\Sites\\Springfield Tech Community College\\268STC6666 Scibelli Hall Building 2\\Floor 05","","Active","Available"]
[null,"5th floor VAV","EQ-1045129","VARIABLE AIR VOLUME BOX","VARIABLE AIR VOLUME BOX",null,"268STC6666","\\Locations\\Sites\\Springfield Tech Community College\\268STC6666 Scibelli Hall Building 2\\Floor 05","","Active","Available"]
[null,"6 Burner Range","EQ-1039537","RANGE","RANGE",null,"517DYS1300","\\Locations\\Sites\\DYS Middleton-Ne Reg Youth Serv Ctr\\517DYS1300 DYS Middleton-NE Reg Youth Service Center\\Floor 01\\1302","","Active","Available"]
[null,"6\" DRY PIPE VALVE SERVING BASEMENT PARKING/LOADING/SALLYPORT DPV-1","EQ-1068853","FIRE HYDRANT VALVES","FIRE HYDRANT VALVES",null,"408TRC1500","\\Locations\\Sites\\Lowell Justice Center\\408TRC1500 Lowell Justice Center\\Basement\\U0041 - Fire Pump Room","Lowell Justice Center","Active","Available"]
[null,"6\" FIRE BACKFLOW PREVENTER TAG 41 (By Receiving)","EQ-1045633","BACKFLOW PREVENTER - FIRE SPRINKLER SYSTEM","MAIN BACK FLOW PREVENTER",null,"268STC9017","\\Locations\\Sites\\Springfield Tech Community College\\268STC9017 Student Services Building 27\\BASMT","","Active","Available"]
[null,"6\" FIRE BACKFLOW PREVENTER TAG 43 ","EQ-1045305","BACKFLOW PREVENTER - FIRE SPRINKLER SYSTEM","MAIN BACK FLOW PREVENTER",null,"268STC9008","\\Locations\\Sites\\Springfield Tech Community College\\268STC9008 Graphic Arts Building 14\\BASEMENT","","Active","Available"]
[null,"6\" FIRE BACKFLOW PREVENTER TAG 47","EQ-1045241","BACKFLOW PREVENTER - FIRE SPRINKLER SYSTEM","MAIN BACK FLOW PREVENTER",null,"268STC9001","\\Locations\\Sites\\Springfield Tech Community College\\268STC9001 Garvey Hall South Building 15\\BASEMENTS","","Active","Available"]
[null,"6\" FIRE BACKFLOW PREVENTER TAG 51 (CARPENTER SHOP)","EQ-1045639","BACKFLOW PREVENTER - FIRE SPRINKLER SYSTEM","MAIN BACK FLOW PREVENTER",null,"268STC9017","\\Locations\\Sites\\Springfield Tech Community College\\268STC9017 Student Services Building 27\\BASMT","","Active","Available"]
[null,"6\" FIRE BACKFLOW PREVENTER TAG 54 (PUMP STAT A2S BSMT)","EQ-1045266","BACKFLOW PREVENTER - FIRE SPRINKLER SYSTEM","MAIN BACK FLOW PREVENTER",null,"268STC9002","\\Locations\\Sites\\Springfield Tech Community College\\268STC9002 Garvey Hall Building 16","","Active","Available"]
[null,"6\" FIRE BACKFLOW PREVENTER TAG 57-PUMP STAT A3S","EQ-1045235","BACKFLOW PREVENTER - FIRE SPRINKLER SYSTEM","MAIN BACK FLOW PREVENTER",null,"268STC9002","\\Locations\\Sites\\Springfield Tech Community College\\268STC9002 Garvey Hall Building 16\\BASMT","","Active","Available"]
[null,"6\" FIRE BACKFLOW PREVENTER TAG 69","EQ-1045655","BACKFLOW PREVENTER - FIRE SPRINKLER SYSTEM","MAIN BACK FLOW PREVENTER",null,"268STC9017","\\Locations\\Sites\\Springfield Tech Community College\\268STC9017 Student Services Building 27\\BASMT","","Active","Available"]
[null,"6\" FIRE BACKFLOW PREVENTER TAG 77 (SPK CLOSET A20/21S THRU RM 94)","EQ-1045520","BACKFLOW PREVENTER - FIRE SPRINKLER SYSTEM","MAIN BACK FLOW PREVENTER",null,"268STC9014","\\Locations\\Sites\\Springfield Tech Community College\\268STC9014 Health Sciences Building 20\\Floor 01","","Active","Available"]
[null,"6\" FIRE BACKFLOW PREVENTER TAG 79","EQ-1045327","BACKFLOW PREVENTER - FIRE SPRINKLER SYSTEM","MAIN BACK FLOW PREVENTER",null,"268STC9010","\\Locations\\Sites\\Springfield Tech Community College\\268STC9010 Heat And Power Building 32\\Floor 01\\SPRINKLER RM [32-112]","","Active","Available"]
[null,"6\" FIRE BACKFLOW PREVENTER TAG 80","EQ-1045354","BACKFLOW PREVENTER - FIRE SPRINKLER SYSTEM","MAIN BACK FLOW PREVENTER",null,"268STC9011","\\Locations\\Sites\\Springfield Tech Community College\\268STC9011 Arts Building 28\\BASEMENT","","Active","Available"]
[null,"6\" MAIN BACKFLOW PREVENTER TAG 20","EQ-1045399","BACKFLOW PREVENTER - FIRE SPRINKLER SYSTEM","MAIN BACK FLOW PREVENTER",null,"268STC9013","\\Locations\\Sites\\Springfield Tech Community College\\268STC9013 Putnam Hall Building 17\\Floor 01\\UPPER LEVEL - BOILER ROOM [17-1PP1]","","Active","Available"]
[null,"60 BED CELL DOOR LOCKS (60 LOCKS)","EQ-1038575","SPEC EQUIP","SPEC EQUIP",null,"517SDEPB11","\\Locations\\Sites\\Essex County Sheriff's Department - Middleton\\517SDEPB11 60 Bed","","Active","Available"]
[null,"6th Floor FCU's","EQ-1045167","FAN COIL UNIT","FAN COIL UNIT",null,"268STC6666","\\Locations\\Sites\\Springfield Tech Community College\\268STC6666 Scibelli Hall Building 2\\Floor 06","","Active","Available"]
[null,"6th floor VAV","EQ-1045151","VARIABLE AIR VOLUME BOX","VARIABLE AIR VOLUME BOX",null,"268STC6666","\\Locations\\Sites\\Springfield Tech Community College\\268STC6666 Scibelli Hall Building 2\\Floor 06","","Active","Available"]
[null,"7 1/2' Snow Plow","EQ-1062472","MISC. EQUIPMENT","MISC. EQUIPMENT",null,"111SDBPB03","\\Locations\\Sites\\Berkshire County Sheriff's Office - Pittsfield\\111SDBPB03 Main Jail\\GROUNDS","","Active","Available"]
[null,"7th Floor FCU's","EQ-1045161","FAN COIL UNIT","FAN COIL UNIT",null,"268STC6666","\\Locations\\Sites\\Springfield Tech Community College\\268STC6666 Scibelli Hall Building 2\\Floor 07","","Active","Available"]
[null,"7th Floor VAV","EQ-1045158","VARIABLE AIR VOLUME BOX","VARIABLE AIR VOLUME BOX",null,"268STC6666","\\Locations\\Sites\\Springfield Tech Community College\\268STC6666 Scibelli Hall Building 2\\Floor 07","","Active","Available"]
[null,"8\" DOUBLE CHECK BACKFLOW PREVENTER BFP-1","EQ-1068846","BACKFLOW PREVENTER - FIRE SPRINKLER SYSTEM","MAIN BACK FLOW PREVENTER",null,"408TRC1500","\\Locations\\Sites\\Lowell Justice Center\\408TRC1500 Lowell Justice Center\\Basement\\U0041 - Fire Pump Room","Lowell Justice Center","Active","Available"]
[null,"8\" DOUBLE CHECK BACKFLOW PREVENTER BFP-2","EQ-1068874","BACKFLOW PREVENTER - FIRE SPRINKLER SYSTEM","MAIN BACK FLOW PREVENTER",null,"408TRC1500","\\Locations\\Sites\\Lowell Justice Center\\408TRC1500 Lowell Justice Center\\Basement\\U0022 - Dom Water Services","Lowell Justice Center","Active","Available"]
[null,"8\" FIRE BACKFLOW PREVENTER TAG 1/30","EQ-1045459","BACKFLOW PREVENTER - FIRE SPRINKLER SYSTEM","MAIN BACK FLOW PREVENTER",null,{"$f":"IFERROR(MID(H839,FIND(\"\\\",H839,18)+1,10),\"\")","v":"268STC9013"},"\\Locations\\Sites\\Springfield Tech Community College\\268STC9013 Putnam Hall Building 17\\BASEMENT\\LOWER LEVEL - BOILER ROOM [17-G3]",{"$f":"IFERROR(MID(H839,18,FIND(\"\\\",MID(H839,18,30))-1),\"\")","v":""},"Active","Available"]
[null,"8\" FIRE BACKFLOW PREVENTER Tag 69","EQ-1045170","BACKFLOW PREVENTER - FIRE SPRINKLER SYSTEM","MAIN BACK FLOW PREVENTER",null,"268STC6666","\\Locations\\Sites\\Springfield Tech Community College\\268STC6666 Scibelli Hall Building 2\\BASEMENT\\BOILER - FACILITY - PHYSICAL PLANT [02-B18]","","Active","Available"]
[null,"9' Snow Plow","EQ-1062454","MISC. EQUIPMENT","MISC. EQUIPMENT",null,"111SDBPB03","\\Locations\\Sites\\Berkshire County Sheriff's Office - Pittsfield\\111SDBPB03 Main Jail\\GROUNDS","","Active","Available"]
[null,"A # 006745 - PATIENT LIFT","EQ-1009994","MISC. LIFT","MISC. LIFT",null,"256HLY0010","\\Locations\\Sites\\Soldiers Home - Holyoke\\256HLY0010 Soldiers Home - Holyoke\\GROUND\\N003","Soldiers Home - Holyoke","Active","Available"]
[null,"A # 009455 - PATIENT LIFT","EQ-1009821","MISC. LIFT","MISC. LIFT",null,"256HLY0010","\\Locations\\Sites\\Soldiers Home - Holyoke\\256HLY0010 Soldiers Home - Holyoke","Soldiers Home - Holyoke","Active","Available"]
[null,"A # 009456 - PATIENT LIFT","EQ-1009859","MISC. LIFT","MISC. LIFT",null,"256HLY0010","\\Locations\\Sites\\Soldiers Home - Holyoke\\256HLY0010 Soldiers Home - Holyoke","Soldiers Home - Holyoke","Active","Available"]
[null,"A # 009457 - PATIENT LIFT","EQ-1009839","MISC. LIFT","MISC. LIFT",null,"256HLY0010","\\Locations\\Sites\\Soldiers Home - Holyoke\\256HLY0010 Soldiers Home - Holyoke","Soldiers Home - Holyoke","Active","Available"]
[null,"A # 009458 - PATIENT LIFT","EQ-1009840","MISC. LIFT","MISC. LIFT",null,"256HLY0010","\\Locations\\Sites\\Soldiers Home - Holyoke\\256HLY0010 Soldiers Home - Holyoke","Soldiers Home - Holyoke","Active","Available"]
[null,"A # 009459 - PATIENT LIFT","EQ-1009820","MISC. LIFT","MISC. LIFT",null,"256HLY0010","\\Locations\\Sites\\Soldiers Home - Holyoke\\256HLY0010 Soldiers Home - Holyoke","Soldiers Home - Holyoke","Active","Available"]
[null,"A # 009460 - PATIENT LIFT","EQ-1009834","MISC. LIFT","MISC. LIFT",null,"256HLY0010","\\Locations\\Sites\\Soldiers Home - Holyoke\\256HLY0010 Soldiers Home - Holyoke","Soldiers Home - Holyoke","Active","Available"]
[null,"A # 009461 - PATIENT LIFT","EQ-1009813","MISC. LIFT","MISC. LIFT",null,"256HLY0010","\\Locations\\Sites\\Soldiers Home - Holyoke\\256HLY0010 Soldiers Home - Holyoke","Soldiers Home - Holyoke","Active","Available"]
[null,"A # 009944 - PATIENT LIFT","EQ-1009841","MISC. LIFT","MISC. LIFT",null,"256HLY0010","\\Locations\\Sites\\Soldiers Home - Holyoke\\256HLY0010 Soldiers Home - Holyoke","Soldiers Home - Holyoke","Active","Available"]
[null,"A # 009945 - PATIENT LIFT","EQ-1009844","MISC. LIFT","MISC. LIFT",null,"256HLY0010","\\Locations\\Sites\\Soldiers Home - Holyoke\\256HLY0010 Soldiers Home - Holyoke","Soldiers Home - Holyoke","Active","Available"]
[null,"A # 009946 - PATIENT LIFT","EQ-1009824","MISC. LIFT","MISC. LIFT",null,"256HLY0010","\\Locations\\Sites\\Soldiers Home - Holyoke\\256HLY0010 Soldiers Home - Holyoke","Soldiers Home - Holyoke","Active","Available"]
[null,"A # 009947 - PATIENT LIFT","EQ-1009810","MISC. LIFT","MISC. LIFT",null,"256HLY0010","\\Locations\\Sites\\Soldiers Home - Holyoke\\256HLY0010 Soldiers Home - Holyoke","Soldiers Home - Holyoke","Active","Available"]
[null,"A # 010111 - PATIENT LIFT","EQ-1009800","MISC. LIFT","MISC. LIFT",null,"256HLY0010","\\Locations\\Sites\\Soldiers Home - Holyoke\\256HLY0010 Soldiers Home - Holyoke","Soldiers Home - Holyoke","Active","Available"]
[null,"A # 010112 - PATIENT LIFT","EQ-1009830","MISC. LIFT","MISC. LIFT",null,"256HLY0010","\\Locations\\Sites\\Soldiers Home - Holyoke\\256HLY0010 Soldiers Home - Holyoke","Soldiers Home - Holyoke","Active","Available"]
[null,"A # 010113 - PATIENT LIFT","EQ-1009814","MISC. LIFT","MISC. LIFT",null,"256HLY0010","\\Locations\\Sites\\Soldiers Home - Holyoke\\256HLY0010 Soldiers Home - Holyoke","Soldiers Home - Holyoke","Active","Available"]
[null,"A # 010114 - PATIENT LIFT","EQ-1009836","MISC. LIFT","MISC. LIFT",null,"256HLY0010","\\Locations\\Sites\\Soldiers Home - Holyoke\\256HLY0010 Soldiers Home - Holyoke","Soldiers Home - Holyoke","Active","Available"]
[null,"A # 010115 - PATIENT LIFT","EQ-1009823","MISC. LIFT","MISC. LIFT",null,"256HLY0010","\\Locations\\Sites\\Soldiers Home - Holyoke\\256HLY0010 Soldiers Home - Holyoke","Soldiers Home - Holyoke","Active","Available"]
[null,"A # 010218 - PATIENT LIFT","EQ-1009850","MISC. LIFT","MISC. LIFT",null,"256HLY0010","\\Locations\\Sites\\Soldiers Home - Holyoke\\256HLY0010 Soldiers Home - Holyoke","Soldiers Home - Holyoke","Active","Available"]
[null,"A # 010220 - PATIENT LIFT","EQ-1009829","MISC. LIFT","MISC. LIFT",null,"256HLY0010","\\Locations\\Sites\\Soldiers Home - Holyoke\\256HLY0010 Soldiers Home - Holyoke","Soldiers Home - Holyoke","Active","Available"]
[null,"A # 010221 - PATIENT LIFT","EQ-1009835","MISC. LIFT","MISC. LIFT",null,"256HLY0010","\\Locations\\Sites\\Soldiers Home - Holyoke\\256HLY0010 Soldiers Home - Holyoke","Soldiers Home - Holyoke","Active","Available"]
[null,"A BLDG SUPPLY WTR HTR / EXCHNGR","EQ-1005989","WATER HEATER / EXCHANGER","WATER HEATER / EXCHANGER",null,"316DOCPB22","\\Locations\\Sites\\Souza Baranowski Correctional Center\\316DOCPB22 Souza Baranowski Correctional Inst - Max\\A-Floor 01\\A1: Boiler Rm/Generator","","Active","Available"]
[null,"A BLOCK - ROOF A/H UNITS","EQ-1006169","ROOF A/H UNIT","ROOF A/H UNIT",null,"412DOCPB01","\\Locations\\Sites\\MCI - Shirley\\412DOCPB01 A Building - Med","MCI - Shirley","Active","Available"]
[null,"A BLOCK - ROOF A/H UNITS","EQ-1006172","ROOF A/H UNIT","ROOF A/H UNIT",null,"412DOCPB01","\\Locations\\Sites\\MCI - Shirley\\412DOCPB01 A Building - Med","MCI - Shirley","Active","Available"]
[null,"A BLOCK - ROOF A/H UNITS","EQ-1006175","ROOF A/H UNIT","ROOF A/H UNIT",null,"412DOCPB01","\\Locations\\Sites\\MCI - Shirley\\412DOCPB01 A Building - Med","MCI - Shirley","Active","Available"]
[null,"A BLOCK - ROOF A/H UNITS","EQ-1006187","ROOF A/H UNIT","ROOF A/H UNIT",null,"412DOCPB01","\\Locations\\Sites\\MCI - Shirley\\412DOCPB01 A Building - Med","MCI - Shirley","Active","Available"]
[null,"A BLOCK - ROOF EXHAUST FAN - 12 CELL - COMBO - REF-1","EQ-1006267","EXHAUST FAN","EXHAUST FAN",null,"412DOCPB01","\\Locations\\Sites\\MCI - Shirley\\412DOCPB01 A Building - Med","MCI - Shirley","Active","Available"]
[null,"A BLOCK - ROOF EXHAUST FAN - 12 CELL - COMBO - REF-1","EQ-1006269","EXHAUST FAN","EXHAUST FAN",null,"412DOCPB01","\\Locations\\Sites\\MCI - Shirley\\412DOCPB01 A Building - Med","MCI - Shirley","Active","Available"]
[null,"A BLOCK - ROOF EXHAUST FAN - 12 CELL - COMBO - REF-1","EQ-1006270","EXHAUST FAN","EXHAUST FAN",null,"412DOCPB01","\\Locations\\Sites\\MCI - Shirley\\412DOCPB01 A Building - Med","MCI - Shirley","Active","Available"]
[null,"A BLOCK - ROOF EXHAUST FAN - 12 CELL - COMBO - REF-1","EQ-1006288","EXHAUST FAN","EXHAUST FAN",null,"412DOCPB01","\\Locations\\Sites\\MCI - Shirley\\412DOCPB01 A Building - Med","MCI - Shirley","Active","Available"]
[null,"A BLOCK - ROOF EXHAUST FAN - 12 CELL - COMBO - REF-1","EQ-1006294","EXHAUST FAN","EXHAUST FAN",null,"412DOCPB01","\\Locations\\Sites\\MCI - Shirley\\412DOCPB01 A Building - Med","MCI - Shirley","Active","Available"]
[null,"A BLOCK - ROOF EXHAUST FAN - 12 CELL - COMBO - REF-1","EQ-1006301","EXHAUST FAN","EXHAUST FAN",null,"412DOCPB01","\\Locations\\Sites\\MCI - Shirley\\412DOCPB01 A Building - Med","MCI - Shirley","Active","Available"]
[null,"A BLOCK - ROOF EXHAUST FAN - 12 CELL - COMBO - REF-1","EQ-1006304","EXHAUST FAN","EXHAUST FAN",null,"412DOCPB01","\\Locations\\Sites\\MCI - Shirley\\412DOCPB01 A Building - Med","MCI - Shirley","Active","Available"]
[null,"A BLOCK - ROOF EXHAUST FAN - 12 CELL COMBO - REF-1","EQ-1006291","EXHAUST FAN","EXHAUST FAN",null,"412DOCPB01","\\Locations\\Sites\\MCI - Shirley\\412DOCPB01 A Building - Med","MCI - Shirley","Active","Available"]
[null,"A BLOCK - ROOF EXHAUST FAN - 12 CELL COMBO/JANITOR - REF-2","EQ-1006293","EXHAUST FAN","EXHAUST FAN",null,"412DOCPB01","\\Locations\\Sites\\MCI - Shirley\\412DOCPB01 A Building - Med","MCI - Shirley","Active","Available"]
[null,"A BLOCK - ROOF EXHAUST FAN - 12 CELL COMBO/JANITOR - REF-2","EQ-1006313","EXHAUST FAN","EXHAUST FAN",null,"412DOCPB01","\\Locations\\Sites\\MCI - Shirley\\412DOCPB01 A Building - Med","MCI - Shirley","Active","Available"]
[null,"A BLOCK - ROOF EXHAUST FAN - INMATE SHOWERS - REF-4","EQ-1006266","EXHAUST FAN","EXHAUST FAN",null,"412DOCPB01","\\Locations\\Sites\\MCI - Shirley\\412DOCPB01 A Building - Med","MCI - Shirley","Active","Available"]
[null,"A BLOCK - ROOF EXHAUST FAN - INMATE SHOWERS/TOILET - REF-3","EQ-1006297","EXHAUST FAN","EXHAUST FAN",null,"412DOCPB01","\\Locations\\Sites\\MCI - Shirley\\412DOCPB01 A Building - Med","MCI - Shirley","Active","Available"]
[null,"A BLOCK - ROOF EXHAUST FAN-UTILITY C-207-REF-5(T'STAT INTERLOCK)","EQ-1006308","EXHAUST FAN","EXHAUST FAN",null,"412DOCPB01","\\Locations\\Sites\\MCI - Shirley\\412DOCPB01 A Building - Med","MCI - Shirley","Active","Available"]
[null,"A BLOCK - SHOWER AND FLOOR DRAINS","EQ-1006242","SANITARY SEWER","SANITARY SEWER",null,"412DOCPB01","\\Locations\\Sites\\MCI - Shirley\\412DOCPB01 A Building - Med","MCI - Shirley","Active","Available"]
[null,"A BLOCK, BAROMETRIC RELIEF DAMPER","EQ-1006053","DAMPERS","DAMPERS",null,"412DOCPB01","\\Locations\\Sites\\MCI - Shirley\\412DOCPB01 A Building - Med","MCI - Shirley","Active","Available"]
[null,"A BLOCK, DHW HEATER","EQ-1006421","WATER HEATERS (BOILERS)","WATER HEATERS (BOILERS)",null,"412DOCPB01","\\Locations\\Sites\\MCI - Shirley\\412DOCPB01 A Building - Med","MCI - Shirley","Active","Available"]
[null,"A-C Motor","EQ-1070664","MOTOR","MOTOR",null,"551MDC9515","\\Locations\\Sites\\Old Harbor Reservation\\551MDC9515 Fort Independence","Old Harbor Reservation","Active","Available"]
[null,"A.C.U 6--ROOMS 117, 118, 218  ROOF #1335","EQ-1008470","AIR CONDITIONING UNIT","AIR CONDITIONING UNIT",null,"526NSC0200","\\Locations\\Sites\\North Shore Community College - Danvers\\526NSC0200 Math And Sciences Building\\ROOF","","Active","Available"]
[null,"A.O. SMITH HOT WATER HEATER","EQ-1045338","WATER HEATER","HOT WATER HEATER",null,"268STC9010","\\Locations\\Sites\\Springfield Tech Community College\\268STC9010 Heat And Power Building 32\\Floor 02\\STORAGE [32-200]","","Active","Available"]
[null,"A/C ACCU-6 /  SERVES ELEVATOR #6 MACH ROOM","EQ-1025299","AIR CONDITIONING UNIT","AIR CONDITIONING UNIT",null,"720TRC0700","\\Locations\\Sites\\Plymouth Trial Court\\720TRC0700 Plymouth Trial Court\\Floor 01","Plymouth Trial Court","Active","Available"]
[null,"A/C Condenser Unit","EQ-1035269","COOLING TOWER",null,null,"258TRC9805","\\Locations\\Sites\\Chicopee District Court\\258TRC9805 Chicopee District Court\\ROOF\\ROOF","Chicopee District Court","Active","Available"]
[null,"A/C CONDENSOR SPLIT UNIT (OUTDOOR)","EQ-1034824","SPLIT AIR CONDITIONER","SPLIT AIR CONDITIONER",null,"335QCC0060","\\Locations\\Sites\\Quinsigamond Community College\\335QCC0060 Ahlfors Math And English","","Active","Available"]
[null,"A/C CONDENSOR SPLIT UNIT (OUTDOOR)","EQ-1034837","SPLIT AIR CONDITIONER","SPLIT AIR CONDITIONER",null,"335QCC0060","\\Locations\\Sites\\Quinsigamond Community College\\335QCC0060 Ahlfors Math And English","","Active","Available"]
[null,"A/C CONDENSOR SPLIT UNIT (OUTDOOR)","EQ-1034860","SPLIT AIR CONDITIONER","SPLIT AIR CONDITIONER",null,"335QCC0060","\\Locations\\Sites\\Quinsigamond Community College\\335QCC0060 Ahlfors Math And English","","Active","Available"]
[null,"A/C CONDENSOR SPLIT UNIT (OUTDOOR)","EQ-1034865","SPLIT AIR CONDITIONER","SPLIT AIR CONDITIONER",null,"335QCC0060","\\Locations\\Sites\\Quinsigamond Community College\\335QCC0060 Ahlfors Math And English","","Active","Available"]
[null,"A/C ROOF TOP UNIT","EQ-1034891","AIR CONDITIONING UNIT","AIR CONDITIONING UNIT",null,"335QCC0022","\\Locations\\Sites\\Quinsigamond Community College\\335QCC0022 Administration\\Floor 03\\372A","","Active","Available"]
[null,"A/C SPLIT INDOOR PRES RECEPTION OFFICE","EQ-1034846","SPLIT AIR CONDITIONER","SPLIT AIR CONDITIONER",null,"335QCC0022","\\Locations\\Sites\\Quinsigamond Community College\\335QCC0022 Administration\\Floor 01\\132","","Active","Available"]
[null,"A/C SPLIT INDOOR PRES TRUSTEES SEC OFFICE","EQ-1034876","SPLIT AIR CONDITIONER","SPLIT AIR CONDITIONER",null,"335QCC0022","\\Locations\\Sites\\Quinsigamond Community College\\335QCC0022 Administration\\Floor 01\\130","","Active","Available"]
[null,"A/C SPLIT INDOOR PRESIDENT OFFICE","EQ-1034880","SPLIT AIR CONDITIONER","SPLIT AIR CONDITIONER",null,"335QCC0022","\\Locations\\Sites\\Quinsigamond Community College\\335QCC0022 Administration\\Floor 01\\134","","Active","Available"]
[null,"A/C SPLIT SYSTEM","EQ-1036839","SPLIT AIR CONDITIONER",null,null,"444TRC9201","\\Locations\\Sites\\Somerville District Court\\444TRC9201 Somerville District Court\\Floor 01\\16","Somerville District Court","Active","Available"]
[null,"A/C Unit # 1","EQ-1002514","AIR CONDITIONING UNIT","AIR CONDITIONING UNIT",null,"552CAMPB01","\\Locations\\Sites\\Massachusetts Information Technology Center\\552CAMPB01 Massachusetts Information Technology Center\\Floor 03\\3A-3","","Active","Available"]
[null,"A/C UNIT #1 (DOR PRINT ROOM)","EQ-1001240","AIR CONDITIONING UNIT","AIR CONDITIONING UNIT",null,"552CAMPB01","\\Locations\\Sites\\Massachusetts Information Technology Center\\552CAMPB01 Massachusetts Information Technology Center\\Floor 03\\3B","","Active","Available"]
[null,"A/C Unit #2","EQ-1002489","AIR CONDITIONING UNIT","AIR CONDITIONING UNIT",null,"552CAMPB01","\\Locations\\Sites\\Massachusetts Information Technology Center\\552CAMPB01 Massachusetts Information Technology Center\\Floor 03\\3A-3","","Active","Available"]
[null,"A/C UNIT #2 (DOR PRINT ROOM)","EQ-1001230","AIR CONDITIONING UNIT","AIR CONDITIONING UNIT",null,"552CAMPB01","\\Locations\\Sites\\Massachusetts Information Technology Center\\552CAMPB01 Massachusetts Information Technology Center\\Floor 03\\3B","","Active","Available"]
[null,"A/C unit #3 (4A Training Room)","EQ-1002374","AIR CONDITIONING UNIT","AIR CONDITIONING UNIT",null,"552CAMPB01","\\Locations\\Sites\\Massachusetts Information Technology Center\\552CAMPB01 Massachusetts Information Technology Center\\Floor 04\\4A","","Active","Available"]
[null,"A/C UNIT #3 (DOR TRAINING ROOM)","EQ-1001210","AIR CONDITIONING UNIT","AIR CONDITIONING UNIT",null,"552CAMPB01","\\Locations\\Sites\\Massachusetts Information Technology Center\\552CAMPB01 Massachusetts Information Technology Center\\Floor 04\\4A","","Active","Available"]
[null,"A/C UNIT - EXAM RM #10","EQ-1028547","AIR CONDITIONING UNIT","AIR CONDITIONING UNIT",null,{"$f":"IFERROR(MID(H903,FIND(\"\\\",H903,18)+1,10),\"\")","v":"450DOCPB06"},"\\Locations\\Sites\\MCI - Framingham\\450DOCPB06 Infirmary Administration Building 9\\CLINIC\\10",{"$f":"IFERROR(MID(H903,18,FIND(\"\\\",MID(H903,18,30))-1),\"\")","v":"MCI - Framingham"},"Active","Available"]
[null,"A/C UNIT - EXAM RM #9","EQ-1028543","AIR CONDITIONING UNIT","AIR CONDITIONING UNIT",null,"450DOCPB06","\\Locations\\Sites\\MCI - Framingham\\450DOCPB06 Infirmary Administration Building 9\\CLINIC","MCI - Framingham","Active","Available"]
[null,"A/C UNIT - TRAUMA RM","EQ-1028542","AIR CONDITIONING UNIT","AIR CONDITIONING UNIT",null,"450DOCPB06","\\Locations\\Sites\\MCI - Framingham\\450DOCPB06 Infirmary Administration Building 9\\CLINIC\\10","MCI - Framingham","Active","Available"]
[null,"A/C UNIT - XRAY","EQ-1028541","AIR CONDITIONING UNIT","AIR CONDITIONING UNIT",null,"450DOCPB06","\\Locations\\Sites\\MCI - Framingham\\450DOCPB06 Infirmary Administration Building 9\\CLINIC\\DARK RM","MCI - Framingham","Active","Available"]
[null,"A/C UNIT CAC-01","EQ-1026835","AIR CONDITIONING UNIT","AIR CONDITIONING UNIT",null,"335TRC0701","\\Locations\\Sites\\Worcester Trial Court\\335TRC0701 Worcester Trial Court\\GROUND\\G109","Worcester Trial Court","Active","Available"]
[null,"A/C UNIT CAC-01A","EQ-1026831","AIR CONDITIONING UNIT","AIR CONDITIONING UNIT",null,"335TRC0701","\\Locations\\Sites\\Worcester Trial Court\\335TRC0701 Worcester Trial Court\\GROUND\\G109","Worcester Trial Court","Active","Available"]
[null,"A/C UNIT CAC-02","EQ-1026834","AIR CONDITIONING UNIT","AIR CONDITIONING UNIT",null,"335TRC0701","\\Locations\\Sites\\Worcester Trial Court\\335TRC0701 Worcester Trial Court\\GROUND\\G109","Worcester Trial Court","Active","Available"]
[null,"A/C UNIT CAC-03","EQ-1026837","AIR CONDITIONING UNIT","AIR CONDITIONING UNIT",null,"335TRC0701","\\Locations\\Sites\\Worcester Trial Court\\335TRC0701 Worcester Trial Court\\GROUND\\G109","Worcester Trial Court","Active","Available"]
[null,"A/C UNIT CAC-04","EQ-1026842","AIR CONDITIONING UNIT","AIR CONDITIONING UNIT",null,"335TRC0701","\\Locations\\Sites\\Worcester Trial Court\\335TRC0701 Worcester Trial Court\\GROUND\\G109","Worcester Trial Court","Active","Available"]
[null,"A/C UNIT CAC-05","EQ-1026843","AIR CONDITIONING UNIT","AIR CONDITIONING UNIT",null,"335TRC0701","\\Locations\\Sites\\Worcester Trial Court\\335TRC0701 Worcester Trial Court\\GROUND\\G111","Worcester Trial Court","Active","Available"]
[null,"A/C UNIT CAC-06A","EQ-1026862","AIR CONDITIONING UNIT","AIR CONDITIONING UNIT",null,"335TRC0701","\\Locations\\Sites\\Worcester Trial Court\\335TRC0701 Worcester Trial Court\\GROUND\\G132","Worcester Trial Court","Active","Available"]
[null,"A/C UNIT CAC-07","EQ-1026408","AIR CONDITIONING UNIT","AIR CONDITIONING UNIT",null,"335TRC0701","\\Locations\\Sites\\Worcester Trial Court\\335TRC0701 Worcester Trial Court\\Floor 01\\1255","Worcester Trial Court","Active","Available"]
[null,"A/C UNIT CAC-08","EQ-1026387","AIR CONDITIONING UNIT","AIR CONDITIONING UNIT",null,"335TRC0701","\\Locations\\Sites\\Worcester Trial Court\\335TRC0701 Worcester Trial Court\\Floor 01\\1125","Worcester Trial Court","Active","Available"]
[null,"A/C UNIT CAC-09","EQ-1026478","AIR CONDITIONING UNIT","AIR CONDITIONING UNIT",null,"335TRC0701","\\Locations\\Sites\\Worcester Trial Court\\335TRC0701 Worcester Trial Court\\Floor 01\\1407","Worcester Trial Court","Active","Available"]
[null,"A/C UNIT CAC-10","EQ-1026426","AIR CONDITIONING UNIT","AIR CONDITIONING UNIT",null,"335TRC0701","\\Locations\\Sites\\Worcester Trial Court\\335TRC0701 Worcester Trial Court\\Floor 01\\1303","Worcester Trial Court","Active","Available"]
[null,"A/C UNIT CAC-11","EQ-1026544","AIR CONDITIONING UNIT","AIR CONDITIONING UNIT",null,"335TRC0701","\\Locations\\Sites\\Worcester Trial Court\\335TRC0701 Worcester Trial Court\\Floor 02\\2215","Worcester Trial Court","Active","Available"]
[null,"A/C UNIT CAC-12","EQ-1026524","AIR CONDITIONING UNIT","AIR CONDITIONING UNIT",null,"335TRC0701","\\Locations\\Sites\\Worcester Trial Court\\335TRC0701 Worcester Trial Court\\Floor 02\\2116A","Worcester Trial Court","Active","Available"]
[null,"A/C UNIT CAC-12","EQ-1026595","AIR CONDITIONING UNIT","AIR CONDITIONING UNIT",null,"335TRC0701","\\Locations\\Sites\\Worcester Trial Court\\335TRC0701 Worcester Trial Court\\Floor 02","Worcester Trial Court","Active","Available"]
[null,"A/C UNIT CAC-13","EQ-1026537","AIR CONDITIONING UNIT","AIR CONDITIONING UNIT",null,"335TRC0701","\\Locations\\Sites\\Worcester Trial Court\\335TRC0701 Worcester Trial Court\\Floor 02\\2235","Worcester Trial Court","Active","Available"]
[null,"A/C UNIT CAC-14","EQ-1026561","AIR CONDITIONING UNIT","AIR CONDITIONING UNIT",null,"335TRC0701","\\Locations\\Sites\\Worcester Trial Court\\335TRC0701 Worcester Trial Court\\Floor 02\\2315","Worcester Trial Court","Active","Available"]
[null,"A/C UNIT CAC-15","EQ-1026639","AIR CONDITIONING UNIT","AIR CONDITIONING UNIT",null,"335TRC0701","\\Locations\\Sites\\Worcester Trial Court\\335TRC0701 Worcester Trial Court\\Floor 03\\3119","Worcester Trial Court","Active","Available"]
[null,"A/C UNIT CAC-16","EQ-1026667","AIR CONDITIONING UNIT","AIR CONDITIONING UNIT",null,"335TRC0701","\\Locations\\Sites\\Worcester Trial Court\\335TRC0701 Worcester Trial Court\\Floor 03\\3506","Worcester Trial Court","Active","Available"]
[null,"A/C UNIT CAC-17","EQ-1026645","AIR CONDITIONING UNIT","AIR CONDITIONING UNIT",null,"335TRC0701","\\Locations\\Sites\\Worcester Trial Court\\335TRC0701 Worcester Trial Court\\Floor 03\\3305","Worcester Trial Court","Active","Available"]
[null,"A/C UNIT CAC-18","EQ-1026678","AIR CONDITIONING UNIT","AIR CONDITIONING UNIT",null,"335TRC0701","\\Locations\\Sites\\Worcester Trial Court\\335TRC0701 Worcester Trial Court\\Floor 03\\3705","Worcester Trial Court","Active","Available"]
[null,"A/C UNIT CAC-19","EQ-1026716","AIR CONDITIONING UNIT","AIR CONDITIONING UNIT",null,"335TRC0701","\\Locations\\Sites\\Worcester Trial Court\\335TRC0701 Worcester Trial Court\\Floor 04\\4111","Worcester Trial Court","Active","Available"]
[null,"A/C UNIT CAC-20","EQ-1026768","AIR CONDITIONING UNIT","AIR CONDITIONING UNIT",null,"335TRC0701","\\Locations\\Sites\\Worcester Trial Court\\335TRC0701 Worcester Trial Court\\Floor 04\\4506","Worcester Trial Court","Active","Available"]
[null,"A/C UNIT CAC-20","EQ-1026770","AIR CONDITIONING UNIT","AIR CONDITIONING UNIT",null,"335TRC0701","\\Locations\\Sites\\Worcester Trial Court\\335TRC0701 Worcester Trial Court\\Floor 04\\4506","Worcester Trial Court","Active","Available"]
[null,"A/C UNIT CAC-20","EQ-1026775","AIR CONDITIONING UNIT","AIR CONDITIONING UNIT",null,"335TRC0701","\\Locations\\Sites\\Worcester Trial Court\\335TRC0701 Worcester Trial Court\\Floor 04\\4506","Worcester Trial Court","Active","Available"]
[null,"A/C UNIT CAC-21","EQ-1026734","AIR CONDITIONING UNIT","AIR CONDITIONING UNIT",null,"335TRC0701","\\Locations\\Sites\\Worcester Trial Court\\335TRC0701 Worcester Trial Court\\Floor 04\\4305","Worcester Trial Court","Active","Available"]
[null,"A/C UNIT CAC-22","EQ-1026784","AIR CONDITIONING UNIT","AIR CONDITIONING UNIT",null,"335TRC0701","\\Locations\\Sites\\Worcester Trial Court\\335TRC0701 Worcester Trial Court\\Floor 04\\4706","Worcester Trial Court","Active","Available"]
[null,"A/C UNIT CAC-23","EQ-1027047","AIR CONDITIONING UNIT","AIR CONDITIONING UNIT",null,"335TRC0701","\\Locations\\Sites\\Worcester Trial Court\\335TRC0701 Worcester Trial Court\\PENT\\5009","Worcester Trial Court","Active","Available"]
[null,"A/C UNIT CAC-24","EQ-1027045","AIR CONDITIONING UNIT","AIR CONDITIONING UNIT",null,"335TRC0701","\\Locations\\Sites\\Worcester Trial Court\\335TRC0701 Worcester Trial Court\\PENT\\5010","Worcester Trial Court","Active","Available"]
[null,"A/C UNIT CAC-26","EQ-1027069","AIR CONDITIONING UNIT","AIR CONDITIONING UNIT",null,"335TRC0701","\\Locations\\Sites\\Worcester Trial Court\\335TRC0701 Worcester Trial Court\\PENT\\C5002","Worcester Trial Court","Active","Available"]
[null,"A/C UNIT CAC-27","EQ-1027050","AIR CONDITIONING UNIT","AIR CONDITIONING UNIT",null,"335TRC0701","\\Locations\\Sites\\Worcester Trial Court\\335TRC0701 Worcester Trial Court\\PENT\\5011","Worcester Trial Court","Active","Available"]
[null,"A/C UNIT CAC-28","EQ-1027053","AIR CONDITIONING UNIT","AIR CONDITIONING UNIT",null,"335TRC0701","\\Locations\\Sites\\Worcester Trial Court\\335TRC0701 Worcester Trial Court\\PENT\\5012","Worcester Trial Court","Active","Available"]
[null,"A/C UNIT FOR 17TH FL COMPUTER ROOM  # 11 AC-11","EQ-1000760","AIR CONDITIONING UNIT","AIR CONDITIONING UNIT",null,"551BSB9999","\\Locations\\Sites\\McCormack Building\\551BSB9999 McCormack State Office Building\\Floor 17","McCormack Building","Active","Available"]
[null,"A/C UNIT FOR 17TH FL COMPUTER ROOM #10 AC-10","EQ-1000761","AIR CONDITIONING UNIT","AIR CONDITIONING UNIT",null,"551BSB9999","\\Locations\\Sites\\McCormack Building\\551BSB9999 McCormack State Office Building\\Floor 17","McCormack Building","Active","Available"]
[null,"A/C WINDOW UNITS IN OFFICES","EQ-1016304","WINDOW AIR CONDITIONER",null,null,"614DPH0010","\\Locations\\Sites\\The Pappas Rehabilitation Hospital for Children\\614DPH0010 Administration Office\\Floor 02","","Active","Available"]
[null,"A/C, 5000BTU ZENITH","EQ-1006924","AIR CONDITIONING UNIT","AIR CONDITIONING UNIT",null,"255DPH9002","\\Locations\\Sites\\Western Massachusetts Hospital\\255DPH9002 Western Mass Hospital","","Active","Available"]
[null,"A/C, 5000BTU ZENITH","EQ-1006926","AIR CONDITIONING UNIT","AIR CONDITIONING UNIT",null,"255DPH9002","\\Locations\\Sites\\Western Massachusetts Hospital\\255DPH9002 Western Mass Hospital","","Active","Available"]
[null,"A/C, 6,500 BTU","EQ-1006917","AIR CONDITIONING UNIT","AIR CONDITIONING UNIT",null,"255DPH9002","\\Locations\\Sites\\Western Massachusetts Hospital\\255DPH9002 Western Mass Hospital","","Active","Available"]
[null,"A/C, 6,500 BTU","EQ-1006930","AIR CONDITIONING UNIT","AIR CONDITIONING UNIT",null,"255DPH9002","\\Locations\\Sites\\Western Massachusetts Hospital\\255DPH9002 Western Mass Hospital","","Active","Available"]
[null,"A/C, 7,600 BTU, 115V","EQ-1006921","AIR CONDITIONING UNIT","AIR CONDITIONING UNIT",null,"255DPH9002","\\Locations\\Sites\\Western Massachusetts Hospital\\255DPH9002 Western Mass Hospital","","Active","Available"]
[null,"A/C, 7500 BTU FRIEDRICH","EQ-1006918","AIR CONDITIONING UNIT","AIR CONDITIONING UNIT",null,"255DPH9002","\\Locations\\Sites\\Western Massachusetts Hospital\\255DPH9002 Western Mass Hospital","","Active","Available"]
[null,"A/C, 7500BTU FRIEDRICH","EQ-1006916","AIR CONDITIONING UNIT","AIR CONDITIONING UNIT",null,"255DPH9002","\\Locations\\Sites\\Western Massachusetts Hospital\\255DPH9002 Western Mass Hospital","","Active","Available"]
[null,"A/C, 7500BTU FRIEDRICH","EQ-1006927","AIR CONDITIONING UNIT","AIR CONDITIONING UNIT",null,"255DPH9002","\\Locations\\Sites\\Western Massachusetts Hospital\\255DPH9002 Western Mass Hospital","","Active","Available"]
[null,"A/C, 7800 BTU FRIEDRICK","EQ-1006920","AIR CONDITIONING UNIT","AIR CONDITIONING UNIT",null,"255DPH9002","\\Locations\\Sites\\Western Massachusetts Hospital\\255DPH9002 Western Mass Hospital","","Active","Available"]
[null,"A/C, 7800 BTU FRIEDRICK","EQ-1006922","AIR CONDITIONING UNIT","AIR CONDITIONING UNIT",null,"255DPH9002","\\Locations\\Sites\\Western Massachusetts Hospital\\255DPH9002 Western Mass Hospital","","Active","Available"]
[null,"A/C, 7800 BTU FRIEDRICK","EQ-1006925","AIR CONDITIONING UNIT","AIR CONDITIONING UNIT",null,"255DPH9002","\\Locations\\Sites\\Western Massachusetts Hospital\\255DPH9002 Western Mass Hospital","","Active","Available"]
[null,"A/C, 7800 BTU FRIEDRICK","EQ-1006929","AIR CONDITIONING UNIT","AIR CONDITIONING UNIT",null,"255DPH9002","\\Locations\\Sites\\Western Massachusetts Hospital\\255DPH9002 Western Mass Hospital","","Active","Available"]
[null,"A/C, 7800 BTU FRIEDRICK","EQ-1006931","AIR CONDITIONING UNIT","AIR CONDITIONING UNIT",null,"255DPH9002","\\Locations\\Sites\\Western Massachusetts Hospital\\255DPH9002 Western Mass Hospital","","Active","Available"]
[null,"A/C, 8,000","EQ-1006919","AIR CONDITIONING UNIT","AIR CONDITIONING UNIT",null,"255DPH9002","\\Locations\\Sites\\Western Massachusetts Hospital\\255DPH9002 Western Mass Hospital","","Active","Available"]
[null,"A/C, 8,000","EQ-1006923","AIR CONDITIONING UNIT","AIR CONDITIONING UNIT",null,"255DPH9002","\\Locations\\Sites\\Western Massachusetts Hospital\\255DPH9002 Western Mass Hospital","","Active","Available"]
[null,"A/C, 8,000","EQ-1006932","AIR CONDITIONING UNIT","AIR CONDITIONING UNIT",null,"255DPH9002","\\Locations\\Sites\\Western Massachusetts Hospital\\255DPH9002 Western Mass Hospital","","Active","Available"]
[null,"A/C, 8,000","EQ-1006933","AIR CONDITIONING UNIT","AIR CONDITIONING UNIT",null,"255DPH9002","\\Locations\\Sites\\Western Massachusetts Hospital\\255DPH9002 Western Mass Hospital","","Active","Available"]
[null,"A/C, 8,000","EQ-1006935","AIR CONDITIONING UNIT","AIR CONDITIONING UNIT",null,"255DPH9002","\\Locations\\Sites\\Western Massachusetts Hospital\\255DPH9002 Western Mass Hospital","","Active","Available"]
[null,"A/C, 8,000","EQ-1006938","AIR CONDITIONING UNIT","AIR CONDITIONING UNIT",null,"255DPH9002","\\Locations\\Sites\\Western Massachusetts Hospital\\255DPH9002 Western Mass Hospital","","Active","Available"]
[null,"A/C, 8,000","EQ-1006942","AIR CONDITIONING UNIT","AIR CONDITIONING UNIT",null,"255DPH9002","\\Locations\\Sites\\Western Massachusetts Hospital\\255DPH9002 Western Mass Hospital","","Active","Available"]
[null,"A/C, 8,000","EQ-1006945","AIR CONDITIONING UNIT","AIR CONDITIONING UNIT",null,"255DPH9002","\\Locations\\Sites\\Western Massachusetts Hospital\\255DPH9002 Western Mass Hospital","","Active","Available"]
[null,"A/C, 8,000 BTU","EQ-1006940","AIR CONDITIONING UNIT","AIR CONDITIONING UNIT",null,"255DPH9002","\\Locations\\Sites\\Western Massachusetts Hospital\\255DPH9002 Western Mass Hospital","","Active","Available"]
[null,"A/C, 8,000 BTU","EQ-1006943","AIR CONDITIONING UNIT","AIR CONDITIONING UNIT",null,"255DPH9002","\\Locations\\Sites\\Western Massachusetts Hospital\\255DPH9002 Western Mass Hospital","","Active","Available"]
[null,"A/C, 8,000 BTU","EQ-1006947","AIR CONDITIONING UNIT","AIR CONDITIONING UNIT",null,"255DPH9002","\\Locations\\Sites\\Western Massachusetts Hospital\\255DPH9002 Western Mass Hospital","","Active","Available"]
[null,"A/C, 8000 BTU","EQ-1006934","AIR CONDITIONING UNIT","AIR CONDITIONING UNIT",null,"255DPH9002","\\Locations\\Sites\\Western Massachusetts Hospital\\255DPH9002 Western Mass Hospital","","Active","Available"]
[null,"A/C, 8000 BTU","EQ-1006937","AIR CONDITIONING UNIT","AIR CONDITIONING UNIT",null,"255DPH9002","\\Locations\\Sites\\Western Massachusetts Hospital\\255DPH9002 Western Mass Hospital","","Active","Available"]
[null,"A/C, 8000 BTU","EQ-1006939","AIR CONDITIONING UNIT","AIR CONDITIONING UNIT",null,{"$f":"IFERROR(MID(H967,FIND(\"\\\",H967,18)+1,10),\"\")","v":"255DPH9002"},"\\Locations\\Sites\\Western Massachusetts Hospital\\255DPH9002 Western Mass Hospital",{"$f":"IFERROR(MID(H967,18,FIND(\"\\\",MID(H967,18,30))-1),\"\")","v":""},"Active","Available"]
[null,"A/C, 8000 BTU","EQ-1006941","AIR CONDITIONING UNIT","AIR CONDITIONING UNIT",null,"255DPH9002","\\Locations\\Sites\\Western Massachusetts Hospital\\255DPH9002 Western Mass Hospital","","Active","Available"]
[null,"A/C, 8000BTU","EQ-1006944","AIR CONDITIONING UNIT","AIR CONDITIONING UNIT",null,"255DPH9002","\\Locations\\Sites\\Western Massachusetts Hospital\\255DPH9002 Western Mass Hospital","","Active","Available"]
[null,"A/C, AMANA, 6,500 BTU","EQ-1006936","AIR CONDITIONING UNIT","AIR CONDITIONING UNIT",null,"255DPH9002","\\Locations\\Sites\\Western Massachusetts Hospital\\255DPH9002 Western Mass Hospital","","Active","Available"]
[null,"A/C, AMANA, 6,500 BTU","EQ-1006946","AIR CONDITIONING UNIT","AIR CONDITIONING UNIT",null,"255DPH9002","\\Locations\\Sites\\Western Massachusetts Hospital\\255DPH9002 Western Mass Hospital","","Active","Available"]
[null,"A/C, AMANA, 6,500 BTU","EQ-1006951","AIR CONDITIONING UNIT","AIR CONDITIONING UNIT",null,"255DPH9002","\\Locations\\Sites\\Western Massachusetts Hospital\\255DPH9002 Western Mass Hospital","","Active","Available"]
[null,"A/C, AMANA, 6,500 BTU","EQ-1006954","AIR CONDITIONING UNIT","AIR CONDITIONING UNIT",null,"255DPH9002","\\Locations\\Sites\\Western Massachusetts Hospital\\255DPH9002 Western Mass Hospital","","Active","Available"]
[null,"A/C, AMANA, 6,500 BTU","EQ-1006958","AIR CONDITIONING UNIT","AIR CONDITIONING UNIT",null,"255DPH9002","\\Locations\\Sites\\Western Massachusetts Hospital\\255DPH9002 Western Mass Hospital","","Active","Available"]
[null,"A/C, AMANA, 6,500 BTU","EQ-1006971","AIR CONDITIONING UNIT","AIR CONDITIONING UNIT",null,"255DPH9002","\\Locations\\Sites\\Western Massachusetts Hospital\\255DPH9002 Western Mass Hospital","","Active","Available"]
[null,"A/C, AMANA, 6,500 BTU","EQ-1006973","AIR CONDITIONING UNIT","AIR CONDITIONING UNIT",null,"255DPH9002","\\Locations\\Sites\\Western Massachusetts Hospital\\255DPH9002 Western Mass Hospital","","Active","Available"]
[null,"A/C, AMANA, 6,500 BTU","EQ-1006986","AIR CONDITIONING UNIT","AIR CONDITIONING UNIT",null,"255DPH9002","\\Locations\\Sites\\Western Massachusetts Hospital\\255DPH9002 Western Mass Hospital","","Active","Available"]
[null,"A/C, BTU 14,000","EQ-1006976","AIR CONDITIONING UNIT","AIR CONDITIONING UNIT",null,"255DPH9002","\\Locations\\Sites\\Western Massachusetts Hospital\\255DPH9002 Western Mass Hospital","","Active","Available"]
[null,"A/C, BTU 8250","EQ-1006955","AIR CONDITIONING UNIT","AIR CONDITIONING UNIT",null,"255DPH9002","\\Locations\\Sites\\Western Massachusetts Hospital\\255DPH9002 Western Mass Hospital","","Active","Available"]
[null,"A/C, BTU 8250","EQ-1006957","AIR CONDITIONING UNIT","AIR CONDITIONING UNIT",null,"255DPH9002","\\Locations\\Sites\\Western Massachusetts Hospital\\255DPH9002 Western Mass Hospital","","Active","Available"]
[null,"A/C, BTU 8250","EQ-1006969","AIR CONDITIONING UNIT","AIR CONDITIONING UNIT",null,"255DPH9002","\\Locations\\Sites\\Western Massachusetts Hospital\\255DPH9002 Western Mass Hospital","","Active","Available"]
[null,"A/C, EMERSON","EQ-1006963","AIR CONDITIONING UNIT","AIR CONDITIONING UNIT",null,"255DPH9002","\\Locations\\Sites\\Western Massachusetts Hospital\\255DPH9002 Western Mass Hospital","","Active","Available"]
[null,"A/C, FIXED","EQ-1006948","AIR CONDITIONING UNIT","AIR CONDITIONING UNIT",null,"255DPH9002","\\Locations\\Sites\\Western Massachusetts Hospital\\255DPH9002 Western Mass Hospital","","Active","Available"]
[null,"A/C, FIXED","EQ-1006959","AIR CONDITIONING UNIT","AIR CONDITIONING UNIT",null,"255DPH9002","\\Locations\\Sites\\Western Massachusetts Hospital\\255DPH9002 Western Mass Hospital","","Active","Available"]
[null,"A/C, FIXED","EQ-1006961","AIR CONDITIONING UNIT","AIR CONDITIONING UNIT",null,"255DPH9002","\\Locations\\Sites\\Western Massachusetts Hospital\\255DPH9002 Western Mass Hospital","","Active","Available"]
[null,"A/C, FIXED","EQ-1006964","AIR CONDITIONING UNIT","AIR CONDITIONING UNIT",null,"255DPH9002","\\Locations\\Sites\\Western Massachusetts Hospital\\255DPH9002 Western Mass Hospital","","Active","Available"]
[null,"A/C, FIXED","EQ-1006965","AIR CONDITIONING UNIT","AIR CONDITIONING UNIT",null,"255DPH9002","\\Locations\\Sites\\Western Massachusetts Hospital\\255DPH9002 Western Mass Hospital","","Active","Available"]
[null,"A/C, FIXED","EQ-1006968","AIR CONDITIONING UNIT","AIR CONDITIONING UNIT",null,"255DPH9002","\\Locations\\Sites\\Western Massachusetts Hospital\\255DPH9002 Western Mass Hospital","","Active","Available"]
[null,"A/C, FIXED","EQ-1006970","AIR CONDITIONING UNIT","AIR CONDITIONING UNIT",null,"255DPH9002","\\Locations\\Sites\\Western Massachusetts Hospital\\255DPH9002 Western Mass Hospital","","Active","Available"]
[null,"A/C, FIXED","EQ-1006972","AIR CONDITIONING UNIT","AIR CONDITIONING UNIT",null,"255DPH9002","\\Locations\\Sites\\Western Massachusetts Hospital\\255DPH9002 Western Mass Hospital","","Active","Available"]
[null,"A/C, FIXED SOUTH 2","EQ-1006953","AIR CONDITIONING UNIT","AIR CONDITIONING UNIT",null,"255DPH9002","\\Locations\\Sites\\Western Massachusetts Hospital\\255DPH9002 Western Mass Hospital","","Active","Available"]
[null,"A/C, FIXED SOUTH 2","EQ-1006962","AIR CONDITIONING UNIT","AIR CONDITIONING UNIT",null,"255DPH9002","\\Locations\\Sites\\Western Massachusetts Hospital\\255DPH9002 Western Mass Hospital","","Active","Available"]
[null,"A/C, FIXED SOUTH 2","EQ-1006966","AIR CONDITIONING UNIT","AIR CONDITIONING UNIT",null,"255DPH9002","\\Locations\\Sites\\Western Massachusetts Hospital\\255DPH9002 Western Mass Hospital","","Active","Available"]
[null,"A/C, FIXED, ACTIVITIES","EQ-1006988","AIR CONDITIONING UNIT","AIR CONDITIONING UNIT",null,"255DPH9002","\\Locations\\Sites\\Western Massachusetts Hospital\\255DPH9002 Western Mass Hospital","","Active","Available"]
[null,"A/C, FIXED, CONDENSER CSR","EQ-1006983","AIR CONDITIONING UNIT","AIR CONDITIONING UNIT",null,"255DPH9002","\\Locations\\Sites\\Western Massachusetts Hospital\\255DPH9002 Western Mass Hospital","","Active","Available"]
[null,"A/C, FIXED, EVAPORATOR, CSR","EQ-1006956","AIR CONDITIONING UNIT","AIR CONDITIONING UNIT",null,"255DPH9002","\\Locations\\Sites\\Western Massachusetts Hospital\\255DPH9002 Western Mass Hospital","","Active","Available"]
[null,"A/C, FREDERICH, 18,000 BTU","EQ-1006960","AIR CONDITIONING UNIT","AIR CONDITIONING UNIT",null,"255DPH9002","\\Locations\\Sites\\Western Massachusetts Hospital\\255DPH9002 Western Mass Hospital","","Active","Available"]
[null,"A/C, FREDERICK, 7000 BTU","EQ-1006974","AIR CONDITIONING UNIT","AIR CONDITIONING UNIT",null,"255DPH9002","\\Locations\\Sites\\Western Massachusetts Hospital\\255DPH9002 Western Mass Hospital","","Active","Available"]
[null,"A/C, FREDERICK, BTU 8000","EQ-1006981","AIR CONDITIONING UNIT","AIR CONDITIONING UNIT",null,"255DPH9002","\\Locations\\Sites\\Western Massachusetts Hospital\\255DPH9002 Western Mass Hospital","","Active","Available"]
[null,"A/C, FREIDRICH 10000 BTU","EQ-1006949","AIR CONDITIONING UNIT","AIR CONDITIONING UNIT",null,"255DPH9002","\\Locations\\Sites\\Western Massachusetts Hospital\\255DPH9002 Western Mass Hospital","","Active","Available"]
[null,"A/C, FREIDRICH 10000 BTU","EQ-1006950","AIR CONDITIONING UNIT","AIR CONDITIONING UNIT",null,"255DPH9002","\\Locations\\Sites\\Western Massachusetts Hospital\\255DPH9002 Western Mass Hospital","","Active","Available"]
[null,"A/C, FREIDRICH 11500 BTU","EQ-1006952","AIR CONDITIONING UNIT","AIR CONDITIONING UNIT",null,"255DPH9002","\\Locations\\Sites\\Western Massachusetts Hospital\\255DPH9002 Western Mass Hospital","","Active","Available"]
[null,"A/C, FREIDRICH 8250 BTU","EQ-1006977","AIR CONDITIONING UNIT","AIR CONDITIONING UNIT",null,"255DPH9002","\\Locations\\Sites\\Western Massachusetts Hospital\\255DPH9002 Western Mass Hospital","","Active","Available"]
[null,"A/C, FREIDRICH 8250 BTU","EQ-1006992","AIR CONDITIONING UNIT","AIR CONDITIONING UNIT",null,"255DPH9002","\\Locations\\Sites\\Western Massachusetts Hospital\\255DPH9002 Western Mass Hospital","","Active","Available"]
[null,"A/C, FREIDRICH 8250 BTU","EQ-1006997","AIR CONDITIONING UNIT","AIR CONDITIONING UNIT",null,"255DPH9002","\\Locations\\Sites\\Western Massachusetts Hospital\\255DPH9002 Western Mass Hospital","","Active","Available"]
[null,"A/C, FRIEDRICH 11,700 BTU","EQ-1006967","AIR CONDITIONING UNIT","AIR CONDITIONING UNIT",null,"255DPH9002","\\Locations\\Sites\\Western Massachusetts Hospital\\255DPH9002 Western Mass Hospital","","Active","Available"]
[null,"A/C, FRIEDRICH 11,700 BTU","EQ-1006975","AIR CONDITIONING UNIT","AIR CONDITIONING UNIT",null,"255DPH9002","\\Locations\\Sites\\Western Massachusetts Hospital\\255DPH9002 Western Mass Hospital","","Active","Available"]
[null,"A/C, FRIEDRICH 11,700 BTU","EQ-1006990","AIR CONDITIONING UNIT","AIR CONDITIONING UNIT",null,"255DPH9002","\\Locations\\Sites\\Western Massachusetts Hospital\\255DPH9002 Western Mass Hospital","","Active","Available"]
[null,"A/C, FRIEDRICH 17,200BTU SLEEVE","EQ-1006987","AIR CONDITIONING UNIT","AIR CONDITIONING UNIT",null,"255DPH9002","\\Locations\\Sites\\Western Massachusetts Hospital\\255DPH9002 Western Mass Hospital","","Active","Available"]
[null,"A/C, FRIEDRICH 20,000BTU","EQ-1006978","AIR CONDITIONING UNIT","AIR CONDITIONING UNIT",null,"255DPH9002","\\Locations\\Sites\\Western Massachusetts Hospital\\255DPH9002 Western Mass Hospital","","Active","Available"]
[null,"A/C, FRIEDRICH 20K BTU CHASSIS UNIT","EQ-1006989","AIR CONDITIONING UNIT","AIR CONDITIONING UNIT",null,"255DPH9002","\\Locations\\Sites\\Western Massachusetts Hospital\\255DPH9002 Western Mass Hospital","","Active","Available"]
[null,"A/C, FRIEDRICH 5800BTU","EQ-1006979","AIR CONDITIONING UNIT","AIR CONDITIONING UNIT",null,"255DPH9002","\\Locations\\Sites\\Western Massachusetts Hospital\\255DPH9002 Western Mass Hospital","","Active","Available"]
[null,"A/C, FRIEDRICH 5800BTU","EQ-1006980","AIR CONDITIONING UNIT","AIR CONDITIONING UNIT",null,"255DPH9002","\\Locations\\Sites\\Western Massachusetts Hospital\\255DPH9002 Western Mass Hospital","","Active","Available"]
[null,"A/C, FRIEDRICH 5800BTU","EQ-1006984","AIR CONDITIONING UNIT","AIR CONDITIONING UNIT",null,"255DPH9002","\\Locations\\Sites\\Western Massachusetts Hospital\\255DPH9002 Western Mass Hospital","","Active","Available"]
[null,"A/C, FRIEDRICH 5800BTU","EQ-1006985","AIR CONDITIONING UNIT","AIR CONDITIONING UNIT",null,"255DPH9002","\\Locations\\Sites\\Western Massachusetts Hospital\\255DPH9002 Western Mass Hospital","","Active","Available"]
[null,"A/C, FRIEDRICH 5800BTU","EQ-1006991","AIR CONDITIONING UNIT","AIR CONDITIONING UNIT",null,"255DPH9002","\\Locations\\Sites\\Western Massachusetts Hospital\\255DPH9002 Western Mass Hospital","","Active","Available"]
[null,"A/C, FRIEDRICH 5800BTU","EQ-1006995","AIR CONDITIONING UNIT","AIR CONDITIONING UNIT",null,"255DPH9002","\\Locations\\Sites\\Western Massachusetts Hospital\\255DPH9002 Western Mass Hospital","","Active","Available"]
[null,"A/C, FRIEDRICH 5800BTU","EQ-1007053","AIR CONDITIONING UNIT","AIR CONDITIONING UNIT",null,"255DPH9002","\\Locations\\Sites\\Western Massachusetts Hospital\\255DPH9002 Western Mass Hospital","","Active","Available"]
[null,"A/C, FRIEDRICH 5800BTU","EQ-1007055","AIR CONDITIONING UNIT","AIR CONDITIONING UNIT",null,"255DPH9002","\\Locations\\Sites\\Western Massachusetts Hospital\\255DPH9002 Western Mass Hospital","","Active","Available"]
[null,"A/C, FRIEDRICH 7,500 BTU","EQ-1006982","AIR CONDITIONING UNIT","AIR CONDITIONING UNIT",null,"255DPH9002","\\Locations\\Sites\\Western Massachusetts Hospital\\255DPH9002 Western Mass Hospital","","Active","Available"]
[null,"A/C, FRIEDRICH 7500 BTU","EQ-1006994","AIR CONDITIONING UNIT","AIR CONDITIONING UNIT",null,"255DPH9002","\\Locations\\Sites\\Western Massachusetts Hospital\\255DPH9002 Western Mass Hospital","","Active","Available"]
[null,"A/C, FRIEDRICH 7500 BTU","EQ-1006996","AIR CONDITIONING UNIT","AIR CONDITIONING UNIT",null,"255DPH9002","\\Locations\\Sites\\Western Massachusetts Hospital\\255DPH9002 Western Mass Hospital","","Active","Available"]
[null,"A/C, FRIEDRICH 7500 BTU","EQ-1006999","AIR CONDITIONING UNIT","AIR CONDITIONING UNIT",null,"255DPH9002","\\Locations\\Sites\\Western Massachusetts Hospital\\255DPH9002 Western Mass Hospital","","Active","Available"]
[null,"A/C, FRIEDRICH 7500 BTU","EQ-1007000","AIR CONDITIONING UNIT","AIR CONDITIONING UNIT",null,"255DPH9002","\\Locations\\Sites\\Western Massachusetts Hospital\\255DPH9002 Western Mass Hospital","","Active","Available"]
[null,"A/C, FRIEDRICH 7500 BTU","EQ-1007001","AIR CONDITIONING UNIT","AIR CONDITIONING UNIT",null,"255DPH9002","\\Locations\\Sites\\Western Massachusetts Hospital\\255DPH9002 Western Mass Hospital","","Active","Available"]
[null,"A/C, FRIEDRICH 7500 BTU","EQ-1007002","AIR CONDITIONING UNIT","AIR CONDITIONING UNIT",null,"255DPH9002","\\Locations\\Sites\\Western Massachusetts Hospital\\255DPH9002 Western Mass Hospital","","Active","Available"]
[null,"A/C, FRIEDRICH 7500 BTU","EQ-1007003","AIR CONDITIONING UNIT","AIR CONDITIONING UNIT",null,"255DPH9002","\\Locations\\Sites\\Western Massachusetts Hospital\\255DPH9002 Western Mass Hospital","","Active","Available"]
[null,"A/C, FRIEDRICH 7500 BTU","EQ-1007004","AIR CONDITIONING UNIT","AIR CONDITIONING UNIT",null,"255DPH9002","\\Locations\\Sites\\Western Massachusetts Hospital\\255DPH9002 Western Mass Hospital","","Active","Available"]
[null,"A/C, FRIEDRICH 7500 BTU","EQ-1007005","AIR CONDITIONING UNIT","AIR CONDITIONING UNIT",null,"255DPH9002","\\Locations\\Sites\\Western Massachusetts Hospital\\255DPH9002 Western Mass Hospital","","Active","Available"]
[null,"A/C, FRIEDRICH 7500 BTU","EQ-1007006","AIR CONDITIONING UNIT","AIR CONDITIONING UNIT",null,"255DPH9002","\\Locations\\Sites\\Western Massachusetts Hospital\\255DPH9002 Western Mass Hospital","","Active","Available"]
[null,"A/C, FRIEDRICH 7500 BTU","EQ-1007007","AIR CONDITIONING UNIT","AIR CONDITIONING UNIT",null,{"$f":"IFERROR(MID(H1031,FIND(\"\\\",H1031,18)+1,10),\"\")","v":"255DPH9002"},"\\Locations\\Sites\\Western Massachusetts Hospital\\255DPH9002 Western Mass Hospital",{"$f":"IFERROR(MID(H1031,18,FIND(\"\\\",MID(H1031,18,30))-1),\"\")","v":""},"Active","Available"]
[null,"A/C, FRIEDRICH 7500 BTU","EQ-1007008","AIR CONDITIONING UNIT","AIR CONDITIONING UNIT",null,"255DPH9002","\\Locations\\Sites\\Western Massachusetts Hospital\\255DPH9002 Western Mass Hospital","","Active","Available"]
[null,"A/C, FRIEDRICH 7500 BTU","EQ-1007009","AIR CONDITIONING UNIT","AIR CONDITIONING UNIT",null,"255DPH9002","\\Locations\\Sites\\Western Massachusetts Hospital\\255DPH9002 Western Mass Hospital","","Active","Available"]
[null,"A/C, FRIEDRICH 7500 BTU","EQ-1007012","AIR CONDITIONING UNIT","AIR CONDITIONING UNIT",null,"255DPH9002","\\Locations\\Sites\\Western Massachusetts Hospital\\255DPH9002 Western Mass Hospital","","Active","Available"]
[null,"A/C, FRIEDRICH 7500 BTU","EQ-1007013","AIR CONDITIONING UNIT","AIR CONDITIONING UNIT",null,"255DPH9002","\\Locations\\Sites\\Western Massachusetts Hospital\\255DPH9002 Western Mass Hospital","","Active","Available"]
[null,"A/C, FRIEDRICH 7500 BTU","EQ-1007014","AIR CONDITIONING UNIT","AIR CONDITIONING UNIT",null,"255DPH9002","\\Locations\\Sites\\Western Massachusetts Hospital\\255DPH9002 Western Mass Hospital","","Active","Available"]
[null,"A/C, FRIEDRICH 7500 BTU","EQ-1007015","AIR CONDITIONING UNIT","AIR CONDITIONING UNIT",null,"255DPH9002","\\Locations\\Sites\\Western Massachusetts Hospital\\255DPH9002 Western Mass Hospital","","Active","Available"]
[null,"A/C, FRIEDRICH 7500 BTU","EQ-1007016","AIR CONDITIONING UNIT","AIR CONDITIONING UNIT",null,"255DPH9002","\\Locations\\Sites\\Western Massachusetts Hospital\\255DPH9002 Western Mass Hospital","","Active","Available"]
[null,"A/C, FRIEDRICH 7500 BTU","EQ-1007017","AIR CONDITIONING UNIT","AIR CONDITIONING UNIT",null,"255DPH9002","\\Locations\\Sites\\Western Massachusetts Hospital\\255DPH9002 Western Mass Hospital","","Active","Available"]
[null,"A/C, FRIEDRICH 7500 BTU","EQ-1007018","AIR CONDITIONING UNIT","AIR CONDITIONING UNIT",null,"255DPH9002","\\Locations\\Sites\\Western Massachusetts Hospital\\255DPH9002 Western Mass Hospital","","Active","Available"]
[null,"A/C, FRIEDRICH 7500 BTU","EQ-1007019","AIR CONDITIONING UNIT","AIR CONDITIONING UNIT",null,"255DPH9002","\\Locations\\Sites\\Western Massachusetts Hospital\\255DPH9002 Western Mass Hospital","","Active","Available"]
[null,"A/C, FRIEDRICH 7500 BTU","EQ-1007026","AIR CONDITIONING UNIT","AIR CONDITIONING UNIT",null,"255DPH9002","\\Locations\\Sites\\Western Massachusetts Hospital\\255DPH9002 Western Mass Hospital","","Active","Available"]
[null,"A/C, FRIEDRICH 7500 BTU","EQ-1007036","AIR CONDITIONING UNIT","AIR CONDITIONING UNIT",null,"255DPH9002","\\Locations\\Sites\\Western Massachusetts Hospital\\255DPH9002 Western Mass Hospital","","Active","Available"]
[null,"A/C, FRIEDRICH 7500 BTU","EQ-1007037","AIR CONDITIONING UNIT","AIR CONDITIONING UNIT",null,"255DPH9002","\\Locations\\Sites\\Western Massachusetts Hospital\\255DPH9002 Western Mass Hospital","","Active","Available"]
[null,"A/C, FRIEDRICH 7500BTU","EQ-1006993","AIR CONDITIONING UNIT","AIR CONDITIONING UNIT",null,"255DPH9002","\\Locations\\Sites\\Western Massachusetts Hospital\\255DPH9002 Western Mass Hospital","","Active","Available"]
[null,"A/C, FRIEDRICH 7500BTU","EQ-1006998","AIR CONDITIONING UNIT","AIR CONDITIONING UNIT",null,"255DPH9002","\\Locations\\Sites\\Western Massachusetts Hospital\\255DPH9002 Western Mass Hospital","","Active","Available"]
[null,"A/C, FRIEDRICH 7500BTU","EQ-1007010","AIR CONDITIONING UNIT","AIR CONDITIONING UNIT",null,"255DPH9002","\\Locations\\Sites\\Western Massachusetts Hospital\\255DPH9002 Western Mass Hospital","","Active","Available"]
[null,"A/C, FRIEDRICH 7500BTU","EQ-1007011","AIR CONDITIONING UNIT","AIR CONDITIONING UNIT",null,"255DPH9002","\\Locations\\Sites\\Western Massachusetts Hospital\\255DPH9002 Western Mass Hospital","","Active","Available"]
[null,"A/C, FRIEDRICH 7500BTU","EQ-1007020","AIR CONDITIONING UNIT","AIR CONDITIONING UNIT",null,"255DPH9002","\\Locations\\Sites\\Western Massachusetts Hospital\\255DPH9002 Western Mass Hospital","","Active","Available"]
[null,"A/C, FRIEDRICH 7500BTU","EQ-1007021","AIR CONDITIONING UNIT","AIR CONDITIONING UNIT",null,"255DPH9002","\\Locations\\Sites\\Western Massachusetts Hospital\\255DPH9002 Western Mass Hospital","","Active","Available"]
[null,"A/C, FRIEDRICH 7500BTU","EQ-1007024","AIR CONDITIONING UNIT","AIR CONDITIONING UNIT",null,"255DPH9002","\\Locations\\Sites\\Western Massachusetts Hospital\\255DPH9002 Western Mass Hospital","","Active","Available"]
[null,"A/C, FRIEDRICH 7500BTU","EQ-1007027","AIR CONDITIONING UNIT","AIR CONDITIONING UNIT",null,"255DPH9002","\\Locations\\Sites\\Western Massachusetts Hospital\\255DPH9002 Western Mass Hospital","","Active","Available"]
[null,"A/C, FRIEDRICH 7500BTU","EQ-1007033","AIR CONDITIONING UNIT","AIR CONDITIONING UNIT",null,"255DPH9002","\\Locations\\Sites\\Western Massachusetts Hospital\\255DPH9002 Western Mass Hospital","","Active","Available"]
[null,"A/C, FRIEDRICH 7500BTU","EQ-1007034","AIR CONDITIONING UNIT","AIR CONDITIONING UNIT",null,"255DPH9002","\\Locations\\Sites\\Western Massachusetts Hospital\\255DPH9002 Western Mass Hospital","","Active","Available"]
[null,"A/C, FRIEDRICH 7500BTU","EQ-1007039","AIR CONDITIONING UNIT","AIR CONDITIONING UNIT",null,"255DPH9002","\\Locations\\Sites\\Western Massachusetts Hospital\\255DPH9002 Western Mass Hospital","","Active","Available"]
[null,"A/C, FRIEDRICH 8,000 BTU","EQ-1007025","AIR CONDITIONING UNIT","AIR CONDITIONING UNIT",null,"255DPH9002","\\Locations\\Sites\\Western Massachusetts Hospital\\255DPH9002 Western Mass Hospital","","Active","Available"]
[null,"A/C, FRIEDRICH 8,000 BTU","EQ-1007030","AIR CONDITIONING UNIT","AIR CONDITIONING UNIT",null,"255DPH9002","\\Locations\\Sites\\Western Massachusetts Hospital\\255DPH9002 Western Mass Hospital","","Active","Available"]
[null,"A/C, FRIEDRICH 8,000 BTU","EQ-1007032","AIR CONDITIONING UNIT","AIR CONDITIONING UNIT",null,"255DPH9002","\\Locations\\Sites\\Western Massachusetts Hospital\\255DPH9002 Western Mass Hospital","","Active","Available"]
[null,"A/C, FRIEDRICH 8,000 BTU","EQ-1007035","AIR CONDITIONING UNIT","AIR CONDITIONING UNIT",null,"255DPH9002","\\Locations\\Sites\\Western Massachusetts Hospital\\255DPH9002 Western Mass Hospital","","Active","Available"]
[null,"A/C, FRIEDRICH 8000 BTU","EQ-1007022","AIR CONDITIONING UNIT","AIR CONDITIONING UNIT",null,"255DPH9002","\\Locations\\Sites\\Western Massachusetts Hospital\\255DPH9002 Western Mass Hospital","","Active","Available"]
[null,"A/C, FRIEDRICH 8250 BTU","EQ-1007031","AIR CONDITIONING UNIT","AIR CONDITIONING UNIT",null,"255DPH9002","\\Locations\\Sites\\Western Massachusetts Hospital\\255DPH9002 Western Mass Hospital","","Active","Available"]
[null,"A/C, FRIEDRICH 8250 BTU","EQ-1007038","AIR CONDITIONING UNIT","AIR CONDITIONING UNIT",null,"255DPH9002","\\Locations\\Sites\\Western Massachusetts Hospital\\255DPH9002 Western Mass Hospital","","Active","Available"]
[null,"A/C, FRIEDRICH 9600 BTU","EQ-1007023","AIR CONDITIONING UNIT","AIR CONDITIONING UNIT",null,"255DPH9002","\\Locations\\Sites\\Western Massachusetts Hospital\\255DPH9002 Western Mass Hospital","","Active","Available"]
[null,"A/C, FRIEDRICH 9600BTU","EQ-1007028","AIR CONDITIONING UNIT","AIR CONDITIONING UNIT",null,"255DPH9002","\\Locations\\Sites\\Western Massachusetts Hospital\\255DPH9002 Western Mass Hospital","","Active","Available"]
[null,"A/C, FRIEDRICH 9600BTU","EQ-1007029","AIR CONDITIONING UNIT","AIR CONDITIONING UNIT",null,"255DPH9002","\\Locations\\Sites\\Western Massachusetts Hospital\\255DPH9002 Western Mass Hospital","","Active","Available"]
[null,"A/C, FRIEDRICH 9600BTU","EQ-1007041","AIR CONDITIONING UNIT","AIR CONDITIONING UNIT",null,"255DPH9002","\\Locations\\Sites\\Western Massachusetts Hospital\\255DPH9002 Western Mass Hospital","","Active","Available"]
[null,"A/C, FRIEDRICH 9600BTU","EQ-1007042","AIR CONDITIONING UNIT","AIR CONDITIONING UNIT",null,"255DPH9002","\\Locations\\Sites\\Western Massachusetts Hospital\\255DPH9002 Western Mass Hospital","","Active","Available"]
[null,"A/C, FRIEDRICH 9600BTU","EQ-1007049","AIR CONDITIONING UNIT","AIR CONDITIONING UNIT",null,"255DPH9002","\\Locations\\Sites\\Western Massachusetts Hospital\\255DPH9002 Western Mass Hospital","","Active","Available"]
[null,"A/C, FRIEDRICH 9600BTU","EQ-1007054","AIR CONDITIONING UNIT","AIR CONDITIONING UNIT",null,"255DPH9002","\\Locations\\Sites\\Western Massachusetts Hospital\\255DPH9002 Western Mass Hospital","","Active","Available"]
[null,"A/C, FRIEDRICH 9600BTU","EQ-1007069","AIR CONDITIONING UNIT","AIR CONDITIONING UNIT",null,"255DPH9002","\\Locations\\Sites\\Western Massachusetts Hospital\\255DPH9002 Western Mass Hospital","","Active","Available"]
[null,"A/C, FRIEDRICH 9600BTU","EQ-1007074","AIR CONDITIONING UNIT","AIR CONDITIONING UNIT",null,"255DPH9002","\\Locations\\Sites\\Western Massachusetts Hospital\\255DPH9002 Western Mass Hospital","","Active","Available"]
[null,"A/C, FRIEDRICH 9600BTU","EQ-1007078","AIR CONDITIONING UNIT","AIR CONDITIONING UNIT",null,"255DPH9002","\\Locations\\Sites\\Western Massachusetts Hospital\\255DPH9002 Western Mass Hospital","","Active","Available"]
[null,"A/C, FRIEDRICH 9600BTU WINDOW UNIT","EQ-1007044","AIR CONDITIONING UNIT","AIR CONDITIONING UNIT",null,"255DPH9002","\\Locations\\Sites\\Western Massachusetts Hospital\\255DPH9002 Western Mass Hospital","","Active","Available"]
[null,"A/C, FRIEDRICH WINDOW UNIT","EQ-1007070","AIR CONDITIONING UNIT","AIR CONDITIONING UNIT",null,"255DPH9002","\\Locations\\Sites\\Western Massachusetts Hospital\\255DPH9002 Western Mass Hospital","","Active","Available"]
[null,"A/C, FRIEDRICK WINDOW UNIT","EQ-1007047","AIR CONDITIONING UNIT","AIR CONDITIONING UNIT",null,"255DPH9002","\\Locations\\Sites\\Western Massachusetts Hospital\\255DPH9002 Western Mass Hospital","","Active","Available"]
[null,"A/C, FRIEDRICK WINDOW UNIT","EQ-1007061","AIR CONDITIONING UNIT","AIR CONDITIONING UNIT",null,"255DPH9002","\\Locations\\Sites\\Western Massachusetts Hospital\\255DPH9002 Western Mass Hospital","","Active","Available"]
[null,"A/C, FRIGIDAIRE","EQ-1007040","AIR CONDITIONING UNIT","AIR CONDITIONING UNIT",null,"255DPH9002","\\Locations\\Sites\\Western Massachusetts Hospital\\255DPH9002 Western Mass Hospital","","Active","Available"]
[null,"A/C, HEATER WALL UNIT FRIGIDAIRE","EQ-1007060","AIR CONDITIONING UNIT","AIR CONDITIONING UNIT",null,"255DPH9002","\\Locations\\Sites\\Western Massachusetts Hospital\\255DPH9002 Western Mass Hospital","","Active","Available"]
[null,"A/C, MITSUBISHI 2 TON DUCTLESS UNIT","EQ-1007050","AIR CONDITIONING UNIT","AIR CONDITIONING UNIT",null,"255DPH9002","\\Locations\\Sites\\Western Massachusetts Hospital\\255DPH9002 Western Mass Hospital","","Active","Available"]
[null,"A/C, MITSUBISHI MR. SLIM M-SERIES","EQ-1007043","AIR CONDITIONING UNIT","AIR CONDITIONING UNIT",null,"255DPH9002","\\Locations\\Sites\\Western Massachusetts Hospital\\255DPH9002 Western Mass Hospital","","Active","Available"]
[null,"A/C, MOVINCOOL CLASIC PLUS 14K PORTABLE","EQ-1007075","AIR CONDITIONING UNIT","AIR CONDITIONING UNIT",null,"255DPH9002","\\Locations\\Sites\\Western Massachusetts Hospital\\255DPH9002 Western Mass Hospital","","Active","Available"]
[null,"A/C, PORTABLE FRIEDRICH 12,000 BTU","EQ-1007051","AIR CONDITIONING UNIT","AIR CONDITIONING UNIT",null,"255DPH9002","\\Locations\\Sites\\Western Massachusetts Hospital\\255DPH9002 Western Mass Hospital","","Active","Available"]
[null,"A/C, PORTABLE FRIEDRICH 12,000 BTU","EQ-1007062","AIR CONDITIONING UNIT","AIR CONDITIONING UNIT",null,"255DPH9002","\\Locations\\Sites\\Western Massachusetts Hospital\\255DPH9002 Western Mass Hospital","","Active","Available"]
[null,"A/C, QUASAR PANASONIC","EQ-1007048","AIR CONDITIONING UNIT","AIR CONDITIONING UNIT",null,"255DPH9002","\\Locations\\Sites\\Western Massachusetts Hospital\\255DPH9002 Western Mass Hospital","","Active","Available"]
[null,"A/C, WHITE WESTINGHOUSE, 8,000 BTU","EQ-1007056","AIR CONDITIONING UNIT","AIR CONDITIONING UNIT",null,"255DPH9002","\\Locations\\Sites\\Western Massachusetts Hospital\\255DPH9002 Western Mass Hospital","","Active","Available"]
[null,"A/C., MECH. STYLE","EQ-1007052","AIR CONDITIONING UNIT","AIR CONDITIONING UNIT",null,"255DPH9002","\\Locations\\Sites\\Western Massachusetts Hospital\\255DPH9002 Western Mass Hospital","","Active","Available"]
[null,"A/H -4 UNITS","EQ-1041657","AIR HANDLER UNIT",null,null,"669UMD0191","\\Locations\\Sites\\University Of Massachusetts Dartmouth Main Campus\\669UMD0191 College of Visual And Performing Arts","","Active","Available"]
[null,"A/H 3 UNIT","EQ-1041667","AIR HANDLER UNIT",null,null,"669UMD0191","\\Locations\\Sites\\University Of Massachusetts Dartmouth Main Campus\\669UMD0191 College of Visual And Performing Arts","","Active","Available"]
[null,"A/H 3 UNITS","EQ-1041593","AIR HANDLER UNIT",null,null,"669UMD0150","\\Locations\\Sites\\University Of Massachusetts Dartmouth Main Campus\\669UMD0150 Claire T. Carney Library","","Active","Available"]
[null,"A/H 4-1 UNIT","EQ-1041662","AIR HANDLER UNIT",null,null,"669UMD0191","\\Locations\\Sites\\University Of Massachusetts Dartmouth Main Campus\\669UMD0191 College of Visual And Performing Arts","","Active","Available"]
[null,"A/H 4-2 UNITS","EQ-1041641","AIR HANDLER UNIT",null,null,"669UMD0191","\\Locations\\Sites\\University Of Massachusetts Dartmouth Main Campus\\669UMD0191 College of Visual And Performing Arts","","Active","Available"]
[null,"A/H HANDLING UNITS","EQ-1027926","AIR HANDLER UNIT","AIR HANDLER UNIT",null,"715DOCPB55","\\Locations\\Sites\\Bridgewater State Hospital\\715DOCPB55 A Building 2\\BASEMENT","Bridgewater State Hospital","Active","Available"]
[null,"A/H UNIT G1","EQ-1034918","AIR HANDLER UNIT","AIR HANDLER UNIT",null,"335QCC0030","\\Locations\\Sites\\Quinsigamond Community College\\335QCC0030 Physical Education","","Active","Available"]
[null,"A/H UNIT G10","EQ-1034920","AIR HANDLER UNIT","AIR HANDLER UNIT",null,"335QCC0030","\\Locations\\Sites\\Quinsigamond Community College\\335QCC0030 Physical Education","","Active","Available"]
[null,"A/H UNIT G2","EQ-1034919","AIR HANDLER UNIT","AIR HANDLER UNIT",null,{"$f":"IFERROR(MID(H1095,FIND(\"\\\",H1095,18)+1,10),\"\")","v":"335QCC0030"},"\\Locations\\Sites\\Quinsigamond Community College\\335QCC0030 Physical Education",{"$f":"IFERROR(MID(H1095,18,FIND(\"\\\",MID(H1095,18,30))-1),\"\")","v":""},"Active","Available"]
[null,"A/H UNIT G7","EQ-1034921","AIR HANDLER UNIT","AIR HANDLER UNIT",null,"335QCC0030","\\Locations\\Sites\\Quinsigamond Community College\\335QCC0030 Physical Education","","Active","Available"]
[null,"A/H UNIT G9","EQ-1034922","AIR HANDLER UNIT","AIR HANDLER UNIT",null,"335QCC0030","\\Locations\\Sites\\Quinsigamond Community College\\335QCC0030 Physical Education","","Active","Available"]
[null,"A/H UNITS","EQ-1004048",null,null,null,"351POL0460","\\Locations\\Sites\\Police Station - Brookfield\\351POL0460 Garage","Police Station - Brookfield","Active","Available"]
[null,"A/H UNITS","EQ-1005957","AIR HANDLER UNIT","AIR HANDLER UNIT",null,"316DOCPB22","\\Locations\\Sites\\Souza Baranowski Correctional Center\\316DOCPB22 Souza Baranowski Correctional Inst - Max\\A-Floor 01\\A1: Boiler Rm/Generator","","Active","Available"]
[null,"A/H UNITS","EQ-1005994","AIR HANDLER UNIT","AIR HANDLER UNIT",null,"316DOCPB22","\\Locations\\Sites\\Souza Baranowski Correctional Center\\316DOCPB22 Souza Baranowski Correctional Inst - Max\\C-Floor 03\\C Bldg Mech/Elect/Strg","","Active","Available"]
[null,"A/H UNITS","EQ-1005996","AIR HANDLER UNIT","AIR HANDLER UNIT",null,"316DOCPB22","\\Locations\\Sites\\Souza Baranowski Correctional Center\\316DOCPB22 Souza Baranowski Correctional Inst - Max\\B-Floor 02","","Active","Available"]
[null,"A/H UNITS","EQ-1006020","AIR HANDLER UNIT","AIR HANDLER UNIT",null,"412DOCPB23","\\Locations\\Sites\\MCI - Shirley\\412DOCPB23 Tower One Medium Security","MCI - Shirley","Active","Available"]
[null,"A/H UNITS","EQ-1006452","AIR HANDLER UNIT","AIR HANDLER UNIT",null,"316DOCPB49","\\Locations\\Sites\\MCI - Shirley\\316DOCPB49 Training Building 3 - Min","MCI - Shirley","Active","Available"]
[null,"A/H UNITS","EQ-1006453","AIR HANDLER UNIT","AIR HANDLER UNIT",null,"316DOC9211","\\Locations\\Sites\\MCI - Shirley\\316DOC9211 Cafeteria Kitchen And Warehouse - Min","MCI - Shirley","Active","Available"]
[null,"A/H UNITS","EQ-1006462","AIR HANDLER UNIT","AIR HANDLER UNIT",null,"316DOCPB49","\\Locations\\Sites\\MCI - Shirley\\316DOCPB49 Training Building 3 - Min","MCI - Shirley","Active","Available"]
[null,"A/H UNITS","EQ-1016353","AIR HANDLER UNIT","AIR HANDLER UNIT",null,"430DOC0620","\\Locations\\Sites\\MCI - Concord\\430DOC0620 J Building Phase II","MCI - Concord","Active","Available"]
[null,"A/H UNITS","EQ-1016354","AIR HANDLER UNIT","AIR HANDLER UNIT",null,"430DOC0620","\\Locations\\Sites\\MCI - Concord\\430DOC0620 J Building Phase II","MCI - Concord","Active","Available"]
[null,"A/H UNITS","EQ-1016355","AIR HANDLER UNIT","AIR HANDLER UNIT",null,"430DOC0620","\\Locations\\Sites\\MCI - Concord\\430DOC0620 J Building Phase II","MCI - Concord","Active","Available"]
[null,"A/H UNITS","EQ-1016356","AIR HANDLER UNIT","AIR HANDLER UNIT",null,"430DOC0620","\\Locations\\Sites\\MCI - Concord\\430DOC0620 J Building Phase II","MCI - Concord","Active","Available"]
[null,"A/H UNITS","EQ-1016357","AIR HANDLER UNIT","AIR HANDLER UNIT",null,"430DOC0161","\\Locations\\Sites\\MCI - Concord\\430DOC0161 I Building Industrial","MCI - Concord","Active","Available"]
[null,"A/H UNITS","EQ-1016358","AIR HANDLER UNIT","AIR HANDLER UNIT",null,"430DOC0121","\\Locations\\Sites\\MCI - Concord\\430DOC0121 H Building Gymnasium","MCI - Concord","Active","Available"]
[null,"A/H UNITS","EQ-1016359","AIR HANDLER UNIT","AIR HANDLER UNIT",null,"430DOC0061","\\Locations\\Sites\\MCI - Concord\\430DOC0061 K Building Chapel","MCI - Concord","Active","Available"]
[null,"A/H UNITS","EQ-1016360","AIR HANDLER UNIT","AIR HANDLER UNIT",null,"430DOC0061","\\Locations\\Sites\\MCI - Concord\\430DOC0061 K Building Chapel\\Roof","MCI - Concord","Active","Available"]
[null,"A/H UNITS","EQ-1016361","AIR HANDLER UNIT","AIR HANDLER UNIT",null,"430DOC0620","\\Locations\\Sites\\MCI - Concord\\430DOC0620 J Building Phase II","MCI - Concord","Active","Available"]
[null,"A/H UNITS","EQ-1016363","AIR HANDLER UNIT","AIR HANDLER UNIT",null,"430DOC0121","\\Locations\\Sites\\MCI - Concord\\430DOC0121 H Building Gymnasium","MCI - Concord","Active","Available"]
[null,"A/H UNITS","EQ-1016364","AIR HANDLER UNIT","AIR HANDLER UNIT",null,"430DOC0121","\\Locations\\Sites\\MCI - Concord\\430DOC0121 H Building Gymnasium","MCI - Concord","Active","Available"]
[null,"A/H UNITS","EQ-1016365","AIR HANDLER UNIT","AIR HANDLER UNIT",null,"430DOC0010","\\Locations\\Sites\\MCI - Concord\\430DOC0010 A Building","MCI - Concord","Active","Available"]
[null,"A/H UNITS","EQ-1016366","AIR HANDLER UNIT","AIR HANDLER UNIT",null,"430DOC0620","\\Locations\\Sites\\MCI - Concord\\430DOC0620 J Building Phase II","MCI - Concord","Active","Available"]
[null,"A/H UNITS","EQ-1016367","AIR HANDLER UNIT","AIR HANDLER UNIT",null,"430DOC0061","\\Locations\\Sites\\MCI - Concord\\430DOC0061 K Building Chapel","MCI - Concord","Active","Available"]
[null,"A/H UNITS","EQ-1016368","AIR HANDLER UNIT","AIR HANDLER UNIT",null,"430DOC0963","\\Locations\\Sites\\MCI - Concord\\430DOC0963 E Building Housing Unit","MCI - Concord","Active","Available"]
[null,"A/H UNITS","EQ-1016370","AIR HANDLER UNIT","AIR HANDLER UNIT",null,"430DOC0963","\\Locations\\Sites\\MCI - Concord\\430DOC0963 E Building Housing Unit","MCI - Concord","Active","Available"]
[null,"A/H UNITS","EQ-1016371","AIR HANDLER UNIT","AIR HANDLER UNIT",null,"430DOCPB13","\\Locations\\Sites\\MCI - Concord\\430DOCPB13 Waste Water Operations 18\\Floor 01\\LAB","MCI - Concord","Active","Available"]
[null,"A/H UNITS","EQ-1016372","AIR HANDLER UNIT","AIR HANDLER UNIT",null,"430DOC9503","\\Locations\\Sites\\MCI - Concord\\430DOC9503 J Building Housing Unit 10","MCI - Concord","Active","Available"]
[null,"A/H UNITS","EQ-1016374","AIR HANDLER UNIT","AIR HANDLER UNIT",null,"430DOC0620","\\Locations\\Sites\\MCI - Concord\\430DOC0620 J Building Phase II","MCI - Concord","Active","Available"]
[null,"A/H UNITS","EQ-1016377","AIR HANDLER UNIT","AIR HANDLER UNIT",null,"430DOC0620","\\Locations\\Sites\\MCI - Concord\\430DOC0620 J Building Phase II","MCI - Concord","Active","Available"]
[null,"A/H UNITS","EQ-1016379","AIR HANDLER UNIT","AIR HANDLER UNIT",null,"430DOC9503","\\Locations\\Sites\\MCI - Concord\\430DOC9503 J Building Housing Unit 10","MCI - Concord","Active","Available"]
[null,"A/H UNITS","EQ-1016380","AIR HANDLER UNIT","AIR HANDLER UNIT",null,"430DOC0620","\\Locations\\Sites\\MCI - Concord\\430DOC0620 J Building Phase II","MCI - Concord","Active","Available"]
[null,"A/H UNITS","EQ-1016382","AIR HANDLER UNIT","AIR HANDLER UNIT",null,"430DOC0966","\\Locations\\Sites\\MCI - Concord\\430DOC0966 C Building Special Housing","MCI - Concord","Active","Available"]
[null,"A/H UNITS","EQ-1016383","AIR HANDLER UNIT","AIR HANDLER UNIT",null,"430DOC0620","\\Locations\\Sites\\MCI - Concord\\430DOC0620 J Building Phase II","MCI - Concord","Active","Available"]
[null,"A/H UNITS","EQ-1027916","AIR HANDLER UNIT","AIR HANDLER UNIT",null,"715DOCPB57","\\Locations\\Sites\\Bridgewater State Hospital\\715DOCPB57 C Building 4","Bridgewater State Hospital","Active","Available"]
[null,"A/H UNITS","EQ-1027917","AIR HANDLER UNIT","AIR HANDLER UNIT",null,"715DOCPB59","\\Locations\\Sites\\Bridgewater State Hospital\\715DOCPB59 Commons Building 7","Bridgewater State Hospital","Active","Available"]
[null,"A/H UNITS","EQ-1027918","AIR HANDLER UNIT","AIR HANDLER UNIT",null,"715DOCPB56","\\Locations\\Sites\\Bridgewater State Hospital\\715DOCPB56 B Building 3","Bridgewater State Hospital","Active","Available"]
[null,"A/H UNITS","EQ-1027920","AIR HANDLER UNIT","AIR HANDLER UNIT",null,"715DOCPB51","\\Locations\\Sites\\Bridgewater State Hospital\\715DOCPB51 Administration Building 1","Bridgewater State Hospital","Active","Available"]
[null,"A/H UNITS","EQ-1027921","AIR HANDLER UNIT","AIR HANDLER UNIT",null,"715DOCPB59","\\Locations\\Sites\\Bridgewater State Hospital\\715DOCPB59 Commons Building 7","Bridgewater State Hospital","Active","Available"]
[null,"A/H UNITS","EQ-1027922","AIR HANDLER UNIT","AIR HANDLER UNIT",null,"715DOCPB51","\\Locations\\Sites\\Bridgewater State Hospital\\715DOCPB51 Administration Building 1","Bridgewater State Hospital","Active","Available"]
[null,"A/H UNITS","EQ-1027924","AIR HANDLER UNIT","AIR HANDLER UNIT",null,"715DOCPB56","\\Locations\\Sites\\Bridgewater State Hospital\\715DOCPB56 B Building 3","Bridgewater State Hospital","Active","Available"]
[null,"A/H UNITS","EQ-1027925","AIR HANDLER UNIT","AIR HANDLER UNIT",null,"715DOCPB59","\\Locations\\Sites\\Bridgewater State Hospital\\715DOCPB59 Commons Building 7","Bridgewater State Hospital","Active","Available"]
[null,"A/H UNITS","EQ-1027928","AIR HANDLER UNIT","AIR HANDLER UNIT",null,"715DOCPB57","\\Locations\\Sites\\Bridgewater State Hospital\\715DOCPB57 C Building 4","Bridgewater State Hospital","Active","Available"]
[null,"A/H UNITS","EQ-1027929","AIR HANDLER UNIT","AIR HANDLER UNIT",null,"715DOCPB55","\\Locations\\Sites\\Bridgewater State Hospital\\715DOCPB55 A Building 2","Bridgewater State Hospital","Active","Available"]
[null,"A/H UNITS","EQ-1027930","AIR HANDLER UNIT","AIR HANDLER UNIT",null,"715DOCPB55","\\Locations\\Sites\\Bridgewater State Hospital\\715DOCPB55 A Building 2","Bridgewater State Hospital","Active","Available"]
[null,"A/H UNITS","EQ-1027931","AIR HANDLER UNIT","AIR HANDLER UNIT",null,"715DOCPB51","\\Locations\\Sites\\Bridgewater State Hospital\\715DOCPB51 Administration Building 1","Bridgewater State Hospital","Active","Available"]
[null,"A/H UNITS","EQ-1027937","AIR HANDLER UNIT","AIR HANDLER UNIT",null,"715DOCPB61","\\Locations\\Sites\\Bridgewater State Hospital\\715DOCPB61 Maximum 2 Building 9","Bridgewater State Hospital","Active","Available"]
[null,"A/H UNITS","EQ-1027940","AIR HANDLER UNIT","AIR HANDLER UNIT",null,"715DOCPB60","\\Locations\\Sites\\Bridgewater State Hospital\\715DOCPB60 Maximum 1 Building 8","Bridgewater State Hospital","Active","Available"]
[null,"A/H UNITS","EQ-1028538","AIR HANDLER UNIT","AIR HANDLER UNIT",null,"450DOCPB06","\\Locations\\Sites\\MCI - Framingham\\450DOCPB06 Infirmary Administration Building 9","MCI - Framingham","Active","Available"]
[null,"A/H UNITS","EQ-1029083",null,null,null,"407DPH0114","\\Locations\\Sites\\Tewksbury State Hospital\\407DPH0114 MEMA Civil Defense Building","Tewksbury State Hospital","Active","Available"]
[null,"A/H UNITS","EQ-1029088",null,null,null,"407DPH0114","\\Locations\\Sites\\Tewksbury State Hospital\\407DPH0114 MEMA Civil Defense Building","Tewksbury State Hospital","Active","Available"]
[null,"A/H UNITS","EQ-1032025","AIR HANDLER UNIT","AIR HANDLER UNIT",null,"715DOC9241","\\Locations\\Sites\\Old Colony Correctional Center\\715DOC9241 Old Colony Correction - Med","","Active","Available"]
[null,"A/H UNITS","EQ-1032026","AIR HANDLER UNIT","AIR HANDLER UNIT",null,"715DOC9241","\\Locations\\Sites\\Old Colony Correctional Center\\715DOC9241 Old Colony Correction - Med","","Active","Available"]
[null,"A/H UNITS","EQ-1032027","AIR HANDLER UNIT","AIR HANDLER UNIT",null,"715DOC9241","\\Locations\\Sites\\Old Colony Correctional Center\\715DOC9241 Old Colony Correction - Med","","Active","Available"]
[null,"A/H UNITS","EQ-1032028","AIR HANDLER UNIT","AIR HANDLER UNIT",null,"715DOC9241","\\Locations\\Sites\\Old Colony Correctional Center\\715DOC9241 Old Colony Correction - Med","","Active","Available"]
[null,"A/H UNITS","EQ-1032029","AIR HANDLER UNIT","AIR HANDLER UNIT",null,"715DOC9240","\\Locations\\Sites\\Old Colony Correctional Center\\715DOC9240 Old Colony Administration - Med","","Active","Available"]
[null,"A/H UNITS","EQ-1032030","AIR HANDLER UNIT","AIR HANDLER UNIT",null,"715DOC9241","\\Locations\\Sites\\Old Colony Correctional Center\\715DOC9241 Old Colony Correction - Med","","Active","Available"]
[null,"A/H UNITS","EQ-1032031","AIR HANDLER UNIT","AIR HANDLER UNIT",null,"715DOC9241","\\Locations\\Sites\\Old Colony Correctional Center\\715DOC9241 Old Colony Correction - Med","","Active","Available"]
[null,"A/H UNITS","EQ-1032032","AIR HANDLER UNIT","AIR HANDLER UNIT",null,"715DOC9241","\\Locations\\Sites\\Old Colony Correctional Center\\715DOC9241 Old Colony Correction - Med","","Active","Available"]
[null,"A/H UNITS","EQ-1032033","AIR HANDLER UNIT","AIR HANDLER UNIT",null,"715DOC9241","\\Locations\\Sites\\Old Colony Correctional Center\\715DOC9241 Old Colony Correction - Med","","Active","Available"]
[null,"A/H UNITS","EQ-1032034","AIR HANDLER UNIT","AIR HANDLER UNIT",null,"715DOC9241","\\Locations\\Sites\\Old Colony Correctional Center\\715DOC9241 Old Colony Correction - Med\\MOD OU\\142","","Active","Available"]
[null,"A/H UNITS","EQ-1032035","AIR HANDLER UNIT","AIR HANDLER UNIT",null,"715DOC9241","\\Locations\\Sites\\Old Colony Correctional Center\\715DOC9241 Old Colony Correction - Med\\F WING - Floor 01\\MECHANICAL","","Active","Available"]
[null,"A/H UNITS","EQ-1032036","AIR HANDLER UNIT","AIR HANDLER UNIT",null,"715DOC9241","\\Locations\\Sites\\Old Colony Correctional Center\\715DOC9241 Old Colony Correction - Med","","Active","Available"]
[null,"A/H UNITS","EQ-1032037","AIR HANDLER UNIT","AIR HANDLER UNIT",null,{"$f":"IFERROR(MID(H1159,FIND(\"\\\",H1159,18)+1,10),\"\")","v":"715DOC9241"},"\\Locations\\Sites\\Old Colony Correctional Center\\715DOC9241 Old Colony Correction - Med",{"$f":"IFERROR(MID(H1159,18,FIND(\"\\\",MID(H1159,18,30))-1),\"\")","v":""},"Active","Available"]
[null,"A/H UNITS","EQ-1032038","AIR HANDLER UNIT","AIR HANDLER UNIT",null,"715DOC9241","\\Locations\\Sites\\Old Colony Correctional Center\\715DOC9241 Old Colony Correction - Med","","Active","Available"]
[null,"A/H UNITS","EQ-1032039","AIR HANDLER UNIT","AIR HANDLER UNIT",null,"715DOC9241","\\Locations\\Sites\\Old Colony Correctional Center\\715DOC9241 Old Colony Correction - Med","","Active","Available"]
[null,"A/H UNITS","EQ-1032040","AIR HANDLER UNIT","AIR HANDLER UNIT",null,"715DOC9241","\\Locations\\Sites\\Old Colony Correctional Center\\715DOC9241 Old Colony Correction - Med","","Active","Available"]
[null,"A/H UNITS","EQ-1032041","AIR HANDLER UNIT","AIR HANDLER UNIT",null,"715DOC9241","\\Locations\\Sites\\Old Colony Correctional Center\\715DOC9241 Old Colony Correction - Med","","Active","Available"]
[null,"A/H UNITS","EQ-1032051","AIR HANDLER UNIT","AIR HANDLER UNIT",null,"715DOC9241","\\Locations\\Sites\\Old Colony Correctional Center\\715DOC9241 Old Colony Correction - Med","","Active","Available"]
[null,"A/H UNITS","EQ-1032055","AIR HANDLER UNIT","AIR HANDLER UNIT",null,"715DOC9241","\\Locations\\Sites\\Old Colony Correctional Center\\715DOC9241 Old Colony Correction - Med","","Active","Available"]
[null,"A/H UNITS","EQ-1034909","AIR HANDLER UNIT","AIR HANDLER UNIT",null,"335QCC0022","\\Locations\\Sites\\Quinsigamond Community College\\335QCC0022 Administration","","Active","Available"]
[null,"A/H UNITS","EQ-1040158","AIR HANDLER UNIT","AIR HANDLER UNIT",null,"111SDBPB05","\\Locations\\Sites\\Berkshire County Sheriff's Office - Second Street - Pittsfield\\111SDBPB05 Vocational Skills Center","","Active","Available"]
[null,"A/H UNITS","EQ-1041562","AIR HANDLER UNIT",null,null,"669UMD0110","\\Locations\\Sites\\University Of Massachusetts Dartmouth Main Campus\\669UMD0110 Science And Engineering","","Active","Available"]
[null,"A/H UNITS","EQ-1041563","AIR HANDLER UNIT",null,null,"669UMD0120","\\Locations\\Sites\\University Of Massachusetts Dartmouth Main Campus\\669UMD0120 Violette Research","","Active","Available"]
[null,"A/H UNITS","EQ-1041568","AIR HANDLER UNIT",null,null,"669UMD0120","\\Locations\\Sites\\University Of Massachusetts Dartmouth Main Campus\\669UMD0120 Violette Research","","Active","Available"]
[null,"A/H UNITS","EQ-1041573","AIR HANDLER UNIT",null,null,"669UMD0140","\\Locations\\Sites\\University Of Massachusetts Dartmouth Main Campus\\669UMD0140 Foster Administration","","Active","Available"]
[null,"A/H UNITS","EQ-1041575","AIR HANDLER UNIT",null,null,"669UMD0120","\\Locations\\Sites\\University Of Massachusetts Dartmouth Main Campus\\669UMD0120 Violette Research","","Active","Available"]
[null,"A/H UNITS","EQ-1041582","AIR HANDLER UNIT",null,null,"669UMD0130","\\Locations\\Sites\\University Of Massachusetts Dartmouth Main Campus\\669UMD0130 Textile Technology","","Active","Available"]
[null,"A/H UNITS","EQ-1041583","AIR HANDLER UNIT",null,null,"669UMD0110","\\Locations\\Sites\\University Of Massachusetts Dartmouth Main Campus\\669UMD0110 Science And Engineering","","Active","Available"]
[null,"A/H UNITS","EQ-1041591","AIR HANDLER UNIT",null,null,"669UMD0110","\\Locations\\Sites\\University Of Massachusetts Dartmouth Main Campus\\669UMD0110 Science And Engineering","","Active","Available"]
[null,"A/H UNITS","EQ-1041604","AIR HANDLER UNIT",null,null,"669UMD0160","\\Locations\\Sites\\University Of Massachusetts Dartmouth Main Campus\\669UMD0160 Tripp Athletic Center","","Active","Available"]
[null,"A/H UNITS","EQ-1041606","AIR HANDLER UNIT",null,null,"669UMD0160","\\Locations\\Sites\\University Of Massachusetts Dartmouth Main Campus\\669UMD0160 Tripp Athletic Center","","Active","Available"]
[null,"A/H UNITS","EQ-1041608","AIR HANDLER UNIT",null,null,"669UMD0160","\\Locations\\Sites\\University Of Massachusetts Dartmouth Main Campus\\669UMD0160 Tripp Athletic Center","","Active","Available"]
[null,"A/H UNITS","EQ-1041609","AIR HANDLER UNIT",null,null,"669UMD0160","\\Locations\\Sites\\University Of Massachusetts Dartmouth Main Campus\\669UMD0160 Tripp Athletic Center","","Active","Available"]
[null,"A/H UNITS","EQ-1041616","AIR HANDLER UNIT",null,null,"669UMD0160","\\Locations\\Sites\\University Of Massachusetts Dartmouth Main Campus\\669UMD0160 Tripp Athletic Center","","Active","Available"]
[null,"A/H UNITS","EQ-1041623","AIR HANDLER UNIT",null,null,"669UMD0160","\\Locations\\Sites\\University Of Massachusetts Dartmouth Main Campus\\669UMD0160 Tripp Athletic Center","","Active","Available"]
[null,"A/H UNITS","EQ-1041628","AIR HANDLER UNIT",null,null,"669UMD0170","\\Locations\\Sites\\University Of Massachusetts Dartmouth Main Campus\\669UMD0170 Main Auditorium","","Active","Available"]
[null,"A/H UNITS","EQ-1041635","AIR HANDLER UNIT",null,null,"669UMD0170","\\Locations\\Sites\\University Of Massachusetts Dartmouth Main Campus\\669UMD0170 Main Auditorium","","Active","Available"]
[null,"A/H UNITS","EQ-1042350","AIR HANDLER UNIT",null,null,"658DMH0090","\\Locations\\Sites\\DYS - Taunton\\658DMH0090 Goss Building","DYS - Taunton","Active","Available"]
[null,"A/H UNITS","EQ-1042353","AIR HANDLER UNIT",null,null,"658DMH0090","\\Locations\\Sites\\DYS - Taunton\\658DMH0090 Goss Building","DYS - Taunton","Active","Available"]
[null,"A/H UNITS","EQ-1043905","AIR HANDLER UNIT",null,null,"658DMH9201","\\Locations\\Sites\\Taunton State Hospital\\658DMH9201 Besse Building","Taunton State Hospital","Active","Available"]
[null,"A/H UNITS","EQ-1043928","AIR HANDLER UNIT",null,null,"658DMH0340","\\Locations\\Sites\\Taunton State Hospital\\658DMH0340 Chambers Admin Building","Taunton State Hospital","Active","Available"]
[null,"A/H UNITS","EQ-1043933","AIR HANDLER UNIT",null,null,"658DMH0340","\\Locations\\Sites\\Taunton State Hospital\\658DMH0340 Chambers Admin Building","Taunton State Hospital","Active","Available"]
[null,"A/H UNITS","EQ-1043935","AIR HANDLER UNIT",null,null,"658DMH9201","\\Locations\\Sites\\Taunton State Hospital\\658DMH9201 Besse Building","Taunton State Hospital","Active","Available"]
[null,"A/H UNITS","EQ-1048000","AIR HANDLER UNIT","AIR HANDLER UNIT",null,"551MDC9536","\\Locations\\Sites\\Francis L. Murphy Memorial Ice Skating Rink\\551MDC9536 DCR Murphy Memorial Rink","","Active","Available"]
[null,"A/H UNITS","EQ-1048009","AIR HANDLER UNIT","AIR HANDLER UNIT",null,"764DEM0111","\\Locations\\Sites\\Waquoit Bay National Estuarine Research Reserve\\764DEM0111 Visitor's Center","","Active","Available"]
[null,"A/H UNITS","EQ-1048013","AIR HANDLER UNIT","AIR HANDLER UNIT",null,"506DEM0750","\\Locations\\Sites\\Henry Graf, Jr. Rink\\506DEM0750 Henry Graf, Jr. Rink","Henry Graf, Jr. Rink","Active","Available"]
[null,"A/H UNITS","EQ-1048017","AIR HANDLER UNIT","AIR HANDLER UNIT",null,"515DEMPB08","\\Locations\\Sites\\Lawrence Heritage State Park\\515DEMPB08 Visitor Center And Museum","Lawrence Heritage State Park","Active","Available"]
[null,"A/H UNITS","EQ-1048024","AIR HANDLER UNIT","AIR HANDLER UNIT",null,"764DEM0111","\\Locations\\Sites\\Waquoit Bay National Estuarine Research Reserve\\764DEM0111 Visitor's Center","","Active","Available"]
[null,"A/H UNITS","EQ-1048129","AIR HANDLER UNIT","AIR HANDLER UNIT",null,"516DEMPB02","\\Locations\\Sites\\Harold Parker State Forest\\516DEMPB02 Bathhouse 2","Harold Parker State Forest","Active","Available"]
[null,"A/H UNITS  1AC-2B","EQ-1029104",null,null,null,"407DPH0780","\\Locations\\Sites\\Tewksbury State Hospital\\407DPH0780 Saunders Building","Tewksbury State Hospital","Active","Available"]
[null,"A/H UNITS  1HV-1C","EQ-1029110",null,null,null,"407DPH0780","\\Locations\\Sites\\Tewksbury State Hospital\\407DPH0780 Saunders Building","Tewksbury State Hospital","Active","Available"]
[null,"A/H UNITS  1HV-1C  FAN ROOM # 2","EQ-1029120",null,null,null,"407DPH0780","\\Locations\\Sites\\Tewksbury State Hospital\\407DPH0780 Saunders Building","Tewksbury State Hospital","Active","Available"]
[null,"A/H UNITS  1HV-1C  FAN ROOM # 5","EQ-1029113",null,null,null,"407DPH0780","\\Locations\\Sites\\Tewksbury State Hospital\\407DPH0780 Saunders Building","Tewksbury State Hospital","Active","Available"]
[null,"A/H UNITS  1HV-2A  FAN ROOM # 2","EQ-1029119",null,null,null,"407DPH0780","\\Locations\\Sites\\Tewksbury State Hospital\\407DPH0780 Saunders Building","Tewksbury State Hospital","Active","Available"]
[null,"A/H UNITS  1HV-3C","EQ-1029111",null,null,null,"407DPH0780","\\Locations\\Sites\\Tewksbury State Hospital\\407DPH0780 Saunders Building","Tewksbury State Hospital","Active","Available"]
[null,"A/H UNITS  1V-1A","EQ-1029094",null,null,null,"407DPH0780","\\Locations\\Sites\\Tewksbury State Hospital\\407DPH0780 Saunders Building","Tewksbury State Hospital","Active","Available"]
[null,"A/H UNITS  1V-2C  FAN ROOM #1","EQ-1029124",null,null,null,"407DPH0780","\\Locations\\Sites\\Tewksbury State Hospital\\407DPH0780 Saunders Building","Tewksbury State Hospital","Active","Available"]
[null,"A/H UNITS  1V-2C 6V-3B FAN ROOM # 4","EQ-1029116",null,null,null,"407DPH0780","\\Locations\\Sites\\Tewksbury State Hospital\\407DPH0780 Saunders Building","Tewksbury State Hospital","Active","Available"]
[null,"A/H UNITS  1V-2C FAN ROOM #4","EQ-1029114",null,null,null,"407DPH0780","\\Locations\\Sites\\Tewksbury State Hospital\\407DPH0780 Saunders Building","Tewksbury State Hospital","Active","Available"]
[null,"A/H UNITS  1V-3A","EQ-1029087",null,null,null,"407DPH0780","\\Locations\\Sites\\Tewksbury State Hospital\\407DPH0780 Saunders Building","Tewksbury State Hospital","Active","Available"]
[null,"A/H UNITS  1V-5B","EQ-1029092",null,null,null,"407DPH0780","\\Locations\\Sites\\Tewksbury State Hospital\\407DPH0780 Saunders Building","Tewksbury State Hospital","Active","Available"]
[null,"A/H UNITS  2AC-1B","EQ-1029100",null,null,null,"407DPH0780","\\Locations\\Sites\\Tewksbury State Hospital\\407DPH0780 Saunders Building","Tewksbury State Hospital","Active","Available"]
[null,"A/H UNITS  2HV-2B","EQ-1029109",null,null,null,"407DPH0780","\\Locations\\Sites\\Tewksbury State Hospital\\407DPH0780 Saunders Building","Tewksbury State Hospital","Active","Available"]
[null,"A/H UNITS  2HV-3C","EQ-1029103",null,null,null,"407DPH0780","\\Locations\\Sites\\Tewksbury State Hospital\\407DPH0780 Saunders Building","Tewksbury State Hospital","Active","Available"]
[null,"A/H UNITS  2V-2B","EQ-1029106",null,null,null,"407DPH0780","\\Locations\\Sites\\Tewksbury State Hospital\\407DPH0780 Saunders Building","Tewksbury State Hospital","Active","Available"]
[null,"A/H UNITS  3AC-B","EQ-1029102",null,null,null,"407DPH0780","\\Locations\\Sites\\Tewksbury State Hospital\\407DPH0780 Saunders Building","Tewksbury State Hospital","Active","Available"]
[null,"A/H UNITS  3HV-B","EQ-1029097",null,null,null,"407DPH0780","\\Locations\\Sites\\Tewksbury State Hospital\\407DPH0780 Saunders Building","Tewksbury State Hospital","Active","Available"]
[null,"A/H UNITS  3HV-B","EQ-1029101",null,null,null,"407DPH0780","\\Locations\\Sites\\Tewksbury State Hospital\\407DPH0780 Saunders Building","Tewksbury State Hospital","Active","Available"]
[null,"A/H UNITS  4HV-B","EQ-1029107",null,null,null,"407DPH0780","\\Locations\\Sites\\Tewksbury State Hospital\\407DPH0780 Saunders Building","Tewksbury State Hospital","Active","Available"]
[null,"A/H UNITS  4VB-BS","EQ-1029108",null,null,null,"407DPH0780","\\Locations\\Sites\\Tewksbury State Hospital\\407DPH0780 Saunders Building","Tewksbury State Hospital","Active","Available"]
[null,"A/H UNITS  CEILING HUNG FMMS 1170","EQ-1029105",null,null,null,"407DPH0780","\\Locations\\Sites\\Tewksbury State Hospital\\407DPH0780 Saunders Building","Tewksbury State Hospital","Active","Available"]
[null,"A/H UNITS  FAN ROOM # 2A","EQ-1029112",null,null,null,"407DPH0780","\\Locations\\Sites\\Tewksbury State Hospital\\407DPH0780 Saunders Building","Tewksbury State Hospital","Active","Available"]
[null,"A/H UNITS #1","EQ-1006013","AIR HANDLER UNIT","AIR HANDLER UNIT",null,"316DOCPB22","\\Locations\\Sites\\Souza Baranowski Correctional Center\\316DOCPB22 Souza Baranowski Correctional Inst - Max\\A-Floor 01\\A1: Boiler Rm/Generator","","Active","Available"]
[null,"A/H UNITS #11","EQ-1005972","AIR HANDLER UNIT","AIR HANDLER UNIT",null,"316DOCPB22","\\Locations\\Sites\\Souza Baranowski Correctional Center\\316DOCPB22 Souza Baranowski Correctional Inst - Max\\E-Floor 02\\2 South Mechanical/Elect. Rms","","Active","Available"]
[null,"A/H UNITS #12","EQ-1005971","AIR HANDLER UNIT","AIR HANDLER UNIT",null,"316DOCPB22","\\Locations\\Sites\\Souza Baranowski Correctional Center\\316DOCPB22 Souza Baranowski Correctional Inst - Max\\F-Floor 01\\1 North Mechanical/Elect. Rms","","Active","Available"]
[null,"A/H UNITS #13","EQ-1005980","AIR HANDLER UNIT","AIR HANDLER UNIT",null,"316DOCPB22","\\Locations\\Sites\\Souza Baranowski Correctional Center\\316DOCPB22 Souza Baranowski Correctional Inst - Max\\F-Floor 02\\2 North Mechanical/Elect. Rms","","Active","Available"]
[null,"A/H UNITS #14","EQ-1005969","AIR HANDLER UNIT","AIR HANDLER UNIT",null,{"$f":"IFERROR(MID(H1223,FIND(\"\\\",H1223,18)+1,10),\"\")","v":"316DOCPB22"},"\\Locations\\Sites\\Souza Baranowski Correctional Center\\316DOCPB22 Souza Baranowski Correctional Inst - Max\\F-Floor 03",{"$f":"IFERROR(MID(H1223,18,FIND(\"\\\",MID(H1223,18,30))-1),\"\")","v":""},"Active","Available"]
[null,"A/H UNITS #4","EQ-1006006","AIR HANDLER UNIT","AIR HANDLER UNIT",null,"316DOCPB22","\\Locations\\Sites\\Souza Baranowski Correctional Center\\316DOCPB22 Souza Baranowski Correctional Inst - Max\\B-Floor 02","","Active","Available"]
[null,"A/H UNITS #5","EQ-1005949","AIR HANDLER UNIT","AIR HANDLER UNIT",null,"316DOCPB22","\\Locations\\Sites\\Souza Baranowski Correctional Center\\316DOCPB22 Souza Baranowski Correctional Inst - Max\\C-Floor 03\\C Bldg Mech/Elect/Strg","","Active","Available"]
[null,"A/H UNITS #7","EQ-1005970","AIR HANDLER UNIT","AIR HANDLER UNIT",null,"316DOCPB22","\\Locations\\Sites\\Souza Baranowski Correctional Center\\316DOCPB22 Souza Baranowski Correctional Inst - Max\\C-Floor 03\\C Bldg Mech/Elect/Strg","","Active","Available"]
[null,"A/H UNITS (8TH FLOOR - COMPUTER ROOM)","EQ-1010188","AIR HANDLER UNIT","AIR HANDLER UNIT",null,"551CAM9603","\\Locations\\Sites\\State Transportation Building\\551CAM9603 State Transportation Building\\Floor 08","State Transportation Building","Active","Available"]
[null,"A/H UNITS (8TH FLOOR)","EQ-1010201","AIR HANDLER UNIT","AIR HANDLER UNIT",null,"551CAM9603","\\Locations\\Sites\\State Transportation Building\\551CAM9603 State Transportation Building\\Floor 08","State Transportation Building","Active","Available"]
[null,"A/H UNITS (UNIT 1)","EQ-1041989","AIR HANDLER UNIT","AIR HANDLER UNIT",null,"450CDA0210","\\Locations\\Sites\\Massachusetts Emergency Management Agency\\450CDA0210 MEMA Bunker","","Active","Available"]
[null,"A/H UNITS (UNIT 1A)","EQ-1041986","AIR HANDLER UNIT","AIR HANDLER UNIT",null,"450CDA0210","\\Locations\\Sites\\Massachusetts Emergency Management Agency\\450CDA0210 MEMA Bunker","","Active","Available"]
[null,"A/H UNITS (UNIT 1B)","EQ-1041988","AIR HANDLER UNIT","AIR HANDLER UNIT",null,"450CDA0210","\\Locations\\Sites\\Massachusetts Emergency Management Agency\\450CDA0210 MEMA Bunker","","Active","Available"]
[null,"A/H UNITS (UNIT 2)","EQ-1041992","AIR HANDLER UNIT","AIR HANDLER UNIT",null,"450CDA0210","\\Locations\\Sites\\Massachusetts Emergency Management Agency\\450CDA0210 MEMA Bunker","","Active","Available"]
[null,"A/H UNITS (UNIT A)","EQ-1041962","AIR HANDLER UNIT","AIR HANDLER UNIT",null,"450CDA0210","\\Locations\\Sites\\Massachusetts Emergency Management Agency\\450CDA0210 MEMA Bunker","","Active","Available"]
[null,"A/H UNITS (UNIT AC1)","EQ-1041987","AIR HANDLER UNIT","AIR HANDLER UNIT",null,"450CDA0210","\\Locations\\Sites\\Massachusetts Emergency Management Agency\\450CDA0210 MEMA Bunker","","Active","Available"]
[null,"A/H UNITS (UNIT AC2)","EQ-1041991","AIR HANDLER UNIT","AIR HANDLER UNIT",null,"450CDA0210","\\Locations\\Sites\\Massachusetts Emergency Management Agency\\450CDA0210 MEMA Bunker","","Active","Available"]
[null,"A/H UNITS (UNIT B)","EQ-1041972","AIR HANDLER UNIT","AIR HANDLER UNIT",null,"450CDA0210","\\Locations\\Sites\\Massachusetts Emergency Management Agency\\450CDA0210 MEMA Bunker","","Active","Available"]
[null,"A/H UNITS - 1ST FLOOR SUPPLY","EQ-1034927","AIR HANDLER UNIT","AIR HANDLER UNIT",null,"335QCC0023","\\Locations\\Sites\\Quinsigamond Community College\\335QCC0023 Surprenant/Hebert Auditorium\\BASEMENT\\10","","Active","Available"]
[null,"A/H UNITS - AUDITORIUM SUPPLY (LOFT)","EQ-1034924","AIR HANDLER UNIT","AIR HANDLER UNIT",null,"335QCC0023","\\Locations\\Sites\\Quinsigamond Community College\\335QCC0023 Surprenant/Hebert Auditorium","","Active","Available"]
[null,"A/H UNITS - COUNTY SIDE","EQ-1035550","AIR HANDLER UNIT",null,null,"213TRC9904","\\Locations\\Sites\\Northampton Superior District Court\\213TRC9904 Northampton Superior Court\\Floor 04\\401","","Active","Available"]
[null,"A/H UNITS - LECTURE HALL SUPPLY (120S)","EQ-1034923","AIR HANDLER UNIT","AIR HANDLER UNIT",null,"335QCC0023","\\Locations\\Sites\\Quinsigamond Community College\\335QCC0023 Surprenant/Hebert Auditorium","","Active","Available"]
[null,"A/H UNITS 1HV-1A   FAN ROOM # 3","EQ-1029115",null,null,null,"407DPH0780","\\Locations\\Sites\\Tewksbury State Hospital\\407DPH0780 Saunders Building","Tewksbury State Hospital","Active","Available"]
[null,"A/H UNITS 1V-2A","EQ-1029095",null,null,null,"407DPH0780","\\Locations\\Sites\\Tewksbury State Hospital\\407DPH0780 Saunders Building","Tewksbury State Hospital","Active","Available"]
[null,"A/H UNITS 2ND FLOOR SUPPLY","EQ-1034925","AIR HANDLER UNIT","AIR HANDLER UNIT",null,"335QCC0023","\\Locations\\Sites\\Quinsigamond Community College\\335QCC0023 Surprenant/Hebert Auditorium","","Active","Available"]
[null,"A/H UNITS 2V-2A","EQ-1029091",null,null,null,"407DPH0780","\\Locations\\Sites\\Tewksbury State Hospital\\407DPH0780 Saunders Building","Tewksbury State Hospital","Active","Available"]
[null,"A/H UNITS AHU #10","EQ-1005978","AIR HANDLER UNIT","AIR HANDLER UNIT",null,"316DOCPB22","\\Locations\\Sites\\Souza Baranowski Correctional Center\\316DOCPB22 Souza Baranowski Correctional Inst - Max\\F-Floor 01\\1 North Mechanical/Elect. Rms","","Active","Available"]
[null,"A/H UNITS AHU #9","EQ-1006011","AIR HANDLER UNIT","AIR HANDLER UNIT",null,"316DOCPB22","\\Locations\\Sites\\Souza Baranowski Correctional Center\\316DOCPB22 Souza Baranowski Correctional Inst - Max\\E-GROUND","","Active","Available"]
[null,"A/H UNITS AUDITORIUM RETURN FAN","EQ-1034926","AIR HANDLER UNIT","AIR HANDLER UNIT",null,"335QCC0023","\\Locations\\Sites\\Quinsigamond Community College\\335QCC0023 Surprenant/Hebert Auditorium","","Active","Available"]
[null,"A/H UNITS CEILING HUNG FMMS 1127","EQ-1029096",null,null,null,"407DPH0780","\\Locations\\Sites\\Tewksbury State Hospital\\407DPH0780 Saunders Building","Tewksbury State Hospital","Active","Available"]
[null,"A/H UNITS CEILING HUNG FMMS 1128","EQ-1029098",null,null,null,"407DPH0780","\\Locations\\Sites\\Tewksbury State Hospital\\407DPH0780 Saunders Building","Tewksbury State Hospital","Active","Available"]
[null,"A/H UNITS CEILING HUNG FMMS 1130","EQ-1029093",null,null,null,"407DPH0780","\\Locations\\Sites\\Tewksbury State Hospital\\407DPH0780 Saunders Building","Tewksbury State Hospital","Active","Available"]
[null,"A/H UNITS CEILING HUNG FMMS 1155","EQ-1029089",null,null,null,"407DPH0780","\\Locations\\Sites\\Tewksbury State Hospital\\407DPH0780 Saunders Building","Tewksbury State Hospital","Active","Available"]
[null,"A/H UNITS CEILING HUNG FMMS 1157","EQ-1029090",null,null,null,"407DPH0780","\\Locations\\Sites\\Tewksbury State Hospital\\407DPH0780 Saunders Building","Tewksbury State Hospital","Active","Available"]
[null,"A/H UNITS CEILING HUNG FMMS1153","EQ-1029125",null,null,null,"407DPH0780","\\Locations\\Sites\\Tewksbury State Hospital\\407DPH0780 Saunders Building","Tewksbury State Hospital","Active","Available"]
[null,"A/H UNITS UNIT 1HV-2B","EQ-1029099",null,null,null,"407DPH0780","\\Locations\\Sites\\Tewksbury State Hospital\\407DPH0780 Saunders Building","Tewksbury State Hospital","Active","Available"]
[null,"A/H-1 UNITS","EQ-1041572","AIR HANDLER UNIT",null,null,"669UMD0150","\\Locations\\Sites\\University Of Massachusetts Dartmouth Main Campus\\669UMD0150 Claire T. Carney Library","","Active","Available"]
[null,"A/H-2 UNITS","EQ-1041584","AIR HANDLER UNIT",null,null,"669UMD0150","\\Locations\\Sites\\University Of Massachusetts Dartmouth Main Campus\\669UMD0150 Claire T. Carney Library","","Active","Available"]
[null,"A1 SIDE, LARGE ROOFTOP EXHAUST FAN","EQ-1006285","EXHAUST FAN","EXHAUST FAN",null,"412DOCPB01","\\Locations\\Sites\\MCI - Shirley\\412DOCPB01 A Building - Med","MCI - Shirley","Active","Available"]
[null,"A2 SIDE LARGE ROOFTOP EXHAUST FAN","EQ-1006298","EXHAUST FAN","EXHAUST FAN",null,"412DOCPB01","\\Locations\\Sites\\MCI - Shirley\\412DOCPB01 A Building - Med","MCI - Shirley","Active","Available"]
[null,"ABOVE GROUND STORAGE TANK","EQ-1033598","TANK, ABOVEGROUND STORAGE (AST) FUEL","FUEL TANK - UST",null,"408LOW0081","\\Locations\\Sites\\University Of Massachusetts Lowell - Lowell\\408LOW0081 South Power Plant","","Active","Available"]
[null,"AC - 10 A","EQ-1029694","SPLIT AIR CONDITIONER",null,null,"664TRC1001","\\Locations\\Sites\\Fall River Justice Center\\664TRC1001 Fall River Judicial Center\\Floor 06\\606","Fall River Justice Center","Active","Available"]
[null,"AC - 10 B","EQ-1029692","SPLIT AIR CONDITIONER",null,null,"664TRC1001","\\Locations\\Sites\\Fall River Justice Center\\664TRC1001 Fall River Judicial Center\\Floor 06\\606","Fall River Justice Center","Active","Available"]
[null,"AC - 11","EQ-1029629","SPLIT AIR CONDITIONER",null,null,"664TRC1001","\\Locations\\Sites\\Fall River Justice Center\\664TRC1001 Fall River Judicial Center\\Floor 01\\149","Fall River Justice Center","Active","Available"]
[null,"AC - 12","EQ-1029638","SPLIT AIR CONDITIONER",null,null,"664TRC1001","\\Locations\\Sites\\Fall River Justice Center\\664TRC1001 Fall River Judicial Center\\Floor 01\\S05","Fall River Justice Center","Active","Available"]
[null,"AC - 13","EQ-1029636","SPLIT AIR CONDITIONER",null,null,"664TRC1001","\\Locations\\Sites\\Fall River Justice Center\\664TRC1001 Fall River Judicial Center\\Floor 01\\154","Fall River Justice Center","Active","Available"]
[null,"AC - 14","EQ-1029660","SPLIT AIR CONDITIONER",null,null,"664TRC1001","\\Locations\\Sites\\Fall River Justice Center\\664TRC1001 Fall River Judicial Center\\Floor 02\\229","Fall River Justice Center","Active","Available"]
[null,"AC - 15","EQ-1029679","SPLIT AIR CONDITIONER",null,null,"664TRC1001","\\Locations\\Sites\\Fall River Justice Center\\664TRC1001 Fall River Judicial Center\\Floor 03\\327","Fall River Justice Center","Active","Available"]
[null,"AC - 16","EQ-1029684","SPLIT AIR CONDITIONER",null,null,"664TRC1001","\\Locations\\Sites\\Fall River Justice Center\\664TRC1001 Fall River Judicial Center\\Floor 03\\364","Fall River Justice Center","Active","Available"]
[null,"AC - 18","EQ-1029671","SPLIT AIR CONDITIONER",null,null,"664TRC1001","\\Locations\\Sites\\Fall River Justice Center\\664TRC1001 Fall River Judicial Center\\Floor 04\\417","Fall River Justice Center","Active","Available"]
[null,"AC - 19","EQ-1029675","SPLIT AIR CONDITIONER",null,null,"664TRC1001","\\Locations\\Sites\\Fall River Justice Center\\664TRC1001 Fall River Judicial Center\\Floor 05\\5007","Fall River Justice Center","Active","Available"]
[null,"AC - 20","EQ-1029689","SPLIT AIR CONDITIONER",null,null,"664TRC1001","\\Locations\\Sites\\Fall River Justice Center\\664TRC1001 Fall River Judicial Center\\Floor 05\\5017","Fall River Justice Center","Active","Available"]
[null,"AC - 3","EQ-1029614","AIR CONDITIONING UNIT",null,null,"664TRC1001","\\Locations\\Sites\\Fall River Justice Center\\664TRC1001 Fall River Judicial Center\\Floor 01\\137","Fall River Justice Center","Active","Available"]
[null,"AC - 4","EQ-1029631","SPLIT AIR CONDITIONER",null,null,"664TRC1001","\\Locations\\Sites\\Fall River Justice Center\\664TRC1001 Fall River Judicial Center\\Floor 01\\154","Fall River Justice Center","Active","Available"]
[null,"AC - 5","EQ-1029620","SPLIT AIR CONDITIONER",null,null,"664TRC1001","\\Locations\\Sites\\Fall River Justice Center\\664TRC1001 Fall River Judicial Center\\Floor 01\\104","Fall River Justice Center","Active","Available"]
[null,"AC - 7","EQ-1029691","SPLIT AIR CONDITIONER",null,null,"664TRC1001","\\Locations\\Sites\\Fall River Justice Center\\664TRC1001 Fall River Judicial Center\\Floor 06\\603","Fall River Justice Center","Active","Available"]
[null,"AC - 8","EQ-1029696","SPLIT AIR CONDITIONER",null,null,"664TRC1001","\\Locations\\Sites\\Fall River Justice Center\\664TRC1001 Fall River Judicial Center\\Floor 06\\602","Fall River Justice Center","Active","Available"]
[null,"AC - 9","EQ-1029754","SPLIT AIR CONDITIONER",null,null,"664TRC1001","\\Locations\\Sites\\Fall River Justice Center\\664TRC1001 Fall River Judicial Center\\Floor 07\\702","Fall River Justice Center","Active","Available"]
[null,"AC - AIR COMPRESSOR, ROOM 171","EQ-1003053","AIR COMPRESSOR","AIR COMPRESSOR",null,"268ITD1200","\\Locations\\Sites\\ITD Data Center at Springfield\\268ITD1200 Springfield Data Center\\Floor 01\\171","","Active","Available"]
[null,"AC - Building 17 East Elevator","EQ-1045485","AIR CONDITIONING UNIT","AIR CONDITIONING UNIT",null,"268STC9013","\\Locations\\Sites\\Springfield Tech Community College\\268STC9013 Putnam Hall Building 17\\ROOF","","Active","Available"]
[null,"AC - Building 17 Sanyo's","EQ-1045488","AIR CONDITIONING UNIT","AIR CONDITIONING UNIT",null,"268STC9013","\\Locations\\Sites\\Springfield Tech Community College\\268STC9013 Putnam Hall Building 17","","Active","Available"]
[null,"AC - Building 17 west Elevator","EQ-1045483","AIR CONDITIONING UNIT","AIR CONDITIONING UNIT",null,"268STC9013","\\Locations\\Sites\\Springfield Tech Community College\\268STC9013 Putnam Hall Building 17\\ROOF","","Active","Available"]
[null,"AC - Building 17 Wifi Lounge","EQ-1045486","AIR CONDITIONING UNIT","AIR CONDITIONING UNIT",null,"268STC9013","\\Locations\\Sites\\Springfield Tech Community College\\268STC9013 Putnam Hall Building 17","","Active","Available"]
[null,"AC - UPPER GARAGE TELCOM","EQ-1010172","AIR CONDITIONING UNIT","AIR CONDITIONING UNIT",null,"551CAM9603","\\Locations\\Sites\\State Transportation Building\\551CAM9603 State Transportation Building\\UGARAGE","State Transportation Building","Active","Available"]
[null,"AC 1","EQ-1027309","AIR CONDITIONING UNIT","AIR CONDITIONING UNIT",null,"527TRC9704","\\Locations\\Sites\\Peabody District Court\\527TRC9704 Peabody Courthouse\\ROOF","Peabody District Court","Active","Available"]
[null,"AC 2","EQ-1027308","AIR CONDITIONING UNIT","AIR CONDITIONING UNIT",null,"527TRC9704","\\Locations\\Sites\\Peabody District Court\\527TRC9704 Peabody Courthouse\\ROOF","Peabody District Court","Active","Available"]
[null,"AC 4","EQ-1041630","AIR HANDLER UNIT",null,null,"669UMD0170","\\Locations\\Sites\\University Of Massachusetts Dartmouth Main Campus\\669UMD0170 Main Auditorium","","Active","Available"]
[null,"AC 5","EQ-1041624","AIR HANDLER UNIT",null,null,"669UMD0170","\\Locations\\Sites\\University Of Massachusetts Dartmouth Main Campus\\669UMD0170 Main Auditorium","","Active","Available"]
[null,"AC COMP/COND OUTSIDE UNIT (1OF3)","EQ-1034974","CONDENSER","CONDENSER",null,{"$f":"IFERROR(MID(H1287,FIND(\"\\\",H1287,18)+1,10),\"\")","v":"335QCC0030"},"\\Locations\\Sites\\Quinsigamond Community College\\335QCC0030 Physical Education",{"$f":"IFERROR(MID(H1287,18,FIND(\"\\\",MID(H1287,18,30))-1),\"\")","v":""},"Active","Available"]
[null,"AC CONDENSER UNIT #1","EQ-1029975","CONDENSING UNIT (AIR, WATER, AIR/WA",null,null,"764TCC0400","\\Locations\\Sites\\Falmouth District - Juvenile Court\\764TCC0400 Falmouth District/Juvenile Court\\ROOF","","Active","Available"]
[null,"AC CONDENSER UNIT #2","EQ-1029976","CONDENSING UNIT (AIR, WATER, AIR/WA",null,null,"764TCC0400","\\Locations\\Sites\\Falmouth District - Juvenile Court\\764TCC0400 Falmouth District/Juvenile Court\\ROOF","","Active","Available"]
[null,"AC CONDENSER UNIT #3","EQ-1029978","CONDENSING UNIT (AIR, WATER, AIR/WA",null,null,"764TCC0400","\\Locations\\Sites\\Falmouth District - Juvenile Court\\764TCC0400 Falmouth District/Juvenile Court\\ROOF","","Active","Available"]
[null,"AC CONDENSER UNIT #4","EQ-1029977","CONDENSING UNIT (AIR, WATER, AIR/WA",null,null,"764TCC0400","\\Locations\\Sites\\Falmouth District - Juvenile Court\\764TCC0400 Falmouth District/Juvenile Court\\ROOF","","Active","Available"]
[null,"AC INDOOR (3OF3)","EQ-1034911","AIR CONDITIONING UNIT","AIR CONDITIONING UNIT",null,"335QCC0030","\\Locations\\Sites\\Quinsigamond Community College\\335QCC0030 Physical Education\\Floor 02\\203","","Active","Available"]
[null,"AC SPILT SYSTEM - CONDENSER UNIT  2","EQ-1035662","SPLIT AIR CONDITIONER",null,null,"111TRC9906","\\Locations\\Sites\\Pittsfield Probate Family Court\\111TRC9906 James A. Bowes Memorial Building\\GROUNDS","","Active","Available"]
[null,"AC SPILT SYSTEM: CONDENSER UNIT  - 6","EQ-1035705","CONDENSER",null,null,"111TRC9905","\\Locations\\Sites\\Pittsfield Superior Court\\111TRC9905 Pittsfield Superior Court\\ROOF","Pittsfield Superior Court","Active","Available"]
[null,"AC SPLIT #1","EQ-1037678","SPLIT AIR CONDITIONER",null,null,"308TRC9810","\\Locations\\Sites\\Gardner District Court\\308TRC9810 Gardner Courthouse\\ROOF","Gardner District Court","Active","Available"]
[null,"AC SPLIT #2","EQ-1037674","SPLIT AIR CONDITIONER",null,null,"308TRC9810","\\Locations\\Sites\\Gardner District Court\\308TRC9810 Gardner Courthouse\\ROOF","Gardner District Court","Active","Available"]
[null,"AC SPLIT #3","EQ-1037676","SPLIT AIR CONDITIONER",null,null,"308TRC9810","\\Locations\\Sites\\Gardner District Court\\308TRC9810 Gardner Courthouse\\ROOF","Gardner District Court","Active","Available"]
[null,"AC SPLIT #4","EQ-1037679","SPLIT AIR CONDITIONER",null,null,"308TRC9810","\\Locations\\Sites\\Gardner District Court\\308TRC9810 Gardner Courthouse\\ROOF","Gardner District Court","Active","Available"]
[null,"AC SPLIT #5","EQ-1037675","SPLIT AIR CONDITIONER",null,null,"308TRC9810","\\Locations\\Sites\\Gardner District Court\\308TRC9810 Gardner Courthouse\\ROOF","Gardner District Court","Active","Available"]
[null,"AC SPLIT (AFC ROOM 4730)","EQ-1010179","SPLIT AIR CONDITIONER","SPLIT AIR CONDITIONER",null,"551CAM9603","\\Locations\\Sites\\State Transportation Building\\551CAM9603 State Transportation Building\\Floor 04\\4730","State Transportation Building","Active","Available"]
[null,"AC SPLIT (AFC ROOM 8171)","EQ-1010186","SPLIT AIR CONDITIONER","SPLIT AIR CONDITIONER",null,"551CAM9603","\\Locations\\Sites\\State Transportation Building\\551CAM9603 State Transportation Building\\Floor 08\\8171","State Transportation Building","Active","Available"]
[null,"AC SPLIT (SECURITY OFFICE)","EQ-1010176","SPLIT AIR CONDITIONER","SPLIT AIR CONDITIONER",null,"551CAM9603","\\Locations\\Sites\\State Transportation Building\\551CAM9603 State Transportation Building\\Floor 02","State Transportation Building","Active","Available"]
[null,"AC SPLIT (VESTIBULE / LOBBY)","EQ-1010175","SPLIT AIR CONDITIONER","SPLIT AIR CONDITIONER",null,"551CAM9603","\\Locations\\Sites\\State Transportation Building\\551CAM9603 State Transportation Building","State Transportation Building","Active","Available"]
[null,"AC SPLIT - OUTDOOR CONDENSING UNIT 1","EQ-1063461","SPLIT AIR CONDITIONER","SPLIT AIR CONDITIONER",null,"111TRC9906","\\Locations\\Sites\\Pittsfield Probate Family Court\\111TRC9906 James A. Bowes Memorial Building\\ROOF-FLAT","","Active","Available"]
[null,"AC SPLIT - OUTDOOR CONDENSING UNIT 2","EQ-1063463","SPLIT AIR CONDITIONER","SPLIT AIR CONDITIONER",null,"111TRC9906","\\Locations\\Sites\\Pittsfield Probate Family Court\\111TRC9906 James A. Bowes Memorial Building\\ROOF-FLAT","","Active","Available"]
[null,"AC SPLIT - SUPPLIES ELEVATOR 1 MACHINE ROOM","EQ-1031857","AIR DRYER","AIR DRYERS",null,"551TRC9709","\\Locations\\Sites\\Edward W. Brooke Courthouse\\551TRC9709 Edward W. Brooke Courthouse\\UPPER PENT\\8003","Edward W. Brooke Courthouse","Active","Available"]
[null,"AC SPLIT - SUPPLIES ELEVATOR 10 MACHINE ROOM","EQ-1031678","AIR CONDITIONING UNIT","AIR CONDITIONING UNIT",null,"551TRC9709","\\Locations\\Sites\\Edward W. Brooke Courthouse\\551TRC9709 Edward W. Brooke Courthouse\\BASEMENT\\B 701","Edward W. Brooke Courthouse","Active","Available"]
[null,"AC SPLIT - SUPPLIES ELEVATOR 11 MACHINE ROOM","EQ-1031676","AIR CONDITIONING UNIT","AIR CONDITIONING UNIT",null,"551TRC9709","\\Locations\\Sites\\Edward W. Brooke Courthouse\\551TRC9709 Edward W. Brooke Courthouse\\BASEMENT\\B 813","Edward W. Brooke Courthouse","Active","Available"]
[null,"AC SPLIT - SUPPLIES ELEVATOR 12 MACHINE ROOM","EQ-1031669","AIR CONDITIONING UNIT","AIR CONDITIONING UNIT",null,"551TRC9709","\\Locations\\Sites\\Edward W. Brooke Courthouse\\551TRC9709 Edward W. Brooke Courthouse\\BASEMENT\\B 101","Edward W. Brooke Courthouse","Active","Available"]
[null,"AC SPLIT - SUPPLIES ELEVATOR 13 MACHINE ROOM","EQ-1031673","AIR CONDITIONING UNIT","AIR CONDITIONING UNIT",null,"551TRC9709","\\Locations\\Sites\\Edward W. Brooke Courthouse\\551TRC9709 Edward W. Brooke Courthouse\\BASEMENT\\B 514","Edward W. Brooke Courthouse","Active","Available"]
[null,"AC SPLIT - SUPPLIES ELEVATOR 14 MACHINE ROOM","EQ-1031835","AIR CONDITIONING UNIT","AIR CONDITIONING UNIT",null,"551TRC9709","\\Locations\\Sites\\Edward W. Brooke Courthouse\\551TRC9709 Edward W. Brooke Courthouse\\ROOF","Edward W. Brooke Courthouse","Active","Available"]
[null,"AC SPLIT - SUPPLIES ELEVATOR 5 MACHINE ROOM","EQ-1031756","AIR CONDITIONING UNIT","AIR CONDITIONING UNIT",null,"551TRC9709","\\Locations\\Sites\\Edward W. Brooke Courthouse\\551TRC9709 Edward W. Brooke Courthouse\\LOWER PENT\\7007","Edward W. Brooke Courthouse","Active","Available"]
[null,"AC SPLIT - SUPPLIES ELEVATOR 6 MACHINE ROOM","EQ-1031753","AIR CONDITIONING UNIT","AIR CONDITIONING UNIT",null,"551TRC9709","\\Locations\\Sites\\Edward W. Brooke Courthouse\\551TRC9709 Edward W. Brooke Courthouse\\LOWER PENT\\7003","Edward W. Brooke Courthouse","Active","Available"]
[null,"AC SPLIT - SUPPLIES ELEVATOR 7 MACHINE ROOM","EQ-1031568","AIR CONDITIONING UNIT","AIR CONDITIONING UNIT",null,"551TRC9709","\\Locations\\Sites\\Edward W. Brooke Courthouse\\551TRC9709 Edward W. Brooke Courthouse\\Floor 06\\6703","Edward W. Brooke Courthouse","Active","Available"]
[null,"AC SPLIT - SUPPLIES ELEVATOR 8 MACHINE ROOM","EQ-1031542","AIR CONDITIONING UNIT","AIR CONDITIONING UNIT",null,"551TRC9709","\\Locations\\Sites\\Edward W. Brooke Courthouse\\551TRC9709 Edward W. Brooke Courthouse\\Floor 06\\6534","Edward W. Brooke Courthouse","Active","Available"]
[null,"AC SPLIT - SUPPLIES ELEVATOR 9 MACHINE ROOM","EQ-1031526","AIR CONDITIONING UNIT","AIR CONDITIONING UNIT",null,"551TRC9709","\\Locations\\Sites\\Edward W. Brooke Courthouse\\551TRC9709 Edward W. Brooke Courthouse\\Floor 06\\6502","Edward W. Brooke Courthouse","Active","Available"]
[null,"AC SPLIT /    FAN & EVAP","EQ-1036943","SPLIT AIR CONDITIONER",null,null,"551TRC9204","\\Locations\\Sites\\West Roxbury Municipal Court\\551TRC9204 West Roxbury Municipal Court\\Floor 01\\211","West Roxbury Municipal Court","Active","Available"]
[null,"AC SPLIT / CONDENSER","EQ-1037049","SPLIT AIR CONDITIONER",null,null,"551TRC9204","\\Locations\\Sites\\West Roxbury Municipal Court\\551TRC9204 West Roxbury Municipal Court\\ROOF","West Roxbury Municipal Court","Active","Available"]
[null,"AC SPLIT ACU-7","EQ-1062662","SPLIT AIR CONDITIONER","SPLIT AIR CONDITIONER",null,"531TRC9705","\\Locations\\Sites\\Salem Probate Court\\531TRC9705 Salem Probate And Family Court\\Floor 02M\\M203","Salem Probate Court","Active","Available"]
[null,"AC SPLIT CONDENSER UNIT 1 (OUTDOOR)","EQ-1034871","SPLIT AIR CONDITIONER","SPLIT AIR CONDITIONER",null,"335QCC0023","\\Locations\\Sites\\Quinsigamond Community College\\335QCC0023 Surprenant/Hebert Auditorium","","Active","Available"]
[null,"AC SPLIT CONDENSER UNIT 2 (OUTDOOR)","EQ-1034873","SPLIT AIR CONDITIONER","SPLIT AIR CONDITIONER",null,"335QCC0023","\\Locations\\Sites\\Quinsigamond Community College\\335QCC0023 Surprenant/Hebert Auditorium","","Active","Available"]
[null,"AC SPLIT CONDENSER UNIT 3 (OUTDOOR)","EQ-1034888","SPLIT AIR CONDITIONER","SPLIT AIR CONDITIONER",null,"335QCC0023","\\Locations\\Sites\\Quinsigamond Community College\\335QCC0023 Surprenant/Hebert Auditorium","","Active","Available"]
[null,"AC SPLIT CONDENSER UNIT 4 (OUTDOOR)","EQ-1034887","SPLIT AIR CONDITIONER","SPLIT AIR CONDITIONER",null,"335QCC0023","\\Locations\\Sites\\Quinsigamond Community College\\335QCC0023 Surprenant/Hebert Auditorium","","Active","Available"]
[null,"AC SPLIT SYSTEM   /    AIR HANDLER UNIT - COMPUTER ROOM","EQ-1029396","SPLIT AIR CONDITIONER",null,null,"707TRC9701","\\Locations\\Sites\\Brockton Trial Court\\707TRC9701 Brockton Trial Court\\Floor 02\\297","Brockton Trial Court","Active","Available"]
[null,"AC SPLIT SYSTEM   /    CONDENSER","EQ-1029532","SPLIT AIR CONDITIONER",null,null,"707TRC9701","\\Locations\\Sites\\Brockton Trial Court\\707TRC9701 Brockton Trial Court\\GROUNDS","Brockton Trial Court","Active","Available"]
[null,"AC SPLIT SYSTEM (CONDENSER) - 1                   REGISTRY OWNED","EQ-1035423","SPLIT AIR CONDITIONER",null,null,"213TRC9903","\\Locations\\Sites\\Northampton Probate Family Court\\213TRC9903 Northampton Hall Of Records\\ROOF","","Active","Available"]
[null,"AC SPLIT SYSTEM (CONDENSER) - 2                   REGISTRY OWNED","EQ-1035444","SPLIT AIR CONDITIONER",null,null,"213TRC9903","\\Locations\\Sites\\Northampton Probate Family Court\\213TRC9903 Northampton Hall Of Records\\ROOF","","Active","Available"]
[null,"AC SPLIT SYSTEM - AIR COOLED CONDENSING UNIT","EQ-1035425","SPLIT AIR CONDITIONER",null,null,"213TRC9903","\\Locations\\Sites\\Northampton Probate Family Court\\213TRC9903 Northampton Hall Of Records\\ROOF","","Active","Available"]
[null,"AC SPLIT SYSTEM - AIR HANDLER UNIT","EQ-1035412","SPLIT AIR CONDITIONER",null,null,"213TRC9903","\\Locations\\Sites\\Northampton Probate Family Court\\213TRC9903 Northampton Hall Of Records\\Floor 02\\256","","Active","Available"]
[null,"AC SPLIT SYSTEM - COMPRESSOR","EQ-1037106","SPLIT AIR CONDITIONER",null,null,"260TRC9815","\\Locations\\Sites\\Palmer District Court\\260TRC9815 Palmer District Courthouse\\GROUND\\049","Palmer District Court","Active","Available"]
[null,"AC SPLIT SYSTEM - CONDENSER","EQ-1035774","CONDENSING UNIT (AIR, WATER, AIR/WA",null,null,"551TRC9202","\\Locations\\Sites\\Brighton Municipal Court\\551TRC9202 Brighton District Court\\ROOF","Brighton Municipal Court","Active","Available"]
[null,"AC SPLIT SYSTEM - CONDENSER","EQ-1036408","SPLIT AIR CONDITIONER",null,null,"551TRC9207","\\Locations\\Sites\\East Boston Municipal Court\\551TRC9207 East Boston Municipal Court\\GROUND","East Boston Municipal Court","Active","Available"]
[null,"AC SPLIT SYSTEM - CONDENSER","EQ-1037149","SPLIT AIR CONDITIONER",null,null,"260TRC9815","\\Locations\\Sites\\Palmer District Court\\260TRC9815 Palmer District Courthouse\\ROOF\\ROOF","Palmer District Court","Active","Available"]
[null,"AC SPLIT SYSTEM - CONDENSER / SERVES PHONE ROOM","EQ-1036808","SPLIT AIR CONDITIONER",null,null,"551TRC9209","\\Locations\\Sites\\Roxbury Municipal Court\\551TRC9209 Roxbury Municipal Court\\ROOF","Roxbury Municipal Court","Active","Available"]
[null,"AC SPLIT SYSTEM - CONDENSER UNIT","EQ-1037423","SPLIT AIR CONDITIONER",null,null,"355TRC9807","\\Locations\\Sites\\Dudley District Housing Court\\355TRC9807 Dudley Courthouse","Dudley District Housing Court","Active","Available"]
[null,"AC SPLIT SYSTEM - CONDENSER UNIT  1","EQ-1035656","SPLIT AIR CONDITIONER",null,null,"111TRC9906","\\Locations\\Sites\\Pittsfield Probate Family Court\\111TRC9906 James A. Bowes Memorial Building\\GROUNDS","","Active","Available"]
[null,"AC SPLIT SYSTEM - CONDENSER UNIT 2","EQ-1006499","CONDENSING UNIT (AIR, WATER, AIR/WA","CONDENSING UNIT (AIR, WATER, AIR/WA",null,"506TRC9703","\\Locations\\Sites\\Newburyport Superior Court\\506TRC9703 Newburyport Superior Courthouse\\GROUND","Newburyport Superior Court","Active","Available"]
[null,"AC SPLIT SYSTEM - CONDENSER UNIT 2","EQ-1006510","CONDENSING UNIT (AIR, WATER, AIR/WA","CONDENSING UNIT (AIR, WATER, AIR/WA",null,"506TRC9703","\\Locations\\Sites\\Newburyport Superior Court\\506TRC9703 Newburyport Superior Courthouse\\GROUND","Newburyport Superior Court","Active","Available"]
[null,"AC SPLIT SYSTEM - CONDENSER UNIT ACC-1 FOR COMPUTER RM (2 OF 2)","EQ-1006636","CONDENSER","CONDENSER",null,"515TRC9711","\\Locations\\Sites\\Fenton Judicial Center\\515TRC9711 Fenton Center Courthouse\\ROOF","Fenton Judicial Center","Active","Available"]
[null,"AC SPLIT SYSTEM - DUCTLESS","EQ-1037353","SPLIT AIR CONDITIONER",null,null,"355TRC9807","\\Locations\\Sites\\Dudley District Housing Court\\355TRC9807 Dudley Courthouse\\Floor 01\\C-106","Dudley District Housing Court","Active","Available"]
[null,"AC SPLIT SYSTEM - DUCTLESS","EQ-1037382","SPLIT AIR CONDITIONER",null,null,"355TRC9807","\\Locations\\Sites\\Dudley District Housing Court\\355TRC9807 Dudley Courthouse\\Floor 01\\112","Dudley District Housing Court","Active","Available"]
[null,"AC SPLIT SYSTEM - DUCTLESS","EQ-1037389","SPLIT AIR CONDITIONER",null,null,"355TRC9807","\\Locations\\Sites\\Dudley District Housing Court\\355TRC9807 Dudley Courthouse\\Floor 01\\C-113","Dudley District Housing Court","Active","Available"]
[null,"AC SPLIT SYSTEM - EVAPORATOR","EQ-1036409","SPLIT AIR CONDITIONER",null,null,"551TRC9207","\\Locations\\Sites\\East Boston Municipal Court\\551TRC9207 East Boston Municipal Court\\BASEMENT","East Boston Municipal Court","Active","Available"]
[null,"AC SPLIT SYSTEM - FAN & EVAP","EQ-1036648","SPLIT AIR CONDITIONER",null,null,"551TRC9209","\\Locations\\Sites\\Roxbury Municipal Court\\551TRC9209 Roxbury Municipal Court\\Floor 01\\117 A","Roxbury Municipal Court","Active","Available"]
[null,"AC SPLIT SYSTEM - INDOOR UNIT","EQ-1035661","SPLIT AIR CONDITIONER",null,null,"111TRC9906","\\Locations\\Sites\\Pittsfield Probate Family Court\\111TRC9906 James A. Bowes Memorial Building\\Floor 02\\200","","Active","Available"]
[null,"AC SPLIT SYSTEM - INDOOR UNIT","EQ-1063462","SPLIT AIR CONDITIONER","SPLIT AIR CONDITIONER",null,"111TRC9906","\\Locations\\Sites\\Pittsfield Probate Family Court\\111TRC9906 James A. Bowes Memorial Building\\Floor 02\\209","","Active","Available"]
[null,"AC SPLIT SYSTEM - INDOOR UNIT","EQ-1063464","SPLIT AIR CONDITIONER","SPLIT AIR CONDITIONER",null,"111TRC9906","\\Locations\\Sites\\Pittsfield Probate Family Court\\111TRC9906 James A. Bowes Memorial Building\\Floor 02\\209","","Active","Available"]
[null,"AC SPLIT SYSTEM - OUTDOOR CONDENSING UNIT OFFICE","EQ-1035665","SPLIT AIR CONDITIONER",null,null,"111TRC9906","\\Locations\\Sites\\Pittsfield Probate Family Court\\111TRC9906 James A. Bowes Memorial Building\\ROOF-FLAT","","Active","Available"]
[null,"AC SPLIT SYSTEM - SERVIES COMPUTER ROOM AIR CONDITIONER (1 OF 2)","EQ-1006832","SPLIT AIR CONDITIONER","SPLIT AIR CONDITIONER",null,"515TRC9711","\\Locations\\Sites\\Fenton Judicial Center\\515TRC9711 Fenton Center Courthouse\\BASEMENT","Fenton Judicial Center","Active","Available"]
[null,"AC SPLIT SYSTEM - SUPPLIES ELEVATOR MACHINES 2, 3, 4","EQ-1031786","AIR CONDITIONING UNIT","AIR CONDITIONING UNIT",null,"551TRC9709","\\Locations\\Sites\\Edward W. Brooke Courthouse\\551TRC9709 Edward W. Brooke Courthouse\\LOWER PENT\\7203","Edward W. Brooke Courthouse","Active","Available"]
[null,"AC SPLIT SYSTEM / CONDENSER -1","EQ-1027710","AIR CONDITIONING UNIT","AIR CONDITIONING UNIT",null,{"$f":"IFERROR(MID(H1351,FIND(\"\\\",H1351,18)+1,10),\"\")","v":"531TRC1001"},"\\Locations\\Sites\\Salem Court Complex\\531TRC1001 J. Michael Ruane Judicial Center\\GROUNDS",{"$f":"IFERROR(MID(H1351,18,FIND(\"\\\",MID(H1351,18,30))-1),\"\")","v":"Salem Court Complex"},"Active","Available"]
[null,"AC SPLIT SYSTEM- CHILLER","EQ-1035784","CHILLER",null,null,"551TRC9202","\\Locations\\Sites\\Brighton Municipal Court\\551TRC9202 Brighton District Court\\SUB-BSMT","Brighton Municipal Court","Active","Available"]
[null,"AC SPLIT SYSTEM-AHU","EQ-1037482","SPLIT AIR CONDITIONER",null,null,"304TRC9808","\\Locations\\Sites\\Fitchburg District Court\\304TRC9808 Fitchburg Courthouse\\BASEMENT\\G-1A","Fitchburg District Court","Active","Available"]
[null,"AC SPLIT SYSTEM-CONDENSER","EQ-1027223","AIR CONDITIONING UNIT","AIR CONDITIONING UNIT",null,"530TRC9702","\\Locations\\Sites\\Lynn District Court\\530TRC9702 Lynn District Court\\GROUND","Lynn District Court","Active","Available"]
[null,"AC SPLIT SYSTEM-CONDENSER","EQ-1036101","SPLIT AIR CONDITIONER",null,null,"552TRCPB01","\\Locations\\Sites\\Chelsea District Court\\552TRCPB01 Chelsea Courthouse\\ROOF-LOWER","Chelsea District Court","Active","Available"]
[null,"AC SPLIT SYSTEM-CONDENSER","EQ-1037488","CONDENSER",null,null,"304TRC9808","\\Locations\\Sites\\Fitchburg District Court\\304TRC9808 Fitchburg Courthouse\\GROUND","Fitchburg District Court","Active","Available"]
[null,"AC SPLIT SYSTEM-CONDENSER #1","EQ-1030038","SPLIT AIR CONDITIONER",null,null,"668TRC9200","\\Locations\\Sites\\New Bedford Probate Family Court\\668TRC9200 New Bedford Probate Court\\ROOF 1","","Active","Available"]
[null,"AC SPLIT SYSTEM-CONDENSER #10","EQ-1030046","SPLIT AIR CONDITIONER",null,null,"668TRC9200","\\Locations\\Sites\\New Bedford Probate Family Court\\668TRC9200 New Bedford Probate Court\\ROOF 1","","Active","Available"]
[null,"AC SPLIT SYSTEM-CONDENSER #11","EQ-1030052","SPLIT AIR CONDITIONER",null,null,"668TRC9200","\\Locations\\Sites\\New Bedford Probate Family Court\\668TRC9200 New Bedford Probate Court\\ROOF 1","","Active","Available"]
[null,"AC SPLIT SYSTEM-CONDENSER #12","EQ-1030043","SPLIT AIR CONDITIONER",null,null,"668TRC9200","\\Locations\\Sites\\New Bedford Probate Family Court\\668TRC9200 New Bedford Probate Court\\ROOF 1","","Active","Available"]
[null,"AC SPLIT SYSTEM-CONDENSER #13","EQ-1030045","SPLIT AIR CONDITIONER",null,null,"668TRC9200","\\Locations\\Sites\\New Bedford Probate Family Court\\668TRC9200 New Bedford Probate Court\\ROOF 1","","Active","Available"]
[null,"AC SPLIT SYSTEM-CONDENSER #14","EQ-1030056","SPLIT AIR CONDITIONER",null,null,"668TRC9200","\\Locations\\Sites\\New Bedford Probate Family Court\\668TRC9200 New Bedford Probate Court\\ROOF 1","","Active","Available"]
[null,"AC SPLIT SYSTEM-CONDENSER #2","EQ-1030042","SPLIT AIR CONDITIONER",null,null,"668TRC9200","\\Locations\\Sites\\New Bedford Probate Family Court\\668TRC9200 New Bedford Probate Court\\ROOF 1","","Active","Available"]
[null,"AC SPLIT SYSTEM-CONDENSER #3","EQ-1030039","SPLIT AIR CONDITIONER",null,null,"668TRC9200","\\Locations\\Sites\\New Bedford Probate Family Court\\668TRC9200 New Bedford Probate Court\\ROOF 1","","Active","Available"]
[null,"AC SPLIT SYSTEM-CONDENSER #4","EQ-1030040","SPLIT AIR CONDITIONER",null,null,"668TRC9200","\\Locations\\Sites\\New Bedford Probate Family Court\\668TRC9200 New Bedford Probate Court\\ROOF 1","","Active","Available"]
[null,"AC SPLIT SYSTEM-CONDENSER #5","EQ-1030048","SPLIT AIR CONDITIONER",null,null,"668TRC9200","\\Locations\\Sites\\New Bedford Probate Family Court\\668TRC9200 New Bedford Probate Court\\ROOF 1","","Active","Available"]
[null,"AC SPLIT SYSTEM-CONDENSER #6","EQ-1030047","SPLIT AIR CONDITIONER",null,null,"668TRC9200","\\Locations\\Sites\\New Bedford Probate Family Court\\668TRC9200 New Bedford Probate Court\\ROOF 1","","Active","Available"]
[null,"AC SPLIT SYSTEM-CONDENSER #7","EQ-1030053","SPLIT AIR CONDITIONER",null,null,"668TRC9200","\\Locations\\Sites\\New Bedford Probate Family Court\\668TRC9200 New Bedford Probate Court\\ROOF 1","","Active","Available"]
[null,"AC SPLIT SYSTEM-CONDENSER #8","EQ-1030044","SPLIT AIR CONDITIONER",null,null,"668TRC9200","\\Locations\\Sites\\New Bedford Probate Family Court\\668TRC9200 New Bedford Probate Court\\ROOF 1","","Active","Available"]
[null,"AC SPLIT SYSTEM-CONDENSER #9","EQ-1030049","SPLIT AIR CONDITIONER",null,null,"668TRC9200","\\Locations\\Sites\\New Bedford Probate Family Court\\668TRC9200 New Bedford Probate Court\\ROOF 1","","Active","Available"]
[null,"AC SPLIT SYSTEM-FAN BOX #1","EQ-1029988","SPLIT AIR CONDITIONER",null,null,"668TRC9200","\\Locations\\Sites\\New Bedford Probate Family Court\\668TRC9200 New Bedford Probate Court\\ATTIC","","Active","Available"]
[null,"AC SPLIT SYSTEM-FAN BOX #10","EQ-1030034","SPLIT AIR CONDITIONER",null,null,"668TRC9200","\\Locations\\Sites\\New Bedford Probate Family Court\\668TRC9200 New Bedford Probate Court\\BSMT\\004","","Active","Available"]
[null,"AC SPLIT SYSTEM-FAN BOX #11","EQ-1030028","SPLIT AIR CONDITIONER",null,null,"668TRC9200","\\Locations\\Sites\\New Bedford Probate Family Court\\668TRC9200 New Bedford Probate Court\\BSMT\\004","","Active","Available"]
[null,"AC SPLIT SYSTEM-FAN BOX #12","EQ-1030026","SPLIT AIR CONDITIONER",null,null,"668TRC9200","\\Locations\\Sites\\New Bedford Probate Family Court\\668TRC9200 New Bedford Probate Court\\BSMT\\004","","Active","Available"]
[null,"AC SPLIT SYSTEM-FAN BOX #13","EQ-1030033","SPLIT AIR CONDITIONER",null,null,"668TRC9200","\\Locations\\Sites\\New Bedford Probate Family Court\\668TRC9200 New Bedford Probate Court\\BSMT\\008","","Active","Available"]
[null,"AC SPLIT SYSTEM-FAN BOX #14","EQ-1030029","SPLIT AIR CONDITIONER",null,null,"668TRC9200","\\Locations\\Sites\\New Bedford Probate Family Court\\668TRC9200 New Bedford Probate Court\\BSMT\\008","","Active","Available"]
[null,"AC SPLIT SYSTEM-FAN BOX #2","EQ-1029982","SPLIT AIR CONDITIONER",null,null,"668TRC9200","\\Locations\\Sites\\New Bedford Probate Family Court\\668TRC9200 New Bedford Probate Court\\ATTIC","","Active","Available"]
[null,"AC SPLIT SYSTEM-FAN BOX #3","EQ-1029983","SPLIT AIR CONDITIONER",null,null,"668TRC9200","\\Locations\\Sites\\New Bedford Probate Family Court\\668TRC9200 New Bedford Probate Court\\ATTIC","","Active","Available"]
[null,"AC SPLIT SYSTEM-FAN BOX #4","EQ-1029981","SPLIT AIR CONDITIONER",null,null,"668TRC9200","\\Locations\\Sites\\New Bedford Probate Family Court\\668TRC9200 New Bedford Probate Court\\ATTIC","","Active","Available"]
[null,"AC SPLIT SYSTEM-FAN BOX #5","EQ-1029985","SPLIT AIR CONDITIONER",null,null,"668TRC9200","\\Locations\\Sites\\New Bedford Probate Family Court\\668TRC9200 New Bedford Probate Court\\ATTIC","","Active","Available"]
[null,"AC SPLIT SYSTEM-FAN BOX #6","EQ-1029984","SPLIT AIR CONDITIONER",null,null,"668TRC9200","\\Locations\\Sites\\New Bedford Probate Family Court\\668TRC9200 New Bedford Probate Court\\ATTIC","","Active","Available"]
[null,"AC SPLIT SYSTEM-FAN BOX #7","EQ-1029989","SPLIT AIR CONDITIONER",null,null,"668TRC9200","\\Locations\\Sites\\New Bedford Probate Family Court\\668TRC9200 New Bedford Probate Court\\ATTIC","","Active","Available"]
[null,"AC SPLIT SYSTEM-FAN BOX #8","EQ-1029991","SPLIT AIR CONDITIONER",null,null,"668TRC9200","\\Locations\\Sites\\New Bedford Probate Family Court\\668TRC9200 New Bedford Probate Court\\ATTIC","","Active","Available"]
[null,"AC SPLIT SYSTEM-FAN BOX #9","EQ-1030030","SPLIT AIR CONDITIONER",null,null,"668TRC9200","\\Locations\\Sites\\New Bedford Probate Family Court\\668TRC9200 New Bedford Probate Court\\BSMT\\004","","Active","Available"]
[null,"AC SPLIT SYSTEM: CONDENSER - 1","EQ-1037707","CONDENSER",null,null,"447TRC9201","\\Locations\\Sites\\Newton District Court\\447TRC9201 Newton District Courthouse\\ROOF","Newton District Court","Active","Available"]
[null,"AC SPLIT SYSTEM: CONDENSER - 2","EQ-1037712","CONDENSER",null,null,"447TRC9201","\\Locations\\Sites\\Newton District Court\\447TRC9201 Newton District Courthouse\\ROOF","Newton District Court","Active","Available"]
[null,"AC SPLIT SYSTEM: CONDENSER - 3","EQ-1037700","CONDENSER",null,null,"447TRC9201","\\Locations\\Sites\\Newton District Court\\447TRC9201 Newton District Courthouse\\ROOF","Newton District Court","Active","Available"]
[null,"AC SPLIT UNIT","EQ-1034825","SPLIT AIR CONDITIONER","SPLIT AIR CONDITIONER",null,"335QCC0022","\\Locations\\Sites\\Quinsigamond Community College\\335QCC0022 Administration\\Floor 03\\355","","Active","Available"]
[null,"AC SPLIT UNIT","EQ-1034826","SPLIT AIR CONDITIONER","SPLIT AIR CONDITIONER",null,"335QCC0022","\\Locations\\Sites\\Quinsigamond Community College\\335QCC0022 Administration\\Floor 02\\237","","Active","Available"]
[null,"AC SPLIT UNIT","EQ-1034845","SPLIT AIR CONDITIONER","SPLIT AIR CONDITIONER",null,"335QCC0022","\\Locations\\Sites\\Quinsigamond Community College\\335QCC0022 Administration\\Floor 02\\226","","Active","Available"]
[null,"AC SPLIT UNIT","EQ-1034849","SPLIT AIR CONDITIONER","SPLIT AIR CONDITIONER",null,"335QCC0022","\\Locations\\Sites\\Quinsigamond Community College\\335QCC0022 Administration\\Floor 01\\101B","","Active","Available"]
[null,"AC SPLIT UNIT","EQ-1034850","SPLIT AIR CONDITIONER","SPLIT AIR CONDITIONER",null,"335QCC0022","\\Locations\\Sites\\Quinsigamond Community College\\335QCC0022 Administration\\Floor 01\\101A","","Active","Available"]
[null,"AC SPLIT UNIT","EQ-1034851","SPLIT AIR CONDITIONER","SPLIT AIR CONDITIONER",null,"335QCC0023","\\Locations\\Sites\\Quinsigamond Community College\\335QCC0023 Surprenant/Hebert Auditorium\\BASEMENT","","Active","Available"]
[null,"AC SPLIT UNIT","EQ-1034853","SPLIT AIR CONDITIONER","SPLIT AIR CONDITIONER",null,"335QCC0022","\\Locations\\Sites\\Quinsigamond Community College\\335QCC0022 Administration\\BASEMENT\\61","","Active","Available"]
[null,"AC SPLIT UNIT","EQ-1034856","SPLIT AIR CONDITIONER","SPLIT AIR CONDITIONER",null,"335QCC0022","\\Locations\\Sites\\Quinsigamond Community College\\335QCC0022 Administration\\Floor 02\\236","","Active","Available"]
[null,"AC SPLIT UNIT","EQ-1034863","SPLIT AIR CONDITIONER","SPLIT AIR CONDITIONER",null,"335QCC0023","\\Locations\\Sites\\Quinsigamond Community College\\335QCC0023 Surprenant/Hebert Auditorium\\BASEMENT","","Active","Available"]
[null,"AC SPLIT UNIT  CONDENSER 132A (OUTDOOR)","EQ-1034970","CONDENSER","CONDENSER",null,"335QCC0022","\\Locations\\Sites\\Quinsigamond Community College\\335QCC0022 Administration\\Floor 01\\132","","Active","Available"]
[null,"AC SPLIT UNIT  CONDENSER 45A (OUTDOOR)","EQ-1034966","CONDENSER","CONDENSER",null,"335QCC0022","\\Locations\\Sites\\Quinsigamond Community College\\335QCC0022 Administration\\BASEMENT\\45","","Active","Available"]
[null,"AC SPLIT UNIT (INDOOR)","EQ-1034827","SPLIT AIR CONDITIONER","SPLIT AIR CONDITIONER",null,"335QCC0022","\\Locations\\Sites\\Quinsigamond Community College\\335QCC0022 Administration\\BASEMENT\\70","","Active","Available"]
[null,"AC SPLIT UNIT (INDOOR)","EQ-1034835","SPLIT AIR CONDITIONER","SPLIT AIR CONDITIONER",null,"335QCC0022","\\Locations\\Sites\\Quinsigamond Community College\\335QCC0022 Administration\\BASEMENT\\70","","Active","Available"]
[null,"AC SPLIT UNIT (INDOOR)","EQ-1034838","SPLIT AIR CONDITIONER","SPLIT AIR CONDITIONER",null,"335QCC0022","\\Locations\\Sites\\Quinsigamond Community College\\335QCC0022 Administration\\BASEMENT\\61","","Active","Available"]
[null,"AC SPLIT UNIT 1","EQ-1034852","SPLIT AIR CONDITIONER","SPLIT AIR CONDITIONER",null,"335QCC0023","\\Locations\\Sites\\Quinsigamond Community College\\335QCC0023 Surprenant/Hebert Auditorium\\BASEMENT","","Active","Available"]
[null,"AC SPLIT UNIT 132A (INDOOR)","EQ-1034858","SPLIT AIR CONDITIONER","SPLIT AIR CONDITIONER",null,"335QCC0022","\\Locations\\Sites\\Quinsigamond Community College\\335QCC0022 Administration\\Floor 01\\132","","Active","Available"]
[null,"AC SPLIT UNIT 2","EQ-1034834","SPLIT AIR CONDITIONER","SPLIT AIR CONDITIONER",null,"335QCC0023","\\Locations\\Sites\\Quinsigamond Community College\\335QCC0023 Surprenant/Hebert Auditorium\\BASEMENT","","Active","Available"]
[null,"AC SPLIT UNIT 224 (INDOOR)","EQ-1034848","SPLIT AIR CONDITIONER","SPLIT AIR CONDITIONER",null,"335QCC0022","\\Locations\\Sites\\Quinsigamond Community College\\335QCC0022 Administration\\Floor 02\\224","","Active","Available"]
[null,"AC SPLIT UNIT 224 (INDOOR)","EQ-1034862","SPLIT AIR CONDITIONER","SPLIT AIR CONDITIONER",null,"335QCC0022","\\Locations\\Sites\\Quinsigamond Community College\\335QCC0022 Administration\\Floor 02\\224","","Active","Available"]
[null,"AC SPLIT UNIT 224 (INDOOR)","EQ-1034875","SPLIT AIR CONDITIONER","SPLIT AIR CONDITIONER",null,"335QCC0022","\\Locations\\Sites\\Quinsigamond Community College\\335QCC0022 Administration\\Floor 02\\224","","Active","Available"]
[null,"AC SPLIT UNIT 272A (INDOOR)","EQ-1034830","SPLIT AIR CONDITIONER","SPLIT AIR CONDITIONER",null,"335QCC0022","\\Locations\\Sites\\Quinsigamond Community College\\335QCC0022 Administration\\Floor 02\\272A","","Active","Available"]
[null,"AC SPLIT UNIT 3","EQ-1034859","SPLIT AIR CONDITIONER","SPLIT AIR CONDITIONER",null,"335QCC0023","\\Locations\\Sites\\Quinsigamond Community College\\335QCC0023 Surprenant/Hebert Auditorium\\BASEMENT","","Active","Available"]
[null,"AC SPLIT UNIT 45A (INDOOR)","EQ-1034828","SPLIT AIR CONDITIONER","SPLIT AIR CONDITIONER",null,"335QCC0022","\\Locations\\Sites\\Quinsigamond Community College\\335QCC0022 Administration\\BASEMENT\\45","","Active","Available"]
[null,"AC SPLIT UNIT B75A (INDOOR)","EQ-1034883","SPLIT AIR CONDITIONER","SPLIT AIR CONDITIONER",null,"335QCC0022","\\Locations\\Sites\\Quinsigamond Community College\\335QCC0022 Administration\\BASEMENT\\75","","Active","Available"]
[null,"AC SPLIT UNIT CONDENSER (OUTSIDE)","EQ-1034840","SPLIT AIR CONDITIONER","SPLIT AIR CONDITIONER",null,"335QCC0022","\\Locations\\Sites\\Quinsigamond Community College\\335QCC0022 Administration\\BASEMENT\\61","","Active","Available"]
[null,"AC SPLIT UNIT CONDENSER (OUTSIDE)","EQ-1034842","SPLIT AIR CONDITIONER","SPLIT AIR CONDITIONER",null,"335QCC0022","\\Locations\\Sites\\Quinsigamond Community College\\335QCC0022 Administration\\BASEMENT\\70","","Active","Available"]
[null,"AC SPLIT UNIT CONDENSER 132 (OUTSIDE)","EQ-1034866","SPLIT AIR CONDITIONER","SPLIT AIR CONDITIONER",null,"335QCC0022","\\Locations\\Sites\\Quinsigamond Community College\\335QCC0022 Administration\\Floor 02\\224","","Active","Available"]
[null,"AC SPLIT UNIT CONDENSER 272A (OUTSIDE)","EQ-1034884","SPLIT AIR CONDITIONER","SPLIT AIR CONDITIONER",null,{"$f":"IFERROR(MID(H1415,FIND(\"\\\",H1415,18)+1,10),\"\")","v":"335QCC0022"},"\\Locations\\Sites\\Quinsigamond Community College\\335QCC0022 Administration",{"$f":"IFERROR(MID(H1415,18,FIND(\"\\\",MID(H1415,18,30))-1),\"\")","v":""},"Active","Available"]
[null,"AC SPLIT UNIT CONDENSER B75A (OUTSIDE)","EQ-1034879","SPLIT AIR CONDITIONER","SPLIT AIR CONDITIONER",null,"335QCC0022","\\Locations\\Sites\\Quinsigamond Community College\\335QCC0022 Administration","","Active","Available"]
[null,"AC SPLIT UNIT CONDENSER UNIT 1","EQ-1034823","SPLIT AIR CONDITIONER","SPLIT AIR CONDITIONER",null,"335QCC0022","\\Locations\\Sites\\Quinsigamond Community College\\335QCC0022 Administration\\LOWERROOF","","Active","Available"]
[null,"AC SPLIT UNIT CONDENSER UNIT 2","EQ-1034831","SPLIT AIR CONDITIONER","SPLIT AIR CONDITIONER",null,"335QCC0022","\\Locations\\Sites\\Quinsigamond Community College\\335QCC0022 Administration\\LOWERROOF","","Active","Available"]
[null,"AC SPLIT UNIT CONDENSER UNIT 3","EQ-1034829","SPLIT AIR CONDITIONER","SPLIT AIR CONDITIONER",null,"335QCC0022","\\Locations\\Sites\\Quinsigamond Community College\\335QCC0022 Administration\\LOWERROOF","","Active","Available"]
[null,"AC SPLIT UNIT CONDENSER UNIT 4","EQ-1034882","SPLIT AIR CONDITIONER","SPLIT AIR CONDITIONER",null,"335QCC0022","\\Locations\\Sites\\Quinsigamond Community College\\335QCC0022 Administration\\LOWERROOF","","Active","Available"]
[null,"AC SPLIT UNIT CONDENSER UNIT 5","EQ-1034861","SPLIT AIR CONDITIONER","SPLIT AIR CONDITIONER",null,"335QCC0022","\\Locations\\Sites\\Quinsigamond Community College\\335QCC0022 Administration\\LOWERROOF","","Active","Available"]
[null,"AC SPLIT UNIT CONDENSER UNIT 6","EQ-1034868","SPLIT AIR CONDITIONER","SPLIT AIR CONDITIONER",null,"335QCC0022","\\Locations\\Sites\\Quinsigamond Community College\\335QCC0022 Administration\\LOWERROOF","","Active","Available"]
[null,"AC SPLIT UNIT CONDENSER UNIT 7","EQ-1034886","SPLIT AIR CONDITIONER","SPLIT AIR CONDITIONER",null,"335QCC0022","\\Locations\\Sites\\Quinsigamond Community College\\335QCC0022 Administration\\LOWERROOF","","Active","Available"]
[null,"AC SPLIT UNIT CONDENSER UNIT 8","EQ-1034833","SPLIT AIR CONDITIONER","SPLIT AIR CONDITIONER",null,"335QCC0022","\\Locations\\Sites\\Quinsigamond Community College\\335QCC0022 Administration\\LOWERROOF","","Active","Available"]
[null,"AC SPLIT UNIT CONDENSER UNIT 9","EQ-1034841","SPLIT AIR CONDITIONER","SPLIT AIR CONDITIONER",null,"335QCC0022","\\Locations\\Sites\\Quinsigamond Community College\\335QCC0022 Administration\\LOWERROOF","","Active","Available"]
[null,"AC SPLIT UNIT CONDENSOR CR2","EQ-1034836","SPLIT AIR CONDITIONER","SPLIT AIR CONDITIONER",null,"335QCC0022","\\Locations\\Sites\\Quinsigamond Community College\\335QCC0022 Administration\\CAFEROOF","","Active","Available"]
[null,"AC SPLIT UNIT CONDENSOR CR3","EQ-1034832","SPLIT AIR CONDITIONER","SPLIT AIR CONDITIONER",null,"335QCC0022","\\Locations\\Sites\\Quinsigamond Community College\\335QCC0022 Administration\\CAFEROOF","","Active","Available"]
[null,"AC SPLIT UNIT CONDENSOR CR4","EQ-1034843","SPLIT AIR CONDITIONER","SPLIT AIR CONDITIONER",null,"335QCC0022","\\Locations\\Sites\\Quinsigamond Community College\\335QCC0022 Administration\\CAFEROOF","","Active","Available"]
[null,"AC SPLIT UNIT CONDENSOR CR5","EQ-1034844","SPLIT AIR CONDITIONER","SPLIT AIR CONDITIONER",null,"335QCC0022","\\Locations\\Sites\\Quinsigamond Community College\\335QCC0022 Administration\\CAFEROOF","","Active","Available"]
[null,"AC SPLIT UNIT CONDENSOR CR6","EQ-1034839","SPLIT AIR CONDITIONER","SPLIT AIR CONDITIONER",null,"335QCC0022","\\Locations\\Sites\\Quinsigamond Community College\\335QCC0022 Administration\\CAFEROOF","","Active","Available"]
[null,"AC SPLIT UNIT CONDENSOR CR7","EQ-1034870","SPLIT AIR CONDITIONER","SPLIT AIR CONDITIONER",null,"335QCC0022","\\Locations\\Sites\\Quinsigamond Community College\\335QCC0022 Administration\\CAFEROOF","","Active","Available"]
[null,"AC SPLIT UNIT CONDENSOR UNIT 12","EQ-1034867","SPLIT AIR CONDITIONER","SPLIT AIR CONDITIONER",null,"335QCC0022","\\Locations\\Sites\\Quinsigamond Community College\\335QCC0022 Administration\\LOWERROOF","","Active","Available"]
[null,"AC SPLIT UNIT CONDENSOR UNIT 13","EQ-1034872","SPLIT AIR CONDITIONER","SPLIT AIR CONDITIONER",null,"335QCC0022","\\Locations\\Sites\\Quinsigamond Community College\\335QCC0022 Administration\\LOWERROOF","","Active","Available"]
[null,"AC SPLIT UNIT CONDENSOR UNIT 14","EQ-1034864","SPLIT AIR CONDITIONER","SPLIT AIR CONDITIONER",null,"335QCC0022","\\Locations\\Sites\\Quinsigamond Community College\\335QCC0022 Administration\\LOWERROOF","","Active","Available"]
[null,"AC SPLIT UNIT HEAT PUMP UNIT 11","EQ-1034854","SPLIT AIR CONDITIONER","SPLIT AIR CONDITIONER",null,"335QCC0022","\\Locations\\Sites\\Quinsigamond Community College\\335QCC0022 Administration\\LOWERROOF","","Active","Available"]
[null,"AC SPLIT-CONDENSER #1","EQ-1037248","SPLIT AIR CONDITIONER",null,null,"319TRC9806","\\Locations\\Sites\\Clinton District Court\\319TRC9806 Clinton Courthouse\\ROOF","Clinton District Court","Active","Available"]
[null,"AC SPLIT-CONDENSER #2","EQ-1037251","SPLIT AIR CONDITIONER",null,null,"319TRC9806","\\Locations\\Sites\\Clinton District Court\\319TRC9806 Clinton Courthouse\\ROOF","Clinton District Court","Active","Available"]
[null,"AC TIME CLOCK","EQ-1027290","PANEL BOARD","PANEL BOARD",null,"527TRC9704","\\Locations\\Sites\\Peabody District Court\\527TRC9704 Peabody Courthouse\\Floor 02\\222","Peabody District Court","Active","Available"]
[null,"AC Unit","EQ-1039573","AIR CONDITIONING UNIT","AIR CONDITIONING UNIT",null,"517DYS1300","\\Locations\\Sites\\DYS Middleton-Ne Reg Youth Serv Ctr\\517DYS1300 DYS Middleton-NE Reg Youth Service Center\\Floor 01\\1112","","Active","Available"]
[null,"AC Unit","EQ-1039576","AIR CONDITIONING UNIT","AIR CONDITIONING UNIT",null,"517DYS1300","\\Locations\\Sites\\DYS Middleton-Ne Reg Youth Serv Ctr\\517DYS1300 DYS Middleton-NE Reg Youth Service Center\\Floor 02\\2132","","Active","Available"]
[null,"AC Unit","EQ-1039580","AIR CONDITIONING UNIT","AIR CONDITIONING UNIT",null,"517DYS1300","\\Locations\\Sites\\DYS Middleton-Ne Reg Youth Serv Ctr\\517DYS1300 DYS Middleton-NE Reg Youth Service Center\\Floor 01\\1122A","","Active","Available"]
[null,"AC Unit","EQ-1039581","AIR CONDITIONING UNIT","AIR CONDITIONING UNIT",null,"517DYS1300","\\Locations\\Sites\\DYS Middleton-Ne Reg Youth Serv Ctr\\517DYS1300 DYS Middleton-NE Reg Youth Service Center\\Floor 02\\2108","","Active","Available"]
[null,"AC Unit","EQ-1039583","AIR CONDITIONING UNIT","AIR CONDITIONING UNIT",null,"517DYS1300","\\Locations\\Sites\\DYS Middleton-Ne Reg Youth Serv Ctr\\517DYS1300 DYS Middleton-NE Reg Youth Service Center\\Floor 01\\1130","","Active","Available"]
[null,"AC Unit","EQ-1039584","AIR CONDITIONING UNIT","AIR CONDITIONING UNIT",null,"517DYS1300","\\Locations\\Sites\\DYS Middleton-Ne Reg Youth Serv Ctr\\517DYS1300 DYS Middleton-NE Reg Youth Service Center\\Floor 01\\1124","","Active","Available"]
[null,"AC Unit","EQ-1039585","AIR CONDITIONING UNIT","AIR CONDITIONING UNIT",null,"517DYS1300","\\Locations\\Sites\\DYS Middleton-Ne Reg Youth Serv Ctr\\517DYS1300 DYS Middleton-NE Reg Youth Service Center\\Floor 01\\1109","","Active","Available"]
[null,"AC Unit","EQ-1039587","AIR CONDITIONING UNIT","AIR CONDITIONING UNIT",null,"517DYS1300","\\Locations\\Sites\\DYS Middleton-Ne Reg Youth Serv Ctr\\517DYS1300 DYS Middleton-NE Reg Youth Service Center\\Floor 01\\1122","","Active","Available"]
[null,"AC Unit","EQ-1039588","AIR CONDITIONING UNIT","AIR CONDITIONING UNIT",null,"517DYS1300","\\Locations\\Sites\\DYS Middleton-Ne Reg Youth Serv Ctr\\517DYS1300 DYS Middleton-NE Reg Youth Service Center\\Floor 01\\1131","","Active","Available"]
[null,"AC Unit","EQ-1039589","AIR CONDITIONING UNIT","AIR CONDITIONING UNIT",null,"517DYS1300","\\Locations\\Sites\\DYS Middleton-Ne Reg Youth Serv Ctr\\517DYS1300 DYS Middleton-NE Reg Youth Service Center\\Floor 01\\1121","","Active","Available"]
[null,"AC Unit","EQ-1039590","AIR CONDITIONING UNIT","AIR CONDITIONING UNIT",null,"517DYS1300","\\Locations\\Sites\\DYS Middleton-Ne Reg Youth Serv Ctr\\517DYS1300 DYS Middleton-NE Reg Youth Service Center\\Floor 01\\1124","","Active","Available"]
[null,"AC Unit","EQ-1039592","AIR CONDITIONING UNIT","AIR CONDITIONING UNIT",null,"517DYS1300","\\Locations\\Sites\\DYS Middleton-Ne Reg Youth Serv Ctr\\517DYS1300 DYS Middleton-NE Reg Youth Service Center\\Floor 02\\2160","","Active","Available"]
[null,"AC UNIT","EQ-1041457","AIR CONDITIONING UNIT","AIR CONDITIONING UNIT",null,"432DFS0901","\\Locations\\Sites\\Massachusetts Firefighting Academy - Stow\\432DFS0901 Fire Academy Building\\BASEMENT\\EB11","","Active","Available"]
[null,"AC UNIT","EQ-1048164","PACKAGE AIR CONDITIONER","PACKAGE AIR CONDITIONER",null,"551MDC9252","\\Locations\\Sites\\Steriti Memorial Rink\\551MDC9252 DCR Steriti Memorial Rink\\ROOF","Steriti Memorial Rink","Active","Available"]
[null,"AC UNIT #1 - ELEVATOR MACHINE ROOM","EQ-1023192","AIR CONDITIONING UNIT","AIR CONDITIONING UNIT",null,"551TRC9200","\\Locations\\Sites\\Suffolk County Superior Court\\551TRC9200 Suffolk Superior Court Hi-Rise\\Floor 16M\\M1650","Suffolk County Superior Court","Active","Available"]
[null,"AC UNIT #2 - ELEVATOR MACHINE ROOM ","EQ-1023193","AIR CONDITIONING UNIT","AIR CONDITIONING UNIT",null,"551TRC9200","\\Locations\\Sites\\Suffolk County Superior Court\\551TRC9200 Suffolk Superior Court Hi-Rise\\Floor 16M\\M1650","Suffolk County Superior Court","Active","Available"]
[null,"AC UNIT #3 - ELEVATOR MACHINE ROOM ","EQ-1023198","AIR CONDITIONING UNIT","AIR CONDITIONING UNIT",null,"551TRC9200","\\Locations\\Sites\\Suffolk County Superior Court\\551TRC9200 Suffolk Superior Court Hi-Rise\\Floor 16M\\M1650","Suffolk County Superior Court","Active","Available"]
[null,"AC UNIT (376)","EQ-1034890","AIR CONDITIONING UNIT","AIR CONDITIONING UNIT",null,"335QCC0022","\\Locations\\Sites\\Quinsigamond Community College\\335QCC0022 Administration\\Floor 03\\376","","Active","Available"]
[null,"AC UNIT (CAFETERIA)","EQ-1034901","AIR CONDITIONING UNIT","AIR CONDITIONING UNIT",null,"335QCC0022","\\Locations\\Sites\\Quinsigamond Community College\\335QCC0022 Administration\\BASEMENT\\24","","Active","Available"]
[null,"AC UNIT (EXTERIOR)","EQ-1045647","AIR CONDITIONING UNIT","AIR CONDITIONING UNIT",null,"268STC9017","\\Locations\\Sites\\Springfield Tech Community College\\268STC9017 Student Services Building 27\\GROUNDS","","Active","Available"]
[null,"AC UNIT (MONK ROOM)","EQ-1034898","AIR CONDITIONING UNIT","AIR CONDITIONING UNIT",null,"335QCC0022","\\Locations\\Sites\\Quinsigamond Community College\\335QCC0022 Administration\\BASEMENT\\35","","Active","Available"]
[null,"AC UNIT (STAFF DINING)","EQ-1034907","AIR CONDITIONING UNIT","AIR CONDITIONING UNIT",null,"335QCC0022","\\Locations\\Sites\\Quinsigamond Community College\\335QCC0022 Administration\\BASEMENT\\24B","","Active","Available"]
[null,"AC UNIT - LOADING DOCK","EQ-1010203","AIR HANDLER UNIT","AIR HANDLER UNIT",null,"551CAM9603","\\Locations\\Sites\\State Transportation Building\\551CAM9603 State Transportation Building\\Floor 01","State Transportation Building","Active","Available"]
[null,"AC UNIT / HEAT PUMP","EQ-1027325","HEAT PUMP","HEAT PUMP",null,"527TRC9704","\\Locations\\Sites\\Peabody District Court\\527TRC9704 Peabody Courthouse\\ROOF","Peabody District Court","Active","Available"]
[null,"AC UNIT 1","EQ-1046226","AIR CONDITIONING UNIT","AIR CONDITIONING UNIT",null,"515DEP9201","\\Locations\\Sites\\Sen William X Wall Laboratory Lawrence\\515DEP9201 Senator William X Wall Laboratory\\Floor 02\\2121","","Active","Available"]
[null,"AC UNIT 1 (377)","EQ-1034889","AIR CONDITIONING UNIT","AIR CONDITIONING UNIT",null,"335QCC0022","\\Locations\\Sites\\Quinsigamond Community College\\335QCC0022 Administration\\Floor 03\\377","","Active","Available"]
[null,"AC UNIT 1 (378)","EQ-1034893","AIR CONDITIONING UNIT","AIR CONDITIONING UNIT",null,"335QCC0022","\\Locations\\Sites\\Quinsigamond Community College\\335QCC0022 Administration\\Floor 03\\378","","Active","Available"]
[null,"AC UNIT 1 (BOOKSTORE)","EQ-1034906","AIR CONDITIONING UNIT","AIR CONDITIONING UNIT",null,"335QCC0022","\\Locations\\Sites\\Quinsigamond Community College\\335QCC0022 Administration\\BASEMENT\\25","","Active","Available"]
[null,"AC UNIT 1 (COMP LAB)","EQ-1034895","AIR CONDITIONING UNIT","AIR CONDITIONING UNIT",null,"335QCC0022","\\Locations\\Sites\\Quinsigamond Community College\\335QCC0022 Administration\\Floor 03\\379","","Active","Available"]
[null,"AC UNIT 2","EQ-1046225","AIR CONDITIONING UNIT","AIR CONDITIONING UNIT",null,"515DEP9201","\\Locations\\Sites\\Sen William X Wall Laboratory Lawrence\\515DEP9201 Senator William X Wall Laboratory\\Floor 02\\2121","","Active","Available"]
[null,"AC UNIT 2 (377)","EQ-1034892","AIR CONDITIONING UNIT","AIR CONDITIONING UNIT",null,"335QCC0022","\\Locations\\Sites\\Quinsigamond Community College\\335QCC0022 Administration\\Floor 03\\377","","Active","Available"]
[null,"AC UNIT 2 (378)","EQ-1034894","AIR CONDITIONING UNIT","AIR CONDITIONING UNIT",null,"335QCC0022","\\Locations\\Sites\\Quinsigamond Community College\\335QCC0022 Administration\\Floor 03\\378","","Active","Available"]
[null,"AC UNIT 2 (BOOKSTORE)","EQ-1034899","AIR CONDITIONING UNIT","AIR CONDITIONING UNIT",null,"335QCC0022","\\Locations\\Sites\\Quinsigamond Community College\\335QCC0022 Administration\\BASEMENT\\25","","Active","Available"]
[null,"AC UNIT 2 (COMP LAB)","EQ-1034896","AIR CONDITIONING UNIT","AIR CONDITIONING UNIT",null,"335QCC0022","\\Locations\\Sites\\Quinsigamond Community College\\335QCC0022 Administration\\Floor 03\\379","","Active","Available"]
[null,"AC UNIT 3 (BOOKSTORE)","EQ-1034902","AIR CONDITIONING UNIT","AIR CONDITIONING UNIT",null,"335QCC0022","\\Locations\\Sites\\Quinsigamond Community College\\335QCC0022 Administration\\BASEMENT\\22","","Active","Available"]
[null,"AC UNIT 3 (COMP LAB)","EQ-1034897","AIR CONDITIONING UNIT","AIR CONDITIONING UNIT",null,"335QCC0022","\\Locations\\Sites\\Quinsigamond Community College\\335QCC0022 Administration\\Floor 03\\379","","Active","Available"]
[null,"AC UNIT 4 (COMP LAB)","EQ-1034903","AIR CONDITIONING UNIT","AIR CONDITIONING UNIT",null,"335QCC0022","\\Locations\\Sites\\Quinsigamond Community College\\335QCC0022 Administration\\Floor 03\\379","","Active","Available"]
[null,"AC UNIT AA-120 (1)","EQ-1042374","AIR CONDITIONING UNIT","AIR CONDITIONING UNIT",null,"258SDH0700","\\Locations\\Sites\\Hampden County Sheriff's Department - Chicopee\\258SDH0700 Hampden County Women's Support Core\\AA1\\AA-120","","Active","Available"]
[null,"AC UNIT AA-120 (2)","EQ-1042375","AIR CONDITIONING UNIT","AIR CONDITIONING UNIT",null,"258SDH0700","\\Locations\\Sites\\Hampden County Sheriff's Department - Chicopee\\258SDH0700 Hampden County Women's Support Core\\AA1\\AA-120","","Active","Available"]
[null,"AC UNIT AA-135A","EQ-1042382","AIR CONDITIONING UNIT","AIR CONDITIONING UNIT",null,"258SDH0700","\\Locations\\Sites\\Hampden County Sheriff's Department - Chicopee\\258SDH0700 Hampden County Women's Support Core\\AA1\\AA-135A","","Active","Available"]
[null,"AC UNIT AA-221","EQ-1042407","AIR CONDITIONING UNIT","AIR CONDITIONING UNIT",null,{"$f":"IFERROR(MID(H1479,FIND(\"\\\",H1479,18)+1,10),\"\")","v":"258SDH0700"},"\\Locations\\Sites\\Hampden County Sheriff's Department - Chicopee\\258SDH0700 Hampden County Women's Support Core\\AA2\\AA-221",{"$f":"IFERROR(MID(H1479,18,FIND(\"\\\",MID(H1479,18,30))-1),\"\")","v":""},"Active","Available"]
[null,"AC UNIT AA-241 INTAKE","EQ-1042427","AIR CONDITIONING UNIT","AIR CONDITIONING UNIT",null,"258SDH0700","\\Locations\\Sites\\Hampden County Sheriff's Department - Chicopee\\258SDH0700 Hampden County Women's Support Core\\AA2\\AA-241","","Active","Available"]
[null,"AC UNIT AA-315","EQ-1042449","AIR CONDITIONING UNIT","AIR CONDITIONING UNIT",null,"258SDH0700","\\Locations\\Sites\\Hampden County Sheriff's Department - Chicopee\\258SDH0700 Hampden County Women's Support Core\\AA3\\AA-315","","Active","Available"]
[null,"AC UNIT AB-308","EQ-1042495","AIR CONDITIONING UNIT","AIR CONDITIONING UNIT",null,"258SDH0700","\\Locations\\Sites\\Hampden County Sheriff's Department - Chicopee\\258SDH0700 Hampden County Women's Support Core\\AB3\\AB-308","","Active","Available"]
[null,"AC UNIT AB-309","EQ-1042501","AIR CONDITIONING UNIT","AIR CONDITIONING UNIT",null,"258SDH0700","\\Locations\\Sites\\Hampden County Sheriff's Department - Chicopee\\258SDH0700 Hampden County Women's Support Core\\AB3\\AB-309","","Active","Available"]
[null,"AC UNIT AB-318","EQ-1042499","AIR CONDITIONING UNIT","AIR CONDITIONING UNIT",null,"258SDH0700","\\Locations\\Sites\\Hampden County Sheriff's Department - Chicopee\\258SDH0700 Hampden County Women's Support Core\\AB3\\AB-318","","Active","Available"]
[null,"AC UNIT BR-10","EQ-1034900","AIR CONDITIONING UNIT","AIR CONDITIONING UNIT",null,"335QCC0022","\\Locations\\Sites\\Quinsigamond Community College\\335QCC0022 Administration\\BOILERROOF","","Active","Available"]
[null,"AC UNIT COMPUTER ROOM CTPS","EQ-1010178","AIR CONDITIONING UNIT","AIR CONDITIONING UNIT",null,"551CAM9603","\\Locations\\Sites\\State Transportation Building\\551CAM9603 State Transportation Building","State Transportation Building","Active","Available"]
[null,"AC UNIT COMPUTER ROOM MBTA #1","EQ-1010184","AIR CONDITIONING UNIT","AIR CONDITIONING UNIT",null,"551CAM9603","\\Locations\\Sites\\State Transportation Building\\551CAM9603 State Transportation Building","State Transportation Building","Active","Available"]
[null,"AC UNIT COMPUTER ROOM MBTA #2","EQ-1010185","AIR CONDITIONING UNIT","AIR CONDITIONING UNIT",null,"551CAM9603","\\Locations\\Sites\\State Transportation Building\\551CAM9603 State Transportation Building","State Transportation Building","Active","Available"]
[null,"AC UNIT COMPUTER ROOM TURNPIKE #4","EQ-1010183","AIR CONDITIONING UNIT","AIR CONDITIONING UNIT",null,"551CAM9603","\\Locations\\Sites\\State Transportation Building\\551CAM9603 State Transportation Building","State Transportation Building","Active","Available"]
[null,"AC UNIT COMPUTER ROOM TURNPIKE #5","EQ-1010177","AIR CONDITIONING UNIT","AIR CONDITIONING UNIT",null,"551CAM9603","\\Locations\\Sites\\State Transportation Building\\551CAM9603 State Transportation Building","State Transportation Building","Active","Available"]
[null,"AC UNIT COMPUTER ROOM UG TELEPHONE ROOM","EQ-1010192","AIR CONDITIONING UNIT","AIR CONDITIONING UNIT",null,"551CAM9603","\\Locations\\Sites\\State Transportation Building\\551CAM9603 State Transportation Building","State Transportation Building","Active","Available"]
[null,"AC UNIT CU-1","EQ-1040778","AIR CONDITIONING UNIT","AIR CONDITIONING UNIT",null,"268DYS1201","\\Locations\\Sites\\Western Youth Service Center\\268DYS1201 New Girls Dormitory\\GROUNDS","Western Youth Service Center","Active","Available"]
[null,"AC UNIT CU-1","EQ-1040841","AIR CONDITIONING UNIT","AIR CONDITIONING UNIT",null,"268DYS9002","\\Locations\\Sites\\Western Youth Service Center\\268DYS9002 Cottage 1","Western Youth Service Center","Active","Available"]
[null,"AC UNIT CU-2","EQ-1040777","AIR CONDITIONING UNIT","AIR CONDITIONING UNIT",null,"268DYS1201","\\Locations\\Sites\\Western Youth Service Center\\268DYS1201 New Girls Dormitory\\GROUNDS","Western Youth Service Center","Active","Available"]
[null,"AC UNIT CU-3","EQ-1040779","AIR CONDITIONING UNIT","AIR CONDITIONING UNIT",null,"268DYS1201","\\Locations\\Sites\\Western Youth Service Center\\268DYS1201 New Girls Dormitory\\GROUNDS","Western Youth Service Center","Active","Available"]
[null,"AC UNIT HP-204 (1)","EQ-1042654","AIR CONDITIONING UNIT","AIR CONDITIONING UNIT",null,"258SDH0702","\\Locations\\Sites\\Hampden County Sheriff's Department - Chicopee\\258SDH0702 Hampden County Housing Unit 2\\UNIT 2\\HP-204","","Active","Available"]
[null,"AC UNIT HP-204 (2)","EQ-1042644","AIR CONDITIONING UNIT","AIR CONDITIONING UNIT",null,"258SDH0702","\\Locations\\Sites\\Hampden County Sheriff's Department - Chicopee\\258SDH0702 Hampden County Housing Unit 2\\UNIT 2\\HP-204","","Active","Available"]
[null,"AC UNIT ON ROOM - M110 (HI-RISE)","EQ-1022164","AIR CONDITIONING UNIT","AIR CONDITIONING UNIT",null,"551TRC9200","\\Locations\\Sites\\Suffolk County Superior Court\\551TRC9200 Suffolk Superior Court Hi-Rise\\Floor 01M\\M110","Suffolk County Superior Court","Active","Available"]
[null,"AC UNIT PERFORMANCE SERIES - FCU4","EQ-1040763","AIR CONDITIONING UNIT","AIR CONDITIONING UNIT",null,"268DYS1200","\\Locations\\Sites\\Western Youth Service Center\\268DYS1200 New Boys Dormitory\\GROUNDS","Western Youth Service Center","Active","Available"]
[null,"AC UNIT PERFORMANCE SERIES - FCU5","EQ-1040760","AIR CONDITIONING UNIT","AIR CONDITIONING UNIT",null,"268DYS1200","\\Locations\\Sites\\Western Youth Service Center\\268DYS1200 New Boys Dormitory\\GROUNDS","Western Youth Service Center","Active","Available"]
[null,"AC UNIT PERFORMANCE SERIES - FCU6","EQ-1040758","AIR CONDITIONING UNIT","AIR CONDITIONING UNIT",null,"268DYS1200","\\Locations\\Sites\\Western Youth Service Center\\268DYS1200 New Boys Dormitory\\GROUNDS","Western Youth Service Center","Active","Available"]
[null,"AC UNIT PERFORMANCE SERIES - FCU7","EQ-1040765","AIR CONDITIONING UNIT","AIR CONDITIONING UNIT",null,"268DYS1200","\\Locations\\Sites\\Western Youth Service Center\\268DYS1200 New Boys Dormitory\\GROUNDS","Western Youth Service Center","Active","Available"]
[null,"AC UNIT PERFORMANCE SERIES - FCU8","EQ-1040833","AIR CONDITIONING UNIT","AIR CONDITIONING UNIT",null,"268DYS1200","\\Locations\\Sites\\Western Youth Service Center\\268DYS1200 New Boys Dormitory\\GROUNDS","Western Youth Service Center","Active","Available"]
[null,"AC UNIT ROOF UNIT 10","EQ-1034910","AIR CONDITIONING UNIT","AIR CONDITIONING UNIT",null,"335QCC0022","\\Locations\\Sites\\Quinsigamond Community College\\335QCC0022 Administration\\LOWERROOF","","Active","Available"]
[null,"AC UNIT ROOM- 1505D (HI-RISE)","EQ-1023078","AIR CONDITIONING UNIT","AIR CONDITIONING UNIT",null,"551TRC9200","\\Locations\\Sites\\Suffolk County Superior Court\\551TRC9200 Suffolk Superior Court Hi-Rise\\Floor 15\\1505D","Suffolk County Superior Court","Active","Available"]
[null,"AC UNIT ROOM- 1510F (HI-RISE)","EQ-1023096","AIR CONDITIONING UNIT","AIR CONDITIONING UNIT",null,"551TRC9200","\\Locations\\Sites\\Suffolk County Superior Court\\551TRC9200 Suffolk Superior Court Hi-Rise\\Floor 15\\1510F","Suffolk County Superior Court","Active","Available"]
[null,"AC UNIT ROOM- 1510G (HI-RISE)","EQ-1023098","AIR CONDITIONING UNIT","AIR CONDITIONING UNIT",null,"551TRC9200","\\Locations\\Sites\\Suffolk County Superior Court\\551TRC9200 Suffolk Superior Court Hi-Rise\\Floor 15\\1510G","Suffolk County Superior Court","Active","Available"]
[null,"AC UNIT SPLIT (INDOOR)","EQ-1034869","SPLIT AIR CONDITIONER","SPLIT AIR CONDITIONER",null,"335QCC0060","\\Locations\\Sites\\Quinsigamond Community College\\335QCC0060 Ahlfors Math And English\\Floor 01\\104","","Active","Available"]
[null,"AC UNIT SPLIT (INDOOR)","EQ-1034874","SPLIT AIR CONDITIONER","SPLIT AIR CONDITIONER",null,"335QCC0060","\\Locations\\Sites\\Quinsigamond Community College\\335QCC0060 Ahlfors Math And English\\Floor 01\\107","","Active","Available"]
[null,"AC UNIT SPLIT (INDOOR)","EQ-1034877","SPLIT AIR CONDITIONER","SPLIT AIR CONDITIONER",null,"335QCC0060","\\Locations\\Sites\\Quinsigamond Community College\\335QCC0060 Ahlfors Math And English\\Floor 01\\106","","Active","Available"]
[null,"AC UNIT SPLIT (INDOOR)","EQ-1034878","SPLIT AIR CONDITIONER","SPLIT AIR CONDITIONER",null,"335QCC0060","\\Locations\\Sites\\Quinsigamond Community College\\335QCC0060 Ahlfors Math And English\\Floor 01\\105","","Active","Available"]
[null,"AC UNIT SPLIT (INDOOR)","EQ-1034881","SPLIT AIR CONDITIONER","SPLIT AIR CONDITIONER",null,"335QCC0060","\\Locations\\Sites\\Quinsigamond Community College\\335QCC0060 Ahlfors Math And English\\Floor 01\\107","","Active","Available"]
[null,"AC UNIT TRASH ROOM","EQ-1042466","AIR CONDITIONING UNIT","AIR CONDITIONING UNIT",null,"258SDH0700","\\Locations\\Sites\\Hampden County Sheriff's Department - Chicopee\\258SDH0700 Hampden County Women's Support Core\\AB2\\AB-211","","Active","Available"]
[null,"AC WINDOW UNIT","EQ-1037555","WINDOW AIR CONDITIONER",null,null,"450TRC9201","\\Locations\\Sites\\Framingham District Court\\450TRC9201 Framingham Courthouse\\Floor 01\\CTRM-1","Framingham District Court","Active","Available"]
[null,"AC WINDOW UNIT","EQ-1037574","WINDOW AIR CONDITIONER",null,null,"450TRC9201","\\Locations\\Sites\\Framingham District Court\\450TRC9201 Framingham Courthouse\\BASEMENT\\B-03","Framingham District Court","Active","Available"]
[null,"AC'S","EQ-1007072","AIR CONDITIONING UNIT","AIR CONDITIONING UNIT",null,"255DPH9002","\\Locations\\Sites\\Western Massachusetts Hospital\\255DPH9002 Western Mass Hospital","","Active","Available"]
[null,"AC'S","EQ-1007073","AIR CONDITIONING UNIT","AIR CONDITIONING UNIT",null,"255DPH9002","\\Locations\\Sites\\Western Massachusetts Hospital\\255DPH9002 Western Mass Hospital","","Active","Available"]
[null,"AC'S","EQ-1007077","AIR CONDITIONING UNIT","AIR CONDITIONING UNIT",null,"255DPH9002","\\Locations\\Sites\\Western Massachusetts Hospital\\255DPH9002 Western Mass Hospital","","Active","Available"]
[null,"AC'S","EQ-1007087","AIR CONDITIONING UNIT","AIR CONDITIONING UNIT",null,"255DPH9002","\\Locations\\Sites\\Western Massachusetts Hospital\\255DPH9002 Western Mass Hospital","","Active","Available"]
[null,"AC, FRIEDRICH 11700 BTU","EQ-1007045","AIR CONDITIONING UNIT","AIR CONDITIONING UNIT",null,"255DPH9002","\\Locations\\Sites\\Western Massachusetts Hospital\\255DPH9002 Western Mass Hospital","","Active","Available"]
[null,"AC, FRIEDRICH 7850 BTU","EQ-1007057","AIR CONDITIONING UNIT","AIR CONDITIONING UNIT",null,"255DPH9002","\\Locations\\Sites\\Western Massachusetts Hospital\\255DPH9002 Western Mass Hospital","","Active","Available"]
[null,"AC, FRIEDRICH 7850 BTU","EQ-1007063","AIR CONDITIONING UNIT","AIR CONDITIONING UNIT",null,"255DPH9002","\\Locations\\Sites\\Western Massachusetts Hospital\\255DPH9002 Western Mass Hospital","","Active","Available"]
[null,"AC, FRIEDRICH 8000 BTU","EQ-1007046","AIR CONDITIONING UNIT","AIR CONDITIONING UNIT",null,"255DPH9002","\\Locations\\Sites\\Western Massachusetts Hospital\\255DPH9002 Western Mass Hospital","","Active","Available"]
[null,"AC, FRIEDRICH 8000 BTU","EQ-1007058","AIR CONDITIONING UNIT","AIR CONDITIONING UNIT",null,"255DPH9002","\\Locations\\Sites\\Western Massachusetts Hospital\\255DPH9002 Western Mass Hospital","","Active","Available"]
[null,"AC, FRIEDRICH 8000 BTU","EQ-1007059","AIR CONDITIONING UNIT","AIR CONDITIONING UNIT",null,"255DPH9002","\\Locations\\Sites\\Western Massachusetts Hospital\\255DPH9002 Western Mass Hospital","","Active","Available"]
[null,"AC, FRIEDRICH 8000 BTU","EQ-1007068","AIR CONDITIONING UNIT","AIR CONDITIONING UNIT",null,"255DPH9002","\\Locations\\Sites\\Western Massachusetts Hospital\\255DPH9002 Western Mass Hospital","","Active","Available"]
[null,"AC, FRIEDRICH 8000 BTU","EQ-1007071","AIR CONDITIONING UNIT","AIR CONDITIONING UNIT",null,"255DPH9002","\\Locations\\Sites\\Western Massachusetts Hospital\\255DPH9002 Western Mass Hospital","","Active","Available"]
[null,"AC, PROGRAMMABLE ROOM AC","EQ-1007064","AIR CONDITIONING UNIT","AIR CONDITIONING UNIT",null,"255DPH9002","\\Locations\\Sites\\Western Massachusetts Hospital\\255DPH9002 Western Mass Hospital","","Active","Available"]
[null,"AC, PROGRAMMABLE ROOM AC","EQ-1007065","AIR CONDITIONING UNIT","AIR CONDITIONING UNIT",null,"255DPH9002","\\Locations\\Sites\\Western Massachusetts Hospital\\255DPH9002 Western Mass Hospital","","Active","Available"]
[null,"AC, PROGRAMMABLE ROOM AC","EQ-1007066","AIR CONDITIONING UNIT","AIR CONDITIONING UNIT",null,"255DPH9002","\\Locations\\Sites\\Western Massachusetts Hospital\\255DPH9002 Western Mass Hospital","","Active","Available"]
[null,"AC, PROGRAMMABLE ROOM AC","EQ-1007067","AIR CONDITIONING UNIT","AIR CONDITIONING UNIT",null,"255DPH9002","\\Locations\\Sites\\Western Massachusetts Hospital\\255DPH9002 Western Mass Hospital","","Active","Available"]
[null,"AC, PROGRAMMABLE ROOM AC","EQ-1007076","AIR CONDITIONING UNIT","AIR CONDITIONING UNIT",null,"255DPH9002","\\Locations\\Sites\\Western Massachusetts Hospital\\255DPH9002 Western Mass Hospital","","Active","Available"]
[null,"AC, PROGRAMMABLE ROOM AC","EQ-1007079","AIR CONDITIONING UNIT","AIR CONDITIONING UNIT",null,"255DPH9002","\\Locations\\Sites\\Western Massachusetts Hospital\\255DPH9002 Western Mass Hospital","","Active","Available"]
[null,"AC- 1 RETURN FAN ELECTRICAL STARTER PM - HI-RISE","EQ-1022256","MAIN DISCONNECT","MAIN DISCONNECT",null,"551TRC9200","\\Locations\\Sites\\Suffolk County Superior Court\\551TRC9200 Suffolk Superior Court Hi-Rise\\Floor 03M\\M305A","Suffolk County Superior Court","Active","Available"]
[null,"AC- 10 RETURN FAN ELECTRICAL STARTER PM - HI-RISE","EQ-1022535","MAIN DISCONNECT","MAIN DISCONNECT",null,"551TRC9200","\\Locations\\Sites\\Suffolk County Superior Court\\551TRC9200 Suffolk Superior Court Hi-Rise\\Floor 08M\\M805","Suffolk County Superior Court","Active","Available"]
[null,"AC- 11 RETURN FAN ELECTRICAL STARTER PM - HI-RISE","EQ-1022546","MAIN DISCONNECT","MAIN DISCONNECT",null,"551TRC9200","\\Locations\\Sites\\Suffolk County Superior Court\\551TRC9200 Suffolk Superior Court Hi-Rise\\Floor 08M\\M805","Suffolk County Superior Court","Active","Available"]
[null,"AC- 12 RETURN FAN ELECTRICAL STARTER PM - HI-RISE","EQ-1022631","MAIN DISCONNECT","MAIN DISCONNECT",null,"551TRC9200","\\Locations\\Sites\\Suffolk County Superior Court\\551TRC9200 Suffolk Superior Court Hi-Rise\\Floor 09M\\M910","Suffolk County Superior Court","Active","Available"]
[null,"AC- 13 RETURN FAN ELECTRICAL STARTER PM - HI-RISE","EQ-1022636","MAIN DISCONNECT","MAIN DISCONNECT",null,"551TRC9200","\\Locations\\Sites\\Suffolk County Superior Court\\551TRC9200 Suffolk Superior Court Hi-Rise\\Floor 09M\\M912","Suffolk County Superior Court","Active","Available"]
[null,"AC- 14 RETURN FAN ELECTRICAL STARTER PM - HI-RISE","EQ-1022619","MAIN DISCONNECT","MAIN DISCONNECT",null,"551TRC9200","\\Locations\\Sites\\Suffolk County Superior Court\\551TRC9200 Suffolk Superior Court Hi-Rise\\Floor 09M\\M905","Suffolk County Superior Court","Active","Available"]
[null,"AC- 15 RETURN FAN ELECTRICAL STARTER PM - HI-RISE","EQ-1022614","MAIN DISCONNECT","MAIN DISCONNECT",null,"551TRC9200","\\Locations\\Sites\\Suffolk County Superior Court\\551TRC9200 Suffolk Superior Court Hi-Rise\\Floor 09M\\M905","Suffolk County Superior Court","Active","Available"]
[null,"AC- 16 RETURN FAN ELECTRICAL STARTER PM - HI-RISE","EQ-1022693","MAIN DISCONNECT","MAIN DISCONNECT",null,"551TRC9200","\\Locations\\Sites\\Suffolk County Superior Court\\551TRC9200 Suffolk Superior Court Hi-Rise\\Floor 10M\\M1005A","Suffolk County Superior Court","Active","Available"]
[null,"AC- 17 RETURN FAN ELECTRICAL STARTER PM - HI-RISE","EQ-1022720","MAIN DISCONNECT","MAIN DISCONNECT",null,"551TRC9200","\\Locations\\Sites\\Suffolk County Superior Court\\551TRC9200 Suffolk Superior Court Hi-Rise\\Floor 10M\\M1010A","Suffolk County Superior Court","Active","Available"]
[null,"AC- 18 RETURN FAN ELECTRICAL STARTER PM - HI-RISE","EQ-1022694","MAIN DISCONNECT","MAIN DISCONNECT",null,{"$f":"IFERROR(MID(H1543,FIND(\"\\\",H1543,18)+1,10),\"\")","v":"551TRC9200"},"\\Locations\\Sites\\Suffolk County Superior Court\\551TRC9200 Suffolk Superior Court Hi-Rise\\Floor 10M\\M1005A",{"$f":"IFERROR(MID(H1543,18,FIND(\"\\\",MID(H1543,18,30))-1),\"\")","v":"Suffolk County Superior Court"},"Active","Available"]
[null,"AC- 19 RETURN FAN ELECTRICAL STARTER PM. - HI-RISE","EQ-1022687","MAIN DISCONNECT","MAIN DISCONNECT",null,"551TRC9200","\\Locations\\Sites\\Suffolk County Superior Court\\551TRC9200 Suffolk Superior Court Hi-Rise\\Floor 10M\\M1005","Suffolk County Superior Court","Active","Available"]
[null,"AC- 2","EQ-1029625","SPLIT AIR CONDITIONER",null,null,"664TRC1001","\\Locations\\Sites\\Fall River Justice Center\\664TRC1001 Fall River Judicial Center\\Floor 01\\138","Fall River Justice Center","Active","Available"]
[null,"AC- 2 RETURN FAN ELECTRICAL STARTER PM - HI-RISE","EQ-1022264","MAIN DISCONNECT","MAIN DISCONNECT",null,"551TRC9200","\\Locations\\Sites\\Suffolk County Superior Court\\551TRC9200 Suffolk Superior Court Hi-Rise\\Floor 03M\\M312","Suffolk County Superior Court","Active","Available"]
[null,"AC- 3 RETURN FAN ELECTRICAL STARTER PM - HI-RISE","EQ-1022248","MAIN DISCONNECT","MAIN DISCONNECT",null,"551TRC9200","\\Locations\\Sites\\Suffolk County Superior Court\\551TRC9200 Suffolk Superior Court Hi-Rise\\Floor 03M\\M308A","Suffolk County Superior Court","Active","Available"]
[null,"AC- 4 RETURN FAN ELECTRICAL STARTER PM - HI-RISE","EQ-1022246","MAIN DISCONNECT","MAIN DISCONNECT",null,"551TRC9200","\\Locations\\Sites\\Suffolk County Superior Court\\551TRC9200 Suffolk Superior Court Hi-Rise\\Floor 03M\\M308A","Suffolk County Superior Court","Active","Available"]
[null,"AC- 5 RETURN FAN ELECTRICAL STARTER PM - HI-RISE","EQ-1022449","MAIN DISCONNECT","MAIN DISCONNECT",null,"551TRC9200","\\Locations\\Sites\\Suffolk County Superior Court\\551TRC9200 Suffolk Superior Court Hi-Rise\\Floor 07M\\M709B","Suffolk County Superior Court","Active","Available"]
[null,"AC- 6 RETURN FAN ELECTRICAL STARTER PM - HI-RISE","EQ-1022456","MAIN DISCONNECT","MAIN DISCONNECT",null,"551TRC9200","\\Locations\\Sites\\Suffolk County Superior Court\\551TRC9200 Suffolk Superior Court Hi-Rise\\Floor 07M\\M709B","Suffolk County Superior Court","Active","Available"]
[null,"AC- 7 RETURN FAN ELECTRICAL STARTER PM - HI-RISE","EQ-1022450","MAIN DISCONNECT","MAIN DISCONNECT",null,"551TRC9200","\\Locations\\Sites\\Suffolk County Superior Court\\551TRC9200 Suffolk Superior Court Hi-Rise\\Floor 07M\\M709B","Suffolk County Superior Court","Active","Available"]
[null,"AC- 8 RETURN FAN ELECTRICAL STARTER PM - HI-RISE","EQ-1022557","MAIN DISCONNECT","MAIN DISCONNECT",null,"551TRC9200","\\Locations\\Sites\\Suffolk County Superior Court\\551TRC9200 Suffolk Superior Court Hi-Rise\\Floor 08M\\M810","Suffolk County Superior Court","Active","Available"]
[null,"AC- 9 RETURN FAN ELECTRICAL STARTER PM - HI-RISE","EQ-1022564","MAIN DISCONNECT","MAIN DISCONNECT",null,"551TRC9200","\\Locations\\Sites\\Suffolk County Superior Court\\551TRC9200 Suffolk Superior Court Hi-Rise\\Floor 08M\\M810","Suffolk County Superior Court","Active","Available"]
[null,"AC-01 - SPLIT A/C CONDENSING UNIT","EQ-1027855","CONDENSING UNIT (AIR, WATER, AIR/WA","CONDENSING UNIT (AIR, WATER, AIR/WA",null,"531TRC1001","\\Locations\\Sites\\Salem Court Complex\\531TRC1001 J. Michael Ruane Judicial Center\\LL","Salem Court Complex","Active","Available"]
[null,"AC-01 SPLIT A/C AHU - SERVICES MECHANICAL ROOM 0400","EQ-1027842","AIR CONDITIONING UNIT","AIR CONDITIONING UNIT",null,"531TRC1001","\\Locations\\Sites\\Salem Court Complex\\531TRC1001 J. Michael Ruane Judicial Center\\LL","Salem Court Complex","Active","Available"]
[null,"AC-02 - SPLIT A/C CONDENSING UNIT","EQ-1027862","CONDENSING UNIT (AIR, WATER, AIR/WA","CONDENSING UNIT (AIR, WATER, AIR/WA",null,"531TRC1001","\\Locations\\Sites\\Salem Court Complex\\531TRC1001 J. Michael Ruane Judicial Center\\LL","Salem Court Complex","Active","Available"]
[null,"AC-02 SPLIT A/C AHU - SERVICES ELECTRICAL ROOM 2432","EQ-1027844","AIR CONDITIONING UNIT","AIR CONDITIONING UNIT",null,"531TRC1001","\\Locations\\Sites\\Salem Court Complex\\531TRC1001 J. Michael Ruane Judicial Center\\LL","Salem Court Complex","Active","Available"]
[null,"AC-03 - SPLIT A/C CONDENSING UNIT","EQ-1027860","CONDENSING UNIT (AIR, WATER, AIR/WA","CONDENSING UNIT (AIR, WATER, AIR/WA",null,"531TRC1001","\\Locations\\Sites\\Salem Court Complex\\531TRC1001 J. Michael Ruane Judicial Center\\LL","Salem Court Complex","Active","Available"]
[null,"AC-03 SPLIT A/C AHU - IDF ROOM 2431","EQ-1027859","AIR CONDITIONING UNIT","AIR CONDITIONING UNIT",null,"531TRC1001","\\Locations\\Sites\\Salem Court Complex\\531TRC1001 J. Michael Ruane Judicial Center\\LL","Salem Court Complex","Active","Available"]
[null,"AC-04 - SPLIT A/C CONDENSING UNIT","EQ-1027861","CONDENSING UNIT (AIR, WATER, AIR/WA","CONDENSING UNIT (AIR, WATER, AIR/WA",null,"531TRC1001","\\Locations\\Sites\\Salem Court Complex\\531TRC1001 J. Michael Ruane Judicial Center\\LL","Salem Court Complex","Active","Available"]
[null,"AC-04 SPLIT A/C AHU - MDF ROOM 0227","EQ-1027863","AIR CONDITIONING UNIT","AIR CONDITIONING UNIT",null,"531TRC1001","\\Locations\\Sites\\Salem Court Complex\\531TRC1001 J. Michael Ruane Judicial Center\\LL","Salem Court Complex","Active","Available"]
[null,"AC-05 - SPLIT A/C CONDENSING UNIT","EQ-1027853","CONDENSING UNIT (AIR, WATER, AIR/WA","CONDENSING UNIT (AIR, WATER, AIR/WA",null,"531TRC1001","\\Locations\\Sites\\Salem Court Complex\\531TRC1001 J. Michael Ruane Judicial Center\\LL","Salem Court Complex","Active","Available"]
[null,"AC-05 SPLIT A/C AHU - SERVICE PROVIDER K.16 0226","EQ-1027857","AIR CONDITIONING UNIT","AIR CONDITIONING UNIT",null,"531TRC1001","\\Locations\\Sites\\Salem Court Complex\\531TRC1001 J. Michael Ruane Judicial Center\\LL","Salem Court Complex","Active","Available"]
[null,"AC-06 - SPLIT A/C CONDENSING UNIT","EQ-1027871","CONDENSING UNIT (AIR, WATER, AIR/WA","CONDENSING UNIT (AIR, WATER, AIR/WA",null,"531TRC1001","\\Locations\\Sites\\Salem Court Complex\\531TRC1001 J. Michael Ruane Judicial Center\\LL","Salem Court Complex","Active","Available"]
[null,"AC-06 SPLIT A/C AHU - IDF ROOM 2130","EQ-1027858","AIR CONDITIONING UNIT","AIR CONDITIONING UNIT",null,"531TRC1001","\\Locations\\Sites\\Salem Court Complex\\531TRC1001 J. Michael Ruane Judicial Center\\LL","Salem Court Complex","Active","Available"]
[null,"AC-07 - SPLIT A/C CONDENSING UNIT","EQ-1027868","CONDENSING UNIT (AIR, WATER, AIR/WA","CONDENSING UNIT (AIR, WATER, AIR/WA",null,"531TRC1001","\\Locations\\Sites\\Salem Court Complex\\531TRC1001 J. Michael Ruane Judicial Center\\LL","Salem Court Complex","Active","Available"]
[null,"AC-07 SPLIT A/C AHU - DOCK - 0200","EQ-1027854","AIR CONDITIONING UNIT","AIR CONDITIONING UNIT",null,"531TRC1001","\\Locations\\Sites\\Salem Court Complex\\531TRC1001 J. Michael Ruane Judicial Center\\LL","Salem Court Complex","Active","Available"]
[null,"AC-08 - SPLIT A/C CONDENSING UNIT","EQ-1027870","CONDENSING UNIT (AIR, WATER, AIR/WA","CONDENSING UNIT (AIR, WATER, AIR/WA",null,"531TRC1001","\\Locations\\Sites\\Salem Court Complex\\531TRC1001 J. Michael Ruane Judicial Center\\LL","Salem Court Complex","Active","Available"]
[null,"AC-08 SPLIT A/C AHU - PROPERTY - 0135","EQ-1027864","AIR CONDITIONING UNIT","AIR CONDITIONING UNIT",null,"531TRC1001","\\Locations\\Sites\\Salem Court Complex\\531TRC1001 J. Michael Ruane Judicial Center\\LL","Salem Court Complex","Active","Available"]
[null,"AC-09 - SPLIT A/C CONDENSING UNIT","EQ-1027869","CONDENSING UNIT (AIR, WATER, AIR/WA","CONDENSING UNIT (AIR, WATER, AIR/WA",null,"531TRC1001","\\Locations\\Sites\\Salem Court Complex\\531TRC1001 J. Michael Ruane Judicial Center\\LL","Salem Court Complex","Active","Available"]
[null,"AC-09 SPLIT A/C AHU - CORRIDOR - 0103","EQ-1027856","AIR CONDITIONING UNIT","AIR CONDITIONING UNIT",null,"531TRC1001","\\Locations\\Sites\\Salem Court Complex\\531TRC1001 J. Michael Ruane Judicial Center\\LL","Salem Court Complex","Active","Available"]
[null,"AC-1","EQ-1041685","AIR HANDLER UNIT",null,null,"669UMD0180","\\Locations\\Sites\\University Of Massachusetts Dartmouth Main Campus\\669UMD0180 MacLean Campus Center","","Active","Available"]
[null,"AC-1","EQ-1042127","ROOF A/H UNIT","ROOF A/H UNIT",null,"328POL0102","\\Locations\\Sites\\State Police Training Academy\\328POL0102 B Building Dining Hall\\ROOF","State Police Training Academy","Active","Available"]
[null,"AC-1","EQ-1042144","ROOF A/H UNIT","ROOF A/H UNIT",null,"328POL0105","\\Locations\\Sites\\State Police Training Academy\\328POL0105 E Building\\ROOF","State Police Training Academy","Active","Available"]
[null,"AC-1","EQ-1045113","AIR HANDLER UNIT","AIR HANDLER UNIT",null,"268STC6666","\\Locations\\Sites\\Springfield Tech Community College\\268STC6666 Scibelli Hall Building 2\\Floor 02\\MECHANICAL(INNER RM OF 210) [02-239]","","Active","Available"]
[null,"AC-1","EQ-1063245","AIR CONDITIONING UNIT","AIR CONDITIONING UNIT",null,"530NSC1701","\\Locations\\Sites\\North Shore Community College - Lynn\\530NSC1701 Lynn South\\Floor 02\\205","","Active","Available"]
[null,"AC-1 / CONNECTED TO ACCU 1","EQ-1029618","SPLIT AIR CONDITIONER",null,null,"664TRC1001","\\Locations\\Sites\\Fall River Justice Center\\664TRC1001 Fall River Judicial Center\\Floor 01\\104","Fall River Justice Center","Active","Available"]
[null,"AC-1 066G","EQ-1066249","AIR CONDITIONING UNIT","AIR CONDITIONING UNIT",null,"551BSB9004","\\Locations\\Sites\\State House\\551BSB9004 State House\\Basement\\SENATE ELEVATOR 1 & 2 MACHINE ROOM","State House","Active","Available"]
[null,"AC-1 220 WINDOW UNIT/REC","EQ-1043814","WINDOW AIR CONDITIONER","WINDOW AIR CONDITIONER",null,"340CAMPB01","\\Locations\\Sites\\DYS - Grafton\\340CAMPB01 A Cottage Dormitory","DYS - Grafton","Active","Available"]
[null,"AC-1 8TH FLOOR CONTROL RM","EQ-1010174","AIR CONDITIONING UNIT","AIR CONDITIONING UNIT",null,"551CAM9603","\\Locations\\Sites\\State Transportation Building\\551CAM9603 State Transportation Building\\Floor 08","State Transportation Building","Active","Available"]
[null,"AC-1 AIR HANDLER UNIT","EQ-1006623","AIR HANDLER UNIT","AIR HANDLER UNIT",null,"515TRC9200","\\Locations\\Sites\\Lawrence Superior Court\\515TRC9200 Lawrence Courthouse\\BASEMENT","Lawrence Superior Court","Active","Available"]
[null,"AC-1 HIGHWAY COMPUTER ROOM","EQ-1010181","AIR CONDITIONING UNIT","AIR CONDITIONING UNIT",null,"551CAM9603","\\Locations\\Sites\\State Transportation Building\\551CAM9603 State Transportation Building\\PENTHOUSE","State Transportation Building","Active","Available"]
[null,"AC-1 PENTHOUSE","EQ-1010193","AIR HANDLER UNIT","AIR HANDLER UNIT",null,"551CAM9603","\\Locations\\Sites\\State Transportation Building\\551CAM9603 State Transportation Building\\PENTHOUSE","State Transportation Building","Active","Available"]
[null,"AC-1, THROUGH THE WALL AIR CONDITIONING UNIT","EQ-1041163","AIR CONDITIONING UNIT","AIR CONDITIONING UNIT",null,"164SDF0603","\\Locations\\Sites\\Franklin County Sheriff's Office - Greenfield\\164SDF0603 Warehouse\\Floor 01\\W02","","Active","Available"]
[null,"AC-1-Split System Evaporator-006","EQ-1040026","AIR CONDITIONING UNIT","AIR CONDITIONING UNIT",null,"335QCC1601","\\Locations\\Sites\\Quinsigamond Community College\\335QCC1601 QuEST Center, Engineering Science Technology Ctr.\\Floor 00\\006","","Active","Available"]
[null,"AC-10 - SPLIT A/C CONDENSING UNIT","EQ-1027476","CONDENSING UNIT (AIR, WATER, AIR/WA","CONDENSING UNIT (AIR, WATER, AIR/WA",null,"531TRC1001","\\Locations\\Sites\\Salem Court Complex\\531TRC1001 J. Michael Ruane Judicial Center\\Floor 02","Salem Court Complex","Active","Available"]
[null,"AC-10 SPLIT A/C AHU - TRAP - 0103A","EQ-1027471","AIR CONDITIONING UNIT","AIR CONDITIONING UNIT",null,"531TRC1001","\\Locations\\Sites\\Salem Court Complex\\531TRC1001 J. Michael Ruane Judicial Center\\Floor 02","Salem Court Complex","Active","Available"]
[null,"AC-11 - SPLIT A/C CONDENSING UNIT","EQ-1027479","CONDENSING UNIT (AIR, WATER, AIR/WA","CONDENSING UNIT (AIR, WATER, AIR/WA",null,"531TRC1001","\\Locations\\Sites\\Salem Court Complex\\531TRC1001 J. Michael Ruane Judicial Center\\Floor 02","Salem Court Complex","Active","Available"]
[null,"AC-11 SPLIT A/C AHU - SERVER.PHONE 0705","EQ-1027462","AIR CONDITIONING UNIT","AIR CONDITIONING UNIT",null,"531TRC1001","\\Locations\\Sites\\Salem Court Complex\\531TRC1001 J. Michael Ruane Judicial Center\\Floor 02","Salem Court Complex","Active","Available"]
[null,"AC-12 - SPLIT A/C CONDENSING UNIT","EQ-1027482","CONDENSING UNIT (AIR, WATER, AIR/WA","CONDENSING UNIT (AIR, WATER, AIR/WA",null,"531TRC1001","\\Locations\\Sites\\Salem Court Complex\\531TRC1001 J. Michael Ruane Judicial Center\\Floor 02","Salem Court Complex","Active","Available"]
[null,"AC-12 SPLIT A/C AHU - EAST CORRIDOR - 0714","EQ-1027474","AIR CONDITIONING UNIT","AIR CONDITIONING UNIT",null,"531TRC1001","\\Locations\\Sites\\Salem Court Complex\\531TRC1001 J. Michael Ruane Judicial Center\\Floor 02","Salem Court Complex","Active","Available"]
[null,"AC-13 - SPLIT A/C CONDENSING UNIT","EQ-1027483","CONDENSING UNIT (AIR, WATER, AIR/WA","CONDENSING UNIT (AIR, WATER, AIR/WA",null,"531TRC1001","\\Locations\\Sites\\Salem Court Complex\\531TRC1001 J. Michael Ruane Judicial Center\\Floor 02","Salem Court Complex","Active","Available"]
[null,"AC-13 SPLIT A/C AHU - MDF - 0903","EQ-1027486","AIR CONDITIONING UNIT","AIR CONDITIONING UNIT",null,"531TRC1001","\\Locations\\Sites\\Salem Court Complex\\531TRC1001 J. Michael Ruane Judicial Center\\Floor 02","Salem Court Complex","Active","Available"]
[null,"AC-14 - SPLIT A/C CONDENSING UNIT","EQ-1027487","CONDENSING UNIT (AIR, WATER, AIR/WA","CONDENSING UNIT (AIR, WATER, AIR/WA",null,"531TRC1001","\\Locations\\Sites\\Salem Court Complex\\531TRC1001 J. Michael Ruane Judicial Center\\Floor 02","Salem Court Complex","Active","Available"]
[null,"AC-14 SPLIT A/C AHU - MECHANICAL ROOM - 4600","EQ-1027480","AIR CONDITIONING UNIT","AIR CONDITIONING UNIT",null,"531TRC1001","\\Locations\\Sites\\Salem Court Complex\\531TRC1001 J. Michael Ruane Judicial Center\\Floor 02","Salem Court Complex","Active","Available"]
[null,"AC-15 - SPLIT A/C CONDENSING UNIT","EQ-1027586","CONDENSING UNIT (AIR, WATER, AIR/WA","CONDENSING UNIT (AIR, WATER, AIR/WA",null,"531TRC1001","\\Locations\\Sites\\Salem Court Complex\\531TRC1001 J. Michael Ruane Judicial Center\\Floor 04","Salem Court Complex","Active","Available"]
[null,"AC-15 SPLIT A/C AHU - SECURITY SERVER - 2120","EQ-1027591","AIR CONDITIONING UNIT","AIR CONDITIONING UNIT",null,"531TRC1001","\\Locations\\Sites\\Salem Court Complex\\531TRC1001 J. Michael Ruane Judicial Center\\Floor 04","Salem Court Complex","Active","Available"]
[null,"AC-16 - SPLIT A/C CONDENSING UNIT","EQ-1027696","CONDENSING UNIT (AIR, WATER, AIR/WA","CONDENSING UNIT (AIR, WATER, AIR/WA",null,"531TRC1001","\\Locations\\Sites\\Salem Court Complex\\531TRC1001 J. Michael Ruane Judicial Center\\Floor 06","Salem Court Complex","Active","Available"]
[null,"AC-16 SPLIT A/C AHU - ELEVATOR MACHINE ROOM - 6120","EQ-1027699","AIR CONDITIONING UNIT","AIR CONDITIONING UNIT",null,"531TRC1001","\\Locations\\Sites\\Salem Court Complex\\531TRC1001 J. Michael Ruane Judicial Center\\Floor 06","Salem Court Complex","Active","Available"]
[null,"AC-17 - SPLIT A/C CONDENSING UNIT","EQ-1027692","CONDENSING UNIT (AIR, WATER, AIR/WA","CONDENSING UNIT (AIR, WATER, AIR/WA",null,"531TRC1001","\\Locations\\Sites\\Salem Court Complex\\531TRC1001 J. Michael Ruane Judicial Center\\Floor 06","Salem Court Complex","Active","Available"]
[null,"AC-17 SPLIT A/C AHU - ELECTRICAL ROOM - 6130","EQ-1027693","AIR CONDITIONING UNIT","AIR CONDITIONING UNIT",null,"531TRC1001","\\Locations\\Sites\\Salem Court Complex\\531TRC1001 J. Michael Ruane Judicial Center\\Floor 06","Salem Court Complex","Active","Available"]
[null,"AC-18 - SPLIT A/C CONDENSING UNIT","EQ-1027694","CONDENSING UNIT (AIR, WATER, AIR/WA","CONDENSING UNIT (AIR, WATER, AIR/WA",null,"531TRC1001","\\Locations\\Sites\\Salem Court Complex\\531TRC1001 J. Michael Ruane Judicial Center\\Floor 06","Salem Court Complex","Active","Available"]
[null,"AC-18 SPLIT A/C AHU - ELEVATOR MACHINE ROOM - 6420","EQ-1027697","AIR CONDITIONING UNIT","AIR CONDITIONING UNIT",null,"531TRC1001","\\Locations\\Sites\\Salem Court Complex\\531TRC1001 J. Michael Ruane Judicial Center\\Floor 06","Salem Court Complex","Active","Available"]
[null,"AC-19 - SPLIT A/C CONDENSING UNIT","EQ-1027704","CONDENSING UNIT (AIR, WATER, AIR/WA","CONDENSING UNIT (AIR, WATER, AIR/WA",null,"531TRC1001","\\Locations\\Sites\\Salem Court Complex\\531TRC1001 J. Michael Ruane Judicial Center\\Floor 06","Salem Court Complex","Active","Available"]
[null,"AC-19 SPLIT A/C AHU - ELECTRICAL ROOM - 6430","EQ-1027691","AIR CONDITIONING UNIT","AIR CONDITIONING UNIT",null,"531TRC1001","\\Locations\\Sites\\Salem Court Complex\\531TRC1001 J. Michael Ruane Judicial Center\\Floor 06","Salem Court Complex","Active","Available"]
[null,"AC-2","EQ-1041648","AIR HANDLER UNIT",null,null,"669UMD0180","\\Locations\\Sites\\University Of Massachusetts Dartmouth Main Campus\\669UMD0180 MacLean Campus Center\\Floor 02","","Active","Available"]
[null,"AC-2","EQ-1042077","ROOF A/H UNIT","ROOF A/H UNIT",null,{"$f":"IFERROR(MID(H1607,FIND(\"\\\",H1607,18)+1,10),\"\")","v":"328POL0102"},"\\Locations\\Sites\\State Police Training Academy\\328POL0102 B Building Dining Hall\\ROOF",{"$f":"IFERROR(MID(H1607,18,FIND(\"\\\",MID(H1607,18,30))-1),\"\")","v":"State Police Training Academy"},"Active","Available"]
[null,"AC-2","EQ-1045108","AIR HANDLER UNIT","AIR HANDLER UNIT",null,"268STC6666","\\Locations\\Sites\\Springfield Tech Community College\\268STC6666 Scibelli Hall Building 2\\Floor 02\\MECHANICAL(INNER RM OF 210) [02-239]","","Active","Available"]
[null,"AC-2","EQ-1063246","AIR CONDITIONING UNIT","AIR CONDITIONING UNIT",null,"530NSC1701","\\Locations\\Sites\\North Shore Community College - Lynn\\530NSC1701 Lynn South\\Floor 03\\W301A","","Active","Available"]
[null,"AC-2 220 WINDOW UNIT/REC","EQ-1043817","WINDOW AIR CONDITIONER","WINDOW AIR CONDITIONER",null,"340CAMPB01","\\Locations\\Sites\\DYS - Grafton\\340CAMPB01 A Cottage Dormitory","DYS - Grafton","Active","Available"]
[null,"AC-2 8TH FLOOR","EQ-1010202","AIR HANDLER UNIT","AIR HANDLER UNIT",null,"551CAM9603","\\Locations\\Sites\\State Transportation Building\\551CAM9603 State Transportation Building\\Floor 08","State Transportation Building","Active","Available"]
[null,"AC-2 AIR HANDLER UNIT","EQ-1006647","AIR HANDLER UNIT","AIR HANDLER UNIT",null,"515TRC9200","\\Locations\\Sites\\Lawrence Superior Court\\515TRC9200 Lawrence Courthouse\\P.H.","Lawrence Superior Court","Active","Available"]
[null,"AC-2 HIGHWAY COMPUTER ROOM","EQ-1010180","AIR CONDITIONING UNIT","AIR CONDITIONING UNIT",null,"551CAM9603","\\Locations\\Sites\\State Transportation Building\\551CAM9603 State Transportation Building\\PENTHOUSE","State Transportation Building","Active","Available"]
[null,"AC-2 SSB75","EQ-1066252","AIR CONDITIONING UNIT","AIR CONDITIONING UNIT",null,"551BSB9004","\\Locations\\Sites\\State House\\551BSB9004 State House\\SUB SUB BASEMENT\\EAST WING ELEVATOR 3 & 4 MACHINE RM","State House","Active","Available"]
[null,"AC-2, THROUGH THE WALL AIR CONDITIONING UNIT","EQ-1041123","AIR CONDITIONING UNIT","AIR CONDITIONING UNIT",null,"164SDF0602","\\Locations\\Sites\\Franklin County Sheriff's Office - Greenfield\\164SDF0602 Vehicle Maintenance\\Floor 01\\V03","","Active","Available"]
[null,"AC-20 - SPLIT A/C CONDENSING UNIT","EQ-1027901","CONDENSING UNIT (AIR, WATER, AIR/WA","CONDENSING UNIT (AIR, WATER, AIR/WA",null,"531TRC1001","\\Locations\\Sites\\Salem Court Complex\\531TRC1001 J. Michael Ruane Judicial Center","Salem Court Complex","Active","Available"]
[null,"AC-20 SPLIT A/C AHU -","EQ-1027902","AIR CONDITIONING UNIT","AIR CONDITIONING UNIT",null,"531TRC1001","\\Locations\\Sites\\Salem Court Complex\\531TRC1001 J. Michael Ruane Judicial Center","Salem Court Complex","Active","Available"]
[null,"AC-21 - SPLIT A/C CONDENSING UNIT","EQ-1027908","CONDENSING UNIT (AIR, WATER, AIR/WA","CONDENSING UNIT (AIR, WATER, AIR/WA",null,"531TRC1001","\\Locations\\Sites\\Salem Court Complex\\531TRC1001 J. Michael Ruane Judicial Center","Salem Court Complex","Active","Available"]
[null,"AC-21 SPLIT A/C AHU -","EQ-1027910","AIR CONDITIONING UNIT","AIR CONDITIONING UNIT",null,"531TRC1001","\\Locations\\Sites\\Salem Court Complex\\531TRC1001 J. Michael Ruane Judicial Center","Salem Court Complex","Active","Available"]
[null,"AC-3","EQ-1041664","AIR HANDLER UNIT",null,null,"669UMD0180","\\Locations\\Sites\\University Of Massachusetts Dartmouth Main Campus\\669UMD0180 MacLean Campus Center\\Floor 02","","Active","Available"]
[null,"AC-3","EQ-1045110","AIR HANDLER UNIT","AIR HANDLER UNIT",null,"268STC6666","\\Locations\\Sites\\Springfield Tech Community College\\268STC6666 Scibelli Hall Building 2\\Floor 02\\ELECTRICAL [02-210B]","","Active","Available"]
[null,"AC-3 220 WINDOW UNIT/TV ROOM","EQ-1043820","WINDOW AIR CONDITIONER","WINDOW AIR CONDITIONER",null,"340CAMPB01","\\Locations\\Sites\\DYS - Grafton\\340CAMPB01 A Cottage Dormitory","DYS - Grafton","Active","Available"]
[null,"AC-3 AIR HANDLER UNIT","EQ-1006644","AIR HANDLER UNIT","AIR HANDLER UNIT",null,"515TRC9200","\\Locations\\Sites\\Lawrence Superior Court\\515TRC9200 Lawrence Courthouse\\P.H.","Lawrence Superior Court","Active","Available"]
[null,"AC-3 SB56-2","EQ-1066232","AIR CONDITIONING UNIT","AIR CONDITIONING UNIT",null,"551BSB9004","\\Locations\\Sites\\State House\\551BSB9004 State House\\Sub Basement\\WEST WING ELEVATOR 9 & 10 MACHINE RM","State House","Active","Available"]
[null,"AC-30","EQ-1042022","ROOF A/H UNIT","ROOF A/H UNIT",null,"328POL0101","\\Locations\\Sites\\State Police Training Academy\\328POL0101 Ellis Hall Building A\\ROOF","State Police Training Academy","Active","Available"]
[null,"AC-36","EQ-1042086","ROOF A/H UNIT","ROOF A/H UNIT",null,"328POL0102","\\Locations\\Sites\\State Police Training Academy\\328POL0102 B Building Dining Hall\\ROOF","State Police Training Academy","Active","Available"]
[null,"AC-37","EQ-1042075","ROOF A/H UNIT","ROOF A/H UNIT",null,"328POL0102","\\Locations\\Sites\\State Police Training Academy\\328POL0102 B Building Dining Hall\\ROOF","State Police Training Academy","Active","Available"]
[null,"AC-38","EQ-1042145","ROOF A/H UNIT","ROOF A/H UNIT",null,"328POL0103","\\Locations\\Sites\\State Police Training Academy\\328POL0103 C Building\\ROOF","State Police Training Academy","Active","Available"]
[null,"AC-4","EQ-1010173","AIR CONDITIONING UNIT","AIR CONDITIONING UNIT",null,"551CAM9603","\\Locations\\Sites\\State Transportation Building\\551CAM9603 State Transportation Building\\Floor 01","State Transportation Building","Active","Available"]
[null,"AC-4","EQ-1010187","AIR CONDITIONING UNIT","AIR CONDITIONING UNIT",null,"551CAM9603","\\Locations\\Sites\\State Transportation Building\\551CAM9603 State Transportation Building","State Transportation Building","Active","Available"]
[null,"AC-4","EQ-1041656","AIR HANDLER UNIT",null,null,"669UMD0180","\\Locations\\Sites\\University Of Massachusetts Dartmouth Main Campus\\669UMD0180 MacLean Campus Center\\Floor 02","","Active","Available"]
[null,"AC-4","EQ-1045128","AIR HANDLER UNIT","AIR HANDLER UNIT",null,"268STC6666","\\Locations\\Sites\\Springfield Tech Community College\\268STC6666 Scibelli Hall Building 2\\Floor 03\\ELECTRICAL [02-310A]","","Active","Available"]
[null,"AC-4","EQ-1066242","AIR CONDITIONING UNIT","AIR CONDITIONING UNIT",null,"551BSB9004","\\Locations\\Sites\\State House\\551BSB9004 State House\\Basement\\GOVERNOR'S CAR ELEVATOR 11 & 12 MACHINE RM","State House","Active","Available"]
[null,"AC-4 AIR HANDLER UNIT","EQ-1006643","AIR HANDLER UNIT","AIR HANDLER UNIT",null,"515TRC9200","\\Locations\\Sites\\Lawrence Superior Court\\515TRC9200 Lawrence Courthouse\\P.H.","Lawrence Superior Court","Active","Available"]
[null,"AC-5","EQ-1010182","AIR CONDITIONING UNIT","AIR CONDITIONING UNIT",null,"551CAM9603","\\Locations\\Sites\\State Transportation Building\\551CAM9603 State Transportation Building\\Floor 08","State Transportation Building","Active","Available"]
[null,"AC-5","EQ-1045120","AIR HANDLER UNIT","AIR HANDLER UNIT",null,"268STC6666","\\Locations\\Sites\\Springfield Tech Community College\\268STC6666 Scibelli Hall Building 2\\Floor 04\\ELECTRICAL [02-409A]","","Active","Available"]
[null,"AC-6","EQ-1041652","AIR HANDLER UNIT",null,null,"669UMD0180","\\Locations\\Sites\\University Of Massachusetts Dartmouth Main Campus\\669UMD0180 MacLean Campus Center\\Floor 02","","Active","Available"]
[null,"AC-6","EQ-1045165","AIR HANDLER UNIT","AIR HANDLER UNIT",null,"268STC6666","\\Locations\\Sites\\Springfield Tech Community College\\268STC6666 Scibelli Hall Building 2\\Floor 07\\ELECTRCAL [02-708A]","","Active","Available"]
[null,"AC-7 Liebert West unit","EQ-1045106","AIR HANDLER UNIT","AIR HANDLER UNIT",null,"268STC6666","\\Locations\\Sites\\Springfield Tech Community College\\268STC6666 Scibelli Hall Building 2\\Floor 01\\COMPUTER CTR [02-100]","","Active","Available"]
[null,"AC-7A, Liebert WEST UNIT","EQ-1045105","AIR HANDLER UNIT","AIR HANDLER UNIT",null,"268STC6666","\\Locations\\Sites\\Springfield Tech Community College\\268STC6666 Scibelli Hall Building 2\\Floor 01\\COMPUTER CTR [02-100]","","Active","Available"]
[null,"AC-8,Liebert EAST UNIT (FOR MAIN COMPUTER ROOM, 1ST FL)","EQ-1045111","AIR HANDLER UNIT","AIR HANDLER UNIT",null,"268STC6666","\\Locations\\Sites\\Springfield Tech Community College\\268STC6666 Scibelli Hall Building 2\\Floor 01\\COMPUTER CTR [02-100]","","Active","Available"]
[null,"AC-8A, Liebert EAST UNIT","EQ-1045104","AIR HANDLER UNIT","AIR HANDLER UNIT",null,"268STC6666","\\Locations\\Sites\\Springfield Tech Community College\\268STC6666 Scibelli Hall Building 2\\Floor 01\\COMPUTER CTR [02-100]","","Active","Available"]
[null,"AC1-0319","EQ-1030431","AIR CONDITIONING UNIT",null,null,"658TRC1001","\\Locations\\Sites\\Taunton Court Complex\\658TRC1001 Taunton Trial Court\\LL\\0319","Taunton Court Complex","Active","Available"]
[null,"ACC-1","EQ-1004786",null,null,null,"347POL0601","\\Locations\\Sites\\Police Station - Millbury\\347POL0601 Millbury State Police Barracks","Police Station - Millbury","Active","Available"]
[null,"ACC-1","EQ-1042073","ROOF A/H UNIT","ROOF A/H UNIT",null,"328POL0102","\\Locations\\Sites\\State Police Training Academy\\328POL0102 B Building Dining Hall\\ROOF","State Police Training Academy","Active","Available"]
[null,"ACCOUNTING ROOM 2M-305 ( CEILING UNIT)","EQ-1023418","FAN COIL UNIT","FAN COIL UNIT",null,"551TRC9201","\\Locations\\Sites\\Suffolk County Superior Court\\551TRC9201 John Adams Historic Courthouse\\Floor 02M\\2M-305","Suffolk County Superior Court","Active","Available"]
[null,"ACCU # 1","EQ-1034575","SPLIT AIR CONDITIONER",null,null,"408LOW1111","\\Locations\\Sites\\University Of Massachusetts Lowell - Tsongas Center\\408LOW1111 Tsongas Center at UMass Lowell\\Floor 04","","Active","Available"]
[null,"ACCU # 2","EQ-1034565","SPLIT AIR CONDITIONER",null,null,"408LOW1111","\\Locations\\Sites\\University Of Massachusetts Lowell - Tsongas Center\\408LOW1111 Tsongas Center at UMass Lowell\\Floor 01","","Active","Available"]
[null,"ACCU # 3","EQ-1034577","SPLIT AIR CONDITIONER",null,null,"408LOW1111","\\Locations\\Sites\\University Of Massachusetts Lowell - Tsongas Center\\408LOW1111 Tsongas Center at UMass Lowell\\Floor 04","","Active","Available"]
[null,"ACCU # 4","EQ-1034579","SPLIT AIR CONDITIONER",null,null,"408LOW1111","\\Locations\\Sites\\University Of Massachusetts Lowell - Tsongas Center\\408LOW1111 Tsongas Center at UMass Lowell\\Floor 04","","Active","Available"]
[null,"ACCU # 5","EQ-1034578","SPLIT AIR CONDITIONER",null,null,"408LOW1111","\\Locations\\Sites\\University Of Massachusetts Lowell - Tsongas Center\\408LOW1111 Tsongas Center at UMass Lowell\\Floor 04","","Active","Available"]
[null,"ACCU # 6","EQ-1034581","SPLIT AIR CONDITIONER",null,null,"408LOW1111","\\Locations\\Sites\\University Of Massachusetts Lowell - Tsongas Center\\408LOW1111 Tsongas Center at UMass Lowell\\Floor 04","","Active","Available"]
[null,"ACCU # 7","EQ-1034569","SPLIT AIR CONDITIONER",null,null,"408LOW1111","\\Locations\\Sites\\University Of Massachusetts Lowell - Tsongas Center\\408LOW1111 Tsongas Center at UMass Lowell\\Floor 04","","Active","Available"]
[null,"ACCU # 8","EQ-1034580","SPLIT AIR CONDITIONER",null,null,"408LOW1111","\\Locations\\Sites\\University Of Massachusetts Lowell - Tsongas Center\\408LOW1111 Tsongas Center at UMass Lowell\\Floor 04","","Active","Available"]
[null,"ACCU # 9","EQ-1034582","SPLIT AIR CONDITIONER",null,null,"408LOW1111","\\Locations\\Sites\\University Of Massachusetts Lowell - Tsongas Center\\408LOW1111 Tsongas Center at UMass Lowell\\Floor 04","","Active","Available"]
[null,"ACCU-1","EQ-1025590","AIR CONDITIONING UNIT","AIR CONDITIONING UNIT",null,"720TRC0700","\\Locations\\Sites\\Plymouth Trial Court\\720TRC0700 Plymouth Trial Court\\GROUNDS","Plymouth Trial Court","Active","Available"]
[null,"ACCU-1","EQ-1034908","AIR CONDITIONING UNIT","AIR CONDITIONING UNIT",null,"335QCC0401","\\Locations\\Sites\\Quinsigamond Community College\\335QCC0401 Harrington Learning Center\\ROOF","","Active","Available"]
[null,"ACCU-1","EQ-1066251","CONDENSING UNIT (AIR, WATER, AIR/WA","CONDENSING UNIT (AIR, WATER, AIR/WA",null,"551BSB9004","\\Locations\\Sites\\State House\\551BSB9004 State House\\GROUNDS\\EAST WING","State House","Active","Available"]
[null,"ACCU-1 - AIR COOLED CONDENSING UNIT - SOUTH ROOF","EQ-1029735","CONDENSING UNIT (AIR, WATER, AIR/WA",null,null,"664TRC1001","\\Locations\\Sites\\Fall River Justice Center\\664TRC1001 Fall River Judicial Center\\Floor 06","Fall River Justice Center","Active","Available"]
[null,"ACCU-1, AIR COOLED CONDENSING UNIT","EQ-1041113","CONDENSER","CONDENSER",null,"164SDF0601","\\Locations\\Sites\\Franklin County Sheriff's Office - Greenfield\\164SDF0601 Main Building\\ROOF","","Active","Available"]
[null,"ACCU-2","EQ-1025589","AIR CONDITIONING UNIT","AIR CONDITIONING UNIT",null,"720TRC0700","\\Locations\\Sites\\Plymouth Trial Court\\720TRC0700 Plymouth Trial Court\\GROUNDS","Plymouth Trial Court","Active","Available"]
[null,"ACCU-2","EQ-1066237","CONDENSING UNIT (AIR, WATER, AIR/WA","CONDENSING UNIT (AIR, WATER, AIR/WA",null,"551BSB9004","\\Locations\\Sites\\State House\\551BSB9004 State House\\GROUNDS\\EAST WING","State House","Active","Available"]
[null,"ACCU-2 - AIR COOLED CONDENSING UNIT - NORTH ROOF","EQ-1029739","CONDENSING UNIT (AIR, WATER, AIR/WA",null,null,"664TRC1001","\\Locations\\Sites\\Fall River Justice Center\\664TRC1001 Fall River Judicial Center\\Floor 06","Fall River Justice Center","Active","Available"]
[null,"ACCU-3","EQ-1025597","AIR CONDITIONING UNIT","AIR CONDITIONING UNIT",null,"720TRC0700","\\Locations\\Sites\\Plymouth Trial Court\\720TRC0700 Plymouth Trial Court\\GROUNDS","Plymouth Trial Court","Active","Available"]
[null,"ACCU-3","EQ-1066247","CONDENSING UNIT (AIR, WATER, AIR/WA","CONDENSING UNIT (AIR, WATER, AIR/WA",null,"551BSB9004","\\Locations\\Sites\\State House\\551BSB9004 State House\\GROUNDS\\WEST WING","State House","Active","Available"]
[null,"ACCU-3 - AIR COOLED CONDENSING UNIT - SOUTH ROOF","EQ-1029740","CONDENSING UNIT (AIR, WATER, AIR/WA",null,null,"664TRC1001","\\Locations\\Sites\\Fall River Justice Center\\664TRC1001 Fall River Judicial Center\\Floor 06","Fall River Justice Center","Active","Available"]
[null,"ACCU-4","EQ-1025592","AIR CONDITIONING UNIT","AIR CONDITIONING UNIT",null,"720TRC0700","\\Locations\\Sites\\Plymouth Trial Court\\720TRC0700 Plymouth Trial Court\\GROUNDS","Plymouth Trial Court","Active","Available"]
[null,"ACCU-4","EQ-1066231","CONDENSING UNIT (AIR, WATER, AIR/WA","CONDENSING UNIT (AIR, WATER, AIR/WA",null,"551BSB9004","\\Locations\\Sites\\State House\\551BSB9004 State House\\GROUNDS\\WEST WING","State House","Active","Available"]
[null,"ACCU-5","EQ-1025586","AIR CONDITIONING UNIT","AIR CONDITIONING UNIT",null,"720TRC0700","\\Locations\\Sites\\Plymouth Trial Court\\720TRC0700 Plymouth Trial Court\\GROUNDS","Plymouth Trial Court","Active","Available"]
[null,"ACCU-6","EQ-1025593","AIR CONDITIONING UNIT","AIR CONDITIONING UNIT",null,"720TRC0700","\\Locations\\Sites\\Plymouth Trial Court\\720TRC0700 Plymouth Trial Court\\GROUNDS","Plymouth Trial Court","Active","Available"]
[null,"ACCU-7","EQ-1025598","AIR CONDITIONING UNIT","AIR CONDITIONING UNIT",null,{"$f":"IFERROR(MID(H1671,FIND(\"\\\",H1671,18)+1,10),\"\")","v":"720TRC0700"},"\\Locations\\Sites\\Plymouth Trial Court\\720TRC0700 Plymouth Trial Court\\GROUNDS",{"$f":"IFERROR(MID(H1671,18,FIND(\"\\\",MID(H1671,18,30))-1),\"\")","v":"Plymouth Trial Court"},"Active","Available"]
[null,"ACCU-8","EQ-1025600","AIR CONDITIONING UNIT","AIR CONDITIONING UNIT",null,"720TRC0700","\\Locations\\Sites\\Plymouth Trial Court\\720TRC0700 Plymouth Trial Court\\GROUNDS","Plymouth Trial Court","Active","Available"]
[null,"ACCUMET AB 15 PH METER","EQ-1016458","RECORDERS","RECORDERS",null,"430DOCPB13","\\Locations\\Sites\\MCI - Concord\\430DOCPB13 Waste Water Operations 18\\Floor 01\\LAB","MCI - Concord","Active","Available"]
[null,"ACID NEUTRALIZATION TANK","EQ-1008770","TANK","TANK",null,"526NSC1100","\\Locations\\Sites\\North Shore Community College - Danvers\\526NSC1100 Health Professions And Student Services\\Floor 01\\118A","","Active","Available"]
[null,"ACID NEUTRALIZATION TANK    LABORATORY PIPING   GROUND FLOOR","EQ-1040739","TREATMENT SYSTEM","TREATMENT SYSTEM",null,"551DMH9000","\\Locations\\Sites\\Solomon Carter Fuller Mental Health\\551DMH9000 Fuller Health Center\\GROUND","","Active","Available"]
[null,"ACID NEUTRALIZATION TANK  (1270)","EQ-1008497","TANK","TANK",null,"526NSC0200","\\Locations\\Sites\\North Shore Community College - Danvers\\526NSC0200 Math And Sciences Building\\BASEMENT","","Active","Available"]
[null,"ACID NEUTRALIZATION TANK (1269) - BASEMENT","EQ-1008839","TANK","TANK",null,"530NSC0100","\\Locations\\Sites\\North Shore Community College - Lynn\\530NSC0100 Thomas W. McGee Building","","Active","Available"]
[null,"ACID STORAGE TANK","EQ-1046244","FUEL OIL STORAGE TANK","FUEL OIL STORAGE TANK # 1",null,"515DEP9201","\\Locations\\Sites\\Sen William X Wall Laboratory Lawrence\\515DEP9201 Senator William X Wall Laboratory\\Ground\\0106","","Active","Available"]
[null,"ACTIVE CHILLED BEAM 1","EQ-1068560","AIR SYSTEM","AIR SYSTEM",null,"408TRC1500","\\Locations\\Sites\\Lowell Justice Center\\408TRC1500 Lowell Justice Center\\Floor 07\\7123 - Interview","Lowell Justice Center","Active","Available"]
[null,"ACTIVE CHILLED BEAM 1","EQ-1068566","AIR SYSTEM","AIR SYSTEM",null,"408TRC1500","\\Locations\\Sites\\Lowell Justice Center\\408TRC1500 Lowell Justice Center\\Floor 07\\7121 - Interview","Lowell Justice Center","Active","Available"]
[null,"ACTIVE CHILLED BEAM 1","EQ-1068569","AIR SYSTEM","AIR SYSTEM",null,"408TRC1500","\\Locations\\Sites\\Lowell Justice Center\\408TRC1500 Lowell Justice Center\\Floor 07\\7120 - Interview","Lowell Justice Center","Active","Available"]
[null,"ACTIVE CHILLED BEAM 1","EQ-1068582","AIR SYSTEM","AIR SYSTEM",null,"408TRC1500","\\Locations\\Sites\\Lowell Justice Center\\408TRC1500 Lowell Justice Center\\Floor 07\\7122 - Interview","Lowell Justice Center","Active","Available"]
[null,"ACTIVE CHILLED BEAM 1","EQ-1068586","AIR SYSTEM","AIR SYSTEM",null,"408TRC1500","\\Locations\\Sites\\Lowell Justice Center\\408TRC1500 Lowell Justice Center\\Floor 07\\7044 - SCM Conf","Lowell Justice Center","Active","Available"]
[null,"ACTIVE CHILLED BEAM 1","EQ-1068589","AIR SYSTEM","AIR SYSTEM",null,"408TRC1500","\\Locations\\Sites\\Lowell Justice Center\\408TRC1500 Lowell Justice Center\\Floor 07\\7119 - Int / Alt Juror / Jud Reception","Lowell Justice Center","Active","Available"]
[null,"ACTIVE CHILLED BEAM 1","EQ-1068597","AIR SYSTEM","AIR SYSTEM",null,"408TRC1500","\\Locations\\Sites\\Lowell Justice Center\\408TRC1500 Lowell Justice Center\\Floor 07\\7041 - SCM Book","Lowell Justice Center","Active","Available"]
[null,"ACTIVE CHILLED BEAM 1","EQ-1068603","AIR SYSTEM","AIR SYSTEM",null,"408TRC1500","\\Locations\\Sites\\Lowell Justice Center\\408TRC1500 Lowell Justice Center\\Floor 07\\7039 - SCM Off Mgr","Lowell Justice Center","Active","Available"]
[null,"ACTIVE CHILLED BEAM 1-1","EQ-1067781","AIR SYSTEM","AIR SYSTEM",null,"408TRC1500","\\Locations\\Sites\\Lowell Justice Center\\408TRC1500 Lowell Justice Center\\Floor 01\\1025 - Head Lib","Lowell Justice Center","Active","Available"]
[null,"ACTIVE CHILLED BEAM 1-1","EQ-1067923","AIR SYSTEM","AIR SYSTEM",null,"408TRC1500","\\Locations\\Sites\\Lowell Justice Center\\408TRC1500 Lowell Justice Center\\Floor 02\\2083 - Off Mgr","Lowell Justice Center","Active","Available"]
[null,"ACTIVE CHILLED BEAM 1-1","EQ-1068045","AIR SYSTEM","AIR SYSTEM",null,"408TRC1500","\\Locations\\Sites\\Lowell Justice Center\\408TRC1500 Lowell Justice Center\\Floor 03\\3060 - DC  Admin","Lowell Justice Center","Active","Available"]
[null,"ACTIVE CHILLED BEAM 1-1","EQ-1068187","AIR SYSTEM","AIR SYSTEM",null,"408TRC1500","\\Locations\\Sites\\Lowell Justice Center\\408TRC1500 Lowell Justice Center\\Floor 04\\4046 - JCM Off Man","Lowell Justice Center","Active","Available"]
[null,"ACTIVE CHILLED BEAM 1-1","EQ-1068301","AIR SYSTEM","AIR SYSTEM",null,"408TRC1500","\\Locations\\Sites\\Lowell Justice Center\\408TRC1500 Lowell Justice Center\\Floor 05\\5068 - PFR Fam Law Facil","Lowell Justice Center","Active","Available"]
[null,"ACTIVE CHILLED BEAM 1-1","EQ-1068426","AIR SYSTEM","AIR SYSTEM",null,"408TRC1500","\\Locations\\Sites\\Lowell Justice Center\\408TRC1500 Lowell Justice Center\\Floor 06\\6039 - Housing Spec","Lowell Justice Center","Active","Available"]
[null,"ACTIVE CHILLED BEAM 1-10","EQ-1067784","AIR SYSTEM","AIR SYSTEM",null,"408TRC1500","\\Locations\\Sites\\Lowell Justice Center\\408TRC1500 Lowell Justice Center\\Floor 01\\1123 - DA Recept","Lowell Justice Center","Active","Available"]
[null,"ACTIVE CHILLED BEAM 1-10","EQ-1068192","AIR SYSTEM","AIR SYSTEM",null,"408TRC1500","\\Locations\\Sites\\Lowell Justice Center\\408TRC1500 Lowell Justice Center\\Floor 04\\4114 - SS DA","Lowell Justice Center","Active","Available"]
[null,"ACTIVE CHILLED BEAM 1-11","EQ-1067777","AIR SYSTEM","AIR SYSTEM",null,"408TRC1500","\\Locations\\Sites\\Lowell Justice Center\\408TRC1500 Lowell Justice Center\\Floor 01\\1057 - Assist ROD Office","Lowell Justice Center","Active","Available"]
[null,"ACTIVE CHILLED BEAM 1-2","EQ-1067795","AIR SYSTEM","AIR SYSTEM",null,"408TRC1500","\\Locations\\Sites\\Lowell Justice Center\\408TRC1500 Lowell Justice Center\\Floor 01\\1020 - Office","Lowell Justice Center","Active","Available"]
[null,"ACTIVE CHILLED BEAM 1-2","EQ-1067908","AIR SYSTEM","AIR SYSTEM",null,"408TRC1500","\\Locations\\Sites\\Lowell Justice Center\\408TRC1500 Lowell Justice Center\\Floor 02\\2151 - Interview","Lowell Justice Center","Active","Available"]
[null,"ACTIVE CHILLED BEAM 1-2","EQ-1068031","AIR SYSTEM","AIR SYSTEM",null,"408TRC1500","\\Locations\\Sites\\Lowell Justice Center\\408TRC1500 Lowell Justice Center\\Floor 03\\3061 - Juv Admin","Lowell Justice Center","Active","Available"]
[null,"ACTIVE CHILLED BEAM 1-2","EQ-1068152","AIR SYSTEM","AIR SYSTEM",null,"408TRC1500","\\Locations\\Sites\\Lowell Justice Center\\408TRC1500 Lowell Justice Center\\Floor 04\\4047 - JCM Book","Lowell Justice Center","Active","Available"]
[null,"ACTIVE CHILLED BEAM 1-2","EQ-1068299","AIR SYSTEM","AIR SYSTEM",null,"408TRC1500","\\Locations\\Sites\\Lowell Justice Center\\408TRC1500 Lowell Justice Center\\Floor 05\\5070 - Dom Vio Adv","Lowell Justice Center","Active","Available"]
[null,"ACTIVE CHILLED BEAM 1-2","EQ-1068423","AIR SYSTEM","AIR SYSTEM",null,"408TRC1500","\\Locations\\Sites\\Lowell Justice Center\\408TRC1500 Lowell Justice Center\\Floor 06\\6024 - Alt Juror","Lowell Justice Center","Active","Available"]
[null,"ACTIVE CHILLED BEAM 1-3","EQ-1067785","AIR SYSTEM","AIR SYSTEM",null,"408TRC1500","\\Locations\\Sites\\Lowell Justice Center\\408TRC1500 Lowell Justice Center\\Floor 01\\1055 - Comp Off","Lowell Justice Center","Active","Available"]
[null,"ACTIVE CHILLED BEAM 1-3","EQ-1067939","AIR SYSTEM","AIR SYSTEM",null,"408TRC1500","\\Locations\\Sites\\Lowell Justice Center\\408TRC1500 Lowell Justice Center\\Floor 02\\2152 - Interview","Lowell Justice Center","Active","Available"]
[null,"ACTIVE CHILLED BEAM 1-3","EQ-1068047","AIR SYSTEM","AIR SYSTEM",null,"408TRC1500","\\Locations\\Sites\\Lowell Justice Center\\408TRC1500 Lowell Justice Center\\Floor 03\\3113 - Alt Juror","Lowell Justice Center","Active","Available"]
[null,"ACTIVE CHILLED BEAM 1-3","EQ-1068176","AIR SYSTEM","AIR SYSTEM",null,"408TRC1500","\\Locations\\Sites\\Lowell Justice Center\\408TRC1500 Lowell Justice Center\\Floor 04\\4105 - Office","Lowell Justice Center","Active","Available"]
[null,"ACTIVE CHILLED BEAM 1-3","EQ-1068290","AIR SYSTEM","AIR SYSTEM",null,"408TRC1500","\\Locations\\Sites\\Lowell Justice Center\\408TRC1500 Lowell Justice Center\\Floor 05\\5071 - Lawyer of Day","Lowell Justice Center","Active","Available"]
[null,"ACTIVE CHILLED BEAM 1-3","EQ-1068411","AIR SYSTEM","AIR SYSTEM",null,"408TRC1500","\\Locations\\Sites\\Lowell Justice Center\\408TRC1500 Lowell Justice Center\\Floor 06\\6038 - Housing Spec","Lowell Justice Center","Active","Available"]
[null,"ACTIVE CHILLED BEAM 1-4","EQ-1067778","AIR SYSTEM","AIR SYSTEM",null,"408TRC1500","\\Locations\\Sites\\Lowell Justice Center\\408TRC1500 Lowell Justice Center\\Floor 01\\1062 - Clinic Office","Lowell Justice Center","Active","Available"]
[null,"ACTIVE CHILLED BEAM 1-4","EQ-1067941","AIR SYSTEM","AIR SYSTEM",null,"408TRC1500","\\Locations\\Sites\\Lowell Justice Center\\408TRC1500 Lowell Justice Center\\Floor 02\\2153 - Interview","Lowell Justice Center","Active","Available"]
[null,"ACTIVE CHILLED BEAM 1-4","EQ-1068162","AIR SYSTEM","AIR SYSTEM",null,"408TRC1500","\\Locations\\Sites\\Lowell Justice Center\\408TRC1500 Lowell Justice Center\\Floor 04\\4106 - Office","Lowell Justice Center","Active","Available"]
[null,"ACTIVE CHILLED BEAM 1-4","EQ-1068309","AIR SYSTEM","AIR SYSTEM",null,"408TRC1500","\\Locations\\Sites\\Lowell Justice Center\\408TRC1500 Lowell Justice Center\\Floor 05\\5109 - PFP Dispute","Lowell Justice Center","Active","Available"]
[null,"ACTIVE CHILLED BEAM 1-4","EQ-1068409","AIR SYSTEM","AIR SYSTEM",null,"408TRC1500","\\Locations\\Sites\\Lowell Justice Center\\408TRC1500 Lowell Justice Center\\Floor 06\\6041 - Housing Spec","Lowell Justice Center","Active","Available"]
[null,"ACTIVE CHILLED BEAM 1-5","EQ-1067790","AIR SYSTEM","AIR SYSTEM",null,"408TRC1500","\\Locations\\Sites\\Lowell Justice Center\\408TRC1500 Lowell Justice Center\\Floor 01\\1063 - Clinic Office","Lowell Justice Center","Active","Available"]
[null,"ACTIVE CHILLED BEAM 1-5","EQ-1067920","AIR SYSTEM","AIR SYSTEM",null,"408TRC1500","\\Locations\\Sites\\Lowell Justice Center\\408TRC1500 Lowell Justice Center\\Floor 02\\2174 - Alt Juror","Lowell Justice Center","Active","Available"]
[null,"ACTIVE CHILLED BEAM 1-5","EQ-1068172","AIR SYSTEM","AIR SYSTEM",null,"408TRC1500","\\Locations\\Sites\\Lowell Justice Center\\408TRC1500 Lowell Justice Center\\Floor 04\\4107 - Soc Wk","Lowell Justice Center","Active","Available"]
[null,"ACTIVE CHILLED BEAM 1-5","EQ-1068319","AIR SYSTEM","AIR SYSTEM",null,"408TRC1500","\\Locations\\Sites\\Lowell Justice Center\\408TRC1500 Lowell Justice Center\\Floor 05\\5112 - PFP Dispute","Lowell Justice Center","Active","Available"]
[null,"ACTIVE CHILLED BEAM 1-5","EQ-1068416","AIR SYSTEM","AIR SYSTEM",null,"408TRC1500","\\Locations\\Sites\\Lowell Justice Center\\408TRC1500 Lowell Justice Center\\Floor 06\\6044 - Housing Spec","Lowell Justice Center","Active","Available"]
[null,"ACTIVE CHILLED BEAM 1-6","EQ-1067825","AIR SYSTEM","AIR SYSTEM",null,"408TRC1500","\\Locations\\Sites\\Lowell Justice Center\\408TRC1500 Lowell Justice Center\\Floor 01\\1068 - MOVA Office","Lowell Justice Center","Active","Available"]
[null,"ACTIVE CHILLED BEAM 1-6","EQ-1068167","AIR SYSTEM","AIR SYSTEM",null,"408TRC1500","\\Locations\\Sites\\Lowell Justice Center\\408TRC1500 Lowell Justice Center\\Floor 04\\4109 - Office","Lowell Justice Center","Active","Available"]
[null,"ACTIVE CHILLED BEAM 1-6","EQ-1068296","AIR SYSTEM","AIR SYSTEM",null,"408TRC1500","\\Locations\\Sites\\Lowell Justice Center\\408TRC1500 Lowell Justice Center\\Floor 05\\5113 - PFP Dispute","Lowell Justice Center","Active","Available"]
[null,"ACTIVE CHILLED BEAM 1-6","EQ-1068434","AIR SYSTEM","AIR SYSTEM",null,"408TRC1500","\\Locations\\Sites\\Lowell Justice Center\\408TRC1500 Lowell Justice Center\\Floor 06\\6075 - PF Jud Case Mgr","Lowell Justice Center","Active","Available"]
[null,"ACTIVE CHILLED BEAM 1-7","EQ-1067821","AIR SYSTEM","AIR SYSTEM",null,"408TRC1500","\\Locations\\Sites\\Lowell Justice Center\\408TRC1500 Lowell Justice Center\\Floor 01\\1069 - Clinic Office","Lowell Justice Center","Active","Available"]
[null,"ACTIVE CHILLED BEAM 1-7","EQ-1068182","AIR SYSTEM","AIR SYSTEM",null,"408TRC1500","\\Locations\\Sites\\Lowell Justice Center\\408TRC1500 Lowell Justice Center\\Floor 04\\4110 - Office","Lowell Justice Center","Active","Available"]
[null,"ACTIVE CHILLED BEAM 1-7","EQ-1068284","AIR SYSTEM","AIR SYSTEM",null,"408TRC1500","\\Locations\\Sites\\Lowell Justice Center\\408TRC1500 Lowell Justice Center\\Floor 05\\5114 - PFP Interview","Lowell Justice Center","Active","Available"]
[null,"ACTIVE CHILLED BEAM 1-7","EQ-1068422","AIR SYSTEM","AIR SYSTEM",null,"408TRC1500","\\Locations\\Sites\\Lowell Justice Center\\408TRC1500 Lowell Justice Center\\Floor 06\\6076 - PF Jud Case Mgr","Lowell Justice Center","Active","Available"]
[null,"ACTIVE CHILLED BEAM 1-8","EQ-1067793","AIR SYSTEM","AIR SYSTEM",null,"408TRC1500","\\Locations\\Sites\\Lowell Justice Center\\408TRC1500 Lowell Justice Center\\Floor 01\\1064 - Clinic Office","Lowell Justice Center","Active","Available"]
[null,"ACTIVE CHILLED BEAM 1-8","EQ-1068175","AIR SYSTEM","AIR SYSTEM",null,"408TRC1500","\\Locations\\Sites\\Lowell Justice Center\\408TRC1500 Lowell Justice Center\\Floor 04\\4112 - SS DYS","Lowell Justice Center","Active","Available"]
[null,"ACTIVE CHILLED BEAM 1-8","EQ-1068419","AIR SYSTEM","AIR SYSTEM",null,"408TRC1500","\\Locations\\Sites\\Lowell Justice Center\\408TRC1500 Lowell Justice Center\\Floor 06\\6077 - PF Jud Case Mgr","Lowell Justice Center","Active","Available"]
[null,"ACTIVE CHILLED BEAM 1-9","EQ-1067780","AIR SYSTEM","AIR SYSTEM",null,"408TRC1500","\\Locations\\Sites\\Lowell Justice Center\\408TRC1500 Lowell Justice Center\\Floor 01\\1084 - Private","Lowell Justice Center","Active","Available"]
[null,"ACTIVE CHILLED BEAM 1-9","EQ-1068179","AIR SYSTEM","AIR SYSTEM",null,"408TRC1500","\\Locations\\Sites\\Lowell Justice Center\\408TRC1500 Lowell Justice Center\\Floor 04\\4113 - SS DSS","Lowell Justice Center","Active","Available"]
[null,"ACTIVE CHILLED BEAM 1-9","EQ-1068443","AIR SYSTEM","AIR SYSTEM",null,"408TRC1500","\\Locations\\Sites\\Lowell Justice Center\\408TRC1500 Lowell Justice Center\\Floor 06\\6078 - PF Jud Case Mgr","Lowell Justice Center","Active","Available"]
[null,"ACTIVE CHILLED BEAM 10","EQ-1067802","AIR SYSTEM","AIR SYSTEM",null,"408TRC1500","\\Locations\\Sites\\Lowell Justice Center\\408TRC1500 Lowell Justice Center\\Floor 01\\1103 - Vic/Wit","Lowell Justice Center","Active","Available"]
[null,"ACTIVE CHILLED BEAM 10","EQ-1068562","AIR SYSTEM","AIR SYSTEM",null,"408TRC1500","\\Locations\\Sites\\Lowell Justice Center\\408TRC1500 Lowell Justice Center\\Floor 07\\7020 - Jury Delib","Lowell Justice Center","Active","Available"]
[null,"ACTIVE CHILLED BEAM 10","EQ-1068570","AIR SYSTEM","AIR SYSTEM",null,"408TRC1500","\\Locations\\Sites\\Lowell Justice Center\\408TRC1500 Lowell Justice Center\\Floor 07\\7081 - SCP Ch PO","Lowell Justice Center","Active","Available"]
[null,"ACTIVE CHILLED BEAM 10","EQ-1068573","AIR SYSTEM","AIR SYSTEM",null,{"$f":"IFERROR(MID(H1735,FIND(\"\\\",H1735,18)+1,10),\"\")","v":"408TRC1500"},"\\Locations\\Sites\\Lowell Justice Center\\408TRC1500 Lowell Justice Center\\Floor 07\\7020 - Jury Delib",{"$f":"IFERROR(MID(H1735,18,FIND(\"\\\",MID(H1735,18,30))-1),\"\")","v":"Lowell Justice Center"},"Active","Available"]
[null,"ACTIVE CHILLED BEAM 10-1","EQ-1067948","AIR SYSTEM","AIR SYSTEM",null,"408TRC1500","\\Locations\\Sites\\Lowell Justice Center\\408TRC1500 Lowell Justice Center\\Floor 02\\2023 - Break Room","Lowell Justice Center","Active","Available"]
[null,"ACTIVE CHILLED BEAM 10-1","EQ-1068030","AIR SYSTEM","AIR SYSTEM",null,"408TRC1500","\\Locations\\Sites\\Lowell Justice Center\\408TRC1500 Lowell Justice Center\\Floor 03\\3021 - Jury Delib","Lowell Justice Center","Active","Available"]
[null,"ACTIVE CHILLED BEAM 10-1","EQ-1068195","AIR SYSTEM","AIR SYSTEM",null,"408TRC1500","\\Locations\\Sites\\Lowell Justice Center\\408TRC1500 Lowell Justice Center\\Floor 04\\4030 - Breakroom","Lowell Justice Center","Active","Available"]
[null,"ACTIVE CHILLED BEAM 10-1","EQ-1068283","AIR SYSTEM","AIR SYSTEM",null,"408TRC1500","\\Locations\\Sites\\Lowell Justice Center\\408TRC1500 Lowell Justice Center\\Floor 05\\5028 - Break Room","Lowell Justice Center","Active","Available"]
[null,"ACTIVE CHILLED BEAM 10-1","EQ-1068429","AIR SYSTEM","AIR SYSTEM",null,"408TRC1500","\\Locations\\Sites\\Lowell Justice Center\\408TRC1500 Lowell Justice Center\\Floor 06\\6028 - Breakroom","Lowell Justice Center","Active","Available"]
[null,"ACTIVE CHILLED BEAM 10-2","EQ-1067945","AIR SYSTEM","AIR SYSTEM",null,"408TRC1500","\\Locations\\Sites\\Lowell Justice Center\\408TRC1500 Lowell Justice Center\\Floor 02\\2023 - Break Room","Lowell Justice Center","Active","Available"]
[null,"ACTIVE CHILLED BEAM 10-2","EQ-1068032","AIR SYSTEM","AIR SYSTEM",null,"408TRC1500","\\Locations\\Sites\\Lowell Justice Center\\408TRC1500 Lowell Justice Center\\Floor 03\\3021 - Jury Delib","Lowell Justice Center","Active","Available"]
[null,"ACTIVE CHILLED BEAM 10-2","EQ-1068155","AIR SYSTEM","AIR SYSTEM",null,"408TRC1500","\\Locations\\Sites\\Lowell Justice Center\\408TRC1500 Lowell Justice Center\\Floor 04\\4030 - Breakroom","Lowell Justice Center","Active","Available"]
[null,"ACTIVE CHILLED BEAM 10-2","EQ-1068324","AIR SYSTEM","AIR SYSTEM",null,"408TRC1500","\\Locations\\Sites\\Lowell Justice Center\\408TRC1500 Lowell Justice Center\\Floor 05\\5028 - Break Room","Lowell Justice Center","Active","Available"]
[null,"ACTIVE CHILLED BEAM 10-2","EQ-1068430","AIR SYSTEM","AIR SYSTEM",null,"408TRC1500","\\Locations\\Sites\\Lowell Justice Center\\408TRC1500 Lowell Justice Center\\Floor 06\\6028 - Breakroom","Lowell Justice Center","Active","Available"]
[null,"ACTIVE CHILLED BEAM 10-3","EQ-1068072","AIR SYSTEM","AIR SYSTEM",null,"408TRC1500","\\Locations\\Sites\\Lowell Justice Center\\408TRC1500 Lowell Justice Center\\Floor 03\\3050 - DC Judge","Lowell Justice Center","Active","Available"]
[null,"ACTIVE CHILLED BEAM 10-3","EQ-1068198","AIR SYSTEM","AIR SYSTEM",null,"408TRC1500","\\Locations\\Sites\\Lowell Justice Center\\408TRC1500 Lowell Justice Center\\Floor 04\\4070 - Juv Court Probation","Lowell Justice Center","Active","Available"]
[null,"ACTIVE CHILLED BEAM 10-4","EQ-1068042","AIR SYSTEM","AIR SYSTEM",null,"408TRC1500","\\Locations\\Sites\\Lowell Justice Center\\408TRC1500 Lowell Justice Center\\Floor 03\\3051 - DC Judge","Lowell Justice Center","Active","Available"]
[null,"ACTIVE CHILLED BEAM 10-4","EQ-1068163","AIR SYSTEM","AIR SYSTEM",null,"408TRC1500","\\Locations\\Sites\\Lowell Justice Center\\408TRC1500 Lowell Justice Center\\Floor 04\\4070 - Juv Court Probation","Lowell Justice Center","Active","Available"]
[null,"ACTIVE CHILLED BEAM 10-5","EQ-1068029","AIR SYSTEM","AIR SYSTEM",null,"408TRC1500","\\Locations\\Sites\\Lowell Justice Center\\408TRC1500 Lowell Justice Center\\Floor 03\\3052 - DC Judge","Lowell Justice Center","Active","Available"]
[null,"ACTIVE CHILLED BEAM 10-5","EQ-1068177","AIR SYSTEM","AIR SYSTEM",null,"408TRC1500","\\Locations\\Sites\\Lowell Justice Center\\408TRC1500 Lowell Justice Center\\Floor 04\\4070 - Juv Court Probation","Lowell Justice Center","Active","Available"]
[null,"ACTIVE CHILLED BEAM 10-6","EQ-1068046","AIR SYSTEM","AIR SYSTEM",null,"408TRC1500","\\Locations\\Sites\\Lowell Justice Center\\408TRC1500 Lowell Justice Center\\Floor 03\\3053 - DC Judge","Lowell Justice Center","Active","Available"]
[null,"ACTIVE CHILLED BEAM 10-6","EQ-1068183","AIR SYSTEM","AIR SYSTEM",null,"408TRC1500","\\Locations\\Sites\\Lowell Justice Center\\408TRC1500 Lowell Justice Center\\Floor 04\\4070 - Juv Court Probation","Lowell Justice Center","Active","Available"]
[null,"ACTIVE CHILLED BEAM 10-7","EQ-1068159","AIR SYSTEM","AIR SYSTEM",null,"408TRC1500","\\Locations\\Sites\\Lowell Justice Center\\408TRC1500 Lowell Justice Center\\Floor 04\\4070 - Juv Court Probation","Lowell Justice Center","Active","Available"]
[null,"ACTIVE CHILLED BEAM 10-8","EQ-1068151","AIR SYSTEM","AIR SYSTEM",null,"408TRC1500","\\Locations\\Sites\\Lowell Justice Center\\408TRC1500 Lowell Justice Center\\Floor 04\\4070 - Juv Court Probation","Lowell Justice Center","Active","Available"]
[null,"ACTIVE CHILLED BEAM 11","EQ-1068574","AIR SYSTEM","AIR SYSTEM",null,"408TRC1500","\\Locations\\Sites\\Lowell Justice Center\\408TRC1500 Lowell Justice Center\\Floor 07\\7144 - Jury Delib","Lowell Justice Center","Active","Available"]
[null,"ACTIVE CHILLED BEAM 11","EQ-1068577","AIR SYSTEM","AIR SYSTEM",null,"408TRC1500","\\Locations\\Sites\\Lowell Justice Center\\408TRC1500 Lowell Justice Center\\Floor 07\\7144 - Jury Delib","Lowell Justice Center","Active","Available"]
[null,"ACTIVE CHILLED BEAM 11","EQ-1068595","AIR SYSTEM","AIR SYSTEM",null,"408TRC1500","\\Locations\\Sites\\Lowell Justice Center\\408TRC1500 Lowell Justice Center\\Floor 07\\7093 - Asst CM","Lowell Justice Center","Active","Available"]
[null,"ACTIVE CHILLED BEAM 11-1","EQ-1067910","AIR SYSTEM","AIR SYSTEM",null,"408TRC1500","\\Locations\\Sites\\Lowell Justice Center\\408TRC1500 Lowell Justice Center\\Floor 02\\2109 - Shared Conf","Lowell Justice Center","Active","Available"]
[null,"ACTIVE CHILLED BEAM 11-1","EQ-1068168","AIR SYSTEM","AIR SYSTEM",null,"408TRC1500","\\Locations\\Sites\\Lowell Justice Center\\408TRC1500 Lowell Justice Center\\Floor 04\\4041 - Juv Court Magistrate","Lowell Justice Center","Active","Available"]
[null,"ACTIVE CHILLED BEAM 11-1","EQ-1068433","AIR SYSTEM","AIR SYSTEM",null,"408TRC1500","\\Locations\\Sites\\Lowell Justice Center\\408TRC1500 Lowell Justice Center\\Floor 06\\6066 - HC Judge","Lowell Justice Center","Active","Available"]
[null,"ACTIVE CHILLED BEAM 11-2","EQ-1067925","AIR SYSTEM","AIR SYSTEM",null,"408TRC1500","\\Locations\\Sites\\Lowell Justice Center\\408TRC1500 Lowell Justice Center\\Floor 02\\2109 - Shared Conf","Lowell Justice Center","Active","Available"]
[null,"ACTIVE CHILLED BEAM 11-2","EQ-1068193","AIR SYSTEM","AIR SYSTEM",null,"408TRC1500","\\Locations\\Sites\\Lowell Justice Center\\408TRC1500 Lowell Justice Center\\Floor 04\\4041 - Juv Court Magistrate","Lowell Justice Center","Active","Available"]
[null,"ACTIVE CHILLED BEAM 11-2","EQ-1068431","AIR SYSTEM","AIR SYSTEM",null,"408TRC1500","\\Locations\\Sites\\Lowell Justice Center\\408TRC1500 Lowell Justice Center\\Floor 06\\6068 - PFC Judge","Lowell Justice Center","Active","Available"]
[null,"ACTIVE CHILLED BEAM 11-3","EQ-1067940","AIR SYSTEM","AIR SYSTEM",null,"408TRC1500","\\Locations\\Sites\\Lowell Justice Center\\408TRC1500 Lowell Justice Center\\Floor 02\\2116 - DC Prob Circ","Lowell Justice Center","Active","Available"]
[null,"ACTIVE CHILLED BEAM 11-3","EQ-1068150","AIR SYSTEM","AIR SYSTEM",null,"408TRC1500","\\Locations\\Sites\\Lowell Justice Center\\408TRC1500 Lowell Justice Center\\Floor 04\\4041 - Juv Court Magistrate","Lowell Justice Center","Active","Available"]
[null,"ACTIVE CHILLED BEAM 11-3","EQ-1068455","AIR SYSTEM","AIR SYSTEM",null,"408TRC1500","\\Locations\\Sites\\Lowell Justice Center\\408TRC1500 Lowell Justice Center\\Floor 06\\6124 - Private Circ","Lowell Justice Center","Active","Available"]
[null,"ACTIVE CHILLED BEAM 11-4","EQ-1067946","AIR SYSTEM","AIR SYSTEM",null,"408TRC1500","\\Locations\\Sites\\Lowell Justice Center\\408TRC1500 Lowell Justice Center\\Floor 02\\2116 - DC Prob Circ","Lowell Justice Center","Active","Available"]
[null,"ACTIVE CHILLED BEAM 11-4","EQ-1068186","AIR SYSTEM","AIR SYSTEM",null,"408TRC1500","\\Locations\\Sites\\Lowell Justice Center\\408TRC1500 Lowell Justice Center\\Floor 04\\4041 - Juv Court Magistrate","Lowell Justice Center","Active","Available"]
[null,"ACTIVE CHILLED BEAM 11-4","EQ-1068438","AIR SYSTEM","AIR SYSTEM",null,"408TRC1500","\\Locations\\Sites\\Lowell Justice Center\\408TRC1500 Lowell Justice Center\\Floor 06\\6124 - Private Circ","Lowell Justice Center","Active","Available"]
[null,"ACTIVE CHILLED BEAM 11-5","EQ-1068153","AIR SYSTEM","AIR SYSTEM",null,"408TRC1500","\\Locations\\Sites\\Lowell Justice Center\\408TRC1500 Lowell Justice Center\\Floor 04\\4145 - Jury Delib","Lowell Justice Center","Active","Available"]
[null,"ACTIVE CHILLED BEAM 11-6","EQ-1068191","AIR SYSTEM","AIR SYSTEM",null,"408TRC1500","\\Locations\\Sites\\Lowell Justice Center\\408TRC1500 Lowell Justice Center\\Floor 04\\4145 - Jury Delib","Lowell Justice Center","Active","Available"]
[null,"ACTIVE CHILLED BEAM 12","EQ-1068561","AIR SYSTEM","AIR SYSTEM",null,"408TRC1500","\\Locations\\Sites\\Lowell Justice Center\\408TRC1500 Lowell Justice Center\\Floor 07\\7136 - Jury Delib","Lowell Justice Center","Active","Available"]
[null,"ACTIVE CHILLED BEAM 12","EQ-1068564","AIR SYSTEM","AIR SYSTEM",null,"408TRC1500","\\Locations\\Sites\\Lowell Justice Center\\408TRC1500 Lowell Justice Center\\Floor 07\\7082 - Shared Conference","Lowell Justice Center","Active","Available"]
[null,"ACTIVE CHILLED BEAM 12","EQ-1068568","AIR SYSTEM","AIR SYSTEM",null,"408TRC1500","\\Locations\\Sites\\Lowell Justice Center\\408TRC1500 Lowell Justice Center\\Floor 07\\7080 - SCP  Asst Ch PO","Lowell Justice Center","Active","Available"]
[null,"ACTIVE CHILLED BEAM 12","EQ-1068576","AIR SYSTEM","AIR SYSTEM",null,"408TRC1500","\\Locations\\Sites\\Lowell Justice Center\\408TRC1500 Lowell Justice Center\\Floor 07\\7083 - Breakroom","Lowell Justice Center","Active","Available"]
[null,"ACTIVE CHILLED BEAM 12","EQ-1068590","AIR SYSTEM","AIR SYSTEM",null,"408TRC1500","\\Locations\\Sites\\Lowell Justice Center\\408TRC1500 Lowell Justice Center\\Floor 07\\7136 - Jury Delib","Lowell Justice Center","Active","Available"]
[null,"ACTIVE CHILLED BEAM 12-1","EQ-1067804","AIR SYSTEM","AIR SYSTEM",null,"408TRC1500","\\Locations\\Sites\\Lowell Justice Center\\408TRC1500 Lowell Justice Center\\Floor 01\\1033 - Attorney Research","Lowell Justice Center","Active","Available"]
[null,"ACTIVE CHILLED BEAM 12-1","EQ-1067917","AIR SYSTEM","AIR SYSTEM",null,"408TRC1500","\\Locations\\Sites\\Lowell Justice Center\\408TRC1500 Lowell Justice Center\\Floor 02\\2071 - Central Cashier","Lowell Justice Center","Active","Available"]
[null,"ACTIVE CHILLED BEAM 12-1","EQ-1068041","AIR SYSTEM","AIR SYSTEM",null,"408TRC1500","\\Locations\\Sites\\Lowell Justice Center\\408TRC1500 Lowell Justice Center\\Floor 03\\3055 - Shared Conference","Lowell Justice Center","Active","Available"]
[null,"ACTIVE CHILLED BEAM 12-1","EQ-1068173","AIR SYSTEM","AIR SYSTEM",null,"408TRC1500","\\Locations\\Sites\\Lowell Justice Center\\408TRC1500 Lowell Justice Center\\Floor 04\\4123 - Shared Conference","Lowell Justice Center","Active","Available"]
[null,"ACTIVE CHILLED BEAM 12-1","EQ-1068312","AIR SYSTEM","AIR SYSTEM",null,"408TRC1500","\\Locations\\Sites\\Lowell Justice Center\\408TRC1500 Lowell Justice Center\\Floor 05\\5037 - Register of Probate Office","Lowell Justice Center","Active","Available"]
[null,"ACTIVE CHILLED BEAM 12-1","EQ-1068449","AIR SYSTEM","AIR SYSTEM",null,"408TRC1500","\\Locations\\Sites\\Lowell Justice Center\\408TRC1500 Lowell Justice Center\\Floor 06\\6067 - PFC Judge","Lowell Justice Center","Active","Available"]
[null,"ACTIVE CHILLED BEAM 12-10","EQ-1068456","AIR SYSTEM","AIR SYSTEM",null,"408TRC1500","\\Locations\\Sites\\Lowell Justice Center\\408TRC1500 Lowell Justice Center\\Floor 06\\6130 - Training Room","Lowell Justice Center","Active","Available"]
[null,"ACTIVE CHILLED BEAM 12-11","EQ-1068448","AIR SYSTEM","AIR SYSTEM",null,"408TRC1500","\\Locations\\Sites\\Lowell Justice Center\\408TRC1500 Lowell Justice Center\\Floor 06\\6130 - Training Room","Lowell Justice Center","Active","Available"]
[null,"ACTIVE CHILLED BEAM 12-12","EQ-1068442","AIR SYSTEM","AIR SYSTEM",null,"408TRC1500","\\Locations\\Sites\\Lowell Justice Center\\408TRC1500 Lowell Justice Center\\Floor 06\\6130 - Training Room","Lowell Justice Center","Active","Available"]
[null,"ACTIVE CHILLED BEAM 12-13","EQ-1068447","AIR SYSTEM","AIR SYSTEM",null,"408TRC1500","\\Locations\\Sites\\Lowell Justice Center\\408TRC1500 Lowell Justice Center\\Floor 06\\6130 - Training Room","Lowell Justice Center","Active","Available"]
[null,"ACTIVE CHILLED BEAM 12-2","EQ-1067822","AIR SYSTEM","AIR SYSTEM",null,"408TRC1500","\\Locations\\Sites\\Lowell Justice Center\\408TRC1500 Lowell Justice Center\\Floor 01\\1033 - Attorney Research","Lowell Justice Center","Active","Available"]
[null,"ACTIVE CHILLED BEAM 12-2","EQ-1067922","AIR SYSTEM","AIR SYSTEM",null,"408TRC1500","\\Locations\\Sites\\Lowell Justice Center\\408TRC1500 Lowell Justice Center\\Floor 02\\2071 - Central Cashier","Lowell Justice Center","Active","Available"]
[null,"ACTIVE CHILLED BEAM 12-2","EQ-1068048","AIR SYSTEM","AIR SYSTEM",null,"408TRC1500","\\Locations\\Sites\\Lowell Justice Center\\408TRC1500 Lowell Justice Center\\Floor 03\\3055 - Shared Conference","Lowell Justice Center","Active","Available"]
[null,"ACTIVE CHILLED BEAM 12-2","EQ-1068154","AIR SYSTEM","AIR SYSTEM",null,"408TRC1500","\\Locations\\Sites\\Lowell Justice Center\\408TRC1500 Lowell Justice Center\\Floor 04\\4123 - Shared Conference","Lowell Justice Center","Active","Available"]
[null,"ACTIVE CHILLED BEAM 12-2","EQ-1068286","AIR SYSTEM","AIR SYSTEM",null,"408TRC1500","\\Locations\\Sites\\Lowell Justice Center\\408TRC1500 Lowell Justice Center\\Floor 05\\5037 - Register of Probate Office","Lowell Justice Center","Active","Available"]
[null,"ACTIVE CHILLED BEAM 12-2","EQ-1068432","AIR SYSTEM","AIR SYSTEM",null,"408TRC1500","\\Locations\\Sites\\Lowell Justice Center\\408TRC1500 Lowell Justice Center\\Floor 06\\6069 - PFC Judge","Lowell Justice Center","Active","Available"]
[null,"ACTIVE CHILLED BEAM 12-3","EQ-1067824","AIR SYSTEM","AIR SYSTEM",null,"408TRC1500","\\Locations\\Sites\\Lowell Justice Center\\408TRC1500 Lowell Justice Center\\Floor 01\\1038 - Work Room","Lowell Justice Center","Active","Available"]
[null,"ACTIVE CHILLED BEAM 12-3","EQ-1067932","AIR SYSTEM","AIR SYSTEM",null,"408TRC1500","\\Locations\\Sites\\Lowell Justice Center\\408TRC1500 Lowell Justice Center\\Floor 02\\2084 - Clerk Mag","Lowell Justice Center","Active","Available"]
[null,"ACTIVE CHILLED BEAM 12-3","EQ-1068066","AIR SYSTEM","AIR SYSTEM",null,"408TRC1500","\\Locations\\Sites\\Lowell Justice Center\\408TRC1500 Lowell Justice Center\\Floor 03\\3055 - Shared Conference","Lowell Justice Center","Active","Available"]
[null,"ACTIVE CHILLED BEAM 12-3","EQ-1068174","AIR SYSTEM","AIR SYSTEM",null,"408TRC1500","\\Locations\\Sites\\Lowell Justice Center\\408TRC1500 Lowell Justice Center\\Floor 04\\4139 - Break Room","Lowell Justice Center","Active","Available"]
[null,"ACTIVE CHILLED BEAM 12-3","EQ-1068323","AIR SYSTEM","AIR SYSTEM",null,"408TRC1500","\\Locations\\Sites\\Lowell Justice Center\\408TRC1500 Lowell Justice Center\\Floor 05\\5100 - Shared Conference","Lowell Justice Center","Active","Available"]
[null,"ACTIVE CHILLED BEAM 12-3","EQ-1068441","AIR SYSTEM","AIR SYSTEM",null,{"$f":"IFERROR(MID(H1799,FIND(\"\\\",H1799,18)+1,10),\"\")","v":"408TRC1500"},"\\Locations\\Sites\\Lowell Justice Center\\408TRC1500 Lowell Justice Center\\Floor 06\\6070 - PFC Judge",{"$f":"IFERROR(MID(H1799,18,FIND(\"\\\",MID(H1799,18,30))-1),\"\")","v":"Lowell Justice Center"},"Active","Available"]
[null,"ACTIVE CHILLED BEAM 12-4","EQ-1067916","AIR SYSTEM","AIR SYSTEM",null,"408TRC1500","\\Locations\\Sites\\Lowell Justice Center\\408TRC1500 Lowell Justice Center\\Floor 02\\2164 - Break Room","Lowell Justice Center","Active","Available"]
[null,"ACTIVE CHILLED BEAM 12-4","EQ-1068033","AIR SYSTEM","AIR SYSTEM",null,"408TRC1500","\\Locations\\Sites\\Lowell Justice Center\\408TRC1500 Lowell Justice Center\\Floor 03\\3106 - Jury Delib","Lowell Justice Center","Active","Available"]
[null,"ACTIVE CHILLED BEAM 12-4","EQ-1068164","AIR SYSTEM","AIR SYSTEM",null,"408TRC1500","\\Locations\\Sites\\Lowell Justice Center\\408TRC1500 Lowell Justice Center\\Floor 04\\4139 - Break Room","Lowell Justice Center","Active","Available"]
[null,"ACTIVE CHILLED BEAM 12-4","EQ-1068322","AIR SYSTEM","AIR SYSTEM",null,"408TRC1500","\\Locations\\Sites\\Lowell Justice Center\\408TRC1500 Lowell Justice Center\\Floor 05\\5100 - Shared Conference","Lowell Justice Center","Active","Available"]
[null,"ACTIVE CHILLED BEAM 12-4","EQ-1068424","AIR SYSTEM","AIR SYSTEM",null,"408TRC1500","\\Locations\\Sites\\Lowell Justice Center\\408TRC1500 Lowell Justice Center\\Floor 06\\6072 - Jud Off","Lowell Justice Center","Active","Available"]
[null,"ACTIVE CHILLED BEAM 12-5","EQ-1067938","AIR SYSTEM","AIR SYSTEM",null,"408TRC1500","\\Locations\\Sites\\Lowell Justice Center\\408TRC1500 Lowell Justice Center\\Floor 02\\2164 - Break Room","Lowell Justice Center","Active","Available"]
[null,"ACTIVE CHILLED BEAM 12-5","EQ-1068035","AIR SYSTEM","AIR SYSTEM",null,"408TRC1500","\\Locations\\Sites\\Lowell Justice Center\\408TRC1500 Lowell Justice Center\\Floor 03\\3106 - Jury Delib","Lowell Justice Center","Active","Available"]
[null,"ACTIVE CHILLED BEAM 12-5","EQ-1068308","AIR SYSTEM","AIR SYSTEM",null,"408TRC1500","\\Locations\\Sites\\Lowell Justice Center\\408TRC1500 Lowell Justice Center\\Floor 05\\5100 - Shared Conference","Lowell Justice Center","Active","Available"]
[null,"ACTIVE CHILLED BEAM 12-5","EQ-1068421","AIR SYSTEM","AIR SYSTEM",null,"408TRC1500","\\Locations\\Sites\\Lowell Justice Center\\408TRC1500 Lowell Justice Center\\Floor 06\\6072 - Jud Off","Lowell Justice Center","Active","Available"]
[null,"ACTIVE CHILLED BEAM 12-6","EQ-1068297","AIR SYSTEM","AIR SYSTEM",null,"408TRC1500","\\Locations\\Sites\\Lowell Justice Center\\408TRC1500 Lowell Justice Center\\Floor 05\\5138 - Break Room","Lowell Justice Center","Active","Available"]
[null,"ACTIVE CHILLED BEAM 12-6","EQ-1068417","AIR SYSTEM","AIR SYSTEM",null,"408TRC1500","\\Locations\\Sites\\Lowell Justice Center\\408TRC1500 Lowell Justice Center\\Floor 06\\6072 - Jud Off","Lowell Justice Center","Active","Available"]
[null,"ACTIVE CHILLED BEAM 12-7","EQ-1068328","AIR SYSTEM","AIR SYSTEM",null,"408TRC1500","\\Locations\\Sites\\Lowell Justice Center\\408TRC1500 Lowell Justice Center\\Floor 05\\5138 - Break Room","Lowell Justice Center","Active","Available"]
[null,"ACTIVE CHILLED BEAM 12-7","EQ-1068453","AIR SYSTEM","AIR SYSTEM",null,"408TRC1500","\\Locations\\Sites\\Lowell Justice Center\\408TRC1500 Lowell Justice Center\\Floor 06\\6072 - Jud Off","Lowell Justice Center","Active","Available"]
[null,"ACTIVE CHILLED BEAM 12-8","EQ-1068435","AIR SYSTEM","AIR SYSTEM",null,"408TRC1500","\\Locations\\Sites\\Lowell Justice Center\\408TRC1500 Lowell Justice Center\\Floor 06\\6126 - Training Room","Lowell Justice Center","Active","Available"]
[null,"ACTIVE CHILLED BEAM 12-9","EQ-1068410","AIR SYSTEM","AIR SYSTEM",null,"408TRC1500","\\Locations\\Sites\\Lowell Justice Center\\408TRC1500 Lowell Justice Center\\Floor 06\\6126 - Training Room","Lowell Justice Center","Active","Available"]
[null,"ACTIVE CHILLED BEAM 13","EQ-1067789","AIR SYSTEM","AIR SYSTEM",null,"408TRC1500","\\Locations\\Sites\\Lowell Justice Center\\408TRC1500 Lowell Justice Center\\Floor 01\\1127 - Conf/Lib","Lowell Justice Center","Active","Available"]
[null,"ACTIVE CHILLED BEAM 13","EQ-1068306","AIR SYSTEM","AIR SYSTEM",null,"408TRC1500","\\Locations\\Sites\\Lowell Justice Center\\408TRC1500 Lowell Justice Center\\Floor 05\\5142 - Alt Juror","Lowell Justice Center","Active","Available"]
[null,"ACTIVE CHILLED BEAM 13","EQ-1068591","AIR SYSTEM","AIR SYSTEM",null,"408TRC1500","\\Locations\\Sites\\Lowell Justice Center\\408TRC1500 Lowell Justice Center\\Floor 07\\7035 - Superior Court Magistrate","Lowell Justice Center","Active","Available"]
[null,"ACTIVE CHILLED BEAM 13","EQ-1068593","AIR SYSTEM","AIR SYSTEM",null,"408TRC1500","\\Locations\\Sites\\Lowell Justice Center\\408TRC1500 Lowell Justice Center\\Floor 07\\7035 - Superior Court Magistrate","Lowell Justice Center","Active","Available"]
[null,"ACTIVE CHILLED BEAM 13-1","EQ-1068027","AIR SYSTEM","AIR SYSTEM",null,"408TRC1500","\\Locations\\Sites\\Lowell Justice Center\\408TRC1500 Lowell Justice Center\\Floor 03\\3028 - Private Circ","Lowell Justice Center","Active","Available"]
[null,"ACTIVE CHILLED BEAM 13-2","EQ-1068068","AIR SYSTEM","AIR SYSTEM",null,"408TRC1500","\\Locations\\Sites\\Lowell Justice Center\\408TRC1500 Lowell Justice Center\\Floor 03\\3028 - Private Circ","Lowell Justice Center","Active","Available"]
[null,"ACTIVE CHILLED BEAM 13-3","EQ-1068069","AIR SYSTEM","AIR SYSTEM",null,"408TRC1500","\\Locations\\Sites\\Lowell Justice Center\\408TRC1500 Lowell Justice Center\\Floor 03\\3112 - Jury Delib","Lowell Justice Center","Active","Available"]
[null,"ACTIVE CHILLED BEAM 13-4","EQ-1068026","AIR SYSTEM","AIR SYSTEM",null,"408TRC1500","\\Locations\\Sites\\Lowell Justice Center\\408TRC1500 Lowell Justice Center\\Floor 03\\3112 - Jury Delib","Lowell Justice Center","Active","Available"]
[null,"ACTIVE CHILLED BEAM 14","EQ-1068180","AIR SYSTEM","AIR SYSTEM",null,"408TRC1500","\\Locations\\Sites\\Lowell Justice Center\\408TRC1500 Lowell Justice Center\\Floor 04\\4023 - Off Bench","Lowell Justice Center","Active","Available"]
[null,"ACTIVE CHILLED BEAM 14-1","EQ-1068413","AIR SYSTEM","AIR SYSTEM",null,"408TRC1500","\\Locations\\Sites\\Lowell Justice Center\\408TRC1500 Lowell Justice Center\\Floor 06\\6019 - Jury Delib","Lowell Justice Center","Active","Available"]
[null,"ACTIVE CHILLED BEAM 14-2","EQ-1068418","AIR SYSTEM","AIR SYSTEM",null,"408TRC1500","\\Locations\\Sites\\Lowell Justice Center\\408TRC1500 Lowell Justice Center\\Floor 06\\6019 - Jury Delib","Lowell Justice Center","Active","Available"]
[null,"ACTIVE CHILLED BEAM 15","EQ-1068563","AIR SYSTEM","AIR SYSTEM",null,"408TRC1500","\\Locations\\Sites\\Lowell Justice Center\\408TRC1500 Lowell Justice Center\\Floor 07\\7001 - Public Lobby","Lowell Justice Center","Active","Available"]
[null,"ACTIVE CHILLED BEAM 15","EQ-1068565","AIR SYSTEM","AIR SYSTEM",null,"408TRC1500","\\Locations\\Sites\\Lowell Justice Center\\408TRC1500 Lowell Justice Center\\Floor 07\\7001 - Public Lobby","Lowell Justice Center","Active","Available"]
[null,"ACTIVE CHILLED BEAM 15","EQ-1068571","AIR SYSTEM","AIR SYSTEM",null,"408TRC1500","\\Locations\\Sites\\Lowell Justice Center\\408TRC1500 Lowell Justice Center\\Floor 07\\7001 - Public Lobby","Lowell Justice Center","Active","Available"]
[null,"ACTIVE CHILLED BEAM 15","EQ-1068572","AIR SYSTEM","AIR SYSTEM",null,"408TRC1500","\\Locations\\Sites\\Lowell Justice Center\\408TRC1500 Lowell Justice Center\\Floor 07\\7001 - Public Lobby","Lowell Justice Center","Active","Available"]
[null,"ACTIVE CHILLED BEAM 15","EQ-1068578","AIR SYSTEM","AIR SYSTEM",null,"408TRC1500","\\Locations\\Sites\\Lowell Justice Center\\408TRC1500 Lowell Justice Center\\Floor 07\\7001 - Public Lobby","Lowell Justice Center","Active","Available"]
[null,"ACTIVE CHILLED BEAM 15","EQ-1068580","AIR SYSTEM","AIR SYSTEM",null,"408TRC1500","\\Locations\\Sites\\Lowell Justice Center\\408TRC1500 Lowell Justice Center\\Floor 07\\7001 - Public Lobby","Lowell Justice Center","Active","Available"]
[null,"ACTIVE CHILLED BEAM 15","EQ-1068599","AIR SYSTEM","AIR SYSTEM",null,"408TRC1500","\\Locations\\Sites\\Lowell Justice Center\\408TRC1500 Lowell Justice Center\\Floor 07\\7001 - Public Lobby","Lowell Justice Center","Active","Available"]
[null,"ACTIVE CHILLED BEAM 15","EQ-1068600","AIR SYSTEM","AIR SYSTEM",null,"408TRC1500","\\Locations\\Sites\\Lowell Justice Center\\408TRC1500 Lowell Justice Center\\Floor 07\\7001 - Public Lobby","Lowell Justice Center","Active","Available"]
[null,"ACTIVE CHILLED BEAM 15","EQ-1068601","AIR SYSTEM","AIR SYSTEM",null,"408TRC1500","\\Locations\\Sites\\Lowell Justice Center\\408TRC1500 Lowell Justice Center\\Floor 07\\7001 - Public Lobby","Lowell Justice Center","Active","Available"]
[null,"ACTIVE CHILLED BEAM 15","EQ-1068602","AIR SYSTEM","AIR SYSTEM",null,"408TRC1500","\\Locations\\Sites\\Lowell Justice Center\\408TRC1500 Lowell Justice Center\\Floor 07\\7001 - Public Lobby","Lowell Justice Center","Active","Available"]
[null,"ACTIVE CHILLED BEAM 15","EQ-1068604","AIR SYSTEM","AIR SYSTEM",null,"408TRC1500","\\Locations\\Sites\\Lowell Justice Center\\408TRC1500 Lowell Justice Center\\Floor 07\\7001 - Public Lobby","Lowell Justice Center","Active","Available"]
[null,"ACTIVE CHILLED BEAM 15","EQ-1068606","AIR SYSTEM","AIR SYSTEM",null,"408TRC1500","\\Locations\\Sites\\Lowell Justice Center\\408TRC1500 Lowell Justice Center\\Floor 07\\7001 - Public Lobby","Lowell Justice Center","Active","Available"]
[null,"ACTIVE CHILLED BEAM 15-1","EQ-1068044","AIR SYSTEM","AIR SYSTEM",null,"408TRC1500","\\Locations\\Sites\\Lowell Justice Center\\408TRC1500 Lowell Justice Center\\Floor 03\\3001 - Public Lobby","Lowell Justice Center","Active","Available"]
[null,"ACTIVE CHILLED BEAM 15-1","EQ-1068158","AIR SYSTEM","AIR SYSTEM",null,"408TRC1500","\\Locations\\Sites\\Lowell Justice Center\\408TRC1500 Lowell Justice Center\\Floor 04\\4001 - Public Lobby","Lowell Justice Center","Active","Available"]
[null,"ACTIVE CHILLED BEAM 15-1","EQ-1068292","AIR SYSTEM","AIR SYSTEM",null,"408TRC1500","\\Locations\\Sites\\Lowell Justice Center\\408TRC1500 Lowell Justice Center\\Floor 05\\5001 - Public Lobby","Lowell Justice Center","Active","Available"]
[null,"ACTIVE CHILLED BEAM 15-1","EQ-1068454","AIR SYSTEM","AIR SYSTEM",null,"408TRC1500","\\Locations\\Sites\\Lowell Justice Center\\408TRC1500 Lowell Justice Center\\Floor 06\\6001 - Public Lobby","Lowell Justice Center","Active","Available"]
[null,"ACTIVE CHILLED BEAM 15-10","EQ-1068039","AIR SYSTEM","AIR SYSTEM",null,"408TRC1500","\\Locations\\Sites\\Lowell Justice Center\\408TRC1500 Lowell Justice Center\\Floor 03\\3001 - Public Lobby","Lowell Justice Center","Active","Available"]
[null,"ACTIVE CHILLED BEAM 15-10","EQ-1068165","AIR SYSTEM","AIR SYSTEM",null,"408TRC1500","\\Locations\\Sites\\Lowell Justice Center\\408TRC1500 Lowell Justice Center\\Floor 04\\4001 - Public Lobby","Lowell Justice Center","Active","Available"]
[null,"ACTIVE CHILLED BEAM 15-10","EQ-1068287","AIR SYSTEM","AIR SYSTEM",null,"408TRC1500","\\Locations\\Sites\\Lowell Justice Center\\408TRC1500 Lowell Justice Center\\Floor 05\\5001 - Public Lobby","Lowell Justice Center","Active","Available"]
[null,"ACTIVE CHILLED BEAM 15-10","EQ-1068414","AIR SYSTEM","AIR SYSTEM",null,"408TRC1500","\\Locations\\Sites\\Lowell Justice Center\\408TRC1500 Lowell Justice Center\\Floor 06\\6001 - Public Lobby","Lowell Justice Center","Active","Available"]
[null,"ACTIVE CHILLED BEAM 15-11","EQ-1068040","AIR SYSTEM","AIR SYSTEM",null,"408TRC1500","\\Locations\\Sites\\Lowell Justice Center\\408TRC1500 Lowell Justice Center\\Floor 03\\3001 - Public Lobby","Lowell Justice Center","Active","Available"]
[null,"ACTIVE CHILLED BEAM 15-11","EQ-1068170","AIR SYSTEM","AIR SYSTEM",null,"408TRC1500","\\Locations\\Sites\\Lowell Justice Center\\408TRC1500 Lowell Justice Center\\Floor 04\\4001 - Public Lobby","Lowell Justice Center","Active","Available"]
[null,"ACTIVE CHILLED BEAM 15-11","EQ-1068327","AIR SYSTEM","AIR SYSTEM",null,"408TRC1500","\\Locations\\Sites\\Lowell Justice Center\\408TRC1500 Lowell Justice Center\\Floor 05\\5001 - Public Lobby","Lowell Justice Center","Active","Available"]
[null,"ACTIVE CHILLED BEAM 15-11","EQ-1068452","AIR SYSTEM","AIR SYSTEM",null,"408TRC1500","\\Locations\\Sites\\Lowell Justice Center\\408TRC1500 Lowell Justice Center\\Floor 06\\6001 - Public Lobby","Lowell Justice Center","Active","Available"]
[null,"ACTIVE CHILLED BEAM 15-12","EQ-1068056","AIR SYSTEM","AIR SYSTEM",null,"408TRC1500","\\Locations\\Sites\\Lowell Justice Center\\408TRC1500 Lowell Justice Center\\Floor 03\\3001 - Public Lobby","Lowell Justice Center","Active","Available"]
[null,"ACTIVE CHILLED BEAM 15-12","EQ-1068156","AIR SYSTEM","AIR SYSTEM",null,"408TRC1500","\\Locations\\Sites\\Lowell Justice Center\\408TRC1500 Lowell Justice Center\\Floor 04\\4001 - Public Lobby","Lowell Justice Center","Active","Available"]
[null,"ACTIVE CHILLED BEAM 15-12","EQ-1068295","AIR SYSTEM","AIR SYSTEM",null,"408TRC1500","\\Locations\\Sites\\Lowell Justice Center\\408TRC1500 Lowell Justice Center\\Floor 05\\5001 - Public Lobby","Lowell Justice Center","Active","Available"]
[null,"ACTIVE CHILLED BEAM 15-12","EQ-1068420","AIR SYSTEM","AIR SYSTEM",null,"408TRC1500","\\Locations\\Sites\\Lowell Justice Center\\408TRC1500 Lowell Justice Center\\Floor 06\\6001 - Public Lobby","Lowell Justice Center","Active","Available"]
[null,"ACTIVE CHILLED BEAM 15-2","EQ-1068034","AIR SYSTEM","AIR SYSTEM",null,"408TRC1500","\\Locations\\Sites\\Lowell Justice Center\\408TRC1500 Lowell Justice Center\\Floor 03\\3001 - Public Lobby","Lowell Justice Center","Active","Available"]
[null,"ACTIVE CHILLED BEAM 15-2","EQ-1068166","AIR SYSTEM","AIR SYSTEM",null,"408TRC1500","\\Locations\\Sites\\Lowell Justice Center\\408TRC1500 Lowell Justice Center\\Floor 04\\4001 - Public Lobby","Lowell Justice Center","Active","Available"]
[null,"ACTIVE CHILLED BEAM 15-2","EQ-1068282","AIR SYSTEM","AIR SYSTEM",null,"408TRC1500","\\Locations\\Sites\\Lowell Justice Center\\408TRC1500 Lowell Justice Center\\Floor 05\\5001 - Public Lobby","Lowell Justice Center","Active","Available"]
[null,"ACTIVE CHILLED BEAM 15-2","EQ-1068457","AIR SYSTEM","AIR SYSTEM",null,"408TRC1500","\\Locations\\Sites\\Lowell Justice Center\\408TRC1500 Lowell Justice Center\\Floor 06\\6001 - Public Lobby","Lowell Justice Center","Active","Available"]
[null,"ACTIVE CHILLED BEAM 15-3","EQ-1068037","AIR SYSTEM","AIR SYSTEM",null,"408TRC1500","\\Locations\\Sites\\Lowell Justice Center\\408TRC1500 Lowell Justice Center\\Floor 03\\3001 - Public Lobby","Lowell Justice Center","Active","Available"]
[null,"ACTIVE CHILLED BEAM 15-3","EQ-1068199","AIR SYSTEM","AIR SYSTEM",null,"408TRC1500","\\Locations\\Sites\\Lowell Justice Center\\408TRC1500 Lowell Justice Center\\Floor 04\\4001 - Public Lobby","Lowell Justice Center","Active","Available"]
[null,"ACTIVE CHILLED BEAM 15-3","EQ-1068285","AIR SYSTEM","AIR SYSTEM",null,"408TRC1500","\\Locations\\Sites\\Lowell Justice Center\\408TRC1500 Lowell Justice Center\\Floor 05\\5001 - Public Lobby","Lowell Justice Center","Active","Available"]
[null,"ACTIVE CHILLED BEAM 15-3","EQ-1068444","AIR SYSTEM","AIR SYSTEM",null,"408TRC1500","\\Locations\\Sites\\Lowell Justice Center\\408TRC1500 Lowell Justice Center\\Floor 06\\6001 - Public Lobby","Lowell Justice Center","Active","Available"]
[null,"ACTIVE CHILLED BEAM 15-4","EQ-1068055","AIR SYSTEM","AIR SYSTEM",null,"408TRC1500","\\Locations\\Sites\\Lowell Justice Center\\408TRC1500 Lowell Justice Center\\Floor 03\\3001 - Public Lobby","Lowell Justice Center","Active","Available"]
[null,"ACTIVE CHILLED BEAM 15-4","EQ-1068161","AIR SYSTEM","AIR SYSTEM",null,{"$f":"IFERROR(MID(H1863,FIND(\"\\\",H1863,18)+1,10),\"\")","v":"408TRC1500"},"\\Locations\\Sites\\Lowell Justice Center\\408TRC1500 Lowell Justice Center\\Floor 04\\4001 - Public Lobby",{"$f":"IFERROR(MID(H1863,18,FIND(\"\\\",MID(H1863,18,30))-1),\"\")","v":"Lowell Justice Center"},"Active","Available"]
[null,"ACTIVE CHILLED BEAM 15-4","EQ-1068288","AIR SYSTEM","AIR SYSTEM",null,"408TRC1500","\\Locations\\Sites\\Lowell Justice Center\\408TRC1500 Lowell Justice Center\\Floor 05\\5001 - Public Lobby","Lowell Justice Center","Active","Available"]
[null,"ACTIVE CHILLED BEAM 15-4","EQ-1068436","AIR SYSTEM","AIR SYSTEM",null,"408TRC1500","\\Locations\\Sites\\Lowell Justice Center\\408TRC1500 Lowell Justice Center\\Floor 06\\6001 - Public Lobby","Lowell Justice Center","Active","Available"]
[null,"ACTIVE CHILLED BEAM 15-5","EQ-1068067","AIR SYSTEM","AIR SYSTEM",null,"408TRC1500","\\Locations\\Sites\\Lowell Justice Center\\408TRC1500 Lowell Justice Center\\Floor 03\\3001 - Public Lobby","Lowell Justice Center","Active","Available"]
[null,"ACTIVE CHILLED BEAM 15-5","EQ-1068196","AIR SYSTEM","AIR SYSTEM",null,"408TRC1500","\\Locations\\Sites\\Lowell Justice Center\\408TRC1500 Lowell Justice Center\\Floor 04\\4001 - Public Lobby","Lowell Justice Center","Active","Available"]
[null,"ACTIVE CHILLED BEAM 15-5","EQ-1068329","AIR SYSTEM","AIR SYSTEM",null,"408TRC1500","\\Locations\\Sites\\Lowell Justice Center\\408TRC1500 Lowell Justice Center\\Floor 05\\5001 - Public Lobby","Lowell Justice Center","Active","Available"]
[null,"ACTIVE CHILLED BEAM 15-5","EQ-1068427","AIR SYSTEM","AIR SYSTEM",null,"408TRC1500","\\Locations\\Sites\\Lowell Justice Center\\408TRC1500 Lowell Justice Center\\Floor 06\\6001 - Public Lobby","Lowell Justice Center","Active","Available"]
[null,"ACTIVE CHILLED BEAM 15-6","EQ-1068071","AIR SYSTEM","AIR SYSTEM",null,"408TRC1500","\\Locations\\Sites\\Lowell Justice Center\\408TRC1500 Lowell Justice Center\\Floor 03\\3001 - Public Lobby","Lowell Justice Center","Active","Available"]
[null,"ACTIVE CHILLED BEAM 15-6","EQ-1068185","AIR SYSTEM","AIR SYSTEM",null,"408TRC1500","\\Locations\\Sites\\Lowell Justice Center\\408TRC1500 Lowell Justice Center\\Floor 04\\4001 - Public Lobby","Lowell Justice Center","Active","Available"]
[null,"ACTIVE CHILLED BEAM 15-6","EQ-1068302","AIR SYSTEM","AIR SYSTEM",null,"408TRC1500","\\Locations\\Sites\\Lowell Justice Center\\408TRC1500 Lowell Justice Center\\Floor 05\\5001 - Public Lobby","Lowell Justice Center","Active","Available"]
[null,"ACTIVE CHILLED BEAM 15-6","EQ-1068412","AIR SYSTEM","AIR SYSTEM",null,"408TRC1500","\\Locations\\Sites\\Lowell Justice Center\\408TRC1500 Lowell Justice Center\\Floor 06\\6001 - Public Lobby","Lowell Justice Center","Active","Available"]
[null,"ACTIVE CHILLED BEAM 15-7","EQ-1068036","AIR SYSTEM","AIR SYSTEM",null,"408TRC1500","\\Locations\\Sites\\Lowell Justice Center\\408TRC1500 Lowell Justice Center\\Floor 03\\3001 - Public Lobby","Lowell Justice Center","Active","Available"]
[null,"ACTIVE CHILLED BEAM 15-7","EQ-1068184","AIR SYSTEM","AIR SYSTEM",null,"408TRC1500","\\Locations\\Sites\\Lowell Justice Center\\408TRC1500 Lowell Justice Center\\Floor 04\\4001 - Public Lobby","Lowell Justice Center","Active","Available"]
[null,"ACTIVE CHILLED BEAM 15-7","EQ-1068325","AIR SYSTEM","AIR SYSTEM",null,"408TRC1500","\\Locations\\Sites\\Lowell Justice Center\\408TRC1500 Lowell Justice Center\\Floor 05\\5001 - Public Lobby","Lowell Justice Center","Active","Available"]
[null,"ACTIVE CHILLED BEAM 15-7","EQ-1068428","AIR SYSTEM","AIR SYSTEM",null,"408TRC1500","\\Locations\\Sites\\Lowell Justice Center\\408TRC1500 Lowell Justice Center\\Floor 06\\6001 - Public Lobby","Lowell Justice Center","Active","Available"]
[null,"ACTIVE CHILLED BEAM 15-8","EQ-1068052","AIR SYSTEM","AIR SYSTEM",null,"408TRC1500","\\Locations\\Sites\\Lowell Justice Center\\408TRC1500 Lowell Justice Center\\Floor 03\\3001 - Public Lobby","Lowell Justice Center","Active","Available"]
[null,"ACTIVE CHILLED BEAM 15-8","EQ-1068188","AIR SYSTEM","AIR SYSTEM",null,"408TRC1500","\\Locations\\Sites\\Lowell Justice Center\\408TRC1500 Lowell Justice Center\\Floor 04\\4001 - Public Lobby","Lowell Justice Center","Active","Available"]
[null,"ACTIVE CHILLED BEAM 15-8","EQ-1068303","AIR SYSTEM","AIR SYSTEM",null,"408TRC1500","\\Locations\\Sites\\Lowell Justice Center\\408TRC1500 Lowell Justice Center\\Floor 05\\5001 - Public Lobby","Lowell Justice Center","Active","Available"]
[null,"ACTIVE CHILLED BEAM 15-8","EQ-1068439","AIR SYSTEM","AIR SYSTEM",null,"408TRC1500","\\Locations\\Sites\\Lowell Justice Center\\408TRC1500 Lowell Justice Center\\Floor 06\\6001 - Public Lobby","Lowell Justice Center","Active","Available"]
[null,"ACTIVE CHILLED BEAM 15-9","EQ-1068049","AIR SYSTEM","AIR SYSTEM",null,"408TRC1500","\\Locations\\Sites\\Lowell Justice Center\\408TRC1500 Lowell Justice Center\\Floor 03\\3001 - Public Lobby","Lowell Justice Center","Active","Available"]
[null,"ACTIVE CHILLED BEAM 15-9","EQ-1068157","AIR SYSTEM","AIR SYSTEM",null,"408TRC1500","\\Locations\\Sites\\Lowell Justice Center\\408TRC1500 Lowell Justice Center\\Floor 04\\4001 - Public Lobby","Lowell Justice Center","Active","Available"]
[null,"ACTIVE CHILLED BEAM 15-9","EQ-1068304","AIR SYSTEM","AIR SYSTEM",null,"408TRC1500","\\Locations\\Sites\\Lowell Justice Center\\408TRC1500 Lowell Justice Center\\Floor 05\\5001 - Public Lobby","Lowell Justice Center","Active","Available"]
[null,"ACTIVE CHILLED BEAM 15-9","EQ-1068425","AIR SYSTEM","AIR SYSTEM",null,"408TRC1500","\\Locations\\Sites\\Lowell Justice Center\\408TRC1500 Lowell Justice Center\\Floor 06\\6001 - Public Lobby","Lowell Justice Center","Active","Available"]
[null,"ACTIVE CHILLED BEAM 2","EQ-1067943","AIR SYSTEM","AIR SYSTEM",null,"408TRC1500","\\Locations\\Sites\\Lowell Justice Center\\408TRC1500 Lowell Justice Center\\Floor 02\\2071 - Central Cashier","Lowell Justice Center","Active","Available"]
[null,"ACTIVE CHILLED BEAM 2","EQ-1068293","AIR SYSTEM","AIR SYSTEM",null,"408TRC1500","\\Locations\\Sites\\Lowell Justice Center\\408TRC1500 Lowell Justice Center\\Floor 05\\5028 - Break Room","Lowell Justice Center","Active","Available"]
[null,"ACTIVE CHILLED BEAM 2","EQ-1068583","AIR SYSTEM","AIR SYSTEM",null,"408TRC1500","\\Locations\\Sites\\Lowell Justice Center\\408TRC1500 Lowell Justice Center\\Floor 07\\7038 - Sup Clerk Mag","Lowell Justice Center","Active","Available"]
[null,"ACTIVE CHILLED BEAM 2-1","EQ-1067788","AIR SYSTEM","AIR SYSTEM",null,"408TRC1500","\\Locations\\Sites\\Lowell Justice Center\\408TRC1500 Lowell Justice Center\\Floor 01\\1019 - Office","Lowell Justice Center","Active","Available"]
[null,"ACTIVE CHILLED BEAM 2-1","EQ-1068190","AIR SYSTEM","AIR SYSTEM",null,"408TRC1500","\\Locations\\Sites\\Lowell Justice Center\\408TRC1500 Lowell Justice Center\\Floor 04\\4115 - Interview","Lowell Justice Center","Active","Available"]
[null,"ACTIVE CHILLED BEAM 2-1","EQ-1068446","AIR SYSTEM","AIR SYSTEM",null,"408TRC1500","\\Locations\\Sites\\Lowell Justice Center\\408TRC1500 Lowell Justice Center\\Floor 06\\6079 - Jud Wait","Lowell Justice Center","Active","Available"]
[null,"ACTIVE CHILLED BEAM 2-2","EQ-1067820","AIR SYSTEM","AIR SYSTEM",null,"408TRC1500","\\Locations\\Sites\\Lowell Justice Center\\408TRC1500 Lowell Justice Center\\Floor 01\\1058 - ROD Office","Lowell Justice Center","Active","Available"]
[null,"ACTIVE CHILLED BEAM 2-2","EQ-1068181","AIR SYSTEM","AIR SYSTEM",null,"408TRC1500","\\Locations\\Sites\\Lowell Justice Center\\408TRC1500 Lowell Justice Center\\Floor 04\\4116 - Interview","Lowell Justice Center","Active","Available"]
[null,"ACTIVE CHILLED BEAM 2-2","EQ-1068450","AIR SYSTEM","AIR SYSTEM",null,"408TRC1500","\\Locations\\Sites\\Lowell Justice Center\\408TRC1500 Lowell Justice Center\\Floor 06\\6037 - Housing Spec","Lowell Justice Center","Active","Available"]
[null,"ACTIVE CHILLED BEAM 2-3","EQ-1067826","AIR SYSTEM","AIR SYSTEM",null,"408TRC1500","\\Locations\\Sites\\Lowell Justice Center\\408TRC1500 Lowell Justice Center\\Floor 01\\1059 - Mail Office","Lowell Justice Center","Active","Available"]
[null,"ACTIVE CHILLED BEAM 2-3","EQ-1068194","AIR SYSTEM","AIR SYSTEM",null,"408TRC1500","\\Locations\\Sites\\Lowell Justice Center\\408TRC1500 Lowell Justice Center\\Floor 04\\4117 - Interview","Lowell Justice Center","Active","Available"]
[null,"ACTIVE CHILLED BEAM 2-3","EQ-1068440","AIR SYSTEM","AIR SYSTEM",null,"408TRC1500","\\Locations\\Sites\\Lowell Justice Center\\408TRC1500 Lowell Justice Center\\Floor 06\\6055 - Housing Court Mag Wait","Lowell Justice Center","Active","Available"]
[null,"ACTIVE CHILLED BEAM 2-4","EQ-1067809","AIR SYSTEM","AIR SYSTEM",null,"408TRC1500","\\Locations\\Sites\\Lowell Justice Center\\408TRC1500 Lowell Justice Center\\Floor 01\\1076 - Police","Lowell Justice Center","Active","Available"]
[null,"ACTIVE CHILLED BEAM 2-4","EQ-1068178","AIR SYSTEM","AIR SYSTEM",null,"408TRC1500","\\Locations\\Sites\\Lowell Justice Center\\408TRC1500 Lowell Justice Center\\Floor 04\\4118 - Interview","Lowell Justice Center","Active","Available"]
[null,"ACTIVE CHILLED BEAM 2-4","EQ-1068415","AIR SYSTEM","AIR SYSTEM",null,"408TRC1500","\\Locations\\Sites\\Lowell Justice Center\\408TRC1500 Lowell Justice Center\\Floor 06\\6059 - Asst CM","Lowell Justice Center","Active","Available"]
[null,"ACTIVE CHILLED BEAM 2-5","EQ-1067807","AIR SYSTEM","AIR SYSTEM",null,"408TRC1500","\\Locations\\Sites\\Lowell Justice Center\\408TRC1500 Lowell Justice Center\\Floor 01\\1075 - Court Officer","Lowell Justice Center","Active","Available"]
[null,"ACTIVE CHILLED BEAM 2-5","EQ-1068189","AIR SYSTEM","AIR SYSTEM",null,"408TRC1500","\\Locations\\Sites\\Lowell Justice Center\\408TRC1500 Lowell Justice Center\\Floor 04\\4119 - Interview","Lowell Justice Center","Active","Available"]
[null,"ACTIVE CHILLED BEAM 2-5","EQ-1068451","AIR SYSTEM","AIR SYSTEM",null,"408TRC1500","\\Locations\\Sites\\Lowell Justice Center\\408TRC1500 Lowell Justice Center\\Floor 06\\6060 - Ch Housing Spec","Lowell Justice Center","Active","Available"]
[null,"ACTIVE CHILLED BEAM 2-6","EQ-1067818","AIR SYSTEM","AIR SYSTEM",null,"408TRC1500","\\Locations\\Sites\\Lowell Justice Center\\408TRC1500 Lowell Justice Center\\Floor 01\\1128 - Sup DA","Lowell Justice Center","Active","Available"]
[null,"ACTIVE CHILLED BEAM 2-6","EQ-1068445","AIR SYSTEM","AIR SYSTEM",null,"408TRC1500","\\Locations\\Sites\\Lowell Justice Center\\408TRC1500 Lowell Justice Center\\Floor 06\\6064 - Clerk Mag","Lowell Justice Center","Active","Available"]
[null,"ACTIVE CHILLED BEAM 3-1","EQ-1067816","AIR SYSTEM","AIR SYSTEM",null,"408TRC1500","\\Locations\\Sites\\Lowell Justice Center\\408TRC1500 Lowell Justice Center\\Floor 01\\1023 - Conf","Lowell Justice Center","Active","Available"]
[null,"ACTIVE CHILLED BEAM 3-1","EQ-1067935","AIR SYSTEM","AIR SYSTEM",null,"408TRC1500","\\Locations\\Sites\\Lowell Justice Center\\408TRC1500 Lowell Justice Center\\Floor 02\\2159 - Public Conf","Lowell Justice Center","Active","Available"]
[null,"ACTIVE CHILLED BEAM 3-1","EQ-1068038","AIR SYSTEM","AIR SYSTEM",null,"408TRC1500","\\Locations\\Sites\\Lowell Justice Center\\408TRC1500 Lowell Justice Center\\Floor 03\\3064 - Judcial Offices","Lowell Justice Center","Active","Available"]
[null,"ACTIVE CHILLED BEAM 3-1","EQ-1068298","AIR SYSTEM","AIR SYSTEM",null,"408TRC1500","\\Locations\\Sites\\Lowell Justice Center\\408TRC1500 Lowell Justice Center\\Floor 05\\5074 - PFR Central Work Area","Lowell Justice Center","Active","Available"]
[null,"ACTIVE CHILLED BEAM 3-1","EQ-1068458","AIR SYSTEM","AIR SYSTEM",null,"408TRC1500","\\Locations\\Sites\\Lowell Justice Center\\408TRC1500 Lowell Justice Center\\Floor 06\\6056 - HCM Conf","Lowell Justice Center","Active","Available"]
[null,"ACTIVE CHILLED BEAM 3-2","EQ-1067823","AIR SYSTEM","AIR SYSTEM",null,"408TRC1500","\\Locations\\Sites\\Lowell Justice Center\\408TRC1500 Lowell Justice Center\\Floor 01\\1024 - Conf","Lowell Justice Center","Active","Available"]
[null,"ACTIVE CHILLED BEAM 3-2","EQ-1067914","AIR SYSTEM","AIR SYSTEM",null,"408TRC1500","\\Locations\\Sites\\Lowell Justice Center\\408TRC1500 Lowell Justice Center\\Floor 02\\2172 - Conf","Lowell Justice Center","Active","Available"]
[null,"ACTIVE CHILLED BEAM 3-2","EQ-1068064","AIR SYSTEM","AIR SYSTEM",null,"408TRC1500","\\Locations\\Sites\\Lowell Justice Center\\408TRC1500 Lowell Justice Center\\Floor 03\\3064 - Judcial Offices","Lowell Justice Center","Active","Available"]
[null,"ACTIVE CHILLED BEAM 3-2","EQ-1068320","AIR SYSTEM","AIR SYSTEM",null,"408TRC1500","\\Locations\\Sites\\Lowell Justice Center\\408TRC1500 Lowell Justice Center\\Floor 05\\5141 - Court Officer","Lowell Justice Center","Active","Available"]
[null,"ACTIVE CHILLED BEAM 3-2","EQ-1068437","AIR SYSTEM","AIR SYSTEM",null,"408TRC1500","\\Locations\\Sites\\Lowell Justice Center\\408TRC1500 Lowell Justice Center\\Floor 06\\6102 - File","Lowell Justice Center","Active","Available"]
[null,"ACTIVE CHILLED BEAM 3-3","EQ-1067797","AIR SYSTEM","AIR SYSTEM",null,"408TRC1500","\\Locations\\Sites\\Lowell Justice Center\\408TRC1500 Lowell Justice Center\\Floor 01\\1065 - Adult Clinic Rec/Wait","Lowell Justice Center","Active","Available"]
[null,"ACTIVE CHILLED BEAM 3-3","EQ-1068051","AIR SYSTEM","AIR SYSTEM",null,"408TRC1500","\\Locations\\Sites\\Lowell Justice Center\\408TRC1500 Lowell Justice Center\\Floor 03\\3064 - Judcial Offices","Lowell Justice Center","Active","Available"]
[null,"ACTIVE CHILLED BEAM 3-3","EQ-1068311","AIR SYSTEM","AIR SYSTEM",null,"408TRC1500","\\Locations\\Sites\\Lowell Justice Center\\408TRC1500 Lowell Justice Center\\Floor 05\\5143 - Chief Court Officer","Lowell Justice Center","Active","Available"]
[null,"ACTIVE CHILLED BEAM 3-4","EQ-1067799","AIR SYSTEM","AIR SYSTEM",null,"408TRC1500","\\Locations\\Sites\\Lowell Justice Center\\408TRC1500 Lowell Justice Center\\Floor 01\\1100 - Interpreter Services","Lowell Justice Center","Active","Available"]
[null,"ACTIVE CHILLED BEAM 3-4","EQ-1068028","AIR SYSTEM","AIR SYSTEM",null,"408TRC1500","\\Locations\\Sites\\Lowell Justice Center\\408TRC1500 Lowell Justice Center\\Floor 03\\3064 - Judcial Offices","Lowell Justice Center","Active","Available"]
[null,"ACTIVE CHILLED BEAM 3-5","EQ-1067813","AIR SYSTEM","AIR SYSTEM",null,"408TRC1500","\\Locations\\Sites\\Lowell Justice Center\\408TRC1500 Lowell Justice Center\\Floor 01\\1101 - DA Wait","Lowell Justice Center","Active","Available"]
[null,"ACTIVE CHILLED BEAM 3-5","EQ-1068060","AIR SYSTEM","AIR SYSTEM",null,"408TRC1500","\\Locations\\Sites\\Lowell Justice Center\\408TRC1500 Lowell Justice Center\\Floor 03\\3065 - Judicial Wait","Lowell Justice Center","Active","Available"]
[null,"ACTIVE CHILLED BEAM 3-6","EQ-1068063","AIR SYSTEM","AIR SYSTEM",null,"408TRC1500","\\Locations\\Sites\\Lowell Justice Center\\408TRC1500 Lowell Justice Center\\Floor 03\\3081 - Conf","Lowell Justice Center","Active","Available"]
[null,"ACTIVE CHILLED BEAM 4","EQ-1068575","AIR SYSTEM","AIR SYSTEM",null,"408TRC1500","\\Locations\\Sites\\Lowell Justice Center\\408TRC1500 Lowell Justice Center\\Floor 07\\7018 - Conf","Lowell Justice Center","Active","Available"]
[null,"ACTIVE CHILLED BEAM 4","EQ-1068581","AIR SYSTEM","AIR SYSTEM",null,"408TRC1500","\\Locations\\Sites\\Lowell Justice Center\\408TRC1500 Lowell Justice Center\\Floor 07\\7147 - Conf","Lowell Justice Center","Active","Available"]
[null,"ACTIVE CHILLED BEAM 4","EQ-1068605","AIR SYSTEM","AIR SYSTEM",null,"408TRC1500","\\Locations\\Sites\\Lowell Justice Center\\408TRC1500 Lowell Justice Center\\Floor 07\\7035 - Superior Court Magistrate","Lowell Justice Center","Active","Available"]
[null,"ACTIVE CHILLED BEAM 4-1","EQ-1067808","AIR SYSTEM","AIR SYSTEM",null,{"$f":"IFERROR(MID(H1927,FIND(\"\\\",H1927,18)+1,10),\"\")","v":"408TRC1500"},"\\Locations\\Sites\\Lowell Justice Center\\408TRC1500 Lowell Justice Center\\Floor 01\\1031 - Collections",{"$f":"IFERROR(MID(H1927,18,FIND(\"\\\",MID(H1927,18,30))-1),\"\")","v":"Lowell Justice Center"},"Active","Available"]
[null,"ACTIVE CHILLED BEAM 4-1","EQ-1067913","AIR SYSTEM","AIR SYSTEM",null,"408TRC1500","\\Locations\\Sites\\Lowell Justice Center\\408TRC1500 Lowell Justice Center\\Floor 02\\2014 - Conf","Lowell Justice Center","Active","Available"]
[null,"ACTIVE CHILLED BEAM 4-1","EQ-1068059","AIR SYSTEM","AIR SYSTEM",null,"408TRC1500","\\Locations\\Sites\\Lowell Justice Center\\408TRC1500 Lowell Justice Center\\Floor 03\\3118 - Conf","Lowell Justice Center","Active","Available"]
[null,"ACTIVE CHILLED BEAM 4-1","EQ-1068171","AIR SYSTEM","AIR SYSTEM",null,"408TRC1500","\\Locations\\Sites\\Lowell Justice Center\\408TRC1500 Lowell Justice Center\\Floor 04\\4018 - Conf","Lowell Justice Center","Active","Available"]
[null,"ACTIVE CHILLED BEAM 4-1","EQ-1068326","AIR SYSTEM","AIR SYSTEM",null,"408TRC1500","\\Locations\\Sites\\Lowell Justice Center\\408TRC1500 Lowell Justice Center\\Floor 05\\5117 - PFR Conf","Lowell Justice Center","Active","Available"]
[null,"ACTIVE CHILLED BEAM 4-1","EQ-1068505","AIR SYSTEM","AIR SYSTEM",null,"408TRC1500","\\Locations\\Sites\\Lowell Justice Center\\408TRC1500 Lowell Justice Center\\Floor 06\\6116 - Conf","Lowell Justice Center","Active","Available"]
[null,"ACTIVE CHILLED BEAM 4-2","EQ-1067812","AIR SYSTEM","AIR SYSTEM",null,"408TRC1500","\\Locations\\Sites\\Lowell Justice Center\\408TRC1500 Lowell Justice Center\\Floor 01\\1031 - Collections","Lowell Justice Center","Active","Available"]
[null,"ACTIVE CHILLED BEAM 4-2","EQ-1067907","AIR SYSTEM","AIR SYSTEM",null,"408TRC1500","\\Locations\\Sites\\Lowell Justice Center\\408TRC1500 Lowell Justice Center\\Floor 02\\2072 - District Magistrate Wait","Lowell Justice Center","Active","Available"]
[null,"ACTIVE CHILLED BEAM 4-2","EQ-1068043","AIR SYSTEM","AIR SYSTEM",null,"408TRC1500","\\Locations\\Sites\\Lowell Justice Center\\408TRC1500 Lowell Justice Center\\Floor 03\\3119 - Conf/SSWA","Lowell Justice Center","Active","Available"]
[null,"ACTIVE CHILLED BEAM 4-2","EQ-1068197","AIR SYSTEM","AIR SYSTEM",null,"408TRC1500","\\Locations\\Sites\\Lowell Justice Center\\408TRC1500 Lowell Justice Center\\Floor 04\\4048 - JCM Public Conf","Lowell Justice Center","Active","Available"]
[null,"ACTIVE CHILLED BEAM 4-2","EQ-1068321","AIR SYSTEM","AIR SYSTEM",null,"408TRC1500","\\Locations\\Sites\\Lowell Justice Center\\408TRC1500 Lowell Justice Center\\Floor 05\\5018 - Conf","Lowell Justice Center","Active","Available"]
[null,"ACTIVE CHILLED BEAM 4-2","EQ-1068462","AIR SYSTEM","AIR SYSTEM",null,"408TRC1500","\\Locations\\Sites\\Lowell Justice Center\\408TRC1500 Lowell Justice Center\\Floor 06\\6016 - Conf","Lowell Justice Center","Active","Available"]
[null,"ACTIVE CHILLED BEAM 4-3","EQ-1067798","AIR SYSTEM","AIR SYSTEM",null,"408TRC1500","\\Locations\\Sites\\Lowell Justice Center\\408TRC1500 Lowell Justice Center\\Floor 01\\1031 - Collections","Lowell Justice Center","Active","Available"]
[null,"ACTIVE CHILLED BEAM 4-3","EQ-1067906","AIR SYSTEM","AIR SYSTEM",null,"408TRC1500","\\Locations\\Sites\\Lowell Justice Center\\408TRC1500 Lowell Justice Center\\Floor 02\\2124 - District Probation Wait","Lowell Justice Center","Active","Available"]
[null,"ACTIVE CHILLED BEAM 4-3","EQ-1068160","AIR SYSTEM","AIR SYSTEM",null,"408TRC1500","\\Locations\\Sites\\Lowell Justice Center\\408TRC1500 Lowell Justice Center\\Floor 04\\4128 - Conf","Lowell Justice Center","Active","Available"]
[null,"ACTIVE CHILLED BEAM 4-3","EQ-1068316","AIR SYSTEM","AIR SYSTEM",null,"408TRC1500","\\Locations\\Sites\\Lowell Justice Center\\408TRC1500 Lowell Justice Center\\Floor 05\\5019 - Conf","Lowell Justice Center","Active","Available"]
[null,"ACTIVE CHILLED BEAM 4-3","EQ-1068460","AIR SYSTEM","AIR SYSTEM",null,"408TRC1500","\\Locations\\Sites\\Lowell Justice Center\\408TRC1500 Lowell Justice Center\\Floor 06\\6017 - Conf","Lowell Justice Center","Active","Available"]
[null,"ACTIVE CHILLED BEAM 4-4","EQ-1067786","AIR SYSTEM","AIR SYSTEM",null,"408TRC1500","\\Locations\\Sites\\Lowell Justice Center\\408TRC1500 Lowell Justice Center\\Floor 01\\1072 - SSWA 1 Wait","Lowell Justice Center","Active","Available"]
[null,"ACTIVE CHILLED BEAM 4-4","EQ-1067919","AIR SYSTEM","AIR SYSTEM",null,"408TRC1500","\\Locations\\Sites\\Lowell Justice Center\\408TRC1500 Lowell Justice Center\\Floor 02\\2177 - Conf","Lowell Justice Center","Active","Available"]
[null,"ACTIVE CHILLED BEAM 4-4","EQ-1068318","AIR SYSTEM","AIR SYSTEM",null,"408TRC1500","\\Locations\\Sites\\Lowell Justice Center\\408TRC1500 Lowell Justice Center\\Floor 05\\5116 - PFP Wait","Lowell Justice Center","Active","Available"]
[null,"ACTIVE CHILLED BEAM 4-5","EQ-1067811","AIR SYSTEM","AIR SYSTEM",null,"408TRC1500","\\Locations\\Sites\\Lowell Justice Center\\408TRC1500 Lowell Justice Center\\Floor 01\\1109 - District Attorney","Lowell Justice Center","Active","Available"]
[null,"ACTIVE CHILLED BEAM 4-5","EQ-1068313","AIR SYSTEM","AIR SYSTEM",null,"408TRC1500","\\Locations\\Sites\\Lowell Justice Center\\408TRC1500 Lowell Justice Center\\Floor 05\\5147 - Conf/SSWA","Lowell Justice Center","Active","Available"]
[null,"ACTIVE CHILLED BEAM 4-5","EQ-1068498","AIR SYSTEM","AIR SYSTEM",null,"408TRC1500","\\Locations\\Sites\\Lowell Justice Center\\408TRC1500 Lowell Justice Center\\Floor 06\\6134 - Conf","Lowell Justice Center","Active","Available"]
[null,"ACTIVE CHILLED BEAM 4-6","EQ-1067803","AIR SYSTEM","AIR SYSTEM",null,"408TRC1500","\\Locations\\Sites\\Lowell Justice Center\\408TRC1500 Lowell Justice Center\\Floor 01\\1109 - District Attorney","Lowell Justice Center","Active","Available"]
[null,"ACTIVE CHILLED BEAM 4-6","EQ-1068330","AIR SYSTEM","AIR SYSTEM",null,"408TRC1500","\\Locations\\Sites\\Lowell Justice Center\\408TRC1500 Lowell Justice Center\\Floor 05\\5151 - Conf","Lowell Justice Center","Active","Available"]
[null,"ACTIVE CHILLED BEAM 4-7","EQ-1067796","AIR SYSTEM","AIR SYSTEM",null,"408TRC1500","\\Locations\\Sites\\Lowell Justice Center\\408TRC1500 Lowell Justice Center\\Floor 01\\1109 - District Attorney","Lowell Justice Center","Active","Available"]
[null,"ACTIVE CHILLED BEAM 5","EQ-1068567","AIR SYSTEM","AIR SYSTEM",null,"408TRC1500","\\Locations\\Sites\\Lowell Justice Center\\408TRC1500 Lowell Justice Center\\Floor 07\\7148 - Conf/SSWA","Lowell Justice Center","Active","Available"]
[null,"ACTIVE CHILLED BEAM 5","EQ-1068579","AIR SYSTEM","AIR SYSTEM",null,"408TRC1500","\\Locations\\Sites\\Lowell Justice Center\\408TRC1500 Lowell Justice Center\\Floor 07\\7078 - SCP  Asst Ch PO","Lowell Justice Center","Active","Available"]
[null,"ACTIVE CHILLED BEAM 5","EQ-1068607","AIR SYSTEM","AIR SYSTEM",null,"408TRC1500","\\Locations\\Sites\\Lowell Justice Center\\408TRC1500 Lowell Justice Center\\Floor 07\\7016 - Conf","Lowell Justice Center","Active","Available"]
[null,"ACTIVE CHILLED BEAM 5-1","EQ-1067791","AIR SYSTEM","AIR SYSTEM",null,"408TRC1500","\\Locations\\Sites\\Lowell Justice Center\\408TRC1500 Lowell Justice Center\\Floor 01\\1102 - Police Pro","Lowell Justice Center","Active","Available"]
[null,"ACTIVE CHILLED BEAM 5-1","EQ-1067949","AIR SYSTEM","AIR SYSTEM",null,"408TRC1500","\\Locations\\Sites\\Lowell Justice Center\\408TRC1500 Lowell Justice Center\\Floor 02\\2016 - Conf","Lowell Justice Center","Active","Available"]
[null,"ACTIVE CHILLED BEAM 5-1","EQ-1068053","AIR SYSTEM","AIR SYSTEM",null,"408TRC1500","\\Locations\\Sites\\Lowell Justice Center\\408TRC1500 Lowell Justice Center\\Floor 03\\3017 - Conf","Lowell Justice Center","Active","Available"]
[null,"ACTIVE CHILLED BEAM 5-1","EQ-1068169","AIR SYSTEM","AIR SYSTEM",null,"408TRC1500","\\Locations\\Sites\\Lowell Justice Center\\408TRC1500 Lowell Justice Center\\Floor 04\\4150 - Conf","Lowell Justice Center","Active","Available"]
[null,"ACTIVE CHILLED BEAM 5-1","EQ-1068291","AIR SYSTEM","AIR SYSTEM",null,"408TRC1500","\\Locations\\Sites\\Lowell Justice Center\\408TRC1500 Lowell Justice Center\\Floor 05\\5016 - Conf","Lowell Justice Center","Active","Available"]
[null,"ACTIVE CHILLED BEAM 5-1","EQ-1068467","AIR SYSTEM","AIR SYSTEM",null,"408TRC1500","\\Locations\\Sites\\Lowell Justice Center\\408TRC1500 Lowell Justice Center\\Floor 06\\6107 - HCM Mediation","Lowell Justice Center","Active","Available"]
[null,"ACTIVE CHILLED BEAM 5-2","EQ-1067787","AIR SYSTEM","AIR SYSTEM",null,"408TRC1500","\\Locations\\Sites\\Lowell Justice Center\\408TRC1500 Lowell Justice Center\\Floor 01\\1126 - Sup DA","Lowell Justice Center","Active","Available"]
[null,"ACTIVE CHILLED BEAM 5-2","EQ-1067944","AIR SYSTEM","AIR SYSTEM",null,"408TRC1500","\\Locations\\Sites\\Lowell Justice Center\\408TRC1500 Lowell Justice Center\\Floor 02\\2111 - Asst Clerk Mag","Lowell Justice Center","Active","Available"]
[null,"ACTIVE CHILLED BEAM 5-2","EQ-1068074","AIR SYSTEM","AIR SYSTEM",null,"408TRC1500","\\Locations\\Sites\\Lowell Justice Center\\408TRC1500 Lowell Justice Center\\Floor 03\\3037 - Conf","Lowell Justice Center","Active","Available"]
[null,"ACTIVE CHILLED BEAM 5-2","EQ-1068220","AIR SYSTEM","AIR SYSTEM",null,"408TRC1500","\\Locations\\Sites\\Lowell Justice Center\\408TRC1500 Lowell Justice Center\\Floor 04\\4017 - Conf","Lowell Justice Center","Active","Available"]
[null,"ACTIVE CHILLED BEAM 5-2","EQ-1068294","AIR SYSTEM","AIR SYSTEM",null,"408TRC1500","\\Locations\\Sites\\Lowell Justice Center\\408TRC1500 Lowell Justice Center\\Floor 05\\5020 - Conf","Lowell Justice Center","Active","Available"]
[null,"ACTIVE CHILLED BEAM 5-2","EQ-1068503","AIR SYSTEM","AIR SYSTEM",null,"408TRC1500","\\Locations\\Sites\\Lowell Justice Center\\408TRC1500 Lowell Justice Center\\Floor 06\\6108 - HCM Mediation","Lowell Justice Center","Active","Available"]
[null,"ACTIVE CHILLED BEAM 5-3","EQ-1067933","AIR SYSTEM","AIR SYSTEM",null,"408TRC1500","\\Locations\\Sites\\Lowell Justice Center\\408TRC1500 Lowell Justice Center\\Floor 02\\2116 - DC Prob Circ","Lowell Justice Center","Active","Available"]
[null,"ACTIVE CHILLED BEAM 5-3","EQ-1068073","AIR SYSTEM","AIR SYSTEM",null,"408TRC1500","\\Locations\\Sites\\Lowell Justice Center\\408TRC1500 Lowell Justice Center\\Floor 03\\3039 - Conf","Lowell Justice Center","Active","Available"]
[null,"ACTIVE CHILLED BEAM 5-3","EQ-1068200","AIR SYSTEM","AIR SYSTEM",null,"408TRC1500","\\Locations\\Sites\\Lowell Justice Center\\408TRC1500 Lowell Justice Center\\Floor 04\\4151 - Conf/SSWA","Lowell Justice Center","Active","Available"]
[null,"ACTIVE CHILLED BEAM 5-3","EQ-1068307","AIR SYSTEM","AIR SYSTEM",null,"408TRC1500","\\Locations\\Sites\\Lowell Justice Center\\408TRC1500 Lowell Justice Center\\Floor 05\\5075 - Reg Off Mgr","Lowell Justice Center","Active","Available"]
[null,"ACTIVE CHILLED BEAM 5-3","EQ-1068464","AIR SYSTEM","AIR SYSTEM",null,"408TRC1500","\\Locations\\Sites\\Lowell Justice Center\\408TRC1500 Lowell Justice Center\\Floor 06\\6109 - Mediation","Lowell Justice Center","Active","Available"]
[null,"ACTIVE CHILLED BEAM 5-4","EQ-1067901","AIR SYSTEM","AIR SYSTEM",null,"408TRC1500","\\Locations\\Sites\\Lowell Justice Center\\408TRC1500 Lowell Justice Center\\Floor 02\\2116 - DC Prob Circ","Lowell Justice Center","Active","Available"]
[null,"ACTIVE CHILLED BEAM 5-4","EQ-1068058","AIR SYSTEM","AIR SYSTEM",null,"408TRC1500","\\Locations\\Sites\\Lowell Justice Center\\408TRC1500 Lowell Justice Center\\Floor 03\\3082 - Conf","Lowell Justice Center","Active","Available"]
[null,"ACTIVE CHILLED BEAM 5-4","EQ-1068305","AIR SYSTEM","AIR SYSTEM",null,"408TRC1500","\\Locations\\Sites\\Lowell Justice Center\\408TRC1500 Lowell Justice Center\\Floor 05\\5129 - PFP Storage","Lowell Justice Center","Active","Available"]
[null,"ACTIVE CHILLED BEAM 5-4","EQ-1068473","AIR SYSTEM","AIR SYSTEM",null,"408TRC1500","\\Locations\\Sites\\Lowell Justice Center\\408TRC1500 Lowell Justice Center\\Floor 06\\6110 - Mediation","Lowell Justice Center","Active","Available"]
[null,"ACTIVE CHILLED BEAM 5-5","EQ-1067931","AIR SYSTEM","AIR SYSTEM",null,"408TRC1500","\\Locations\\Sites\\Lowell Justice Center\\408TRC1500 Lowell Justice Center\\Floor 02\\2116 - DC Prob Circ","Lowell Justice Center","Active","Available"]
[null,"ACTIVE CHILLED BEAM 5-5","EQ-1068300","AIR SYSTEM","AIR SYSTEM",null,"408TRC1500","\\Locations\\Sites\\Lowell Justice Center\\408TRC1500 Lowell Justice Center\\Floor 05\\5148 - DOR Child Support","Lowell Justice Center","Active","Available"]
[null,"ACTIVE CHILLED BEAM 5-5","EQ-1068484","AIR SYSTEM","AIR SYSTEM",null,"408TRC1500","\\Locations\\Sites\\Lowell Justice Center\\408TRC1500 Lowell Justice Center\\Floor 06\\6115 - Conf","Lowell Justice Center","Active","Available"]
[null,"ACTIVE CHILLED BEAM 5-6","EQ-1067904","AIR SYSTEM","AIR SYSTEM",null,"408TRC1500","\\Locations\\Sites\\Lowell Justice Center\\408TRC1500 Lowell Justice Center\\Floor 02\\2116 - DC Prob Circ","Lowell Justice Center","Active","Available"]
[null,"ACTIVE CHILLED BEAM 5-6","EQ-1068470","AIR SYSTEM","AIR SYSTEM",null,"408TRC1500","\\Locations\\Sites\\Lowell Justice Center\\408TRC1500 Lowell Justice Center\\Floor 06\\6135 - Conf/SSWA","Lowell Justice Center","Active","Available"]
[null,"ACTIVE CHILLED BEAM 5-7","EQ-1067909","AIR SYSTEM","AIR SYSTEM",null,"408TRC1500","\\Locations\\Sites\\Lowell Justice Center\\408TRC1500 Lowell Justice Center\\Floor 02\\2116 - DC Prob Circ","Lowell Justice Center","Active","Available"]
[null,"ACTIVE CHILLED BEAM 5-8","EQ-1067928","AIR SYSTEM","AIR SYSTEM",null,"408TRC1500","\\Locations\\Sites\\Lowell Justice Center\\408TRC1500 Lowell Justice Center\\Floor 02\\2178 - Conf/SSWA","Lowell Justice Center","Active","Available"]
[null,"ACTIVE CHILLED BEAM 6","EQ-1068217","AIR SYSTEM","AIR SYSTEM",null,"408TRC1500","\\Locations\\Sites\\Lowell Justice Center\\408TRC1500 Lowell Justice Center\\Floor 04\\4127 - Conf","Lowell Justice Center","Active","Available"]
[null,"ACTIVE CHILLED BEAM 6","EQ-1068598","AIR SYSTEM","AIR SYSTEM",null,"408TRC1500","\\Locations\\Sites\\Lowell Justice Center\\408TRC1500 Lowell Justice Center\\Floor 07\\7112 - Kit","Lowell Justice Center","Active","Available"]
[null,"ACTIVE CHILLED BEAM 6-1","EQ-1067792","AIR SYSTEM","AIR SYSTEM",null,"408TRC1500","\\Locations\\Sites\\Lowell Justice Center\\408TRC1500 Lowell Justice Center\\Floor 01\\1050 - ROD Public Service","Lowell Justice Center","Active","Available"]
[null,"ACTIVE CHILLED BEAM 6-1","EQ-1067926","AIR SYSTEM","AIR SYSTEM",null,"408TRC1500","\\Locations\\Sites\\Lowell Justice Center\\408TRC1500 Lowell Justice Center\\Floor 02\\2001 - Public Lobby","Lowell Justice Center","Active","Available"]
[null,"ACTIVE CHILLED BEAM 6-1","EQ-1068501","AIR SYSTEM","AIR SYSTEM",null,"408TRC1500","\\Locations\\Sites\\Lowell Justice Center\\408TRC1500 Lowell Justice Center\\Floor 06\\6072 - Jud Off","Lowell Justice Center","Active","Available"]
[null,"ACTIVE CHILLED BEAM 6-10","EQ-1067921","AIR SYSTEM","AIR SYSTEM",null,"408TRC1500","\\Locations\\Sites\\Lowell Justice Center\\408TRC1500 Lowell Justice Center\\Floor 02\\2071 - Central Cashier","Lowell Justice Center","Active","Available"]
[null,"ACTIVE CHILLED BEAM 6-11","EQ-1067900","AIR SYSTEM","AIR SYSTEM",null,"408TRC1500","\\Locations\\Sites\\Lowell Justice Center\\408TRC1500 Lowell Justice Center\\Floor 02\\2071 - Central Cashier","Lowell Justice Center","Active","Available"]
[null,"ACTIVE CHILLED BEAM 6-12","EQ-1067902","AIR SYSTEM","AIR SYSTEM",null,{"$f":"IFERROR(MID(H1991,FIND(\"\\\",H1991,18)+1,10),\"\")","v":"408TRC1500"},"\\Locations\\Sites\\Lowell Justice Center\\408TRC1500 Lowell Justice Center\\Floor 02\\2071 - Central Cashier",{"$f":"IFERROR(MID(H1991,18,FIND(\"\\\",MID(H1991,18,30))-1),\"\")","v":"Lowell Justice Center"},"Active","Available"]
[null,"ACTIVE CHILLED BEAM 6-2","EQ-1067801","AIR SYSTEM","AIR SYSTEM",null,"408TRC1500","\\Locations\\Sites\\Lowell Justice Center\\408TRC1500 Lowell Justice Center\\Floor 01\\1050 - ROD Public Service","Lowell Justice Center","Active","Available"]
[null,"ACTIVE CHILLED BEAM 6-2","EQ-1067936","AIR SYSTEM","AIR SYSTEM",null,"408TRC1500","\\Locations\\Sites\\Lowell Justice Center\\408TRC1500 Lowell Justice Center\\Floor 02\\2001 - Public Lobby","Lowell Justice Center","Active","Available"]
[null,"ACTIVE CHILLED BEAM 6-2","EQ-1068471","AIR SYSTEM","AIR SYSTEM",null,"408TRC1500","\\Locations\\Sites\\Lowell Justice Center\\408TRC1500 Lowell Justice Center\\Floor 06\\6072 - Jud Off","Lowell Justice Center","Active","Available"]
[null,"ACTIVE CHILLED BEAM 6-3","EQ-1067800","AIR SYSTEM","AIR SYSTEM",null,"408TRC1500","\\Locations\\Sites\\Lowell Justice Center\\408TRC1500 Lowell Justice Center\\Floor 01\\1050 - ROD Public Service","Lowell Justice Center","Active","Available"]
[null,"ACTIVE CHILLED BEAM 6-3","EQ-1067937","AIR SYSTEM","AIR SYSTEM",null,"408TRC1500","\\Locations\\Sites\\Lowell Justice Center\\408TRC1500 Lowell Justice Center\\Floor 02\\2001 - Public Lobby","Lowell Justice Center","Active","Available"]
[null,"ACTIVE CHILLED BEAM 6-3","EQ-1068466","AIR SYSTEM","AIR SYSTEM",null,"408TRC1500","\\Locations\\Sites\\Lowell Justice Center\\408TRC1500 Lowell Justice Center\\Floor 06\\6072 - Jud Off","Lowell Justice Center","Active","Available"]
[null,"ACTIVE CHILLED BEAM 6-4","EQ-1067810","AIR SYSTEM","AIR SYSTEM",null,"408TRC1500","\\Locations\\Sites\\Lowell Justice Center\\408TRC1500 Lowell Justice Center\\Floor 01\\1037 - Private Circ","Lowell Justice Center","Active","Available"]
[null,"ACTIVE CHILLED BEAM 6-4","EQ-1067942","AIR SYSTEM","AIR SYSTEM",null,"408TRC1500","\\Locations\\Sites\\Lowell Justice Center\\408TRC1500 Lowell Justice Center\\Floor 02\\2001 - Public Lobby","Lowell Justice Center","Active","Available"]
[null,"ACTIVE CHILLED BEAM 6-4","EQ-1068490","AIR SYSTEM","AIR SYSTEM",null,"408TRC1500","\\Locations\\Sites\\Lowell Justice Center\\408TRC1500 Lowell Justice Center\\Floor 06\\6072 - Jud Off","Lowell Justice Center","Active","Available"]
[null,"ACTIVE CHILLED BEAM 6-8","EQ-1067912","AIR SYSTEM","AIR SYSTEM",null,"408TRC1500","\\Locations\\Sites\\Lowell Justice Center\\408TRC1500 Lowell Justice Center\\Floor 02\\2001 - Public Lobby","Lowell Justice Center","Active","Available"]
[null,"ACTIVE CHILLED BEAM 7-5","EQ-1067794","AIR SYSTEM","AIR SYSTEM",null,"408TRC1500","\\Locations\\Sites\\Lowell Justice Center\\408TRC1500 Lowell Justice Center\\Floor 01\\1077 - Jury Pool Waiting","Lowell Justice Center","Active","Available"]
[null,"ACTIVE CHILLED BEAM 7-8","EQ-1067950","AIR SYSTEM","AIR SYSTEM",null,"408TRC1500","\\Locations\\Sites\\Lowell Justice Center\\408TRC1500 Lowell Justice Center\\Floor 02\\2112 - Asst Ch PO","Lowell Justice Center","Active","Available"]
[null,"ACTIVE CHILLED BEAM 8-3","EQ-1068289","AIR SYSTEM","AIR SYSTEM",null,"408TRC1500","\\Locations\\Sites\\Lowell Justice Center\\408TRC1500 Lowell Justice Center\\Floor 05\\5106 - Probation Offices","Lowell Justice Center","Active","Available"]
[null,"ACTIVE CHILLED BEAM 9-1","EQ-1068208","AIR SYSTEM","AIR SYSTEM",null,"408TRC1500","\\Locations\\Sites\\Lowell Justice Center\\408TRC1500 Lowell Justice Center\\Floor 04\\4074 - Juv Clerk Mag","Lowell Justice Center","Active","Available"]
[null,"ACTIVE CHILLED BEAM 9-2","EQ-1068479","AIR SYSTEM","AIR SYSTEM",null,"408TRC1500","\\Locations\\Sites\\Lowell Justice Center\\408TRC1500 Lowell Justice Center\\Floor 06\\6055 - Housing Court Mag Wait","Lowell Justice Center","Active","Available"]
[null,"ACTIVE CHILLED BEAM 9-3","EQ-1068478","AIR SYSTEM","AIR SYSTEM",null,"408TRC1500","\\Locations\\Sites\\Lowell Justice Center\\408TRC1500 Lowell Justice Center\\Floor 06\\6055 - Housing Court Mag Wait","Lowell Justice Center","Active","Available"]
[null,"ACTIVE LINE CONDITIONER #1","EQ-1033977","CHILLER",null,null,"408LOW1001","\\Locations\\Sites\\University Of Massachusetts Lowell - Lowell\\408LOW1001 Saab Emerging Technologies and Innovation Center\\Floor 02","","Active","Available"]
[null,"ACU-9","EQ-1008593","AIR HANDLER UNIT","AIR HANDLER UNIT",null,"526NSC0200","\\Locations\\Sites\\North Shore Community College - Danvers\\526NSC0200 Math And Sciences Building\\ROOF","","Active","Available"]
[null,"ADA Lift","EQ-1066826","MISC. LIFT","MISC. LIFT",null,"515DEM9801","\\Locations\\Sites\\Geisler Memorial Pool\\515DEM9801 Pool","Geisler Memorial Pool","Active","Available"]
[null,"ADMIN AHU","EQ-1043802","AIR HANDLER UNIT","AIR HANDLER UNIT",null,"335DYS0301","\\Locations\\Sites\\Paul T. Leahy Center\\335DYS0301 Paul T. Leahy Center","Paul T. Leahy Center","Active","Available"]
[null,"AED TRAINER","EQ-1007089","BIOMEDICAL","BIOMEDICAL",null,"255DPHPB02","\\Locations\\Sites\\Western Massachusetts Hospital\\255DPHPB02 Garage Building","","Active","Available"]
[null,"AEL-1, AIR ELIMINATOR","EQ-1027039","MISC. EQUIPMENT","MISC. EQUIPMENT",null,"335TRC0701","\\Locations\\Sites\\Worcester Trial Court\\335TRC0701 Worcester Trial Court\\PENT\\5007","Worcester Trial Court","Active","Available"]
[null,"AH SPLIT-25 TON A/C 8TH FLR NETWORK RM-7TH FLR MAINT RM- AC-04","EQ-1000757","SPLIT AIR CONDITIONER","SPLIT AIR CONDITIONER",null,"551BSB9999","\\Locations\\Sites\\McCormack Building\\551BSB9999 McCormack State Office Building\\Floor 08\\801","McCormack Building","Active","Available"]
[null,"AH-8","EQ-1045431","AIR HANDLER UNIT","AIR HANDLER UNIT",null,"268STC9013","\\Locations\\Sites\\Springfield Tech Community College\\268STC9013 Putnam Hall Building 17\\Floor 07\\WEST PENTHOUSE - MAIN MECH ROOM [17-705]","","Active","Available"]
[null,"AHU #3 - OPEN MECHANICAL SPACE","EQ-1035715","AIR HANDLER UNIT",null,null,"551TRC9202","\\Locations\\Sites\\Brighton Municipal Court\\551TRC9202 Brighton District Court\\Floor 01\\51S","Brighton Municipal Court","Active","Available"]
[null,"AHU - ADULT EDUCATION","EQ-1045634","AIR HANDLER UNIT","AIR HANDLER UNIT",null,"268STC9017","\\Locations\\Sites\\Springfield Tech Community College\\268STC9017 Student Services Building 27\\BASMT","","Active","Available"]
[null,"AHU 2A QUAD.A","EQ-1002618","AIR HANDLER UNIT","AIR HANDLER UNIT",null,"552CAMPB01","\\Locations\\Sites\\Massachusetts Information Technology Center\\552CAMPB01 Massachusetts Information Technology Center\\Roof\\ROOF","","Active","Available"]
[null,"AHU NORTH","EQ-1034912","AIR HANDLER UNIT","AIR HANDLER UNIT",null,"335QCC0022","\\Locations\\Sites\\Quinsigamond Community College\\335QCC0022 Administration","","Active","Available"]
[null,"AHU- 14 ELECTRICAL STARTER PM.","EQ-1023472","MAIN DISCONNECT","MAIN DISCONNECT",null,"551TRC9201","\\Locations\\Sites\\Suffolk County Superior Court\\551TRC9201 John Adams Historic Courthouse\\Floor 02M\\2M-910","Suffolk County Superior Court","Active","Available"]
[null,"AHU-09: INTERIOR AIR SUPPLY 1 TO 12 FL SW INTERIOR QUART","EQ-1000768","AIR HANDLER UNIT","AIR HANDLER UNIT",null,"551BSB9999","\\Locations\\Sites\\McCormack Building\\551BSB9999 McCormack State Office Building\\Floor 07\\7ME-27b","McCormack Building","Active","Available"]
[null,"AHU-1 - HICKORY","EQ-1041748","AIR HANDLER UNIT",null,null,"669UMD0712","\\Locations\\Sites\\University Of Massachusetts Dartmouth Housing\\669UMD0712 Hickory Hall\\Floor 01","","Active","Available"]
[null,"AHU-2","EQ-1003935",null,null,null,"347POL0601","\\Locations\\Sites\\Police Station - Millbury\\347POL0601 Millbury State Police Barracks\\Floor 02\\MECH RM","Police Station - Millbury","Active","Available"]
[null,"AHU-2","EQ-1043700","AIR HANDLER UNIT","AIR HANDLER UNIT",null,"339DYS0701","\\Locations\\Sites\\Central Youth Service Center\\339DYS0701 Zara Cisco Brough Center\\MEZZANINE\\223","Central Youth Service Center","Active","Available"]
[null,"AHU-3 AIR HANDLING UNIT - HUNTAIR ITF 30K-50K CFM, ROOM P3-1","EQ-1004679",null,null,null,"335DMH1101","\\Locations\\Sites\\Worcester State Hospital\\335DMH1101 Worcester Recovery Center And Hospital\\Roof C\\P3-1","Worcester State Hospital","Active","Available"]
[null,"AHU-4-M1, AIR HANDLING UNIT SUPPLY FAN MOTOR #1, ROOM 301","EQ-1003181","PUMP / MOTOR","PUMP / MOTOR",null,"268ITD1200","\\Locations\\Sites\\ITD Data Center at Springfield\\268ITD1200 Springfield Data Center\\Floor 03\\301","","Active","Available"]
[null,"AHU-6 AIR HANDLING UNIT - HUNTAIR ITF 50K-75K CFM, ROOM P6-1","EQ-1004865",null,null,null,"335DMH1101","\\Locations\\Sites\\Worcester State Hospital\\335DMH1101 Worcester Recovery Center And Hospital\\Roof K\\P6-1","Worcester State Hospital","Active","Available"]
[null,"AHU-INTERIOR AIR SUPPLY 1 TO 12 FL SE INTERIOR QUART. AHU-10","EQ-1000767","AIR HANDLER UNIT","AIR HANDLER UNIT",null,"551BSB9999","\\Locations\\Sites\\McCormack Building\\551BSB9999 McCormack State Office Building\\Floor 07\\MECH","McCormack Building","Active","Available"]
[null,"AHU-LOBBY UNIT AHU-15","EQ-1000774","AIR HANDLER UNIT","AIR HANDLER UNIT",null,"551BSB9999","\\Locations\\Sites\\McCormack Building\\551BSB9999 McCormack State Office Building\\Floor 07\\MECH","McCormack Building","Active","Available"]
[null,"AIR COMPRESSOR","EQ-1006036","AIR COMPRESSOR","AIR COMPRESSOR",null,"412DOCPB16","\\Locations\\Sites\\MCI - Shirley\\412DOCPB16 Industries Building - Med","MCI - Shirley","Active","Available"]
[null,"AIR COMPRESSOR","EQ-1034028","AIR COMPRESSOR",null,null,"408LOW1001","\\Locations\\Sites\\University Of Massachusetts Lowell - Lowell\\408LOW1001 Saab Emerging Technologies and Innovation Center","","Active","Available"]
[null,"AIR COMPRESSOR","EQ-1042791","AIR COMPRESSOR","AIR COMPRESSOR",null,"259SDHPB07","\\Locations\\Sites\\Hampden County Sheriff's Department - Ludlow\\259SDHPB07 Housing Tower B\\2ND\\218","","Active","Available"]
[null,"AIR COMPRESSOR  (ALGON)","EQ-1028549","AIR COMPRESSOR","AIR COMPRESSOR",null,"450DOC0290","\\Locations\\Sites\\MCI - Framingham\\450DOC0290 Algon Detention 12\\A-BASE\\A-ELEC","MCI - Framingham","Active","Available"]
[null,"AIR COMPRESSOR #1","EQ-1010194","AIR COMPRESSOR","AIR COMPRESSOR",null,"551CAM9603","\\Locations\\Sites\\State Transportation Building\\551CAM9603 State Transportation Building","State Transportation Building","Active","Available"]
[null,"AIR COMPRESSOR (SMITH)","EQ-1028562","AIR COMPRESSOR","AIR COMPRESSOR",null,"450DOC9101","\\Locations\\Sites\\MCI - Framingham\\450DOC9101 Betty Cole Smith Building 1\\SMITH HALL\\101A","MCI - Framingham","Active","Available"]
[null,"AIR COMPRESSOR - COURTHOUSE CONTROL AIR","EQ-1006637","COMPRESSOR","COMPRESSOR",null,"515TRC9200","\\Locations\\Sites\\Lawrence Superior Court\\515TRC9200 Lawrence Courthouse\\BASEMENT","Lawrence Superior Court","Active","Available"]
[null,"AIR COMPRESSOR MOTOR - 2","EQ-1037075","MOTOR",null,null,"426TRC9201","\\Locations\\Sites\\Woburn District Court\\426TRC9201 Woburn District Courthouse\\BASEMENT\\001","Woburn District Court","Active","Available"]
[null,"AIR COMPRESSORS","EQ-1016259","AIR COMPRESSOR",null,null,"614DPH9201","\\Locations\\Sites\\The Pappas Rehabilitation Hospital for Children\\614DPH9201 Nelson Hospital Building\\GROUND\\MECH ROOM","","Active","Available"]
[null,"AIR COMPRESSORS","EQ-1027288","AIR COMPRESSOR","AIR COMPRESSOR",null,"527TRC9704","\\Locations\\Sites\\Peabody District Court\\527TRC9704 Peabody Courthouse\\BASEMENT\\B-09","Peabody District Court","Active","Available"]
[null,"AIR COMPRESSORS","EQ-1033441","AIR COMPRESSOR",null,null,"408LOW0031","\\Locations\\Sites\\University Of Massachusetts Lowell - Lowell\\408LOW0031 Lydon Library","","Active","Available"]
[null,"AIR COMPRESSORS","EQ-1034269","AIR COMPRESSOR",null,null,"408LOW9501","\\Locations\\Sites\\University Of Massachusetts Lowell - Lowell\\408LOW9501 Perry Hall","","Active","Available"]
[null,"AIR COMPRESSORS","EQ-1045677","AIR COMPRESSOR","AIR COMPRESSOR",null,"321SDWPB29","\\Locations\\Sites\\Worcester County Sheriff's Office - West Boylston\\321SDWPB29 Minimum Security Facility","","Active","Available"]
[null,"AIR CONDITION SPLIT SYSTEM - 1","EQ-1037357","SPLIT AIR CONDITIONER",null,null,"430TRC9201","\\Locations\\Sites\\Concord Prob Family District Court\\430TRC9201 District Court Middlesex Division\\ROOF","","Active","Available"]
[null,"AIR CONDITIONER - 8,000 BTU","EQ-1010054",null,null,null,"255DPH9002","\\Locations\\Sites\\Western Massachusetts Hospital\\255DPH9002 Western Mass Hospital\\GROUND FLOOR\\50","","Active","Available"]
[null,"AIR CONDITIONER WINDOW UNIT -1","EQ-1036396","WINDOW AIR CONDITIONER",null,null,"551TRC9207","\\Locations\\Sites\\East Boston Municipal Court\\551TRC9207 East Boston Municipal Court\\Floor 01\\105","East Boston Municipal Court","Active","Available"]
[null,"AIR CONDITIONING SPLIT UNIT    AC-03","EQ-1033930","SPLIT AIR CONDITIONER",null,null,"408LOW1000","\\Locations\\Sites\\University Of Massachusetts Lowell - Lowell\\408LOW1000 Health & Social Sciences Building","","Active","Available"]
[null,"AIR CONDITIONING UNIT (1)","EQ-1038469","AIR HANDLER UNIT","AIR HANDLER UNIT",null,"517SDEPB10","\\Locations\\Sites\\Essex County Sheriff's Department - Middleton\\517SDEPB10 Intake and Infirmary\\ROOF","","Active","Available"]
[null,"AIR CONDITIONING UNIT AC-173","EQ-1068676","AIR CONDITIONING UNIT","AIR CONDITIONING UNIT",null,"408TRC1500","\\Locations\\Sites\\Lowell Justice Center\\408TRC1500 Lowell Justice Center\\Floor 07\\U7133 - A/V","Lowell Justice Center","Active","Available"]
[null,"AIR CONDITIONING UNIT AC-232","EQ-1068080","AIR CONDITIONING UNIT","AIR CONDITIONING UNIT",null,"408TRC1500","\\Locations\\Sites\\Lowell Justice Center\\408TRC1500 Lowell Justice Center\\Floor 03\\U3093 - A/V","Lowell Justice Center","Active","Available"]
[null,"AIR CONDITIONING UNIT AC-511","EQ-1067853","AIR CONDITIONING UNIT","AIR CONDITIONING UNIT",null,"408TRC1500","\\Locations\\Sites\\Lowell Justice Center\\408TRC1500 Lowell Justice Center\\Floor 01\\U1041 - IDF","Lowell Justice Center","Active","Available"]
[null,"AIR CONDITIONING UNIT RTU-27","EQ-1038411","AIR CONDITIONING UNIT","AIR CONDITIONING UNIT",null,"517SDEPB07","\\Locations\\Sites\\Essex County Sheriff's Department - Middleton\\517SDEPB07 120 Bed\\ROOF","","Active","Available"]
[null,"Air Cooled Condensing Unit","EQ-1039599","CONDENSER","CONDENSER",null,"517DYS1300","\\Locations\\Sites\\DYS Middleton-Ne Reg Youth Serv Ctr\\517DYS1300 DYS Middleton-NE Reg Youth Service Center\\Roof","","Active","Available"]
[null,"AIR COOLED CONDENSING UNIT ACCU-03","EQ-1033929","CONDENSING UNIT (AIR, WATER, AIR/WA",null,null,"408LOW1000","\\Locations\\Sites\\University Of Massachusetts Lowell - Lowell\\408LOW1000 Health & Social Sciences Building","","Active","Available"]
[null,"AIR DRYER","EQ-1035325","AIR DRYER",null,null,"434TRC9201","\\Locations\\Sites\\Marlborough District Court\\434TRC9201 Marlborough District Courthouse\\BSMT\\012","Marlborough District Court","Active","Available"]
[null,"AIR DRYER - CONTROL AIR SYSTEM","EQ-1037174","AIR DRYER",null,null,"413TRC9201","\\Locations\\Sites\\Ayer District Court\\413TRC9201 Ayer Courthouse\\BSMT\\B16","Ayer District Court","Active","Available"]
[null,"AIR HANDER UNIT #6","EQ-1029777","AIR HANDLER UNIT",null,null,"664TRC9200","\\Locations\\Sites\\Fall River Trial Court - Durfee\\664TRC9200 Fall River Probate and Family Court\\ATTIC\\ATTIC","","Active","Available"]
[null,"AIR HANDLER","EQ-1038450","AIR HANDLER UNIT","AIR HANDLER UNIT",null,"517SDEPB08","\\Locations\\Sites\\Essex County Sheriff's Department - Middleton\\517SDEPB08 240 Bed\\ROOF","","Active","Available"]
[null,"Air Handler - HVAC 1","EQ-1063409","AIR HANDLER UNIT","AIR HANDLER UNIT",null,"111TRC9905","\\Locations\\Sites\\Pittsfield Superior Court\\111TRC9905 Pittsfield Superior Court\\ATTIC","Pittsfield Superior Court","Active","Available"]
[null,"AIR HANDLER RETURN FAN #5","EQ-1036057","RETURN REGISTER",null,null,"552TRCPB01","\\Locations\\Sites\\Chelsea District Court\\552TRCPB01 Chelsea Courthouse\\BASEMENT\\39 B","Chelsea District Court","Active","Available"]
[null,"AIR HANDLER RETURN FAN - 17","EQ-1022709","RETURN REGISTER","RETURN REGISTER",null,"551TRC9200","\\Locations\\Sites\\Suffolk County Superior Court\\551TRC9200 Suffolk Superior Court Hi-Rise\\Floor 10M\\M1010","Suffolk County Superior Court","Active","Available"]
[null,"AIR HANDLER UNIT","EQ-1027202","AIR HANDLER UNIT","AIR HANDLER UNIT",null,"530TRC9702","\\Locations\\Sites\\Lynn District Court\\530TRC9702 Lynn District Court\\BASEMENT\\VAULT","Lynn District Court","Active","Available"]
[null,"AIR HANDLER UNIT","EQ-1035315","AIR HANDLER UNIT",null,null,"434TRC9201","\\Locations\\Sites\\Marlborough District Court\\434TRC9201 Marlborough District Courthouse\\ATTIC","Marlborough District Court","Active","Available"]
[null,"AIR HANDLER UNIT #1","EQ-1026010","AIR HANDLER UNIT","AIR HANDLER UNIT",null,"268TRC9817","\\Locations\\Sites\\Springfield Court Complex\\268TRC9817 Hampden County Hall Of Justice\\Floor 05\\507","Springfield Court Complex","Active","Available"]
[null,"AIR HANDLER UNIT #12","EQ-1036010","AIR HANDLER UNIT",null,null,"552TRCPB01","\\Locations\\Sites\\Chelsea District Court\\552TRCPB01 Chelsea Courthouse\\BASEMENT\\039","Chelsea District Court","Active","Available"]
[null,"AIR HANDLER UNIT #3","EQ-1029541","AIR HANDLER UNIT",null,null,"707TRC9701","\\Locations\\Sites\\Brockton Trial Court\\707TRC9701 Brockton Trial Court\\PENT","Brockton Trial Court","Active","Available"]
[null,"AIR HANDLER UNIT - 05","EQ-1027438","AIR HANDLER UNIT","AIR HANDLER UNIT",null,"531TRC1001","\\Locations\\Sites\\Salem Court Complex\\531TRC1001 J. Michael Ruane Judicial Center\\Floor 02\\2130","Salem Court Complex","Active","Available"]
[null,"AIR HANDLER UNIT - 1","EQ-1037380","AIR HANDLER UNIT",null,null,"430TRC9201","\\Locations\\Sites\\Concord Prob Family District Court\\430TRC9201 District Court Middlesex Division\\Floor 02","","Active","Available"]
[null,"AIR HANDLER UNIT - 105","EQ-1028500","PACKAGE AIR CONDITIONER","PACKAGE AIR CONDITIONER",null,"450DOCPB06","\\Locations\\Sites\\MCI - Framingham\\450DOCPB06 Infirmary Administration Building 9\\Floor 01\\105","MCI - Framingham","Active","Available"]
[null,"AIR HANDLER UNIT - 11","EQ-1036045","AIR HANDLER UNIT",null,null,"552TRCPB01","\\Locations\\Sites\\Chelsea District Court\\552TRCPB01 Chelsea Courthouse\\BASEMENT\\39 A","Chelsea District Court","Active","Available"]
[null,"AIR HANDLER UNIT - 2 RETURN AIR FAN","EQ-1025934","AIR HANDLER UNIT","AIR HANDLER UNIT",null,"268TRC9817","\\Locations\\Sites\\Springfield Court Complex\\268TRC9817 Hampden County Hall Of Justice\\Floor 04\\405","Springfield Court Complex","Active","Available"]
[null,"AIR HANDLER UNIT - 213","EQ-1028528","PACKAGE AIR CONDITIONER","PACKAGE AIR CONDITIONER",null,"450DOCPB06","\\Locations\\Sites\\MCI - Framingham\\450DOCPB06 Infirmary Administration Building 9\\BARTON","MCI - Framingham","Active","Available"]
[null,"AIR HANDLER UNIT - 3","EQ-1025635","AIR HANDLER UNIT","AIR HANDLER UNIT",null,"720TRC0700","\\Locations\\Sites\\Plymouth Trial Court\\720TRC0700 Plymouth Trial Court\\SUB BASEMENT\\0010","Plymouth Trial Court","Active","Available"]
[null,"AIR HANDLER UNIT - ADMIN OFFICE","EQ-1028483","PACKAGE AIR CONDITIONER","PACKAGE AIR CONDITIONER",null,"450DOCPB06","\\Locations\\Sites\\MCI - Framingham\\450DOCPB06 Infirmary Administration Building 9\\ADMIN AREA\\LOBBY","MCI - Framingham","Active","Available"]
[null,"AIR HANDLER UNIT - DTOX RM","EQ-1028487","PACKAGE AIR CONDITIONER","PACKAGE AIR CONDITIONER",null,"450DOCPB06","\\Locations\\Sites\\MCI - Framingham\\450DOCPB06 Infirmary Administration Building 9\\HSU\\DTOX RM","MCI - Framingham","Active","Available"]
[null,"AIR HANDLER UNIT -1","EQ-1025626","AIR HANDLER UNIT","AIR HANDLER UNIT",null,"720TRC0700","\\Locations\\Sites\\Plymouth Trial Court\\720TRC0700 Plymouth Trial Court\\SUB BASEMENT\\0010","Plymouth Trial Court","Active","Available"]
[null,"AIR HANDLER UNIT -6","EQ-1031755","AIR HANDLER UNIT","AIR HANDLER UNIT",null,"551TRC9709","\\Locations\\Sites\\Edward W. Brooke Courthouse\\551TRC9709 Edward W. Brooke Courthouse\\LOWER PENT\\7200","Edward W. Brooke Courthouse","Active","Available"]
[null,"AIR HANDLER UNIT RETURN FAN- #2","EQ-1036777","RETURN REGISTER",null,null,"551TRC9209","\\Locations\\Sites\\Roxbury Municipal Court\\551TRC9209 Roxbury Municipal Court\\PENTHOUSE","Roxbury Municipal Court","Active","Available"]
[null,"AIR HANDLER UNIT- 20","EQ-1023611","AIR HANDLER UNIT","AIR HANDLER UNIT",null,"551TRC9201","\\Locations\\Sites\\Suffolk County Superior Court\\551TRC9201 John Adams Historic Courthouse\\Floor 03M\\3M-906","Suffolk County Superior Court","Active","Available"]
[null,"AIR HANDLER UNIT- 8","EQ-1023318","AIR HANDLER UNIT","AIR HANDLER UNIT",null,"551TRC9201","\\Locations\\Sites\\Suffolk County Superior Court\\551TRC9201 John Adams Historic Courthouse\\Floor 01M","Suffolk County Superior Court","Active","Available"]
[null,"AIR HANDLER UNIT-14","EQ-1022607","AIR HANDLER UNIT","AIR HANDLER UNIT",null,"551TRC9200","\\Locations\\Sites\\Suffolk County Superior Court\\551TRC9200 Suffolk Superior Court Hi-Rise\\Floor 09M\\M905","Suffolk County Superior Court","Active","Available"]
[null,"AIR HANDLER UNIT-4","EQ-1022250","AIR HANDLER UNIT","AIR HANDLER UNIT",null,"551TRC9200","\\Locations\\Sites\\Suffolk County Superior Court\\551TRC9200 Suffolk Superior Court Hi-Rise\\Floor 03M\\M308A","Suffolk County Superior Court","Active","Available"]
[null,"AIR HANDLER UNIT-ABOVE CEILING","EQ-1006511","AIR HANDLER UNIT","AIR HANDLER UNIT",null,"506TRC9200","\\Locations\\Sites\\Newburyport District Court\\506TRC9200 Newburyport Trial Courthouse\\Floor 02\\C-220","Newburyport District Court","Active","Available"]
[null,"AIR HANDLER [AHU-08] STAFF DINING","EQ-1041022","AIR HANDLER UNIT","AIR HANDLER UNIT",null,"164SDF0601","\\Locations\\Sites\\Franklin County Sheriff's Office - Greenfield\\164SDF0601 Main Building\\ROOF\\ROOFTOP.","","Active","Available"]
[null,"AIR HANDLER [HV-02]","EQ-1043558","AIR HANDLER UNIT","AIR HANDLER UNIT",null,"339DMHPB20","\\Locations\\Sites\\Central Youth Service Center\\339DMHPB20 Allen Hall - Paine Hall 45\\BASEMENT\\GYMNASIUM","Central Youth Service Center","Active","Available"]
[null,"AIR HANDLER, TAG RTU-6","EQ-1038448","AIR HANDLER UNIT","AIR HANDLER UNIT",null,"517SDEPB10","\\Locations\\Sites\\Essex County Sheriff's Department - Middleton\\517SDEPB10 Intake and Infirmary\\ROOF","","Active","Available"]
[null,"AIR HANDLING UNIT","EQ-1027923","AIR HANDLER UNIT","AIR HANDLER UNIT",null,"715DOCPB56","\\Locations\\Sites\\Bridgewater State Hospital\\715DOCPB56 B Building 3\\BASEMENT","Bridgewater State Hospital","Active","Available"]
[null,"AIR HANDLING UNIT  536-4","EQ-1070347","AIR HANDLER UNIT","AIR HANDLER UNIT",null,"551BSB9004","\\Locations\\Sites\\State House\\551BSB9004 State House\\Floor 05\\536","State House","Active","Available"]
[null,"AIR HANDLING UNIT #2 AHU-2","EQ-1068809","AIR HANDLER UNIT","AIR HANDLER UNIT",null,"408TRC1500","\\Locations\\Sites\\Lowell Justice Center\\408TRC1500 Lowell Justice Center\\Basement\\U0022 - Dom Water Services","Lowell Justice Center","Active","Available"]
[null,"AIR HANDLING UNIT (ROOF)","EQ-1033372","ROOF A/H UNIT",null,null,"408LOW0010","\\Locations\\Sites\\University Of Massachusetts Lowell - Lowell\\408LOW0010 Costello Athletic Center","","Active","Available"]
[null,"AIR HANDLING UNIT (ROOF)","EQ-1033505","ROOF A/H UNIT",null,null,"408LOW0073","\\Locations\\Sites\\University Of Massachusetts Lowell - Lowell\\408LOW0073","","Active","Available"]
[null,"AIR HANDLING UNIT (ROOF)","EQ-1033658","ROOF A/H UNIT",null,null,"408LOW0111","\\Locations\\Sites\\University Of Massachusetts Lowell - Lowell\\408LOW0111 Ball Hall","","Active","Available"]
[null,"AIR HANDLING UNIT (ROOF)","EQ-1033822","ROOF A/H UNIT",null,null,"408LOW0461","\\Locations\\Sites\\University Of Massachusetts Lowell - Lowell\\408LOW0461 Weed Hall","","Active","Available"]
[null,"AIR HANDLING UNIT (ROOF)","EQ-1034297","ROOF A/H UNIT",null,null,"408LOW9503","\\Locations\\Sites\\University Of Massachusetts Lowell - Lowell\\408LOW9503 Olney Hall","","Active","Available"]
[null,"AIR HANDLING UNIT (ROOF)","EQ-1034340","ROOF A/H UNIT",null,null,"408LOW9703","\\Locations\\Sites\\University Of Massachusetts Lowell - Lowell\\408LOW9703 Wannalancit Mills","","Active","Available"]
[null,"AIR HANDLING UNIT (ROOF)","EQ-1034346","ROOF A/H UNIT",null,null,"408LOW9703","\\Locations\\Sites\\University Of Massachusetts Lowell - Lowell\\408LOW9703 Wannalancit Mills","","Active","Available"]
[null,"AIR HANDLING UNIT (ROOF)","EQ-1034380","ROOF A/H UNIT",null,null,"408LOW9703","\\Locations\\Sites\\University Of Massachusetts Lowell - Lowell\\408LOW9703 Wannalancit Mills","","Active","Available"]
[null,"AIR HANDLING UNIT 1","EQ-1033792","AIR HANDLER UNIT",null,null,"408LOW0301","\\Locations\\Sites\\University Of Massachusetts Lowell - Lowell\\408LOW0301 Campus Recreation Center\\Floor 02","","Active","Available"]
[null,"AIR HANDLING UNIT 2","EQ-1033594","AIR HANDLER UNIT",null,null,"408LOW0091","\\Locations\\Sites\\University Of Massachusetts Lowell - Lowell\\408LOW0091 Pinanski Hall","","Active","Available"]
[null,"AIR HANDLING UNIT RTU-19","EQ-1038415","AIR CONDITIONING UNIT","AIR CONDITIONING UNIT",null,"517SDEPB03","\\Locations\\Sites\\Essex County Sheriff's Department - Middleton\\517SDEPB03 Vocational\\ROOF","","Active","Available"]
[null,"AIR HANDLING UNIT RTU-29","EQ-1038413","AIR CONDITIONING UNIT","AIR CONDITIONING UNIT",null,"517SDEPB07","\\Locations\\Sites\\Essex County Sheriff's Department - Middleton\\517SDEPB07 120 Bed\\ROOF","","Active","Available"]
[null,"AIR HANDLING UNIT RTU-46","EQ-1038432","AIR HANDLER UNIT","AIR HANDLER UNIT",null,"517SDEPB08","\\Locations\\Sites\\Essex County Sheriff's Department - Middleton\\517SDEPB08 240 Bed\\ROOF","","Active","Available"]
[null,"AIR HANDLING UNIT [AHU-01] ","EQ-1003236","AIR HANDLER UNIT","AIR HANDLER UNIT",null,"268ITD1200","\\Locations\\Sites\\ITD Data Center at Springfield\\268ITD1200 Springfield Data Center\\Floor 03\\301","","Active","Available"]
[null,"AIR SEPARATOR - AS-05","EQ-1005062",null,null,null,"339FWE1200","\\Locations\\Sites\\WMA Westborough\\339FWE1200 DFW Field Headquarters\\Basement\\006","WMA Westborough","Active","Available"]
[null,"AIR-HANDLER UNIT - 9 SERVING CHILLER ROOM","EQ-1030483","AIR HANDLER UNIT",null,null,"658TRC1001","\\Locations\\Sites\\Taunton Court Complex\\658TRC1001 Taunton Trial Court\\LL\\0523","Taunton Court Complex","Active","Available"]
[null,"ALCOVE RM. 3-419 FCU","EQ-1023651","FAN COIL UNIT","FAN COIL UNIT",null,"551TRC9201","\\Locations\\Sites\\Suffolk County Superior Court\\551TRC9201 John Adams Historic Courthouse\\Floor 03\\3-419","Suffolk County Superior Court","Active","Available"]
[null,"ALPHAXCELL, PRESSURE RELIEVING MATTRESS OVERLAY SYSTEM","EQ-1007648","HOSPITAL BED","HOSPITAL BED",null,"255DPH9002","\\Locations\\Sites\\Western Massachusetts Hospital\\255DPH9002 Western Mass Hospital","","Active","Available"]
[null,"AMCC8A","EQ-1010297","SWITCHGEAR >5KV","SWITCHGEAR >5KV",null,"551CAM9603","\\Locations\\Sites\\State Transportation Building\\551CAM9603 State Transportation Building\\Floor 08","State Transportation Building","Active","Available"]
[null,"AQUASTAT","EQ-1042339","BOILER","BOILER",null,"328POLPB04","\\Locations\\Sites\\State Police Training Academy\\328POLPB04 Residence And Office-6 Circle Drive","State Police Training Academy","Active","Available"]
[null,"ARJO LIFT, MAXIMOVE PATIENT LIFT W/AUT JIB","EQ-1007110","BIOMEDICAL","BIOMEDICAL",null,"255DPH9002","\\Locations\\Sites\\Western Massachusetts Hospital\\255DPH9002 Western Mass Hospital","","Active","Available"]
[null,"ARJO, LIFT MAXIMOVE W/SCALE","EQ-1007117","BIOMEDICAL","BIOMEDICAL",null,"255DPH9002","\\Locations\\Sites\\Western Massachusetts Hospital\\255DPH9002 Western Mass Hospital","","Active","Available"]
[null,"ASSISTANTS INSTRUMENTATION, ADEC RADIUS","EQ-1007152","BIOMEDICAL","BIOMEDICAL",null,"255DPH9002","\\Locations\\Sites\\Western Massachusetts Hospital\\255DPH9002 Western Mass Hospital","","Active","Available"]
[null,"ASST. CHIEF PROBATION OFFICE- RM.12 ( FCU )","EQ-1036319","FAN COIL UNIT",null,null,"551TRC9206","\\Locations\\Sites\\Dorchester Municipal Court\\551TRC9206 Dorchester Municipal and Juvenile Court\\BASEMENT\\12","Dorchester Municipal Court","Active","Available"]
[null,"ATS - 09, AUTOMATIC TRANSFER SWITCH","EQ-1003014","AUTO TRANSFER SWITCH","AUTO TRANSFER SWITCH",null,"268ITD1200","\\Locations\\Sites\\ITD Data Center at Springfield\\268ITD1200 Springfield Data Center\\Floor 01\\154","","Active","Available"]
[null,"ATS-2","EQ-1042364","SWITCHGEAR >5KV","SWITCHGEAR >5KV",null,"258SDH0700","\\Locations\\Sites\\Hampden County Sheriff's Department - Chicopee\\258SDH0700 Hampden County Women's Support Core\\AA1\\AA-130","","Active","Available"]
[null,"AUTOCLAVE ROOM 653","EQ-1001302","AUTOCLAVE(LABORATORY)","AUTOCLAVE(LABORATORY)",null,"551UMMPB03","\\Locations\\Sites\\State Laboratory Institute\\551UMMPB03 Hinton Tower Building\\Floor 06\\653","State Laboratory Institute","Active","Available"]
[null,"Automatic Storage Water Heater","EQ-1071797","TANK, DOMESTIC HOT WATER","HOT WATER HEATER",null,"551MDC9517","\\Locations\\Sites\\Georges Island\\551MDC9517 Visitor Center","Georges Island","Active","Available"]
[null,"AUTOMATIC TRANSFER SWITCH","EQ-1036301","AUTO TRANSFER SWITCH",null,null,"551TRC9206","\\Locations\\Sites\\Dorchester Municipal Court\\551TRC9206 Dorchester Municipal and Juvenile Court\\BASEMENT\\01-A","Dorchester Municipal Court","Active","Available"]
[null,"AUTOMATIC TRANSFER SWITCH","EQ-1041620","AUTO TRANSFER SWITCH",null,null,"669UMD0150","\\Locations\\Sites\\University Of Massachusetts Dartmouth Main Campus\\669UMD0150 Claire T. Carney Library\\BASEMENT","","Active","Available"]
[null,"AUTOMATIC TRANSFER SWITCH - 1","EQ-1006661","AUTO TRANSFER SWITCH","AUTO TRANSFER SWITCH",null,"515TRC9711","\\Locations\\Sites\\Fenton Judicial Center\\515TRC9711 Fenton Center Courthouse\\BASEMENT","Fenton Judicial Center","Active","Available"]
[null,"AUTOMATIC TRANSFER SWITCH - 3   /  SERVES  ELEVATORS","EQ-1031769","AUTO TRANSFER SWITCH","AUTO TRANSFER SWITCH",null,"551TRC9709","\\Locations\\Sites\\Edward W. Brooke Courthouse\\551TRC9709 Edward W. Brooke Courthouse\\LOWER PENT\\7202","Edward W. Brooke Courthouse","Active","Available"]
[null,"AUTOMATIC TRANSFER SWITCH -1","EQ-1026047","AUTO TRANSFER SWITCH","AUTO TRANSFER SWITCH",null,"268TRC9817","\\Locations\\Sites\\Springfield Court Complex\\268TRC9817 Hampden County Hall Of Justice\\GROUND\\G41","Springfield Court Complex","Active","Available"]
[null,"AYER DC - DAILY COURTHOUSE SYSTEMS TOUR","EQ-1037210","OTHER",null,null,"413TRC9201","\\Locations\\Sites\\Ayer District Court\\413TRC9201 Ayer Courthouse","Ayer District Court","Active","Available"]
[null,"B BLOCK - ROOF A/H UNITS","EQ-1006190","ROOF A/H UNIT","ROOF A/H UNIT",null,{"$f":"IFERROR(MID(H3655,FIND(\"\\\",H3655,18)+1,10),\"\")","v":"412DOCPB03"},"\\Locations\\Sites\\MCI - Shirley\\412DOCPB03 B Building - Med",{"$f":"IFERROR(MID(H3655,18,FIND(\"\\\",MID(H3655,18,30))-1),\"\")","v":"MCI - Shirley"},"Active","Available"]
[null,"B BLOCK - ROOF A/H UNITS","EQ-1006223","ROOF A/H UNIT","ROOF A/H UNIT",null,"412DOCPB03","\\Locations\\Sites\\MCI - Shirley\\412DOCPB03 B Building - Med","MCI - Shirley","Active","Available"]
[null,"B-1 HOT WATER BOILER","EQ-1029729","HOT WATER BOILER",null,null,"664TRC1001","\\Locations\\Sites\\Fall River Justice Center\\664TRC1001 Fall River Judicial Center\\Floor 06","Fall River Justice Center","Active","Available"]
[null,"B-2 HOT WATER BOILER","EQ-1029730","HOT WATER BOILER",null,null,"664TRC1001","\\Locations\\Sites\\Fall River Justice Center\\664TRC1001 Fall River Judicial Center\\Floor 06","Fall River Justice Center","Active","Available"]
[null,"B-5","EQ-1042639","BOILER","BOILER",null,"258SDH0702","\\Locations\\Sites\\Hampden County Sheriff's Department - Chicopee\\258SDH0702 Hampden County Housing Unit 2\\UNIT 2\\HP-112","","Active","Available"]
[null,"BACK FLOW PREVENTER","EQ-1038623","BACKFLOW PREVENTER - FIRE SPRINKLER SYSTEM","MAIN BACK FLOW PREVENTER",null,"515SDEPB05","\\Locations\\Sites\\Essex County Sheriff's Department - Lawrence\\515SDEPB05 Boiler Room\\Floor 01","","Active","Available"]
[null,"Back Flow Preventer","EQ-1062924","BACKFLOW PREVENTER - FIRE SPRINKLER SYSTEM","MAIN BACK FLOW PREVENTER",null,"653DEMPB05","\\Locations\\Sites\\Borderland State Park\\653DEMPB05 Visitor Center\\Basement","Borderland State Park","Active","Available"]
[null,"BACK FLOW PREVENTER (UPPER LEFT UNIT )","EQ-1035241","BACKFLOW PREVENTER - FIRE SPRINKLER SYSTEM",null,null,"258TRC9805","\\Locations\\Sites\\Chicopee District Court\\258TRC9805 Chicopee District Court\\Floor 01\\139","Chicopee District Court","Active","Available"]
[null,"BACK FLOW PREVENTER - FIRE SPRINKLER SYSTEM","EQ-1035392","BACKFLOW PREVENTER - FIRE SPRINKLER SYSTEM",null,null,"213TRC9903","\\Locations\\Sites\\Northampton Probate Family Court\\213TRC9903 Northampton Hall Of Records\\BASEMENT\\G 27","","Active","Available"]
[null,"BACK FLOW PREVENTER DIETARY BUILDING - SERIAL # 100097","EQ-1028998",null,null,null,"407DPH0920","\\Locations\\Sites\\Tewksbury State Hospital\\407DPH0920 Dietary Building","Tewksbury State Hospital","Active","Available"]
[null,"BACK FLOW PREVENTER NICHOLS BUILDING - SERIAL # 25242","EQ-1029023",null,null,null,"407DPH0700","\\Locations\\Sites\\Tewksbury State Hospital\\407DPH0700 Nichols Building","Tewksbury State Hospital","Active","Available"]
[null,"BACK FLOW PREVENTER SAUNDERS BUILDING","EQ-1029035",null,null,null,"407DPH0780","\\Locations\\Sites\\Tewksbury State Hospital\\407DPH0780 Saunders Building","Tewksbury State Hospital","Active","Available"]
[null,"BACK FLOW PREVENTER SAUNDERS SERIAL #130403 RADIOLOGY DEV RM","EQ-1029032",null,null,null,"407DPH0780","\\Locations\\Sites\\Tewksbury State Hospital\\407DPH0780 Saunders Building","Tewksbury State Hospital","Active","Available"]
[null,"BACKFLOW","EQ-1004603",null,null,null,"347POL0601","\\Locations\\Sites\\Police Station - Millbury\\347POL0601 Millbury State Police Barracks\\Floor 01\\MECH RM","Police Station - Millbury","Active","Available"]
[null,"BACKFLOW PREVENTER","EQ-1033525","BACKHOE",null,null,"408LOW0074","\\Locations\\Sites\\University Of Massachusetts Lowell - Lowell\\408LOW0074 Dandeneau Hall\\Floor 01","","Active","Available"]
[null,"BACKFLOW PREVENTER","EQ-1034018","BACKHOE",null,null,{"$f":"IFERROR(MID(H3847,FIND(\"\\\",H3847,18)+1,10),\"\")","v":"408LOW1001"},"\\Locations\\Sites\\University Of Massachusetts Lowell - Lowell\\408LOW1001 Saab Emerging Technologies and Innovation Center\\Floor 05",{"$f":"IFERROR(MID(H3847,18,FIND(\"\\\",MID(H3847,18,30))-1),\"\")","v":""},"Active","Available"]
[null,"BACKFLOW PREVENTER","EQ-1034396","BACKHOE",null,null,"408LOWPB02","\\Locations\\Sites\\University Of Massachusetts Lowell - Lowell\\408LOWPB02 Concordia Hall","","Active","Available"]
[null,"Backflow Preventer","EQ-1071164","BACKFLOW PREVENTER - FIRE SPRINKLER SYSTEM","Plumbing Equipment",null,"408DEM0640","\\Locations\\Sites\\Lowell Heritage State Park\\408DEM0640 Mack Building (North Region HQ)","Lowell Heritage State Park","Active","Available"]
[null,"BACKFLOW PREVENTER (124 PLUMBING MECH ROOM)","EQ-1033960","BACKHOE",null,null,"408LOW1001","\\Locations\\Sites\\University Of Massachusetts Lowell - Lowell\\408LOW1001 Saab Emerging Technologies and Innovation Center\\Floor 01\\124","","Active","Available"]
[null,"BACKFLOW PREVENTER (316 EQ PLUMBING SERVICE ROOM)","EQ-1033982","BACKHOE",null,null,"408LOW1001","\\Locations\\Sites\\University Of Massachusetts Lowell - Lowell\\408LOW1001 Saab Emerging Technologies and Innovation Center\\Floor 03\\316","","Active","Available"]
[null,"BACKFLOW PREVENTER (A/C UNIT)","EQ-1031655","BACKFLOW PREVENTER - FIRE SPRINKLER SYSTEM","MAIN BACK FLOW PREVENTER",null,"551TRC9709","\\Locations\\Sites\\Edward W. Brooke Courthouse\\551TRC9709 Edward W. Brooke Courthouse\\Floor 06","Edward W. Brooke Courthouse","Active","Available"]
[null,"BACKFLOW PREVENTER (BASEMENT MECHANICAL ROOM 011A BLD B - 2 1/2\" #1 Domestic Cold Water)","EQ-1034077","BACKHOE",null,null,"408LOW1102","\\Locations\\Sites\\University Of Massachusetts Lowell - Lowell\\408LOW1102 University Crossing\\Floor 00\\011A","","Active","Available"]
[null,"BACKFLOW PREVENTER (BASEMENT MECHANICAL ROOM)","EQ-1034327","BACKHOE",null,null,"408LOW9503","\\Locations\\Sites\\University Of Massachusetts Lowell - Lowell\\408LOW9503 Olney Hall\\Floor 00\\G14","","Active","Available"]
[null,"BACKFLOW PREVENTER (CLEAN ROOM 513)","EQ-1034288","BACKHOE",null,null,"408LOW9503","\\Locations\\Sites\\University Of Massachusetts Lowell - Lowell\\408LOW9503 Olney Hall\\Floor 05","","Active","Available"]
[null,"BACKFLOW PREVENTER (FRESH BOLT RM 207A - 1/2\" Device)","EQ-1034244","BACKHOE",null,null,"408LOW9114","\\Locations\\Sites\\University Of Massachusetts Lowell - Lowell\\408LOW9114 McGauvran Center\\Floor 02\\207A","","Active","Available"]
[null,"BACKFLOW PREVENTER (MECH ROOM 350)","EQ-1033984","BACKHOE",null,null,"408LOW1001","\\Locations\\Sites\\University Of Massachusetts Lowell - Lowell\\408LOW1001 Saab Emerging Technologies and Innovation Center\\Floor 03\\350","","Active","Available"]
[null,"BACKFLOW PREVENTER (PENTHOUSE) 3/4\" skim blow down","EQ-1034019","BACKHOE",null,null,"408LOW1001","\\Locations\\Sites\\University Of Massachusetts Lowell - Lowell\\408LOW1001 Saab Emerging Technologies and Innovation Center\\Floor 05","","Active","Available"]
[null,"BACKFLOW PREVENTER (SPRINKLER ROOM 019 2\" irrigation)","EQ-1034218","BACKHOE",null,null,"408LOW9114","\\Locations\\Sites\\University Of Massachusetts Lowell - Lowell\\408LOW9114 McGauvran Center\\BASEMENT\\19","","Active","Available"]
[null,"BACKFLOW PREVENTER - 1 1/2\" WATTS CHILLER BSMT MECH ACROSS FROM CONCRETE LAB","EQ-1063820","BACKFLOW PREVENTER - FIRE SPRINKLER SYSTEM","MAIN BACK FLOW PREVENTER",null,"408LOW0074","\\Locations\\Sites\\University Of Massachusetts Lowell - Lowell\\408LOW0074 Dandeneau Hall\\Floor 00","","Active","Available"]
[null,"BACKFLOW PREVENTER - 3\" Penthouse Mech Room labs","EQ-1065460","BACKFLOW PREVENTER - FIRE SPRINKLER SYSTEM","MAIN BACK FLOW PREVENTER",null,"408LOW9501","\\Locations\\Sites\\University Of Massachusetts Lowell - Lowell\\408LOW9501 Perry Hall","","Active","Available"]
[null,"BACKFLOW PREVENTER - CHILLED LOOP","EQ-1035465","BACKFLOW PREVENTER - FIRE SPRINKLER SYSTEM",null,null,"213TRC9902","\\Locations\\Sites\\Northampton Superior District Court\\213TRC9902 Northampton District Court\\GROUND\\G004","","Active","Available"]
[null,"Backflow Preventer - Right side of Bldg, outside of MTR RM, Fire SVC","EQ-1067493","BACKFLOW PREVENTER - FIRE SPRINKLER SYSTEM","MAIN BACK FLOW PREVENTER",null,"408LOW1702","\\Locations\\Sites\\University Of Massachusetts Lowell - Lowell\\408LOW1702 45 Lawrence Drive","","Active","Available"]
[null,"Backflow Preventer .75\" - 281159335","EQ-1068940","BACKFLOW PREVENTER - FIRE SPRINKLER SYSTEM","MAIN BACK FLOW PREVENTER",null,"268ITD1200","\\Locations\\Sites\\ITD Data Center at Springfield\\268ITD1200 Springfield Data Center\\Floor 02\\211","","Active","Available"]
[null,"BACKFLOW PREVENTER 1\" Mechanical Room 009 - Hot Water System","EQ-1034086","BACKHOE",null,null,"408LOW1102","\\Locations\\Sites\\University Of Massachusetts Lowell - Lowell\\408LOW1102 University Crossing\\Floor 00\\009","","Active","Available"]
[null,"BACKFLOW PREVENTER 6\" fire service outside mech rm B37","EQ-1034415","BACKHOE",null,null,"408LOWPB01","\\Locations\\Sites\\University Of Massachusetts Lowell - Lowell\\408LOWPB01 Bourgeois Hall\\Floor 00","","Active","Available"]
[null,"Backflow Preventer Penthouse Room 4PH","EQ-1063450","BACKFLOW PREVENTER - FIRE SPRINKLER SYSTEM","MAIN BACK FLOW PREVENTER",null,"408LOW1402","\\Locations\\Sites\\University Of Massachusetts Lowell - Lowell\\408LOW1402 Pulichino Tong Business Building\\Floor 04\\4PH","","Active","Available"]
[null,"BACKFLOW PREVENTERS","EQ-1008940",null,null,null,"255DPH9002","\\Locations\\Sites\\Western Massachusetts Hospital\\255DPH9002 Western Mass Hospital","","Active","Available"]
[null,"BACKFLOW PREVENTERS (PUMP ROOM)","EQ-1001233","BACKFLOW PREVENTER - FIRE SPRINKLER SYSTEM","MAIN BACK FLOW PREVENTER",null,"552CAMPB01","\\Locations\\Sites\\Massachusetts Information Technology Center\\552CAMPB01 Massachusetts Information Technology Center\\Floor 01\\1D-PUMP RM","","Active","Available"]
[null,"BACKFLOW PREVENTOR - DOMESTIC COLD WATER - ROOM A2A8B","EQ-1005148",null,null,null,"335DMH1101","\\Locations\\Sites\\Worcester State Hospital\\335DMH1101 Worcester Recovery Center And Hospital\\Floor 02\\A2A08D","Worcester State Hospital","Active","Available"]
[null,"BACKFLOW PREVENTOR - DOMESTIC COLD WATER - ROOM C1A7D","EQ-1004496",null,null,null,"335DMH1101","\\Locations\\Sites\\Worcester State Hospital\\335DMH1101 Worcester Recovery Center And Hospital\\Floor 01\\C1A07D","Worcester State Hospital","Active","Available"]
[null,"BACKFLOW PREVENTOR - DOMESTIC COLD WATER - ROOM E1A3","EQ-1005011",null,null,null,"335DMH1101","\\Locations\\Sites\\Worcester State Hospital\\335DMH1101 Worcester Recovery Center And Hospital\\Floor 01\\E1A03","Worcester State Hospital","Active","Available"]
[null,"BACKFLOW PREVENTOR - DOMESTIC COLD WATER - ROOM H0A15","EQ-1004838",null,null,null,"335DMH1101","\\Locations\\Sites\\Worcester State Hospital\\335DMH1101 Worcester Recovery Center And Hospital\\Sub Basement\\H0A15","Worcester State Hospital","Active","Available"]
[null,"BACKFLOW PREVENTOR - DOMESTIC HOT WATER - ROOM D1A2","EQ-1004673",null,null,null,"335DMH1101","\\Locations\\Sites\\Worcester State Hospital\\335DMH1101 Worcester Recovery Center And Hospital\\Floor 01\\D1A02","Worcester State Hospital","Active","Available"]
[null,"BACKFLOW PREVENTOR - DOMESTIC HOT WATER - ROOM J4B13","EQ-1005150",null,null,null,"335DMH1101","\\Locations\\Sites\\Worcester State Hospital\\335DMH1101 Worcester Recovery Center And Hospital\\Floor 04\\J4B13","Worcester State Hospital","Active","Available"]
[null,"Balancing Tank","EQ-1067011","SAND FILTER EQUIPMENT","SAND FILTER EQUIPMENT",null,"445MDC0405","\\Locations\\Sites\\Pool - McCrehan Memorial\\445MDC0405 McCrehan Memorial Bath House","Pool - McCrehan Memorial","Active","Available"]
[null,"BAROMETRIC RELIEF DAMPER","EQ-1006028","DAMPERS","DAMPERS",null,"412DOCPB06","\\Locations\\Sites\\MCI - Shirley\\412DOCPB06 D Building - Med","MCI - Shirley","Active","Available"]
[null,"BASEBOARD HEATER","EQ-1035872","UNIT HEATER",null,null,"551TRC9203","\\Locations\\Sites\\Charlestown Municipal Court\\551TRC9203 Charlestown District Court\\Floor 02\\222 A","Charlestown Municipal Court","Active","Available"]
[null,"BATTERY BACKUP EMERGENCY LIGHTING - FIRE STAIRWELLS","EQ-1009802","EMERGENCY LIGHTING","EMERGENCY LIGHTING",null,"256HLY0010","\\Locations\\Sites\\Soldiers Home - Holyoke\\256HLY0010 Soldiers Home - Holyoke","Soldiers Home - Holyoke","Active","Available"]
[null,"BECKETT OIL BURNER.","EQ-1042023","BURNER","BURNER",null,"328POL0113","\\Locations\\Sites\\State Police Training Academy\\328POL0113 Administration Building Range\\Floor 01","State Police Training Academy","Active","Available"]
[null,"BED, ELEC. JOERNS, 35X82\" H TO FOOT OAK,","EQ-1007667","HOSPITAL BED","HOSPITAL BED",null,"255DPH9002","\\Locations\\Sites\\Western Massachusetts Hospital\\255DPH9002 Western Mass Hospital","","Active","Available"]
[null,"BED, ELEC.JOERNS, OAK","EQ-1007691","HOSPITAL BED","HOSPITAL BED",null,"255DPH9002","\\Locations\\Sites\\Western Massachusetts Hospital\\255DPH9002 Western Mass Hospital","","Active","Available"]
[null,"BED, ELECTRIC JOERNS, CHERRY","EQ-1007693","HOSPITAL BED","HOSPITAL BED",null,"255DPH9002","\\Locations\\Sites\\Western Massachusetts Hospital\\255DPH9002 Western Mass Hospital","","Active","Available"]
[null,"BED, ELECTRIC OAK","EQ-1007710","HOSPITAL BED","HOSPITAL BED",null,"255DPH9002","\\Locations\\Sites\\Western Massachusetts Hospital\\255DPH9002 Western Mass Hospital","","Active","Available"]
[null,"BED, HILL-ROM","EQ-1007720","HOSPITAL BED","HOSPITAL BED",null,"255DPH9002","\\Locations\\Sites\\Western Massachusetts Hospital\\255DPH9002 Western Mass Hospital","","Active","Available"]
[null,"BED, JOERNS ECS LOW BED W/INTEGRATED WIDTH EXTENSION","EQ-1007746","HOSPITAL BED","HOSPITAL BED",null,"255DPH9002","\\Locations\\Sites\\Western Massachusetts Hospital\\255DPH9002 Western Mass Hospital","","Active","Available"]
[null,"BED, JOERNS ELECTRIC 80\"","EQ-1007745","HOSPITAL BED","HOSPITAL BED",null,"255DPH9002","\\Locations\\Sites\\Western Massachusetts Hospital\\255DPH9002 Western Mass Hospital","","Active","Available"]
[null,"BEDSIDE TABLES","EQ-1007903","SPEC EQUIP","SPEC EQUIP",null,"255DPH9002","\\Locations\\Sites\\Western Massachusetts Hospital\\255DPH9002 Western Mass Hospital","","Active","Available"]
[null,"BENCH EXHAUST SYSTEM NOZZLE 1","EQ-1046170","SPEC EQUIP","SPEC EQUIP",null,"515DEP9201","\\Locations\\Sites\\Sen William X Wall Laboratory Lawrence\\515DEP9201 Senator William X Wall Laboratory\\Floor 01\\1125","","Active","Available"]
[null,"BENCH EXHAUST SYSTEM NOZZLE 5","EQ-1046135","SPEC EQUIP","SPEC EQUIP",null,"515DEP9201","\\Locations\\Sites\\Sen William X Wall Laboratory Lawrence\\515DEP9201 Senator William X Wall Laboratory\\Ground\\0130","","Active","Available"]
[null,"BLADDER SCANNER, VERATHON","EQ-1007121","BIOMEDICAL","BIOMEDICAL",null,"255DPH9002","\\Locations\\Sites\\Western Massachusetts Hospital\\255DPH9002 Western Mass Hospital","","Active","Available"]
[null,"BLDG AH UNIT HEATERS (DEFUNCT?)","EQ-1045350","AIR HANDLER UNIT","AIR HANDLER UNIT",null,"268STC9010","\\Locations\\Sites\\Springfield Tech Community College\\268STC9010 Heat And Power Building 32\\Floor 02\\STORAGE [32-200]","","Active","Available"]
[null,"BLDG CONDENSER UNIT","EQ-1027945","CONDENSER","CONDENSER",null,"715DOCPB51","\\Locations\\Sites\\Bridgewater State Hospital\\715DOCPB51 Administration Building 1","Bridgewater State Hospital","Active","Available"]
[null,"BLDG CONDENSER UNIT","EQ-1027958","CONDENSER","CONDENSER",null,"715DOCPB52","\\Locations\\Sites\\Bridgewater State Hospital\\715DOCPB52 Building 10","Bridgewater State Hospital","Active","Available"]
[null,"BLDG CONDENSER UNIT","EQ-1027966","CONDENSER","CONDENSER",null,"715DOCPB58","\\Locations\\Sites\\Bridgewater State Hospital\\715DOCPB58 Modular Building 5","Bridgewater State Hospital","Active","Available"]
[null,"BLDG CONDENSER UNIT","EQ-1032054","CONDENSER","CONDENSER",null,"715DOCPB88","\\Locations\\Sites\\Old Colony Correctional Center\\715DOCPB88 Minimum Unit C 25 - Min","","Active","Available"]
[null,"BLDG CONDENSER UNIT","EQ-1038620","CONDENSER","CONDENSER",null,"515SDEPB05","\\Locations\\Sites\\Essex County Sheriff's Department - Lawrence\\515SDEPB05 Boiler Room","","Active","Available"]
[null,"BLDG CONDENSER UNIT","EQ-1043855","CONDENSER",null,null,"658DMH0020","\\Locations\\Sites\\Taunton State Hospital\\658DMH0020 Glass Building","Taunton State Hospital","Active","Available"]
[null,"BLDG CONDENSER UNIT","EQ-1043940","CONDENSER",null,null,"658DMH9202","\\Locations\\Sites\\Taunton State Hospital\\658DMH9202 Cain Building","Taunton State Hospital","Active","Available"]
[null,"BLDG CONDENSER UNIT 130-2","EQ-1026138","CONDENSER","CONDENSER",null,"268TRC0001","\\Locations\\Sites\\Springfield Housing Juvenile Court\\268TRC0001 Springfield Housing and Juvenile Courts\\Floor 01\\130","","Active","Available"]
[null,"BLDG CONDENSER UNIT 152-2","EQ-1026163","CONDENSER","CONDENSER",null,"268TRC0001","\\Locations\\Sites\\Springfield Housing Juvenile Court\\268TRC0001 Springfield Housing and Juvenile Courts\\Floor 01\\152","","Active","Available"]
[null,"BLDG CONDENSER UNIT 240-1","EQ-1026193","CONDENSER","CONDENSER",null,"268TRC0001","\\Locations\\Sites\\Springfield Housing Juvenile Court\\268TRC0001 Springfield Housing and Juvenile Courts\\Floor 02\\240","","Active","Available"]
[null,"BLDG CONDENSER UNIT B11-1","EQ-1026262","CONDENSER","CONDENSER",null,"268TRC0001","\\Locations\\Sites\\Springfield Housing Juvenile Court\\268TRC0001 Springfield Housing and Juvenile Courts\\BASEMENT\\B11","","Active","Available"]
[null,"BLDG CONDENSER UNIT B33-1","EQ-1026272","CONDENSER","CONDENSER",null,"268TRC0001","\\Locations\\Sites\\Springfield Housing Juvenile Court\\268TRC0001 Springfield Housing and Juvenile Courts\\BASEMENT\\B33","","Active","Available"]
[null,"BLDG SUPPLY WTR HTR / EXCHNGR","EQ-1003276","WATER HEATER / EXCHANGER","WATER HEATER / EXCHANGER",null,"111BSB0012","\\Locations\\Sites\\Pittsfield State Office Site\\111BSB0012 Administration Building","Pittsfield State Office Site","Active","Available"]
[null,"BLDG SUPPLY WTR HTR / EXCHNGR","EQ-1004943",null,null,null,"316DOC9207","\\Locations\\Sites\\Lancaster Complex OSP\\316DOC9207 Putnam Cottage / Osp 11","Lancaster Complex OSP","Active","Available"]
[null,"BLDG SUPPLY WTR HTR / EXCHNGR","EQ-1006407","WATER HEATER / EXCHANGER","WATER HEATER / EXCHANGER",null,"412DOCPB16","\\Locations\\Sites\\MCI - Shirley\\412DOCPB16 Industries Building - Med","MCI - Shirley","Active","Available"]
[null,"BLDG SUPPLY WTR HTR / EXCHNGR","EQ-1006432","WATER HEATER / EXCHANGER","WATER HEATER / EXCHANGER",null,"412DOCPB27","\\Locations\\Sites\\MCI - Shirley\\412DOCPB27 Vocational Ed Building  -Med\\Floor 01\\301","MCI - Shirley","Active","Available"]
[null,"BLDG SUPPLY WTR HTR / EXCHNGR","EQ-1006438","WATER HEATER / EXCHANGER","WATER HEATER / EXCHANGER",null,"412DOCPB67","\\Locations\\Sites\\MCI - Shirley\\412DOCPB67 Greenhouse 21 - Min","MCI - Shirley","Active","Available"]
[null,"BLDG SUPPLY WTR HTR / EXCHNGR","EQ-1008903","WATER HEATER","HOT WATER HEATER",null,"526NSC0200","\\Locations\\Sites\\North Shore Community College - Danvers\\526NSC0200 Math And Sciences Building\\Floor 01\\DS107D","","Active","Available"]
[null,"BLDG SUPPLY WTR HTR / EXCHNGR","EQ-1016526","WATER HEATER / EXCHANGER","WATER HEATER / EXCHANGER",null,"430DOC0171","\\Locations\\Sites\\MCI - Concord\\430DOC0171 G Building Power Supply","MCI - Concord","Active","Available"]
[null,"BLDG SUPPLY WTR HTR / EXCHNGR","EQ-1016546","WATER HEATER / EXCHANGER","WATER HEATER / EXCHANGER",null,"430DOC0962","\\Locations\\Sites\\MCI - Concord\\430DOC0962 Overflow Building","MCI - Concord","Active","Available"]
[null,"BLDG SUPPLY WTR HTR / EXCHNGR","EQ-1028946","WATER HEATER / EXCHANGER","WATER HEATER / EXCHANGER",null,"450DOC0170","\\Locations\\Sites\\MCI - Framingham\\450DOC0170 Maintenance 4","MCI - Framingham","Active","Available"]
[null,"BLDG SUPPLY WTR HTR / EXCHNGR","EQ-1029058",null,null,null,"407DPH0780","\\Locations\\Sites\\Tewksbury State Hospital\\407DPH0780 Saunders Building","Tewksbury State Hospital","Active","Available"]
[null,"BLDG SUPPLY WTR HTR / EXCHNGR","EQ-1032101","WATER HEATER / EXCHANGER","WATER HEATER / EXCHANGER",null,"715DOC9241","\\Locations\\Sites\\Old Colony Correctional Center\\715DOC9241 Old Colony Correction - Med","","Active","Available"]
[null,"BLDG SUPPLY WTR HTR / EXCHNGR","EQ-1032118","WATER HEATER / EXCHANGER","WATER HEATER / EXCHANGER",null,"715DOC9241","\\Locations\\Sites\\Old Colony Correctional Center\\715DOC9241 Old Colony Correction - Med","","Active","Available"]
[null,"BLDG SUPPLY WTR HTR / EXCHNGR","EQ-1033551","WATER HEATER / EXCHANGER",null,null,"408LOW0091","\\Locations\\Sites\\University Of Massachusetts Lowell - Lowell\\408LOW0091 Pinanski Hall","","Active","Available"]
[null,"BLDG SUPPLY WTR HTR / EXCHNGR","EQ-1033838","WATER HEATER / EXCHANGER",null,null,"408LOW0471","\\Locations\\Sites\\University Of Massachusetts Lowell - Lowell\\408LOW0471 O'Leary Library","","Active","Available"]
[null,"BLDG SUPPLY WTR HTR / EXCHNGR","EQ-1034419","WATER HEATER / EXCHANGER",null,null,"408LOWPB03","\\Locations\\Sites\\University Of Massachusetts Lowell - Lowell\\408LOWPB03 Donahue Hall","","Active","Available"]
[null,"BLDG SUPPLY WTR HTR / EXCHNGR","EQ-1040081","WATER HEATER / EXCHANGER","WATER HEATER / EXCHANGER",null,"551DYS0003","\\Locations\\Sites\\Metropolitan Youth Service Center\\551DYS0003 MYSC New Building\\POD B – MPTU\\SPRINKLER","","Active","Available"]
[null,"BLDG SUPPLY WTR HTR / EXCHNGR","EQ-1040092","WATER HEATER / EXCHANGER","WATER HEATER / EXCHANGER",null,"551DYS0003","\\Locations\\Sites\\Metropolitan Youth Service Center\\551DYS0003 MYSC New Building\\POD C – CSD\\MECH","","Active","Available"]
[null,"BLDG SUPPLY WTR HTR / EXCHNGR","EQ-1041621","WATER HEATER / EXCHANGER",null,null,"669UMD0170","\\Locations\\Sites\\University Of Massachusetts Dartmouth Main Campus\\669UMD0170 Main Auditorium","","Active","Available"]
[null,"BLDG SUPPLY WTR HTR / EXCHNGR","EQ-1041669","WATER HEATER / EXCHANGER",null,null,"669UMD0180","\\Locations\\Sites\\University Of Massachusetts Dartmouth Main Campus\\669UMD0180 MacLean Campus Center","","Active","Available"]
[null,"BLDG SUPPLY WTR HTR / EXCHNGR","EQ-1043025","WATER HEATER / EXCHANGER","WATER HEATER / EXCHANGER",null,"268SDH9000","\\Locations\\Sites\\Hampden County Sheriff's Department - Springfield\\268SDH9000 CSC and AISS Mental Health Center","","Active","Available"]
[null,"BLDG SUPPLY WTR HTR / EXCHNGR","EQ-1048716","WATER HEATER / EXCHANGER","WATER HEATER / EXCHANGER",null,"516DEM0470","\\Locations\\Sites\\Harold Parker State Forest\\516DEM0470 Bathhouse 1","Harold Parker State Forest","Active","Available"]
[null,"Bldg Supply Wtr Htr / Exchngr","EQ-1062929","WATER HEATER / EXCHANGER","WATER HEATER / EXCHANGER",null,"335DEM0960","\\Locations\\Sites\\Regatta Point at Quinsigamond State Park\\335DEM0960 Headquarters Boathouse 1\\Floor 01","","Active","Available"]
[null,"BLDG SUPPLY WTR HTR / EXCHNGR (SMITH)","EQ-1028940","WATER HEATER / EXCHANGER","WATER HEATER / EXCHANGER",null,"450DOC9101","\\Locations\\Sites\\MCI - Framingham\\450DOC9101 Betty Cole Smith Building 1\\SMITH HALL\\101A","MCI - Framingham","Active","Available"]
[null,"BLOWER, LEAF, HAND HELD, REDMAX","EQ-1007783","LAWN MOWER (ALL TYPES)","LAWN MOWER (ALL TYPES)",null,"255DPHPB02","\\Locations\\Sites\\Western Massachusetts Hospital\\255DPHPB02 Garage Building","","Active","Available"]
[null,"BOILER","EQ-1004281","BOILER","BOILER",null,"351POL0450","\\Locations\\Sites\\Police Station - Brookfield\\351POL0450 State Police Barracks - Brookfield","Police Station - Brookfield","Active","Available"]
[null,"BOILER","EQ-1016396","BOILER","BOILER",null,"430DOC0780","\\Locations\\Sites\\MCI - Concord\\430DOC0780 Garage 7/Auto Body","MCI - Concord","Active","Available"]
[null,"BOILER","EQ-1029929","BOILER",null,null,"664TRC9200","\\Locations\\Sites\\Fall River Trial Court - Durfee\\664TRC9200 Fall River Probate and Family Court","","Active","Available"]
[null,"BOILER","EQ-1029934","BOILER",null,null,"664TRC9200","\\Locations\\Sites\\Fall River Trial Court - Durfee\\664TRC9200 Fall River Probate and Family Court","","Active","Available"]
[null,"BOILER","EQ-1034941","BOILER","BOILER",null,"335QCC0022","\\Locations\\Sites\\Quinsigamond Community College\\335QCC0022 Administration","","Active","Available"]
[null,"Boiler","EQ-1039611","BOILER - CONDENSING","BOILER - CONDENSING",null,"517DYS1300","\\Locations\\Sites\\DYS Middleton-Ne Reg Youth Serv Ctr\\517DYS1300 DYS Middleton-NE Reg Youth Service Center\\Floor 01\\1126","","Active","Available"]
[null,"BOILER","EQ-1040500","BOILER","BOILER",null,"213HSDPB06","\\Locations\\Sites\\Hampshire County Sheriff's Office - Northampton\\213HSDPB06 Regional Holding Facility\\Floor 01","","Active","Available"]
[null,"BOILER","EQ-1042346","BOILER","BOILER",null,"328POLPB03","\\Locations\\Sites\\State Police Training Academy\\328POLPB03 Residence And Office-4 Circle Drive\\BASEMENT","State Police Training Academy","Active","Available"]
[null,"BOILER","EQ-1042719","BOILER","BOILER",null,"259SDHPB03","\\Locations\\Sites\\Hampden County Sheriff's Department - Ludlow\\259SDHPB03 Pre-Release Building\\2ND FLOOR\\227","","Active","Available"]
[null,"BOILER","EQ-1043886",null,null,null,"658DMH0210","\\Locations\\Sites\\Taunton State Hospital\\658DMH0210 Gate House Cottage 1","Taunton State Hospital","Active","Available"]
[null,"Boiler","EQ-1067093","BOILER","BOILER",null,"103DEM0780","\\Locations\\Sites\\Peter W. Foote Vietnam Veterans Memorial Rink\\103DEM0780 Peter W. Foote Vietnam Veterans Memorial Rink","","Active","Available"]
[null,"Boiler","EQ-1069154","BOILER","BOILER",null,"753DCR2010","\\Locations\\Sites\\Wellfleet Hollow State Campground\\753DCR2010 Bathhouse","","Active","Available"]
[null,"BOILER","EQ-1072224","STEAM BOILER","STEAM BOILER",null,"209MDCPB04","\\Locations\\Sites\\Quabbin Park/Winsor Dam\\209MDCPB04 Quabbin Hill Tower","Quabbin Park/Winsor Dam","Active","Available"]
[null,"BOILER # 2","EQ-1009832","BOILER","BOILER",null,"256HLY0010","\\Locations\\Sites\\Soldiers Home - Holyoke\\256HLY0010 Soldiers Home - Holyoke\\BASEMENT\\B3","Soldiers Home - Holyoke","Active","Available"]
[null,"BOILER # 3","EQ-1036996","BOILER",null,null,"551TRC9204","\\Locations\\Sites\\West Roxbury Municipal Court\\551TRC9204 West Roxbury Municipal Court\\GROUND\\MECH","West Roxbury Municipal Court","Active","Available"]
[null,"BOILER # 4","EQ-1043872","BOILER",null,null,"658DMH0140","\\Locations\\Sites\\Taunton State Hospital\\658DMH0140 Sowyrds Power Plant","Taunton State Hospital","Active","Available"]
[null,"BOILER #1","EQ-1034497","BOILER",null,null,"408LOWPB07","\\Locations\\Sites\\University Of Massachusetts Lowell - Lowell\\408LOWPB07 Leitch Hall","","Active","Available"]
[null,"BOILER #1 ECONOMIZER","EQ-1033612","BOILER",null,null,"408LOW0101","\\Locations\\Sites\\University Of Massachusetts Lowell - Lowell\\408LOW0101 North Power Plant","","Active","Available"]
[null,"BOILER #11 BURNER","EQ-1033798","FURNACE",null,null,"408LOW0301","\\Locations\\Sites\\University Of Massachusetts Lowell - Lowell\\408LOW0301 Campus Recreation Center\\Floor 02","","Active","Available"]
[null,"BOILER #2","EQ-1040332","BOILER","BOILER",null,"255DYS0001","\\Locations\\Sites\\Westfield Youth Service Center\\255DYS0001 Main & Addition Building\\01-NA","","Active","Available"]
[null,"BOILER #2 B-2","EQ-1068859","BOILER","BOILER",null,"408TRC1500","\\Locations\\Sites\\Lowell Justice Center\\408TRC1500 Lowell Justice Center\\Basement\\U0022 - Dom Water Services","Lowell Justice Center","Active","Available"]
[null,"BOILER #3","EQ-1023160","STEAM BOILER","STEAM BOILER",null,"551TRC9200","\\Locations\\Sites\\Suffolk County Superior Court\\551TRC9200 Suffolk Superior Court Hi-Rise\\BASEMENT","Suffolk County Superior Court","Active","Available"]
[null,"BOILER #6","EQ-1008595","BOILER","BOILER",null,"526NSC0200","\\Locations\\Sites\\North Shore Community College - Danvers\\526NSC0200 Math And Sciences Building\\Floor 01\\DS129C","","Active","Available"]
[null,"BOILER #9","EQ-1033763","BOILER",null,null,"408LOW0301","\\Locations\\Sites\\University Of Massachusetts Lowell - Lowell\\408LOW0301 Campus Recreation Center\\Floor 02","","Active","Available"]
[null,"BOILER - 1 - BIRCH","EQ-1041809","BOILER",null,null,"669UMD0714","\\Locations\\Sites\\University Of Massachusetts Dartmouth Housing\\669UMD0714 Birch Hall\\Floor 01","","Active","Available"]
[null,"BOILER - 2","EQ-1035252","HOT WATER BOILER",null,null,"258TRC9805","\\Locations\\Sites\\Chicopee District Court\\258TRC9805 Chicopee District Court\\Floor 01\\139","Chicopee District Court","Active","Available"]
[null,"BOILER - 3 - BIRCH","EQ-1041808","BOILER",null,null,"669UMD0714","\\Locations\\Sites\\University Of Massachusetts Dartmouth Housing\\669UMD0714 Birch Hall\\Floor 01","","Active","Available"]
[null,"BOILER - STEAM","EQ-1036930","BOILER",null,null,"438TRC9201","\\Locations\\Sites\\Waltham District Court\\438TRC9201 Waltham District Courthouse\\BASEMENT\\B-13","Waltham District Court","Active","Available"]
[null,"BOILER 2","EQ-1071498","BOILER","BOILER",null,"322SDW1602","\\Locations\\Sites\\Worcester County Sheriff's Office - West Boylston\\322SDW1602 Combined Intake and Medical Facility\\Floor 01\\129","","Active","Available"]
[null,"BOILER BURNER #2","EQ-1025245","BURNER","BURNER",null,"408TRC9813","\\Locations\\Sites\\Lowell Superior Probate Family Court\\408TRC9813 Lowell Superior Court\\BASEMENT\\02","","Active","Available"]
[null,"BOILER BURNER /   OCT 15 TO MAY 15","EQ-1025160","BURNER","BURNER",null,"408TRC9201","\\Locations\\Sites\\Lowell District Court\\408TRC9201 Lowell Courthouse\\BASEMENT\\B-20","Lowell District Court","Active","Available"]
[null,"BOILER HOT WATER PUMP/MOTOR - P3","EQ-1036051","PUMP / MOTOR",null,null,"552TRCPB01","\\Locations\\Sites\\Chelsea District Court\\552TRCPB01 Chelsea Courthouse\\BASEMENT\\39 A","Chelsea District Court","Active","Available"]
[null,"BOILER NO. 3","EQ-1024009","BOILER","BOILER",null,{"$f":"IFERROR(MID(H5383,FIND(\"\\\",H5383,18)+1,10),\"\")","v":"551TRC9201"},"\\Locations\\Sites\\Suffolk County Superior Court\\551TRC9201 John Adams Historic Courthouse\\BASEMENT\\G-918",{"$f":"IFERROR(MID(H5383,18,FIND(\"\\\",MID(H5383,18,30))-1),\"\")","v":"Suffolk County Superior Court"},"Active","Available"]
[null,"BOILER PUMP / MOTOR - 3","EQ-1037528","PUMP / MOTOR",null,null,"450TRC9201","\\Locations\\Sites\\Framingham District Court\\450TRC9201 Framingham Courthouse\\BASEMENT\\B-01","Framingham District Court","Active","Available"]
[null,"BOILER, HEATING #1","EQ-1007571","HEATING/COOLING SYSTEM","HEATING/COOLING SYSTEM",null,"255DPH9000","\\Locations\\Sites\\Western Massachusetts Hospital\\255DPH9000 Clark Building","","Active","Available"]
[null,"BOILER-McCormack Boiler #03","EQ-1063428","BOILER","BOILER",null,"551BSB9999","\\Locations\\Sites\\McCormack Building\\551BSB9999 McCormack State Office Building\\Floor 22\\MECH-RM","McCormack Building","Active","Available"]
[null,"BOILER-McCormack Boiler #13","EQ-1063433","BOILER","BOILER",null,"551BSB9999","\\Locations\\Sites\\McCormack Building\\551BSB9999 McCormack State Office Building\\Floor 22\\MECH-RM","McCormack Building","Active","Available"]
[null,"BOLLARDS - SPRING STREET ENTRANCE - ROOM # 158","EQ-1003039","MISC. EQUIPMENT","MISC. EQUIPMENT",null,"268ITD1200","\\Locations\\Sites\\ITD Data Center at Springfield\\268ITD1200 Springfield Data Center\\Floor 01\\158","","Active","Available"]
[null,"BOOSTER PUMP #1","EQ-1033632","BOOSTER PUMP","BOOSTER PUMP",null,"408LOW0101","\\Locations\\Sites\\University Of Massachusetts Lowell - Lowell\\408LOW0101 North Power Plant","","Active","Available"]
[null,"BOOSTER PUMP#2 ","EQ-1001595","PM Rounds","PM Rounds",null,"552CAMPB01","\\Locations\\Sites\\Massachusetts Information Technology Center\\552CAMPB01 Massachusetts Information Technology Center\\Floor 01\\1D-UPS RM","","Active","Available"]
[null,"BRACELET MONITORING SYSTEM","EQ-1038594","OTHER","OTHER",null,"515SDEPB01","\\Locations\\Sites\\Essex County Sheriff's Department - Lawrence\\515SDEPB01 Main Administration Building","","Active","Available"]
[null,"BUILDING 12, MPTC","EQ-1045273","SLATE ROOFING SYSTEM","SLATE ROOFING SYSTEM",null,"268STC9003","\\Locations\\Sites\\Springfield Tech Community College\\268STC9003 Transportation Office Building 12","","Active","Available"]
[null,"building 16 Admision","EQ-1045260","AIR CONDITIONING UNIT","AIR CONDITIONING UNIT",null,"268STC9002","\\Locations\\Sites\\Springfield Tech Community College\\268STC9002 Garvey Hall Building 16","","Active","Available"]
[null,"Building 27 student success(Between 27 & 17)","EQ-1045624","AIR CONDITIONING UNIT","AIR CONDITIONING UNIT",null,"268STC9017","\\Locations\\Sites\\Springfield Tech Community College\\268STC9017 Student Services Building 27","","Active","Available"]
[null,"BUILDING AC CONDENSER UNIT","EQ-1025205","CONDENSER","CONDENSER",null,"408TRC9201","\\Locations\\Sites\\Lowell District Court\\408TRC9201 Lowell Courthouse","Lowell District Court","Active","Available"]
[null,"BURNER MOTOR, (EMERSON)","EQ-1042341","BURNER","BURNER",null,"328POLPB04","\\Locations\\Sites\\State Police Training Academy\\328POLPB04 Residence And Office-6 Circle Drive","State Police Training Academy","Active","Available"]
[null,"BYPASS SWITCH DPCP-24 / P-9","EQ-1009353","STATIC TRANSFER SWITCHGEAR","STATIC TRANSFER SWITCHGEAR",null,"256HLY0601","\\Locations\\Sites\\Soldiers Home - Holyoke\\256HLY0601 Chiller Building","Soldiers Home - Holyoke","Active","Available"]
[null,"C 6 SWINGING SALLYPORT DOORS (2 DOORS)","EQ-1042678","SALLY PORT","SALLY PORT",null,"259SDHPB01","\\Locations\\Sites\\Hampden County Sheriff's Department - Ludlow\\259SDHPB01 Housing Tower C\\3RD","","Active","Available"]
[null,"C 7 SWINGING SALLYPORT DOORS (2 DOORS)","EQ-1042682","SALLY PORT","SALLY PORT",null,"259SDHPB01","\\Locations\\Sites\\Hampden County Sheriff's Department - Ludlow\\259SDHPB01 Housing Tower C\\5TH","","Active","Available"]
[null,"C BLOCK - ROOF EXHAUST FAN - 12 CELL COMBO - REF-1","EQ-1006329","EXHAUST FAN","EXHAUST FAN",null,"412DOCPB04","\\Locations\\Sites\\MCI - Shirley\\412DOCPB04 C Building - Med","MCI - Shirley","Active","Available"]
[null,"CABINET HEATER -14","EQ-1031111","FAN COIL UNIT","FAN COIL UNIT",null,"551TRC9709","\\Locations\\Sites\\Edward W. Brooke Courthouse\\551TRC9709 Edward W. Brooke Courthouse\\GROUND FL\\S105","Edward W. Brooke Courthouse","Active","Available"]
[null,"CABINET HEATER -8 CEILING MOUNT","EQ-1031718","FAN COIL UNIT","FAN COIL UNIT",null,"551TRC9709","\\Locations\\Sites\\Edward W. Brooke Courthouse\\551TRC9709 Edward W. Brooke Courthouse\\BASEMENT\\SB13","Edward W. Brooke Courthouse","Active","Available"]
[null,"CABINET U/H 1A STAIRWELL","EQ-1001917","UNIT HEATER","UNIT HEATER",null,"552CAMPB01","\\Locations\\Sites\\Massachusetts Information Technology Center\\552CAMPB01 Massachusetts Information Technology Center\\Floor 01\\1A-1","","Active","Available"]
[null,"CABINET UNIT HEATER # 3","EQ-1025745","ELECTRIC HEATER","ELECTRIC HEATER",null,"268TRC9817","\\Locations\\Sites\\Springfield Court Complex\\268TRC9817 Hampden County Hall Of Justice\\Floor 01\\PLAZA","Springfield Court Complex","Active","Available"]
[null,"CABINET UNIT HEATER 1M (STAIR NO. 2)","EQ-1023243","UNIT HEATER","UNIT HEATER",null,"551TRC9201","\\Locations\\Sites\\Suffolk County Superior Court\\551TRC9201 John Adams Historic Courthouse\\Floor 01M\\1M STAIR2","Suffolk County Superior Court","Active","Available"]
[null,"CABINET UNIT HEATER EAST WING 3RD FLOOR, STAIR 3-ES","EQ-1069923","UNIT HEATER","UNIT HEATER",null,"551BSB9004","\\Locations\\Sites\\State House\\551BSB9004 State House\\Floor 03","State House","Active","Available"]
[null,"CABINET UNIT HEATER NORTH SIDE OF GENERAL HOOKER LOBBY BETWEEN OFFICE 115-2 AND 114-2","EQ-1069606","UNIT HEATER","UNIT HEATER",null,"551BSB9004","\\Locations\\Sites\\State House\\551BSB9004 State House\\Floor 01","State House","Active","Available"]
[null,"CACU 1-15 ITD QUAD. 2B","EQ-1002128","AIR CONDITIONING UNIT","AIR CONDITIONING UNIT",null,"552CAMPB01","\\Locations\\Sites\\Massachusetts Information Technology Center\\552CAMPB01 Massachusetts Information Technology Center\\Floor 02\\2A-ITDDATA","","Active","Available"]
[null,"CACU 1-30 DOR QUAD. 3A","EQ-1002247","AIR CONDITIONING UNIT","AIR CONDITIONING UNIT",null,"552CAMPB01","\\Locations\\Sites\\Massachusetts Information Technology Center\\552CAMPB01 Massachusetts Information Technology Center\\Floor 03\\3A-3","","Active","Available"]
[null,"CACU 1-37 DOR QUAD. 3A","EQ-1002259","AIR CONDITIONING UNIT","AIR CONDITIONING UNIT",null,"552CAMPB01","\\Locations\\Sites\\Massachusetts Information Technology Center\\552CAMPB01 Massachusetts Information Technology Center\\Floor 03\\3A-3","","Active","Available"]
[null,"CACU 1-48 TREASURY QUAD.4D","EQ-1002565","AIR CONDITIONING UNIT","AIR CONDITIONING UNIT",null,"552CAMPB01","\\Locations\\Sites\\Massachusetts Information Technology Center\\552CAMPB01 Massachusetts Information Technology Center\\Floor 04\\4D-3","","Active","Available"]
[null,"CALL BOX- ELEVATOR EMERGENCY INTERCOM (CAMPUS POLICE, FRONT DESK)","EQ-1040671","TELEPHONE - EMERGENCY CALLBOX","TELECOMMUNICATIONS",null,"551DMH9000","\\Locations\\Sites\\Solomon Carter Fuller Mental Health\\551DMH9000 Fuller Health Center\\Floor 01","","Active","Available"]
[null,"CAPACITOR BANK    SUB STATION #2      10TH FLOOR ELECTRICAL ROOM","EQ-1040597","CAPACITOR BANK","CAPACITOR BANK",null,"551DMH9000","\\Locations\\Sites\\Solomon Carter Fuller Mental Health\\551DMH9000 Fuller Health Center\\Floor 10","","Active","Available"]
[null,"Carbon monoxide detector","EQ-1069111","CO2 DETECTORS","CO2 DETECTORS",null,"762DEM3570","\\Locations\\Sites\\Shawme-Crowell State Forest\\762DEM3570 Area 1 Bathhouse 1","Shawme-Crowell State Forest","Active","Available"]
[null,"CARGO TRAILER #4","EQ-1043245","TRAILER, BOAT",null,null,"756DEMPB28","\\Locations\\Sites\\Brewster Multiservice Center\\756DEMPB28 Administration Building","Brewster Multiservice Center","Active","Available"]
[null,"CARRIER AHU-13","EQ-1040374","AIR HANDLER UNIT","AIR HANDLER UNIT",null,"255DYS0001","\\Locations\\Sites\\Westfield Youth Service Center\\255DYS0001 Main & Addition Building\\ROOF","","Active","Available"]
[null,"CATCH BASIN / COURTHOUSE TOTAL - 1","EQ-1027226","CATCH BASIN","CATCH BASIN",null,"530TRC9702","\\Locations\\Sites\\Lynn District Court\\530TRC9702 Lynn District Court\\GROUND","Lynn District Court","Active","Available"]
[null,"CATCH BASIN / COURTHOUSE TOTAL - 4","EQ-1037662","CATCH BASIN",null,null,"308TRC9810","\\Locations\\Sites\\Gardner District Court\\308TRC9810 Gardner Courthouse\\GROUNDS","Gardner District Court","Active","Available"]
[null,"CATCH BASIN / COURTHOUSE TOTAL 1","EQ-1037744","CATCH BASIN",null,null,"447TRC9201","\\Locations\\Sites\\Newton District Court\\447TRC9201 Newton District Courthouse","Newton District Court","Active","Available"]
[null,"CATERING PANTRY FCU 2-005 (CEILING UNIT)","EQ-1023470","FAN COIL UNIT","FAN COIL UNIT",null,"551TRC9201","\\Locations\\Sites\\Suffolk County Superior Court\\551TRC9201 John Adams Historic Courthouse\\Floor 02\\2-005","Suffolk County Superior Court","Active","Available"]
[null,"CC-1-0518-A","EQ-1030470","UNIT HEATER",null,null,{"$f":"IFERROR(MID(H5895,FIND(\"\\\",H5895,18)+1,10),\"\")","v":"658TRC1001"},"\\Locations\\Sites\\Taunton Court Complex\\658TRC1001 Taunton Trial Court\\LL\\0518A",{"$f":"IFERROR(MID(H5895,18,FIND(\"\\\",MID(H5895,18,30))-1),\"\")","v":"Taunton Court Complex"},"Active","Available"]
[null,"CEILING MOUNTED HEATER","EQ-1045316","FAN COIL UNIT","FAN COIL UNIT",null,"268STC9010","\\Locations\\Sites\\Springfield Tech Community College\\268STC9010 Heat And Power Building 32\\Floor 01","","Active","Available"]
[null,"CELL DOOR (B) OBSERVATION","EQ-1026900","CELL","CELL",null,"335TRC0701","\\Locations\\Sites\\Worcester Trial Court\\335TRC0701 Worcester Trial Court\\GROUND\\G216","Worcester Trial Court","Active","Available"]
[null,"CELL DOOR 17","EQ-1026911","CELL","CELL",null,"335TRC0701","\\Locations\\Sites\\Worcester Trial Court\\335TRC0701 Worcester Trial Court\\GROUND\\G232","Worcester Trial Court","Active","Available"]
[null,"CELL DOOR JUMP  ( CR #16 D )","EQ-1026623","CELL","CELL",null,{"$f":"IFERROR(MID(H5959,FIND(\"\\\",H5959,18)+1,10),\"\")","v":"335TRC0701"},"\\Locations\\Sites\\Worcester Trial Court\\335TRC0701 Worcester Trial Court\\Floor 03\\3-9D",{"$f":"IFERROR(MID(H5959,18,FIND(\"\\\",MID(H5959,18,30))-1),\"\")","v":"Worcester Trial Court"},"Active","Available"]
[null,"CELL DOOR JUMP  ( CR #23 B )","EQ-1026705","CELL","CELL",null,"335TRC0701","\\Locations\\Sites\\Worcester Trial Court\\335TRC0701 Worcester Trial Court\\Floor 04\\4-15B","Worcester Trial Court","Active","Available"]
[null,"CELL HALLWAY RADIATOR(C)","EQ-1022464","RADIANT AND REHEAT SYSTEMS","RADIANT AND REHEAT SYSTEMS",null,"551TRC9200","\\Locations\\Sites\\Suffolk County Superior Court\\551TRC9200 Suffolk Superior Court Hi-Rise\\Floor 07M\\M710","Suffolk County Superior Court","Active","Available"]
[null,"CENTRAL PLANT ROOM SUPPLY AIR FAN (SF 1)","EQ-1024032","EXHAUST FAN","EXHAUST FAN",null,"551TRC9201","\\Locations\\Sites\\Suffolk County Superior Court\\551TRC9201 John Adams Historic Courthouse\\BASEMENT\\G-918","Suffolk County Superior Court","Active","Available"]
[null,"Centrifugal Rooftop Exhaust Fans","EQ-1071503","EXHAUST FAN","EXHAUST FAN",null,"322SDW1602","\\Locations\\Sites\\Worcester County Sheriff's Office - West Boylston\\322SDW1602 Combined Intake and Medical Facility\\Roof","","Active","Available"]
[null,"CH-1-Centrifugal Chiller-Penthouse","EQ-1039890",null,null,null,{"$f":"IFERROR(MID(H6023,FIND(\"\\\",H6023,18)+1,10),\"\")","v":"335QCC1601"},"\\Locations\\Sites\\Quinsigamond Community College\\335QCC1601 QuEST Center, Engineering Science Technology Ctr.\\Floor 04\\Penthouse",{"$f":"IFERROR(MID(H6023,18,FIND(\"\\\",MID(H6023,18,30))-1),\"\")","v":""},"Active","Available"]
[null,"CH-C-0502-STAIR","EQ-1030445","FAN COIL UNIT",null,null,"658TRC1001","\\Locations\\Sites\\Taunton Court Complex\\658TRC1001 Taunton Trial Court\\LL\\0502","Taunton Court Complex","Active","Available"]
[null,"CHAIR LIFT - CAFETERIA","EQ-1043548","HANDICAP ELEVATOR","HANDICAP ELEVATOR",null,"339DMHPB20","\\Locations\\Sites\\Central Youth Service Center\\339DMHPB20 Allen Hall - Paine Hall 45\\BASEMENT\\DINING RM","Central Youth Service Center","Active","Available"]
[null,"CHARGER, ARJO FOR MAXI-MOVE III PATIENT LIFT","EQ-1007919","SPEC EQUIP","SPEC EQUIP",null,"255DPH9002","\\Locations\\Sites\\Western Massachusetts Hospital\\255DPH9002 Western Mass Hospital","","Active","Available"]
[null,"CHEMICAL FEEDER, HOT WATER, ROOM H0A21","EQ-1004217",null,null,null,"335DMH1101","\\Locations\\Sites\\Worcester State Hospital\\335DMH1101 Worcester Recovery Center And Hospital\\Sub Basement\\H0A21","Worcester State Hospital","Active","Available"]
[null,"CHEMICAL PUMP #1&#2","EQ-1033647","ALL OTHER PUMPS","ALL OTHER PUMPS",null,"408LOW0101","\\Locations\\Sites\\University Of Massachusetts Lowell - Lowell\\408LOW0101 North Power Plant","","Active","Available"]
[null,"CHILD CARE ROOM- RM.123 ( FCU- 1 )","EQ-1036184","FAN COIL UNIT",null,null,"551TRC9206","\\Locations\\Sites\\Dorchester Municipal Court\\551TRC9206 Dorchester Municipal and Juvenile Court\\Floor 01\\123","Dorchester Municipal Court","Active","Available"]
[null,"CHILLED WATER HYDRONIC PUMP CHWP-02","EQ-1033907","CIRCULATING PUMP",null,null,"408LOW1000","\\Locations\\Sites\\University Of Massachusetts Lowell - Lowell\\408LOW1000 Health & Social Sciences Building\\Floor 00","","Active","Available"]
[null,"CHILLED WATER HYDRONIC PUMP HWP-04","EQ-1033888","CIRCULATING PUMP",null,null,"408LOW1000","\\Locations\\Sites\\University Of Massachusetts Lowell - Lowell\\408LOW1000 Health & Social Sciences Building\\Floor 00","","Active","Available"]
[null,"CHILLED WATER PUMP 2B","EQ-1042013","CHILLED WATER PUMP","CHILLED WATER PUMP",null,"450CDA0210","\\Locations\\Sites\\Massachusetts Emergency Management Agency\\450CDA0210 MEMA Bunker","","Active","Available"]
[null,"CHILLED WATER PUMP [CHWP-04]","EQ-1040721","CHILLED WATER PUMP","CHILLED WATER PUMP",null,{"$f":"IFERROR(MID(H6151,FIND(\"\\\",H6151,18)+1,10),\"\")","v":"551DMH9000"},"\\Locations\\Sites\\Solomon Carter Fuller Mental Health\\551DMH9000 Fuller Health Center\\PENTHOUSE\\MACHINE ROOM # ___",{"$f":"IFERROR(MID(H6151,18,FIND(\"\\\",MID(H6151,18,30))-1),\"\")","v":""},"Active","Available"]
[null,"CHILLED WATER PUMP/MOTOR - 1","EQ-1035510","PUMP / MOTOR",null,null,"213TRC9902","\\Locations\\Sites\\Northampton Superior District Court\\213TRC9902 Northampton District Court\\ROOF\\MECH RM","","Active","Available"]
[null,"CHILLED WATER PUMP/MOTOR - P5","EQ-1036050","PUMP / MOTOR",null,null,"552TRCPB01","\\Locations\\Sites\\Chelsea District Court\\552TRCPB01 Chelsea Courthouse\\BASEMENT\\39 A","Chelsea District Court","Active","Available"]
[null,"CHILLED WATER PUMP/MOTOR - P6","EQ-1036052","PUMP / MOTOR",null,null,"552TRCPB01","\\Locations\\Sites\\Chelsea District Court\\552TRCPB01 Chelsea Courthouse\\BASEMENT\\39 A","Chelsea District Court","Active","Available"]
[null,"CHILLER","EQ-1033561","CHILLER",null,null,"408LOW0091","\\Locations\\Sites\\University Of Massachusetts Lowell - Lowell\\408LOW0091 Pinanski Hall","","Active","Available"]
[null,"CHILLER","EQ-1035340","CHILLER",null,null,"434TRC9201","\\Locations\\Sites\\Marlborough District Court\\434TRC9201 Marlborough District Courthouse\\ATTIC","Marlborough District Court","Active","Available"]
[null,"CHILLER","EQ-1041651","CHILLER",null,null,"669UMD0191","\\Locations\\Sites\\University Of Massachusetts Dartmouth Main Campus\\669UMD0191 College of Visual And Performing Arts","","Active","Available"]
[null,"CHILLER","EQ-1066722","CHILLER","CHILLER",null,"256DEM9007","\\Locations\\Sites\\Henry J. Fitzpatrick  Rink\\256DEM9007 Henry J. Fitzpatrick Rink","Henry J. Fitzpatrick  Rink","Active","Available"]
[null,"CHILLER #1","EQ-1001593","CHILLER","CHILLER",null,"552CAMPB01","\\Locations\\Sites\\Massachusetts Information Technology Center\\552CAMPB01 Massachusetts Information Technology Center\\Penthouse\\CHILLER","","Active","Available"]
[null,"CHILLER #1 PUMP / MOTOR","EQ-1003311","PUMP / MOTOR","PUMP / MOTOR",null,"268CAM9001","\\Locations\\Sites\\Springfield State Office - Dwight Street\\268CAM9001 State Office Building - Dwight Street\\Basement\\CHILLER RM","","Active","Available"]
[null,"CHILLER #3 PUMP / MOTOR","EQ-1003316","PUMP / MOTOR","PUMP / MOTOR",null,"268CAM9001","\\Locations\\Sites\\Springfield State Office - Dwight Street\\268CAM9001 State Office Building - Dwight Street\\Basement\\CHILLER RM","","Active","Available"]
[null,"CHILLER 1","EQ-1025495","CHILLER","CHILLER",null,"720TRC0700","\\Locations\\Sites\\Plymouth Trial Court\\720TRC0700 Plymouth Trial Court\\BASEMENT\\0001","Plymouth Trial Court","Active","Available"]
[null,"CHILLER CH2  (OUTSIDE)","EQ-1038703","CHILLER","CHILLER",null,"517SDE1200","\\Locations\\Sites\\Essex County Sheriff's Department - Regional 911 Call Center - Middleton\\517SDE1200 Essex County \"911\" Call Center","","Active","Available"]
[null,"CHILLER- #3 - Carrier 450 Ton","EQ-1000802","CHILLER","CHILLER",null,"551BSB9999","\\Locations\\Sites\\McCormack Building\\551BSB9999 McCormack State Office Building\\Floor 22\\MECH-RM","McCormack Building","Active","Available"]
[null,"CHILLER-550 TON CHILLER TRANSFER SWITCH MTSATS1","EQ-1000991","SWITCH STATION","SWITCH STATION",null,"551BSB9999","\\Locations\\Sites\\McCormack Building\\551BSB9999 McCormack State Office Building\\Floor 22\\MECH-RM","McCormack Building","Active","Available"]
[null,"Chlorine Level Meter-Filter Room","EQ-1062939","SPEC EQUIP","SPEC EQUIP",null,"335DEM0401","\\Locations\\Sites\\Veterans Memorial (Bennett Field) Pool\\335DEM0401 Bathhouse","","Active","Available"]
[null,"Chlorine Pump #2","EQ-1066829","PUMP","PUMP",null,"515DEMPB04","\\Locations\\Sites\\Geisler Memorial Pool\\515DEMPB04 Geisler Pool Filter House","Geisler Memorial Pool","Active","Available"]
[null,"Chlorine Pump 1","EQ-1067033","PUMP","PUMP",null,"551MDC0409","\\Locations\\Sites\\Martin L. Olsen Swimming Pool and Spray Deck\\551MDC0409 Olsen Pool Pumphouse","","Active","Available"]
[null,"Chlorine Tank","EQ-1066803","TANK","TANK",null,"258DEM9004","\\Locations\\Sites\\Chicopee Pool\\258DEM9004 Chicopee Pool","Chicopee Pool","Active","Available"]
[null,"Chlorine Tank","EQ-1067015","TANK","TANK",null,"445MDC0405","\\Locations\\Sites\\Pool - McCrehan Memorial\\445MDC0405 McCrehan Memorial Bath House","Pool - McCrehan Memorial","Active","Available"]
[null,"CHP-2, PUMP- CHILLED WATER, ROOM H0A15","EQ-1004158",null,null,null,"335DMH1101","\\Locations\\Sites\\Worcester State Hospital\\335DMH1101 Worcester Recovery Center And Hospital\\Sub Basement\\H0A15","Worcester State Hospital","Active","Available"]
[null,"CHWP-2","EQ-1025632","PUMP / MOTOR","PUMP / MOTOR",null,"720TRC0700","\\Locations\\Sites\\Plymouth Trial Court\\720TRC0700 Plymouth Trial Court\\SUB BASEMENT\\0010","Plymouth Trial Court","Active","Available"]
[null,"Circuit Panel","EQ-1070960","PANEL BOARD","PANEL BOARD",null,"132DEM4470","\\Locations\\Sites\\Ann Lee Historic Site\\132DEM4470 Ann Lee Cottage Garage","Ann Lee Historic Site","Active","Available"]
[null,"CIRCULATING PUMP #3","EQ-1028707","CIRCULATING PUMP","CIRCULATING PUMP",null,"450DOC0280","\\Locations\\Sites\\MCI - Framingham\\450DOC0280 Laurel Detention 7\\Floor 01\\4 CORNERS","MCI - Framingham","Active","Available"]
[null,"CIRCULATING PUMP #5","EQ-1028728","CIRCULATING PUMP","CIRCULATING PUMP",null,"450DOCPB06","\\Locations\\Sites\\MCI - Framingham\\450DOCPB06 Infirmary Administration Building 9\\CLINIC\\LOB CEILIN","MCI - Framingham","Active","Available"]
[null,"Circulating Pumps","EQ-1066567","CIRCULATING PUMP","CIRCULATING PUMP",null,"551MDC0519","\\Locations\\Sites\\Melnea A. Cass Recreation Complex\\551MDC0519 Cass Memorial Pool","","Active","Available"]
[null,"CIRCULATOR H/W PUMP-P4","EQ-1036882","PREHEAT PUMP",null,null,"444TRC9201","\\Locations\\Sites\\Somerville District Court\\444TRC9201 Somerville District Court\\BASEMENT\\B11","Somerville District Court","Active","Available"]
[null,"Circulator Pumps (6)","EQ-1071028","CIRCULATING PUMP","CIRCULATING PUMP",null,"448MDC3100","\\Locations\\Sites\\Leo J. Martin Golf Course\\448MDC3100 Golf Course Clubhouse","Leo J. Martin Golf Course","Active","Available"]
[null,"CLOTHES DRYER # 1","EQ-1028575","DRYERS","DRYERS",null,{"$f":"IFERROR(MID(H6535,FIND(\"\\\",H6535,18)+1,10),\"\")","v":"450DOC0010"},"\\Locations\\Sites\\MCI - Framingham\\450DOC0010 Old Administration 10\\BASEMENT\\LAUNDRY",{"$f":"IFERROR(MID(H6535,18,FIND(\"\\\",MID(H6535,18,30))-1),\"\")","v":"MCI - Framingham"},"Active","Available"]
[null,"CLOTHES WASHER # 2","EQ-1028915","WASH UNIT","WASH UNIT",null,"450DOC0010","\\Locations\\Sites\\MCI - Framingham\\450DOC0010 Old Administration 10\\BASEMENT\\LAUNDRY","MCI - Framingham","Active","Available"]
[null,"CO2 MONITOR NELCOR OXIMAX N-85","EQ-1007954","SPEC EQUIP","SPEC EQUIP",null,"255DPH9002","\\Locations\\Sites\\Western Massachusetts Hospital\\255DPH9002 Western Mass Hospital","","Active","Available"]
[null,"COFFEEMAKER, BUNN","EQ-1007591","COFFEE MAKER","COFFEE MAKER",null,"255DPH9002","\\Locations\\Sites\\Western Massachusetts Hospital\\255DPH9002 Western Mass Hospital","","Active","Available"]
[null,"COMMERCIAL DRYER (1)","EQ-1038596","DRYERS","DRYERS",null,"515SDEPB01","\\Locations\\Sites\\Essex County Sheriff's Department - Lawrence\\515SDEPB01 Main Administration Building\\Floor 01\\LAUNDRY","","Active","Available"]
[null,"COMPACT PK WATER HEATER (DOMESTIC)","EQ-1041693","WATER HEATER (CONVERTORS & BOOSTER)",null,null,"669UMD0707","\\Locations\\Sites\\University Of Massachusetts Dartmouth Main Campus\\669UMD0707 Violette Research Addition\\BASEMENT","","Active","Available"]
[null,"COMPOUND- C17 COMPOUND LIGHTS, FRONT OF ALGONE","EQ-1028836","STREET & SECURITY LIGHTS","STREET & SECURITY LIGHTING",null,"450DOCPB06","\\Locations\\Sites\\MCI - Framingham\\450DOCPB06 Infirmary Administration Building 9","MCI - Framingham","Active","Available"]
[null,"COMPOUND- C24 COMPOUND LIGHTS, BETWEEN PIONEER & MOD","EQ-1028843","STREET & SECURITY LIGHTS","STREET & SECURITY LIGHTING",null,"450DOCPB06","\\Locations\\Sites\\MCI - Framingham\\450DOCPB06 Infirmary Administration Building 9","MCI - Framingham","Active","Available"]
[null,"COMPOUND- W16 WALL PACK LIGHTS, OLD AD, FIRE STAIRS","EQ-1028858","STREET & SECURITY LIGHTS","STREET & SECURITY LIGHTING",null,"450DOCPB06","\\Locations\\Sites\\MCI - Framingham\\450DOCPB06 Infirmary Administration Building 9","MCI - Framingham","Active","Available"]
[null,"COMPOUND- W39 WALL PACK LIGHTS, OLD AD, NORTH WALL","EQ-1028814","STREET & SECURITY LIGHTS","STREET & SECURITY LIGHTING",null,"450DOCPB06","\\Locations\\Sites\\MCI - Framingham\\450DOCPB06 Infirmary Administration Building 9","MCI - Framingham","Active","Available"]
[null,"COMPOUND- W9 WALL PACKS LIGHTS, OLD AD","EQ-1028854","STREET & SECURITY LIGHTS","STREET & SECURITY LIGHTING",null,"450DOCPB06","\\Locations\\Sites\\MCI - Framingham\\450DOCPB06 Infirmary Administration Building 9","MCI - Framingham","Active","Available"]
[null,"COMPRESSOR #1","EQ-1066744","COMPRESSOR","COMPRESSOR",null,"668DEM0670","\\Locations\\Sites\\Hetland Memorial Skating Arena\\668DEM0670 Stephen Hetland Memorial Rink","","Active","Available"]
[null,"COMPRESSOR #2","EQ-1065980",null,null,null,"551MDC9533","\\Locations\\Sites\\Lt. James F. Reilly Recreation Rink/Pool Complex\\551MDC9533 DCR Reilly Memorial Rink","","Active","Available"]
[null,"Compressor #2","EQ-1066928","COMPRESSOR","COMPRESSOR",null,"443MDC0580","\\Locations\\Sites\\Allied Veterans Memorial Rink\\443MDC0580 Allied Veterans Memorial Rink","Allied Veterans Memorial Rink","Active","Available"]
[null,"COMPRESSOR, AIR, MAINT.","EQ-1007596","COMPRESSOR","COMPRESSOR",null,"255DPH9002","\\Locations\\Sites\\Western Massachusetts Hospital\\255DPH9002 Western Mass Hospital","","Active","Available"]
[null,"Computer Room A/C Unit#1 9-14 Ton","EQ-1001022","AIR HANDLER UNIT","AIR HANDLER UNIT",null,"551BSB9001","\\Locations\\Sites\\Hurley Building\\551BSB9001 Hurley Building\\Floor 03\\COMP","Hurley Building","Active","Available"]
[null,"Condensate Neutralization Capsule","EQ-1071143","WATER FILTRATION SYSTEM","WATER TREATMENT",null,"417DEM1600","\\Locations\\Sites\\Great Brook Farm State Park\\417DEM1600 Fire Control and Forestry Office","Great Brook Farm State Park","Active","Available"]
[null,"CONDENSATE PUMP (HSU)","EQ-1028734","CONDENSATE PUMP","CONDENSATE PUMP",null,"450DOCPB06","\\Locations\\Sites\\MCI - Framingham\\450DOCPB06 Infirmary Administration Building 9\\BASEMENT INFIR\\MECH RM","MCI - Framingham","Active","Available"]
[null,"CONDENSER","EQ-1065958",null,"CONDENSER",null,"502DEM0730","\\Locations\\Sites\\Veterans Memorial Rink Haverhill\\502DEM0730 Veterans Memorial Rink","","Active","Available"]
[null,"Condenser Spray Pumps","EQ-1066707","PUMP","PUMP",null,"308DEM0531","\\Locations\\Sites\\Gardner Veterans Rink\\308DEM0531 Gardner Veterans Rink","Gardner Veterans Rink","Active","Available"]
[null,"Condenser Spray Pumps","EQ-1066750","PUMP","PUMP",null,"668DEM0670","\\Locations\\Sites\\Hetland Memorial Skating Arena\\668DEM0670 Stephen Hetland Memorial Rink","","Active","Available"]
[null,"CONDENSER WATER PUMP 1B","EQ-1042016","CONDENSER WATER PUMP","CONDENSER WATER PUMP",null,"450CDA0210","\\Locations\\Sites\\Massachusetts Emergency Management Agency\\450CDA0210 MEMA Bunker","","Active","Available"]
[null,"CONDENSER WATER PUMP- 3","EQ-1023990","CONDENSER WATER PUMP","CONDENSER WATER PUMP",null,"551TRC9201","\\Locations\\Sites\\Suffolk County Superior Court\\551TRC9201 John Adams Historic Courthouse\\BASEMENT\\G-916","Suffolk County Superior Court","Active","Available"]
[null,"CONDENSER WATER PUMP/MOTOR - P2","EQ-1036006","PUMP / MOTOR",null,null,"552TRCPB01","\\Locations\\Sites\\Chelsea District Court\\552TRCPB01 Chelsea Courthouse\\BASEMENT\\040","Chelsea District Court","Active","Available"]
[null,"CONDENSING UNIT BR-9","EQ-1034956","CONDENSING UNIT (AIR, WATER, AIR/WA","CONDENSING UNIT (AIR, WATER, AIR/WA",null,"335QCC0022","\\Locations\\Sites\\Quinsigamond Community College\\335QCC0022 Administration\\BOILERROOF","","Active","Available"]
[null,"CONDENSING UNIT G-4","EQ-1034961","CONDENSING UNIT (AIR, WATER, AIR/WA","CONDENSING UNIT (AIR, WATER, AIR/WA",null,"335QCC0022","\\Locations\\Sites\\Quinsigamond Community College\\335QCC0022 Administration","","Active","Available"]
[null,"CONDENSING UNIT SPLIT - HEATCRAFT MOH, EXTERIOR","EQ-1004529","CONDENSER",null,null,"335DMH1101","\\Locations\\Sites\\Worcester State Hospital\\335DMH1101 Worcester Recovery Center And Hospital","Worcester State Hospital","Active","Available"]
[null,"CONDENSOR PUMP P-5","EQ-1033744","CONDENSATE PUMP",null,null,"408LOW0301","\\Locations\\Sites\\University Of Massachusetts Lowell - Lowell\\408LOW0301 Campus Recreation Center\\Floor 02","","Active","Available"]
[null,"CONFERENCES ROOM 5-103 (FLOOR UNIT)","EQ-1023832","FAN COIL UNIT","FAN COIL UNIT",null,"551TRC9201","\\Locations\\Sites\\Suffolk County Superior Court\\551TRC9201 John Adams Historic Courthouse\\Floor 05\\5-103","Suffolk County Superior Court","Active","Available"]
[null,"Contact Station Pay and Display","EQ-1071285","PARKING PAY STATION (AUTOMATED)","REVENUE CONTROL SYSTEM- UNATTENDED (PARKING)",null,"452DEM0480","\\Locations\\Sites\\Hopkinton State Park\\452DEM0480 Contact Station","Hopkinton State Park","Active","Available"]
[null,"Control Panel","EQ-1066022",null,"CONTROL PANEL",null,"551MDC9252","\\Locations\\Sites\\Steriti Memorial Rink\\551MDC9252 DCR Steriti Memorial Rink","Steriti Memorial Rink","Active","Available"]
[null,"CONTROL PANEL (31,33/35) PB 2 CHILLED WATER","EQ-1046249","PANEL BOARD","PANEL BOARD",null,"515DEP9201","\\Locations\\Sites\\Sen William X Wall Laboratory Lawrence\\515DEP9201 Senator William X Wall Laboratory\\Penthouse\\MECHANICAL","","Active","Available"]
[null,"CONTROL PANEL - CP3 - SCHNEIDER ELECTRIC","EQ-1008704","PANEL BOARD","PANEL BOARD",null,"526NSC1100","\\Locations\\Sites\\North Shore Community College - Danvers\\526NSC1100 Health Professions And Student Services\\Floor 03\\316","","Active","Available"]
[null,"CONTROL PANEL GRAY WATER - PROCESS EQUIPMENT","EQ-1046328","PANEL BOARD","PANEL BOARD",null,{"$f":"IFERROR(MID(H6983,FIND(\"\\\",H6983,18)+1,10),\"\")","v":"515DEP9201"},"\\Locations\\Sites\\Sen William X Wall Laboratory Lawrence\\515DEP9201 Senator William X Wall Laboratory\\Ground\\0107",{"$f":"IFERROR(MID(H6983,18,FIND(\"\\\",MID(H6983,18,30))-1),\"\")","v":""},"Active","Available"]
[null,"CONTROL SWITCH - P-3","EQ-1004627",null,null,null,"347POL0601","\\Locations\\Sites\\Police Station - Millbury\\347POL0601 Millbury State Police Barracks\\Floor 01\\MECH RM","Police Station - Millbury","Active","Available"]
[null,"Controller","EQ-1067066","CONTROLS","CONTROLS",null,"655DEMPB03","\\Locations\\Sites\\Spatcher Pool, Attleboro\\655DEMPB03 Filter Building","Spatcher Pool, Attleboro","Active","Available"]
[null,"CONVECTION OVEN, (BLODGETT)","EQ-1042103","OVEN","OVEN",null,"328POL0102","\\Locations\\Sites\\State Police Training Academy\\328POL0102 B Building Dining Hall\\Floor 01\\108","State Police Training Academy","Active","Available"]
[null,"Convection Steamer","EQ-1039565","STEAMER","STEAMER",null,"517DYS1300","\\Locations\\Sites\\DYS Middleton-Ne Reg Youth Serv Ctr\\517DYS1300 DYS Middleton-NE Reg Youth Service Center\\Floor 01\\1302","","Active","Available"]
[null,"CONVEYING SYSTEMS","EQ-1009431","MISC. EQUIPMENT","MISC. EQUIPMENT",null,"256HLYPB04","\\Locations\\Sites\\Soldiers Home - Holyoke\\256HLYPB04 Picnic Canopy","Soldiers Home - Holyoke","Active","Available"]
[null,"COOLING AND HEATING SPLIT UNIT - ACC 5","EQ-1041366","SPLIT AIR CONDITIONER","SPLIT AIR CONDITIONER",null,"432DFS0900","\\Locations\\Sites\\Massachusetts Firefighting Academy - Stow\\432DFS0900 Storage Building","","Active","Available"]
[null,"COOLING TOWER","EQ-1016269","COOLING TOWER","COOLING TOWER",null,"614DPH9201","\\Locations\\Sites\\The Pappas Rehabilitation Hospital for Children\\614DPH9201 Nelson Hospital Building\\EXTERIOR","","Active","Available"]
[null,"COOLING TOWER","EQ-1029133",null,null,null,"407DPH0780","\\Locations\\Sites\\Tewksbury State Hospital\\407DPH0780 Saunders Building","Tewksbury State Hospital","Active","Available"]
[null,"COOLING TOWER","EQ-1036822","COOLING TOWER",null,null,"551TRC9209","\\Locations\\Sites\\Roxbury Municipal Court\\551TRC9209 Roxbury Municipal Court\\ROOF","Roxbury Municipal Court","Active","Available"]
[null,"COOLING TOWER","EQ-1041663","COOLING TOWER",null,null,"669UMD0180","\\Locations\\Sites\\University Of Massachusetts Dartmouth Main Campus\\669UMD0180 MacLean Campus Center","","Active","Available"]
[null,"COOLING TOWER  #  2 - ROOF LEVEL - WEST SIDE BUILDING","EQ-1040717","COOLING TOWER","COOLING TOWER",null,"551DMH9000","\\Locations\\Sites\\Solomon Carter Fuller Mental Health\\551DMH9000 Fuller Health Center\\ROOF","","Active","Available"]
[null,"COOLING TOWER #2","EQ-1034041","COOLING TOWER",null,null,"408LOW1001","\\Locations\\Sites\\University Of Massachusetts Lowell - Lowell\\408LOW1001 Saab Emerging Technologies and Innovation Center","","Active","Available"]
[null,"COOLING TOWER (1)","EQ-1009361","COOLING TOWER","COOLING TOWER",null,"256HLY0601","\\Locations\\Sites\\Soldiers Home - Holyoke\\256HLY0601 Chiller Building","Soldiers Home - Holyoke","Active","Available"]
[null,"COOLING TOWER 1","EQ-1046110","COOLING TOWER","COOLING TOWER",null,"515DEP9201","\\Locations\\Sites\\Sen William X Wall Laboratory Lawrence\\515DEP9201 Senator William X Wall Laboratory\\Roof","","Active","Available"]
[null,"COOLING TOWER PUMP 1","EQ-1026218","COOLING TOWER","COOLING TOWER",null,{"$f":"IFERROR(MID(H7175,FIND(\"\\\",H7175,18)+1,10),\"\")","v":"268TRC0001"},"\\Locations\\Sites\\Springfield Housing Juvenile Court\\268TRC0001 Springfield Housing and Juvenile Courts\\BASEMENT\\B05",{"$f":"IFERROR(MID(H7175,18,FIND(\"\\\",MID(H7175,18,30))-1),\"\")","v":""},"Active","Available"]
[null,"COOLING TOWER-MOTOR #3","EQ-1000941","MOTOR","MOTOR",null,"551BSB9999","\\Locations\\Sites\\McCormack Building\\551BSB9999 McCormack State Office Building\\Roof\\ROOF","McCormack Building","Active","Available"]
[null,"COUNTY SIDE - FIRE EXTINGUISHER Northampton TOTAL - 12","EQ-1035531","FIRE EXTINGUISHER",null,null,"213TRC9904","\\Locations\\Sites\\Northampton Superior District Court\\213TRC9904 Northampton Superior Court","","Active","Available"]
[null,"COUNTY SIDE - PANEL BOARD LP1CH","EQ-1035563","PANEL BOARD",null,null,"213TRC9904","\\Locations\\Sites\\Northampton Superior District Court\\213TRC9904 Northampton Superior Court\\Floor 01\\135","","Active","Available"]
[null,"COUNTY SIDE - UNIT HEATER CEILING MOUNT","EQ-1035553","UNIT HEATER",null,null,"213TRC9904","\\Locations\\Sites\\Northampton Superior District Court\\213TRC9904 Northampton Superior Court\\Floor 04\\401","","Active","Available"]
[null,"COURT ROOM 1006 RADIATOR(B)","EQ-1022095","RADIANT AND REHEAT SYSTEMS","RADIANT AND REHEAT SYSTEMS",null,"551TRC9200","\\Locations\\Sites\\Suffolk County Superior Court\\551TRC9200 Suffolk Superior Court Hi-Rise\\Floor 10\\1006","Suffolk County Superior Court","Active","Available"]
[null,"COURT ROOM 1015 UV(C)","EQ-1022659","UNIT HEATER","UNIT HEATER",null,"551TRC9200","\\Locations\\Sites\\Suffolk County Superior Court\\551TRC9200 Suffolk Superior Court Hi-Rise\\Floor 10\\1015","Suffolk County Superior Court","Active","Available"]
[null,"COURT ROOM 313 RADIATOR(A)","EQ-1022217","RADIANT AND REHEAT SYSTEMS","RADIANT AND REHEAT SYSTEMS",null,"551TRC9200","\\Locations\\Sites\\Suffolk County Superior Court\\551TRC9200 Suffolk Superior Court Hi-Rise\\Floor 03\\313","Suffolk County Superior Court","Active","Available"]
[null,"COURT ROOM 806 UV(A)","EQ-1022469","UNIT HEATER","UNIT HEATER",null,"551TRC9200","\\Locations\\Sites\\Suffolk County Superior Court\\551TRC9200 Suffolk Superior Court Hi-Rise\\Floor 08\\806","Suffolk County Superior Court","Active","Available"]
[null,"COURT ROOM 817 UV(A)","EQ-1022508","UNIT HEATER","UNIT HEATER",null,"551TRC9200","\\Locations\\Sites\\Suffolk County Superior Court\\551TRC9200 Suffolk Superior Court Hi-Rise\\Floor 08\\817","Suffolk County Superior Court","Active","Available"]
[null,"COURT ROOM 906 RADIATOR(B)","EQ-1022069","RADIANT AND REHEAT SYSTEMS","RADIANT AND REHEAT SYSTEMS",null,"551TRC9200","\\Locations\\Sites\\Suffolk County Superior Court\\551TRC9200 Suffolk Superior Court Hi-Rise\\Floor 09\\906","Suffolk County Superior Court","Active","Available"]
[null,"COURTROOM 304 UNIT VENT(B)","EQ-1022201","UNIT HEATER","UNIT HEATER",null,"551TRC9200","\\Locations\\Sites\\Suffolk County Superior Court\\551TRC9200 Suffolk Superior Court Hi-Rise\\Floor 03\\304","Suffolk County Superior Court","Active","Available"]
[null,"COURTROOM HALLWAY EMERGENCY LIGHT BATTERY PACK","EQ-1035879","EMERGENCY LIGHTING",null,null,"551TRC9203","\\Locations\\Sites\\Charlestown Municipal Court\\551TRC9203 Charlestown District Court\\Floor 02","Charlestown Municipal Court","Active","Available"]
[null,"CREST CONDENSING BOILER","EQ-1008892","BOILER - CONDENSING","BOILER - CONDENSING",null,"530NSC0100","\\Locations\\Sites\\North Shore Community College - Lynn\\530NSC0100 Thomas W. McGee Building\\Penthouse","","Active","Available"]
[null,"CRIMINAL CLERK OFFICE- RM.106 ( FCU- 2 )","EQ-1036161","FAN COIL UNIT",null,null,"551TRC9206","\\Locations\\Sites\\Dorchester Municipal Court\\551TRC9206 Dorchester Municipal and Juvenile Court\\Floor 01\\106","Dorchester Municipal Court","Active","Available"]
[null,"CT-1 COOLING TOWER","EQ-1027080","COOLING TOWER","COOLING TOWER",null,"335TRC0701","\\Locations\\Sites\\Worcester Trial Court\\335TRC0701 Worcester Trial Court\\ROOF\\N/A","Worcester Trial Court","Active","Available"]
[null,"CT-2 COOLING TOWER","EQ-1027078","COOLING TOWER","COOLING TOWER",null,"335TRC0701","\\Locations\\Sites\\Worcester Trial Court\\335TRC0701 Worcester Trial Court\\ROOF\\N/A","Worcester Trial Court","Active","Available"]
[null,"CUH # 2  AIR CURTAIN MAIN LOBBY","EQ-1025748","ELECTRIC HEATER","ELECTRIC HEATER",null,"268TRC9817","\\Locations\\Sites\\Springfield Court Complex\\268TRC9817 Hampden County Hall Of Justice\\Floor 01\\PLAZA","Springfield Court Complex","Active","Offline for Repair"]
[null,"CUH AB-308","EQ-1042496","UNIT HEATER","UNIT HEATER",null,"258SDH0700","\\Locations\\Sites\\Hampden County Sheriff's Department - Chicopee\\258SDH0700 Hampden County Women's Support Core\\AB3\\AB-308","","Active","Available"]
[null,"CUH HOA-215","EQ-1042574","UNIT HEATER","UNIT HEATER",null,"258SDH0701","\\Locations\\Sites\\Hampden County Sheriff's Department - Chicopee\\258SDH0701 Hampden County Housing Unit 1\\UNIT 1A\\HOA-215","","Active","Available"]
[null,"CUH-3, CABINET & UNIT HEATER","EQ-1027068","UNIT HEATER","UNIT HEATER",null,"335TRC0701","\\Locations\\Sites\\Worcester Trial Court\\335TRC0701 Worcester Trial Court\\PENT","Worcester Trial Court","Active","Available"]
[null,"CUH-8-Cabinet Unit Heater-201","EQ-1039884","UNIT HEATER","UNIT HEATER",null,"335QCC1601","\\Locations\\Sites\\Quinsigamond Community College\\335QCC1601 QuEST Center, Engineering Science Technology Ctr.\\Floor 02\\201","","Active","Available"]
[null,"CUT OFF SWITCH - UNK","EQ-1026721","AUTO TRANSFER SWITCH","AUTO TRANSFER SWITCH",null,"335TRC0701","\\Locations\\Sites\\Worcester Trial Court\\335TRC0701 Worcester Trial Court\\Floor 04\\4105","Worcester Trial Court","Active","Available"]
[null,"CWP-1 PUMP - SPLIT CASE DOUBLE SUCTION","EQ-1029725","CHILLED WATER PUMP",null,null,"664TRC1001","\\Locations\\Sites\\Fall River Justice Center\\664TRC1001 Fall River Judicial Center\\Floor 06","Fall River Justice Center","Active","Available"]
[null,"CWP-2, PUMP- CONDENSER, WATER, ROOM H0A15","EQ-1005144",null,null,null,"335DMH1101","\\Locations\\Sites\\Worcester State Hospital\\335DMH1101 Worcester Recovery Center And Hospital\\Sub Basement\\H0A15","Worcester State Hospital","Active","Available"]
[null,"D BLOCK - ROOF EXHAUST FAN - 12 CELL - COMBO/JANITOR - REF-2","EQ-1006330","EXHAUST FAN","EXHAUST FAN",null,"412DOCPB06","\\Locations\\Sites\\MCI - Shirley\\412DOCPB06 D Building - Med","MCI - Shirley","Active","Available"]
[null,"D BLOCK - ROOF EXHAUST FAN - INMATE SHOWERS/TOILET - REF-3","EQ-1006339","EXHAUST FAN","EXHAUST FAN",null,"412DOCPB06","\\Locations\\Sites\\MCI - Shirley\\412DOCPB06 D Building - Med","MCI - Shirley","Active","Available"]
[null,"DATA ACQUISITION SYSTEM (DAS)","EQ-1016493","SOLAR ENERGY SYSTEM","SOLAR ENERGY SYSTEM",null,"430DOC0501","\\Locations\\Sites\\MCI - Concord\\430DOC0501 Wall/Observation Tower 1\\Ground","MCI - Concord","Active","Available"]
[null,"DATA ACQUISITION SYSTEM (DAS) DECK MONITORING","EQ-1047723","SOLAR ENERGY SYSTEM","SOLAR ENERGY SYSTEM",null,"707MAS0070","\\Locations\\Sites\\Massasoit Community College - Brockton\\707MAS0070 Health And Humanities Building","","Active","Available"]
[null,"DATA ACQUISITION SYSTEM (DAS) DECK MONITORING","EQ-1057942","SOLAR ENERGY SYSTEM","SOLAR ENERGY SYSTEM",null,"531SSC0190","\\Locations\\Sites\\Salem State University\\531SSC0190 Meier Hall","Salem State University","Active","Available"]
[null,"Dayton Space Heater 2","EQ-1071146","ELECTRIC HEATER","ELECTRIC HEATER",null,"417DEM9103","\\Locations\\Sites\\Great Brook Farm State Park\\417DEM9103 Hart Barn & Ski Center","Great Brook Farm State Park","Active","Available"]
[null,"DCR Milking Machine","EQ-1071235","SPEC EQUIP","SPEC EQUIP",null,"417DCR2124","\\Locations\\Sites\\Great Brook Farm State Park\\417DCR2124 Smart Barn","Great Brook Farm State Park","Active","Available"]
[null,"DDC PANEL                               ","EQ-1065935","CONTROL PANEL","CONTROL PANEL",null,"551MDC9262","\\Locations\\Sites\\Emmons Horrigan O'Neill Memorial Rink\\551MDC9262 DCR Emmons Horrigan O'Neil Memorial Rink","","Active","Available"]
[null,"DEHUMIDIFICATION SYSTEM","EQ-1066687","DEHUMIDIFIER","DEHUMIDIFIER",null,"664DEM0690","\\Locations\\Sites\\Arthur R. Driscoll Memorial Rink\\664DEM0690 Arthur R. Driscoll Memorial Rink","","Active","Available"]
[null,"Dehumidifier 1","EQ-1066769","DEHUMIDIFIER","DEHUMIDIFIER",null,"438MDC9201","\\Locations\\Sites\\Veterans Memorial Rink Waltham\\438MDC9201 Veterans Memorial Rink","","Active","Available"]
[null,"DESK MOVER MIGHT KING # 2300 RED","EQ-1010072",null,null,null,"255DPH9002","\\Locations\\Sites\\Western Massachusetts Hospital\\255DPH9002 Western Mass Hospital\\GROUND FLOOR\\370","","Active","Available"]
[null,"DIESEL ENGINE #2","EQ-1042004","EMERGENCY ENGINE","EMERGENCY ENGINE",null,"450CDA0210","\\Locations\\Sites\\Massachusetts Emergency Management Agency\\450CDA0210 MEMA Bunker","","Active","Available"]
[null,"DIGITAL PROGRAMMABLE THERMOSTAT.","EQ-1042329","CONTROLS","CONTROLS",null,"328POLPB14","\\Locations\\Sites\\State Police Training Academy\\328POLPB14 Residence And Office-19 Circle Drive","State Police Training Academy","Active","Available"]
[null,"DIGITAL WARMING CABINET #3","EQ-1009921","SPEC EQUIP","SPEC EQUIP",null,{"$f":"IFERROR(MID(H7687,FIND(\"\\\",H7687,18)+1,10),\"\")","v":"256HLY0010"},"\\Locations\\Sites\\Soldiers Home - Holyoke\\256HLY0010 Soldiers Home - Holyoke\\Floor 03 E",{"$f":"IFERROR(MID(H7687,18,FIND(\"\\\",MID(H7687,18,30))-1),\"\")","v":"Soldiers Home - Holyoke"},"Active","Available"]
[null,"DISCONNECT SBD41 - 25,27,29","EQ-1046316","MAIN DISCONNECT","MAIN DISCONNECT",null,"515DEP9201","\\Locations\\Sites\\Sen William X Wall Laboratory Lawrence\\515DEP9201 Senator William X Wall Laboratory\\Floor 01\\1129","","Active","Available"]
[null,"DISCONNECT SWITCH         SERVES  DOM HOT WATER TANK","EQ-1037218","MAIN DISCONNECT",null,null,"319TRC9806","\\Locations\\Sites\\Clinton District Court\\319TRC9806 Clinton Courthouse\\Floor 01\\120","Clinton District Court","Active","Available"]
[null,"DISCONNECT SWITCH - AC 1","EQ-1035670","MAIN DISCONNECT",null,null,"111TRC9906","\\Locations\\Sites\\Pittsfield Probate Family Court\\111TRC9906 James A. Bowes Memorial Building\\ROOF-FLAT","","Active","Available"]
[null,"DISCONNECT SWITCH - AHU 1","EQ-1036282","MAIN DISCONNECT",null,null,"551TRC9206","\\Locations\\Sites\\Dorchester Municipal Court\\551TRC9206 Dorchester Municipal and Juvenile Court\\BASEMENT\\01","Dorchester Municipal Court","Active","Available"]
[null,"DISCONNECT SWITCH - AHU 2 / CHILL PUMP","EQ-1035457","MAIN DISCONNECT",null,null,"213TRC9902","\\Locations\\Sites\\Northampton Superior District Court\\213TRC9902 Northampton District Court\\GROUND","","Active","Available"]
[null,"DISCONNECT SWITCH - AHU 9","EQ-1035448","MAIN DISCONNECT",null,null,"213TRC9903","\\Locations\\Sites\\Northampton Probate Family Court\\213TRC9903 Northampton Hall Of Records\\ROOF","","Active","Available"]
[null,"DISCONNECT SWITCH - BOILER 4","EQ-1026234","MAIN DISCONNECT","MAIN DISCONNECT",null,"268TRC0001","\\Locations\\Sites\\Springfield Housing Juvenile Court\\268TRC0001 Springfield Housing and Juvenile Courts\\BASEMENT\\B05","","Active","Available"]
[null,"DISCONNECT SWITCH - CONDENSER FAN","EQ-1035264","MAIN DISCONNECT",null,null,"258TRC9805","\\Locations\\Sites\\Chicopee District Court\\258TRC9805 Chicopee District Court\\ROOF","Chicopee District Court","Active","Available"]
[null,"DISCONNECT SWITCH - EXHAUST FAN 3","EQ-1029748","MAIN DISCONNECT",null,null,"664TRC1001","\\Locations\\Sites\\Fall River Justice Center\\664TRC1001 Fall River Judicial Center\\Floor 07","Fall River Justice Center","Active","Available"]
[null,"DISCONNECT SWITCH - EXHAUST FAN 4","EQ-1029745","MAIN DISCONNECT",null,null,"664TRC1001","\\Locations\\Sites\\Fall River Justice Center\\664TRC1001 Fall River Judicial Center\\Floor 07","Fall River Justice Center","Active","Available"]
[null,"DISCONNECT SWITCH - MAIN SERVICE","EQ-1035586","MAIN DISCONNECT",null,null,"111TRCPB01","\\Locations\\Sites\\Pittsfield District Court\\111TRCPB01 Pittsfield District Court\\BASEMENT","Pittsfield District Court","Active","Available"]
[null,"DISCONNECT SWITCH - MCC PANEL / CLG TWR PUMP","EQ-1037875","MAIN DISCONNECT",null,null,"342TRC9814","\\Locations\\Sites\\Milford District Court\\342TRC9814 Milford Courthouse\\BASEMENT\\G-25","Milford District Court","Active","Available"]
[null,"DISCONNECT SWITCH - PH 8","EQ-1035477","MAIN DISCONNECT",null,null,"213TRC9902","\\Locations\\Sites\\Northampton Superior District Court\\213TRC9902 Northampton District Court\\GROUND\\G004","","Active","Available"]
[null,"DISCONNECT SWITCH - PUMP 2","EQ-1026255","MAIN DISCONNECT","MAIN DISCONNECT",null,"268TRC0001","\\Locations\\Sites\\Springfield Housing Juvenile Court\\268TRC0001 Springfield Housing and Juvenile Courts\\BASEMENT\\B09","","Active","Available"]
[null,"DISCONNECT SWITCH - SERVES UNIT HEATER","EQ-1029342","MAIN DISCONNECT",null,null,"707TRC9701","\\Locations\\Sites\\Brockton Trial Court\\707TRC9701 Brockton Trial Court\\Floor 01\\196","Brockton Trial Court","Active","Available"]
[null,"DISCONNECT SWITCH - SUPPLY FAN 7","EQ-1029759","MAIN DISCONNECT",null,null,"664TRC1001","\\Locations\\Sites\\Fall River Justice Center\\664TRC1001 Fall River Judicial Center\\Floor 07","Fall River Justice Center","Active","Available"]
[null,"DISCONNECT SWITCH HWP-3","EQ-1041305","MAIN DISCONNECT","MAIN DISCONNECT",null,"432DFS0110","\\Locations\\Sites\\Massachusetts Firefighting Academy - Stow\\432DFS0110 Administration Building\\Floor 01\\A106C","","Active","Available"]
[null,"Dishwasher Unit","EQ-1062431","MISC. EQUIPMENT","MISC. EQUIPMENT",null,"111SDBPB03","\\Locations\\Sites\\Berkshire County Sheriff's Office - Pittsfield\\111SDBPB03 Main Jail\\Floor 01\\FS14 - KITCHEN","","Active","Available"]
[null,"DISTRIBUTION PANEL \"DP4NW1\"","EQ-1027116","PANEL BOARD","PANEL BOARD",null,"335TRC0701","\\Locations\\Sites\\Worcester Trial Court\\335TRC0701 Worcester Trial Court","Worcester Trial Court","Active","Available"]
[null,"DISTRIBUTION PANEL DPB4B - ROOM H0A17","EQ-1004311",null,null,null,"335DMH1101","\\Locations\\Sites\\Worcester State Hospital\\335DMH1101 Worcester Recovery Center And Hospital\\Ground\\H0A17","Worcester State Hospital","Active","Available"]
[null,"DISTRIBUTION PANEL DPE1PB - ROOM P5-1","EQ-1005157",null,null,null,"335DMH1101","\\Locations\\Sites\\Worcester State Hospital\\335DMH1101 Worcester Recovery Center And Hospital\\Floor 04\\P5-3","Worcester State Hospital","Active","Available"]
[null,"DOCK UNIT HEATER #LD-1","EQ-1001960","UNIT HEATER","UNIT HEATER",null,"",null,"","Active","Available"]
[null,"DOMESTIC HOT WATER","EQ-1042732","WATER HEATER / EXCHANGER","WATER HEATER / EXCHANGER",null,"259SDHPB03","\\Locations\\Sites\\Hampden County Sheriff's Department - Ludlow\\259SDHPB03 Pre-Release Building\\2ND FLOOR\\227","","Active","Available"]
[null,"DOMESTIC HOT WATER HEATER","EQ-1006394","WATER HEATERS (BOILERS)","WATER HEATERS (BOILERS)",null,"412DOCPB17","\\Locations\\Sites\\MCI - Shirley\\412DOCPB17 Programs Building - Med","MCI - Shirley","Active","Available"]
[null,"DOMESTIC HOT WATER HEATER","EQ-1035786","WATER HEATER / EXCHANGER",null,null,"551TRC9202","\\Locations\\Sites\\Brighton Municipal Court\\551TRC9202 Brighton District Court\\SUB-BSMT","Brighton Municipal Court","Active","Available"]
[null,"DOMESTIC HOT WATER HEATER #2","EQ-1006603","WATER HEATER / EXCHANGER","WATER HEATER / EXCHANGER",null,"506TRC9200","\\Locations\\Sites\\Newburyport District Court\\506TRC9200 Newburyport Trial Courthouse\\BASEMENT\\G-06","Newburyport District Court","Active","Available"]
[null,"DOMESTIC HOT WATER HEATER #2","EQ-1029543","WATER HEATER / EXCHANGER",null,null,"707TRC9701","\\Locations\\Sites\\Brockton Trial Court\\707TRC9701 Brockton Trial Court\\PENT","Brockton Trial Court","Active","Available"]
[null,"DOMESTIC HOT WATER RECIR. PUMP #1","EQ-1029559","PUMP",null,null,"707TRC9701","\\Locations\\Sites\\Brockton Trial Court\\707TRC9701 Brockton Trial Court\\PENT","Brockton Trial Court","Active","Available"]
[null,"DOMESTIC WATER BOOSTER PUMPS CWB-1","EQ-1068849","BOOSTER PUMP","BOOSTER PUMP",null,"408TRC1500","\\Locations\\Sites\\Lowell Justice Center\\408TRC1500 Lowell Justice Center\\Basement\\U0022 - Dom Water Services","Lowell Justice Center","Active","Available"]
[null,"Door 1200A Auto Operator","EQ-1039546","DOOR CONTROL","DOOR CONTROL",null,"517DYS1300","\\Locations\\Sites\\DYS Middleton-Ne Reg Youth Serv Ctr\\517DYS1300 DYS Middleton-NE Reg Youth Service Center\\Floor 01\\1200","","Active","Available"]
[null,"DOR Print Room HEPA AHU","EQ-1002513","AIR HANDLER UNIT","AIR HANDLER UNIT",null,"552CAMPB01","\\Locations\\Sites\\Massachusetts Information Technology Center\\552CAMPB01 Massachusetts Information Technology Center\\Floor 03\\3A-3","","Active","Available"]
[null,"DRILL, MILWAUKEE 1/2\" KEYED","EQ-1007935","SPEC EQUIP","SPEC EQUIP",null,"255DPH9002","\\Locations\\Sites\\Western Massachusetts Hospital\\255DPH9002 Western Mass Hospital","","Active","Available"]
[null,"DRILL, MILWAUKEE IMPACT DRIVER KIT 12V","EQ-1007981","SPEC EQUIP","SPEC EQUIP",null,"255DPH9002","\\Locations\\Sites\\Western Massachusetts Hospital\\255DPH9002 Western Mass Hospital","","Active","Available"]
[null,"DRINKING FOUNTAIN - PUBLIC AREAS","EQ-1027141","DRINKING FOUNTAIN","DRINKING FOUNTAIN (REFRIGERATED)",null,"335TRC0701","\\Locations\\Sites\\Worcester Trial Court\\335TRC0701 Worcester Trial Court","Worcester Trial Court","Active","Available"]
[null,"DRINKING FOUNTAIN - ROOM F2C8","EQ-1004274",null,null,null,"335DMH1101","\\Locations\\Sites\\Worcester State Hospital\\335DMH1101 Worcester Recovery Center And Hospital\\Floor 02\\F2C08","Worcester State Hospital","Active","Available"]
[null,"DRINKING FOUNTAIN - ROOM G3C1","EQ-1004282",null,null,null,"335DMH1101","\\Locations\\Sites\\Worcester State Hospital\\335DMH1101 Worcester Recovery Center And Hospital\\Floor 03\\G3C01","Worcester State Hospital","Active","Available"]
[null,"DRINKING FOUNTAIN - ROOM K1C1","EQ-1004801",null,null,null,"335DMH1101","\\Locations\\Sites\\Worcester State Hospital\\335DMH1101 Worcester Recovery Center And Hospital\\Floor 01\\K1C01","Worcester State Hospital","Active","Available"]
[null,"Drinking Water Fountain (Marine Park South)","EQ-1070712","DRINKING FOUNTAIN","Plumbing Equipment",null,"551DCR2046","\\Locations\\Sites\\Old Harbor Reservation\\551DCR2046 Michael Joyce Memorial Playground","Old Harbor Reservation","Active","Available"]
[null,"Drop-in Cold Wells ","EQ-1039559",null,null,null,"517DYS1300","\\Locations\\Sites\\DYS Middleton-Ne Reg Youth Serv Ctr\\517DYS1300 DYS Middleton-NE Reg Youth Service Center\\Floor 01\\1302","","Active","Available"]
[null,"Dryer","EQ-1039686","DRYERS","DRYERS",null,"517DYS1300","\\Locations\\Sites\\DYS Middleton-Ne Reg Youth Serv Ctr\\517DYS1300 DYS Middleton-NE Reg Youth Service Center\\Floor 02\\2305","","Active","Available"]
[null,"DRYER IPSO-1","EQ-1042473","WASH UNIT","WASH UNIT",null,"258SDH0700","\\Locations\\Sites\\Hampden County Sheriff's Department - Chicopee\\258SDH0700 Hampden County Women's Support Core\\AB2\\AB-214","","Active","Available"]
[null,"DUCT HEATING COIL [DHC-03A]","EQ-1071450","COILS","COILS",null,"551MCA5733","\\Locations\\Sites\\Massachusetts College Of Art And Design\\551MCA5733 Kennedy Campus Center\\ROOF","","Active","Available"]
[null,"DUMB WAITER","EQ-1009745","DUMBWAITER","DUMBWAITER",null,"256HLY0010","\\Locations\\Sites\\Soldiers Home - Holyoke\\256HLY0010 Soldiers Home - Holyoke","Soldiers Home - Holyoke","Active","Available"]
[null,"E BLOCK - ROOF EXHAUST FAN-UTILITY C-207-REF-5(T'STAT INTERLOCK)","EQ-1006355","EXHAUST FAN","EXHAUST FAN",null,"412DOCPB07","\\Locations\\Sites\\MCI - Shirley\\412DOCPB07 E Building - Med","MCI - Shirley","Active","Available"]
[null,"E HOUSING BLDG SUPPLY WTR HTR / EXCHNGR","EQ-1005952","WATER HEATER / EXCHANGER","WATER HEATER / EXCHANGER",null,"316DOCPB22","\\Locations\\Sites\\Souza Baranowski Correctional Center\\316DOCPB22 Souza Baranowski Correctional Inst - Max\\E-GROUND\\1 South Water Tank Rm EG-3","","Active","Available"]
[null,"EAV-113-1-Airflow Control Valve-113","EQ-1039838","ELECTRIC OPERATED VALVES","ELECTRIC OPERATED VALVES",null,"335QCC1601","\\Locations\\Sites\\Quinsigamond Community College\\335QCC1601 QuEST Center, Engineering Science Technology Ctr.\\Floor 01\\113","","Active","Available"]
[null,"EAV-309-3-Airflow Control Valve-309","EQ-1039857",null,null,null,{"$f":"IFERROR(MID(H8327,FIND(\"\\\",H8327,18)+1,10),\"\")","v":"335QCC1601"},"\\Locations\\Sites\\Quinsigamond Community College\\335QCC1601 QuEST Center, Engineering Science Technology Ctr.\\Floor 03\\309",{"$f":"IFERROR(MID(H8327,18,FIND(\"\\\",MID(H8327,18,30))-1),\"\")","v":""},"Active","Available"]
[null,"EAV-312-4-Airflow Control Valve-312","EQ-1039864",null,null,null,"335QCC1601","\\Locations\\Sites\\Quinsigamond Community College\\335QCC1601 QuEST Center, Engineering Science Technology Ctr.\\Floor 03\\312","","Active","Available"]
[null,"EDRO DYNA ZONE WASHER","EQ-1045910","CLOTHES WASHER","CLOTHES WASHER",null,"322SDWPB18","\\Locations\\Sites\\Worcester County Sheriff's Office - West Boylston\\322SDWPB18 Laundry And It Mod Building\\Floor 01\\LAUNDRY","","Active","Available"]
[null,"EF - 1 FAN - ROOF EXHAUSTER (SALLYPORT)","EQ-1029713","EXHAUST FAN",null,null,"664TRC1001","\\Locations\\Sites\\Fall River Justice Center\\664TRC1001 Fall River Judicial Center\\Floor 06","Fall River Justice Center","Active","Available"]
[null,"EF - 1L   KITCHEN HOOD","EQ-1028624","EXHAUST FAN","EXHAUST FAN",null,"450DOC9101","\\Locations\\Sites\\MCI - Framingham\\450DOC9101 Betty Cole Smith Building 1\\HOUS-ROOF","MCI - Framingham","Active","Available"]
[null,"EF - 4 LAUNDRY","EQ-1028620","EXHAUST FAN","EXHAUST FAN",null,"450DOC0280","\\Locations\\Sites\\MCI - Framingham\\450DOC0280 Laurel Detention 7","MCI - Framingham","Active","Available"]
[null,"EF - A/H UNITS (UNIT 3B)","EQ-1041979","AIR HANDLER UNIT","AIR HANDLER UNIT",null,"450CDA0210","\\Locations\\Sites\\Massachusetts Emergency Management Agency\\450CDA0210 MEMA Bunker","","Active","Available"]
[null,"EF -4 LAUNDRY","EQ-1028631","EXHAUST FAN","EXHAUST FAN",null,"450DOC0310","\\Locations\\Sites\\MCI - Framingham\\450DOC0310 Townline Detention 13","MCI - Framingham","Active","Available"]
[null,"EF- 11 ELECTRICAL STARTER PM.","EQ-1023598","MAIN DISCONNECT","MAIN DISCONNECT",null,"551TRC9201","\\Locations\\Sites\\Suffolk County Superior Court\\551TRC9201 John Adams Historic Courthouse\\Floor 03M\\3M-904","Suffolk County Superior Court","Active","Available"]
[null,"EF-11","EQ-1042533","FAN","FAN",null,"258SDH0700","\\Locations\\Sites\\Hampden County Sheriff's Department - Chicopee\\258SDH0700 Hampden County Women's Support Core\\ROOF","","Active","Available"]
[null,"EF-12","EQ-1045475","FUME HOOD LABORATORY","FUME HOOD LABORATORY",null,"268STC9013","\\Locations\\Sites\\Springfield Tech Community College\\268STC9013 Putnam Hall Building 17\\ROOF","","Active","Available"]
[null,"EF-19","EQ-1045198","EXHAUST FAN","EXHAUST FAN",null,"268STC6666","\\Locations\\Sites\\Springfield Tech Community College\\268STC6666 Scibelli Hall Building 2\\ROOF","","Active","Available"]
[null,"EF-26","EQ-1045136","EXHAUST FAN","EXHAUST FAN",null,"268STC6666","\\Locations\\Sites\\Springfield Tech Community College\\268STC6666 Scibelli Hall Building 2\\Floor 06\\CONFERENCE RM [02-614]","","Active","Available"]
[null,"EF-3","EQ-1066244","EXHAUST FAN","EXHAUST FAN",null,"551BSB9004","\\Locations\\Sites\\State House\\551BSB9004 State House\\Roof\\WEST WING","State House","Active","Available"]
[null,"EF-6","EQ-1041703","EXHAUST FAN",null,null,"669UMD0707","\\Locations\\Sites\\University Of Massachusetts Dartmouth Main Campus\\669UMD0707 Violette Research Addition\\ROOF","","Active","Available"]
[null,"EF-7","EQ-1041676","EXHAUST FAN",null,null,"669UMD0707","\\Locations\\Sites\\University Of Massachusetts Dartmouth Main Campus\\669UMD0707 Violette Research Addition\\BASEMENT","","Active","Available"]
[null,"EF-9, CHEMICAL FUME HOOD","EQ-1045144","FUME HOOD LABORATORY","FUME HOOD LABORATORY",null,"268STC6666","\\Locations\\Sites\\Springfield Tech Community College\\268STC6666 Scibelli Hall Building 2\\Floor 06\\LAB [02-622]","","Active","Available"]
[null,"ELE TRANSFER SWITCH ATS-C2","EQ-1000994","SWITCH STATION","SWITCH STATION",null,"551BSB9999","\\Locations\\Sites\\McCormack Building\\551BSB9999 McCormack State Office Building\\Floor 07\\MECH","McCormack Building","Active","Available"]
[null,"ELEC. PANEL UD2A-1 ITD DATA","EQ-1002113","PANEL BOARD","PANEL BOARD",null,"552CAMPB01","\\Locations\\Sites\\Massachusetts Information Technology Center\\552CAMPB01 Massachusetts Information Technology Center\\Floor 02\\2A-ITDDATA","","Active","Available"]
[null,"ELECTRIC CONVECTION OVEN, (VULCAN)","EQ-1042085","OVEN","OVEN",null,"328POL0102","\\Locations\\Sites\\State Police Training Academy\\328POL0102 B Building Dining Hall\\Floor 01\\108","State Police Training Academy","Active","Available"]
[null,"Electric Heater","EQ-1070674","ELECTRIC HEATER","ELECTRIC HEATER",null,"551MDC9238","\\Locations\\Sites\\Old Harbor Reservation\\551MDC9238 Bathhouse/Marine Park","Old Harbor Reservation","Active","Available"]
[null,"Electric Meter","EQ-1070939","ELECTRIC METER","ELECTRIC METER",null,"110DEM6420","\\Locations\\Sites\\Mount Greylock Reservation\\110DEM6420 Visitors Center","Mount Greylock Reservation","Active","Available"]
[null,"Electric Panel","EQ-1067352","PANEL BOARD","PANEL BOARD",null,"324DEM1950","\\Locations\\Sites\\Rutland State Park\\324DEM1950 Bathhouse","Rutland State Park","Active","Available"]
[null,"Electric Panel LB - Basement","EQ-1068951","PANEL BOARD","PANEL BOARD",null,"551DEMPB01","\\Locations\\Sites\\Roxbury Heritage State Park\\551DEMPB01 Dillaway Thomas House","Roxbury Heritage State Park","Active","Available"]
[null,"ELECTRIC PANEL- EP32","EQ-1023690","PANEL BOARD","PANEL BOARD",null,"551TRC9201","\\Locations\\Sites\\Suffolk County Superior Court\\551TRC9201 John Adams Historic Courthouse\\Floor 03\\3-904","Suffolk County Superior Court","Active","Available"]
[null,"ELECTRIC PANEL- EP4","EQ-1023790","PANEL BOARD","PANEL BOARD",null,"551TRC9201","\\Locations\\Sites\\Suffolk County Superior Court\\551TRC9201 John Adams Historic Courthouse\\Floor 04\\4-909","Suffolk County Superior Court","Active","Available"]
[null,"ELECTRIC PANEL- MP41","EQ-1023793","PANEL BOARD","PANEL BOARD",null,"551TRC9201","\\Locations\\Sites\\Suffolk County Superior Court\\551TRC9201 John Adams Historic Courthouse\\Floor 04\\4-908","Suffolk County Superior Court","Active","Available"]
[null,"ELECTRIC PANEL- NP11","EQ-1023402","PANEL BOARD","PANEL BOARD",null,"551TRC9201","\\Locations\\Sites\\Suffolk County Superior Court\\551TRC9201 John Adams Historic Courthouse\\Floor 01\\1-912","Suffolk County Superior Court","Active","Available"]
[null,"ELECTRIC PANEL- NP41","EQ-1023798","PANEL BOARD","PANEL BOARD",null,"551TRC9201","\\Locations\\Sites\\Suffolk County Superior Court\\551TRC9201 John Adams Historic Courthouse\\Floor 04\\4-908","Suffolk County Superior Court","Active","Available"]
[null,"ELECTRIC PANEL- NPGA","EQ-1023952","PANEL BOARD","PANEL BOARD",null,"551TRC9201","\\Locations\\Sites\\Suffolk County Superior Court\\551TRC9201 John Adams Historic Courthouse\\BASEMENT\\G-908","Suffolk County Superior Court","Active","Available"]
[null,"ELECTRIC PANEL- NPMA6A","EQ-1023810","PANEL BOARD","PANEL BOARD",null,"551TRC9201","\\Locations\\Sites\\Suffolk County Superior Court\\551TRC9201 John Adams Historic Courthouse\\Floor 05M\\5M-903","Suffolk County Superior Court","Active","Available"]
[null,"Electric Panels - 600 amp","EQ-1067754","PANEL BOARD","PANEL BOARD",null,"658DEM5558","\\Locations\\Sites\\Massasoit State Park\\658DEM5558 Bathhouse 1","Massasoit State Park","Active","Available"]
[null,"ELECTRIC TRANSFOMER- ET5M-1","EQ-1023835","ELECTRIC TRANSFORMER","ELECTRIC TRANSFORMER",null,"551TRC9201","\\Locations\\Sites\\Suffolk County Superior Court\\551TRC9201 John Adams Historic Courthouse\\Floor 05M\\5M-904","Suffolk County Superior Court","Active","Available"]
[null,"ELECTRIC TRANSFOMER- T5M-3","EQ-1023821","ELECTRIC TRANSFORMER","ELECTRIC TRANSFORMER",null,"551TRC9201","\\Locations\\Sites\\Suffolk County Superior Court\\551TRC9201 John Adams Historic Courthouse\\Floor 05M\\5M-903","Suffolk County Superior Court","Active","Available"]
[null,"Electrical  panel","EQ-1067282","PANEL BOARD","PANEL BOARD",null,"270DEM0990","\\Locations\\Sites\\Robinson State Park\\270DEM0990 Park Headquarters","Robinson State Park","Active","Available"]
[null,"ELECTRICAL HEATER UNIT (NEW UNIT- M910)","EQ-1022630","ELECTRIC HEATER","ELECTRIC HEATER",null,"551TRC9200","\\Locations\\Sites\\Suffolk County Superior Court\\551TRC9200 Suffolk Superior Court Hi-Rise\\Floor 09M\\M910","Suffolk County Superior Court","Active","Available"]
[null,"ELECTRICAL HEATER UNIT- #1 (ROOM 8M-M810)","EQ-1022561","ELECTRIC HEATER","ELECTRIC HEATER",null,"551TRC9200","\\Locations\\Sites\\Suffolk County Superior Court\\551TRC9200 Suffolk Superior Court Hi-Rise\\Floor 08M\\M810","Suffolk County Superior Court","Active","Available"]
[null,"Electrical Panel","EQ-1067227","PANEL BOARD","PANEL BOARD",null,"358DEM0405","\\Locations\\Sites\\Blackstone River Heritage Park\\358DEM0405 Riverbend Farm Visitor Center","","Active","Available"]
[null,"Electrical Panel","EQ-1067403","PANEL BOARD","PANEL BOARD",null,"256DEMPB06","\\Locations\\Sites\\Mount Tom Reservation\\256DEMPB06 Administrative Building And Garage","Mount Tom Reservation","Active","Available"]
[null,"Electrical panel","EQ-1069482","PANEL BOARD","PANEL BOARD",null,"762DEM6666","\\Locations\\Sites\\Scusset Beach State Reservation\\762DEM6666 Bathhouse","","Active","Available"]
[null,"Electrical Panel","EQ-1070434","MAIN DISCONNECT","MAIN DISCONNECT",null,"401DCRPB10","\\Locations\\Sites\\Willard Brook State Forest & Pearl Hill State Park\\401DCRPB10 Trap Falls Bathhouse","","Active","Available"]
[null,"Electrical panel","EQ-1070443","PANEL BOARD","PANEL BOARD",null,"302DCR0407","\\Locations\\Sites\\Otter River State Forest\\302DCR0407 Contact Station","Otter River State Forest","Active","Available"]
[null,"Electrical Panel","EQ-1070657","PANEL BOARD","PANEL BOARD",null,"551MDC9515","\\Locations\\Sites\\Old Harbor Reservation\\551MDC9515 Fort Independence","Old Harbor Reservation","Active","Available"]
[null,"Electrical Panel","EQ-1070696","PANEL BOARD","PANEL BOARD",null,"551MDC9515","\\Locations\\Sites\\Old Harbor Reservation\\551MDC9515 Fort Independence","Old Harbor Reservation","Active","Available"]
[null,"Electrical Panel","EQ-1070979","PANEL BOARD","PANEL BOARD",null,"125DEMPB03","\\Locations\\Sites\\Beartown State Forest\\125DEMPB03 Benedict Pond Contact Station","Beartown State Forest","Active","Available"]
[null,"Electrical Panel","EQ-1071752","PANEL BOARD","PANEL BOARD",null,"251DEM3220","\\Locations\\Sites\\Chester - Blandford State Forest\\251DEM3220 Park Headquarters Building","","Active","Available"]
[null,"ELECTRICAL PANEL - 10-1","EQ-1022681","PANEL BOARD","PANEL BOARD",null,"551TRC9200","\\Locations\\Sites\\Suffolk County Superior Court\\551TRC9200 Suffolk Superior Court Hi-Rise\\Floor 10\\1027","Suffolk County Superior Court","Active","Available"]
[null,"ELECTRICAL PANEL - 12 CIRC.(B) (11FL)","EQ-1022803","PANEL BOARD","PANEL BOARD",null,"551TRC9200","\\Locations\\Sites\\Suffolk County Superior Court\\551TRC9200 Suffolk Superior Court Hi-Rise\\Floor 11\\1134","Suffolk County Superior Court","Active","Available"]
[null,"ELECTRICAL PANEL - 14-2 (24 CIRC.)","EQ-1023070","PANEL BOARD","PANEL BOARD",null,"551TRC9200","\\Locations\\Sites\\Suffolk County Superior Court\\551TRC9200 Suffolk Superior Court Hi-Rise\\Floor 14\\1420","Suffolk County Superior Court","Active","Available"]
[null,"ELECTRICAL PANEL - 5DP2","EQ-1022967","PANEL BOARD","PANEL BOARD",null,"551TRC9200","\\Locations\\Sites\\Suffolk County Superior Court\\551TRC9200 Suffolk Superior Court Hi-Rise\\Floor 13\\1332","Suffolk County Superior Court","Active","Available"]
[null,"ELECTRICAL PANEL - L4E13","EQ-1022968","PANEL BOARD","PANEL BOARD",null,"551TRC9200","\\Locations\\Sites\\Suffolk County Superior Court\\551TRC9200 Suffolk Superior Court Hi-Rise\\Floor 13\\1328","Suffolk County Superior Court","Active","Available"]
[null,"ELECTRICAL PANEL - LH12","EQ-1022872","PANEL BOARD","PANEL BOARD",null,"551TRC9200","\\Locations\\Sites\\Suffolk County Superior Court\\551TRC9200 Suffolk Superior Court Hi-Rise\\Floor 12\\1232","Suffolk County Superior Court","Active","Available"]
[null,"ELECTRICAL PANEL - LH8M","EQ-1022572","PANEL BOARD","PANEL BOARD",null,"551TRC9200","\\Locations\\Sites\\Suffolk County Superior Court\\551TRC9200 Suffolk Superior Court Hi-Rise\\Floor 08M\\M819","Suffolk County Superior Court","Active","Available"]
[null,"ELECTRICAL PANEL - LL11","EQ-1022784","PANEL BOARD","PANEL BOARD",null,"551TRC9200","\\Locations\\Sites\\Suffolk County Superior Court\\551TRC9200 Suffolk Superior Court Hi-Rise\\Floor 11\\1133","Suffolk County Superior Court","Active","Available"]
[null,"ELECTRICAL PANEL - LL7M","EQ-1022475","PANEL BOARD","PANEL BOARD",null,"551TRC9200","\\Locations\\Sites\\Suffolk County Superior Court\\551TRC9200 Suffolk Superior Court Hi-Rise\\Floor 07M\\M717","Suffolk County Superior Court","Active","Available"]
[null,"ELECTRICAL PANEL - MP9M","EQ-1022093","PANEL BOARD","PANEL BOARD",null,"551TRC9200","\\Locations\\Sites\\Suffolk County Superior Court\\551TRC9200 Suffolk Superior Court Hi-Rise\\Floor 09M\\M920A","Suffolk County Superior Court","Active","Available"]
[null,"ELECTRICAL PANEL - MPAC6 (A)","EQ-1022379","PANEL BOARD","PANEL BOARD",null,"551TRC9200","\\Locations\\Sites\\Suffolk County Superior Court\\551TRC9200 Suffolk Superior Court Hi-Rise\\Floor 06\\636","Suffolk County Superior Court","Active","Available"]
[null,"ELECTRICAL PANEL - PNL 8-2","EQ-1022515","PANEL BOARD","PANEL BOARD",null,"551TRC9200","\\Locations\\Sites\\Suffolk County Superior Court\\551TRC9200 Suffolk Superior Court Hi-Rise\\Floor 08\\824","Suffolk County Superior Court","Active","Available"]
[null,"ELECTRICAL PANEL - PP2 (B) (12FL)","EQ-1022865","PANEL BOARD","PANEL BOARD",null,"551TRC9200","\\Locations\\Sites\\Suffolk County Superior Court\\551TRC9200 Suffolk Superior Court Hi-Rise\\Floor 12\\1231","Suffolk County Superior Court","Active","Available"]
[null,"Electrical Panel 1","EQ-1070779","PANEL BOARD","PANEL BOARD",null,"551MDC0508","\\Locations\\Sites\\Charles River Reservation\\551MDC0508 Food Concession","Charles River Reservation","Active","Available"]
[null,"ELECTRICAL PANEL EL2C-1","EQ-1002167","PANEL BOARD","PANEL BOARD",null,"552CAMPB01","\\Locations\\Sites\\Massachusetts Information Technology Center\\552CAMPB01 Massachusetts Information Technology Center\\Floor 02\\2C","","Active","Available"]
[null,"ELECTRICAL PANEL HD441","EQ-1002610","PANEL BOARD","PANEL BOARD",null,"552CAMPB01","\\Locations\\Sites\\Massachusetts Information Technology Center\\552CAMPB01 Massachusetts Information Technology Center\\Penthouse\\PENTHOUSE","","Active","Available"]
[null,"ELECTRICAL PANEL HD443","EQ-1002667","PANEL BOARD","PANEL BOARD",null,"552CAMPB01","\\Locations\\Sites\\Massachusetts Information Technology Center\\552CAMPB01 Massachusetts Information Technology Center\\Penthouse\\SUBSTATION","","Active","Available"]
[null,"ELECTRICAL PANEL L3D-1","EQ-1002320","PANEL BOARD","PANEL BOARD",null,"552CAMPB01","\\Locations\\Sites\\Massachusetts Information Technology Center\\552CAMPB01 Massachusetts Information Technology Center\\Floor 03\\3D","","Active","Available"]
[null,"ELECTRICAL PANEL P2A-2","EQ-1002077","PANEL BOARD","PANEL BOARD",null,"552CAMPB01","\\Locations\\Sites\\Massachusetts Information Technology Center\\552CAMPB01 Massachusetts Information Technology Center\\Floor 02\\2A","","Active","Available"]
[null,"ELECTRICAL PANEL SD4C-1","EQ-1002439","PANEL BOARD","PANEL BOARD",null,"552CAMPB01","\\Locations\\Sites\\Massachusetts Information Technology Center\\552CAMPB01 Massachusetts Information Technology Center\\Floor 04\\4C","","Active","Available"]
[null,"ELECTRICAL PANEL SP2C-1","EQ-1002163","PANEL BOARD","PANEL BOARD",null,"552CAMPB01","\\Locations\\Sites\\Massachusetts Information Technology Center\\552CAMPB01 Massachusetts Information Technology Center\\Floor 02\\2C","","Active","Available"]
[null,"ELECTRICAL PANEL SP3C-2","EQ-1002277","PANEL BOARD","PANEL BOARD",null,"552CAMPB01","\\Locations\\Sites\\Massachusetts Information Technology Center\\552CAMPB01 Massachusetts Information Technology Center\\Floor 03\\3C","","Active","Available"]
[null,"ELECTRICAL PANEL SP4C-2","EQ-1002441","PANEL BOARD","PANEL BOARD",null,"552CAMPB01","\\Locations\\Sites\\Massachusetts Information Technology Center\\552CAMPB01 Massachusetts Information Technology Center\\Floor 04\\4C","","Active","Available"]
[null,"ELECTRICAL PANELS - P21A2","EQ-1008774","PANEL BOARD","PANEL BOARD",null,"526NSC1100","\\Locations\\Sites\\North Shore Community College - Danvers\\526NSC1100 Health Professions And Student Services\\Floor 01\\122","","Active","Available"]
[null,"ELECTRICAL PANELS - S41A","EQ-1008777","PANEL BOARD","PANEL BOARD",null,"526NSC1100","\\Locations\\Sites\\North Shore Community College - Danvers\\526NSC1100 Health Professions And Student Services\\Floor 01\\122","","Active","Available"]
[null,"ELECTRICAL SYSTEMS","EQ-1009405","MISC. EQUIPMENT","MISC. EQUIPMENT",null,"256HLYPB03","\\Locations\\Sites\\Soldiers Home - Holyoke\\256HLYPB03 Grill Canopy","Soldiers Home - Holyoke","Active","Available"]
[null,"ELECTRICAL SYSTEMS","EQ-1027076","MISC. EQUIPMENT","MISC. EQUIPMENT",null,"335TRC0701","\\Locations\\Sites\\Worcester Trial Court\\335TRC0701 Worcester Trial Court","Worcester Trial Court","Active","Available"]
[null,"ELECTRICAL-TRANSFORMER","EQ-1006593","MAIN TRANSFORMER","MAIN TRANSFORMER",null,"506TRC9200","\\Locations\\Sites\\Newburyport District Court\\506TRC9200 Newburyport Trial Courthouse\\BASEMENT\\GC5","Newburyport District Court","Active","Available"]
[null,"ELEV-1 (61-P-162)","EQ-1042391","ELEVATOR","ELEVATOR",null,"258SDH0700","\\Locations\\Sites\\Hampden County Sheriff's Department - Chicopee\\258SDH0700 Hampden County Women's Support Core\\AA1\\AA-115A","","Active","Available"]
[null,"ELEVATOR","EQ-1035010","ELEVATOR","ELEVATOR",null,"335QCC0022","\\Locations\\Sites\\Quinsigamond Community College\\335QCC0022 Administration","","Active","Available"]
[null,"ELEVATOR","EQ-1041627","FREIGHT ELEVATOR",null,null,"669UMD0170","\\Locations\\Sites\\University Of Massachusetts Dartmouth Main Campus\\669UMD0170 Main Auditorium","","Active","Available"]
[null,"ELEVATOR","EQ-1042953","ELEVATOR","ELEVATOR",null,"259SDHPB20","\\Locations\\Sites\\Hampden County Sheriff's Department - Ludlow\\259SDHPB20 Vocations/Industries/Programs","","Active","Available"]
[null,"Elevator","EQ-1071808","ELEVATOR","ELEVATOR",null,"701MDC0460","\\Locations\\Sites\\Peddocks Island\\701MDC0460 Welcome Center - Building 31","Peddocks Island","Active","Available"]
[null,"ELEVATOR  6 (STATE ID NO. 1-P-9743)","EQ-1031896","ELEVATOR","ELEVATOR",null,"551TRC9709","\\Locations\\Sites\\Edward W. Brooke Courthouse\\551TRC9709 Edward W. Brooke Courthouse","Edward W. Brooke Courthouse","Active","Available"]
[null,"ELEVATOR # 15 GARAGE CAR (HYDRAULIC) (REPLACE BY E000024076)","EQ-1000821","ELEVATOR","ELEVATOR",null,"551BSB9999","\\Locations\\Sites\\McCormack Building\\551BSB9999 McCormack State Office Building\\Elev\\ELEV15","McCormack Building","Active","Available"]
[null,"ELEVATOR # 2 DETAINEE (1-P-7500)","EQ-1036833","ELEVATOR",null,null,"551TRC9209","\\Locations\\Sites\\Roxbury Municipal Court\\551TRC9209 Roxbury Municipal Court","Roxbury Municipal Court","Active","Available"]
[null,"ELEVATOR # 4 - STAFF (95-P-488)","EQ-1029771","ELEVATOR",null,null,"664TRC1001","\\Locations\\Sites\\Fall River Justice Center\\664TRC1001 Fall River Judicial Center","Fall River Justice Center","Active","Available"]
[null,"ELEVATOR # 9 HIGH RISE (REPLACE BY E000024070)","EQ-1000830","ELEVATOR","ELEVATOR",null,"551BSB9999","\\Locations\\Sites\\McCormack Building\\551BSB9999 McCormack State Office Building\\Elev\\ELEV9","McCormack Building","Active","Available"]
[null,"ELEVATOR #1 (281-P-287)","EQ-1045533","ELEVATOR","ELEVATOR",null,"268STC9014","\\Locations\\Sites\\Springfield Tech Community College\\268STC9014 Health Sciences Building 20\\Floor 01\\ELEVATOR MECHANICAL ROOM - CENTRAL [20-ELEV]","","Active","Available"]
[null,"ELEVATOR #3","EQ-1001186","ELEVATOR","ELEVATOR",null,"552CAMPB01","\\Locations\\Sites\\Massachusetts Information Technology Center\\552CAMPB01 Massachusetts Information Technology Center\\Floor 01\\1D-ELEVLOB","","Active","Available"]
[null,"ELEVATOR #3 (281-P-31)","EQ-1045171","ELEVATOR","ELEVATOR",null,{"$f":"IFERROR(MID(H9479,FIND(\"\\\",H9479,18)+1,10),\"\")","v":"268STC6666"},"\\Locations\\Sites\\Springfield Tech Community College\\268STC6666 Scibelli Hall Building 2\\ROOF\\ELEVATOR MECHANICAL ROOM [02-802]",{"$f":"IFERROR(MID(H9479,18,FIND(\"\\\",MID(H9479,18,30))-1),\"\")","v":""},"Active","Available"]
[null,"ELEVATOR #9","EQ-1023215","ELEVATOR","ELEVATOR",null,"551TRC9200","\\Locations\\Sites\\Suffolk County Superior Court\\551TRC9200 Suffolk Superior Court Hi-Rise\\PENTHOUSE","Suffolk County Superior Court","Active","Available"]
[null,"ELEVATOR (149-P-340)","EQ-1006658","ELEVATOR","ELEVATOR",null,"515TRC9711","\\Locations\\Sites\\Fenton Judicial Center\\515TRC9711 Fenton Center Courthouse","Fenton Judicial Center","Active","Available"]
[null,"ELEVATOR (64-P-34)","EQ-1037259","ELEVATOR",null,null,"319TRC9806","\\Locations\\Sites\\Clinton District Court\\319TRC9806 Clinton Courthouse","Clinton District Court","Active","Available"]
[null,"ELEVATOR (BUILDING ID NKL494541)","EQ-1034454","FREIGHT ELEVATOR",null,null,"408LOWPB05","\\Locations\\Sites\\University Of Massachusetts Lowell - Lowell\\408LOWPB05 Fox Hall","","Active","Available"]
[null,"ELEVATOR (BUILDING ID NKL494557)","EQ-1034368","ELEVATOR",null,null,"408LOWPB02","\\Locations\\Sites\\University Of Massachusetts Lowell - Lowell\\408LOWPB02 Concordia Hall","","Active","Available"]
[null,"ELEVATOR (BUILDING ID NKL494561)","EQ-1033379","ELEVATOR",null,null,"408LOW0011","\\Locations\\Sites\\University Of Massachusetts Lowell - Lowell\\408LOW0011 Allen House","","Active","Available"]
[null,"ELEVATOR (EAST) (281-P-35)","EQ-1045444","ELEVATOR","ELEVATOR",null,"268STC9013","\\Locations\\Sites\\Springfield Tech Community College\\268STC9013 Putnam Hall Building 17\\Floor 07\\EAST PENTHOUSE - ELEV MACH RM [17-703]","","Active","Available"]
[null,"ELEVATOR - 2 / DETAINEE WEST (206-P-49)","EQ-1006513","ELEVATOR","ELEVATOR",null,"506TRC9200","\\Locations\\Sites\\Newburyport District Court\\506TRC9200 Newburyport Trial Courthouse","Newburyport District Court","Active","Available"]
[null,"ELEVATOR - STATE HOUSE CAR # 11 GOVERNOR'S CAR","EQ-1001330","ELEVATOR","ELEVATOR",null,"551BSB9004","\\Locations\\Sites\\State House\\551BSB9004 State House\\Elevator\\ELEV11","State House","Active","Available"]
[null,"ELEVATOR / FREIGHT - 11 (STATE ID NO. 1-P-9748)","EQ-1031887","ELEVATOR","ELEVATOR",null,"551TRC9709","\\Locations\\Sites\\Edward W. Brooke Courthouse\\551TRC9709 Edward W. Brooke Courthouse","Edward W. Brooke Courthouse","Active","Available"]
[null,"ELEVATOR 10 CONTROLLER SB56-2","EQ-1066253","CONTROLS","CONTROLS",null,"551BSB9004","\\Locations\\Sites\\State House\\551BSB9004 State House\\Sub Basement\\WEST WING ELEVATOR 9 & 10 MACHINE RM","State House","Active","Available"]
[null,"ELEVATOR 16 GROUP CONTROLLER SB56-5","EQ-1066260","CONTROLS","CONTROLS",null,"551BSB9004","\\Locations\\Sites\\State House\\551BSB9004 State House\\Sub Basement\\ARCHIVES/LIBRARY ELEVATOR 16 MACHINE ROOM","State House","Active","Available"]
[null,"ELEVATOR 7 CONTROLLER","EQ-1066246","CONTROLS","CONTROLS",null,"551BSB9004","\\Locations\\Sites\\State House\\551BSB9004 State House\\Roof\\NORTH ANNEX HOUSE ELEVATOR 7 & 8 MACH RM PENT","State House","Active","Available"]
[null,"ELEVATOR DE 10 - 348-P-2286","EQ-1027132","ELEVATOR","ELEVATOR",null,"335TRC0701","\\Locations\\Sites\\Worcester Trial Court\\335TRC0701 Worcester Trial Court","Worcester Trial Court","Active","Available"]
[null,"Elevator Hydraulic Controller","EQ-1071166","SPEC EQUIP","SPEC EQUIP",null,"408DEM0640","\\Locations\\Sites\\Lowell Heritage State Park\\408DEM0640 Mack Building (North Region HQ)","Lowell Heritage State Park","Active","Available"]
[null,"ELEVATOR MOTOR","EQ-1046120","ELEVATOR","ELEVATOR",null,"515DEP9201","\\Locations\\Sites\\Sen William X Wall Laboratory Lawrence\\515DEP9201 Senator William X Wall Laboratory\\Penthouse\\ELEV MACH","","Active","Available"]
[null,"ELEVATOR NO.2 (1-P-6058) HI-RISE","EQ-1023210","ELEVATOR","ELEVATOR",null,"551TRC9200","\\Locations\\Sites\\Suffolk County Superior Court\\551TRC9200 Suffolk Superior Court Hi-Rise\\Floor 16M\\M1650","Suffolk County Superior Court","Active","Available"]
[null,"ELEVATOR RE8 - 348-P-2284","EQ-1027123","ELEVATOR","ELEVATOR",null,"335TRC0701","\\Locations\\Sites\\Worcester Trial Court\\335TRC0701 Worcester Trial Court","Worcester Trial Court","Active","Available"]
[null,"ELEVATOR, PASSENGER [02]","EQ-1003983","ELEVATOR",null,null,"335DMH1101","\\Locations\\Sites\\Worcester State Hospital\\335DMH1101 Worcester Recovery Center And Hospital\\Floor 03\\J3A07","Worcester State Hospital","Active","Available"]
[null,"ELEVATOR-STATE HOUSE CAR # 9 WEST WING","EQ-1001336","ELEVATOR","ELEVATOR",null,"551BSB9004","\\Locations\\Sites\\State House\\551BSB9004 State House\\Elevator\\ELEV9","State House","Active","Available"]
[null,"ELEVATOR/ESCALATOR","EQ-1016398","FREIGHT ELEVATOR","FREIGHT ELEVATOR",null,"430DOC0121","\\Locations\\Sites\\MCI - Concord\\430DOC0121 H Building Gymnasium","MCI - Concord","Active","Available"]
[null,"ELEVATOR/ESCALATOR","EQ-1025272","HANDICAP ELEVATOR","HANDICAP ELEVATOR",null,"408TRC9813","\\Locations\\Sites\\Lowell Superior Probate Family Court\\408TRC9813 Lowell Superior Court","","Active","Available"]
[null,"ELO 22' DECKTOP TOUCHMONITOR","EQ-1049061","SOLAR ENERGY SYSTEM","SOLAR ENERGY SYSTEM",null,"707MAS0040","\\Locations\\Sites\\Massasoit Community College - Brockton\\707MAS0040 Science Building","","Active","Available"]
[null,"ELO TOUCHSYSTEM 22\"\" LCD DESKTOP TOUCHMONITOR","EQ-1033493","SOLAR ENERGY SYSTEM",null,null,"408LOW0052","\\Locations\\Sites\\University Of Massachusetts Lowell - Lowell\\408LOW0052 Dugan Hall","","Active","Available"]
[null,"EMER. EYEWASH/SHOWER AND COMBO STATION E1A4","EQ-1004681",null,null,null,"335DMH1101","\\Locations\\Sites\\Worcester State Hospital\\335DMH1101 Worcester Recovery Center And Hospital\\Floor 01\\E1A04","Worcester State Hospital","Active","Available"]
[null,"EMER. GENERATOR #2","EQ-1042765","EMERGENCY GENERATOR SET","EMERGENCY GENERATOR SET",null,"259SDHPB05","\\Locations\\Sites\\Hampden County Sheriff's Department - Ludlow\\259SDHPB05 Generator Houses","","Active","Available"]
[null,"EMERGENCY CALL BOX","EQ-1066816","MISC. EQUIPMENT","MISC. EQUIPMENT",null,"319DEM0404","\\Locations\\Sites\\Clinton Pool\\319DEM0404 Main Pool","Clinton Pool","Active","Available"]
[null,"EMERGENCY CALL BOX","EQ-1071493","MISC. COMMUNICATION","MISC. COMMUNICATION",null,"551MDC0445","\\Locations\\Sites\\Old Harbor Reservation\\551MDC0445 Sugar Bowl","Old Harbor Reservation","Active","Available"]
[null,"EMERGENCY DIMMER PANEL \"ED4NW3\" 277 VOLT FLOOR 4","EQ-1026798","PANEL BOARD","PANEL BOARD",null,"335TRC0701","\\Locations\\Sites\\Worcester Trial Court\\335TRC0701 Worcester Trial Court\\Floor 04","Worcester Trial Court","Active","Available"]
[null,"EMERGENCY EGRESS GATE","EQ-1066897","GATE","GATE",null,"306DEM0600","\\Locations\\Sites\\Leominster Pool\\306DEM0600 Leominster State Main Pool","Leominster Pool","Active","Available"]
[null,"Emergency egress gates","EQ-1066968","GATE","GATE",null,"443MDC0590","\\Locations\\Sites\\Allied Veterans Memorial Pool, Everett\\443MDC0590 Allied Veterans Memorial Swimming Pool","","Active","Available"]
[null,"EMERGENCY GENERATOR","EQ-1069048","EMERGENCY GENERATOR SET","EMERGENCY GENERATOR SET",null,"408TRC1500","\\Locations\\Sites\\Lowell Justice Center\\408TRC1500 Lowell Justice Center\\Grounds","Lowell Justice Center","Active","Available"]
[null,"EMERGENCY GENERATOR #3","EQ-1005982","EMERGENCY GENERATOR SET","EMERGENCY GENERATOR SET",null,"316DOCPB22","\\Locations\\Sites\\Souza Baranowski Correctional Center\\316DOCPB22 Souza Baranowski Correctional Inst - Max\\A-Floor 01\\A1: Boiler Rm/Generator","","Active","Available"]
[null,"EMERGENCY GENERATOR SET","EQ-1004767",null,null,null,"306POL0470","\\Locations\\Sites\\Police Station - Leominster\\306POL0470 State Police Barracks - Leominster","Police Station - Leominster","Active","Available"]
[null,"EMERGENCY GENERATOR SET","EQ-1016403","EMERGENCY GENERATOR SET","EMERGENCY GENERATOR SET",null,"430DOC0171","\\Locations\\Sites\\MCI - Concord\\430DOC0171 G Building Power Supply","MCI - Concord","Active","Available"]
[null,"EMERGENCY GENERATOR SET","EQ-1028957",null,null,null,"407DPH0114","\\Locations\\Sites\\Tewksbury State Hospital\\407DPH0114 MEMA Civil Defense Building","Tewksbury State Hospital","Active","Available"]
[null,"EMERGENCY GENERATOR SET","EQ-1033716","EMERGENCY GENERATOR SET",null,null,"408LOW0251","\\Locations\\Sites\\University Of Massachusetts Lowell - Lowell\\408LOW0251 Olsen Hall","","Active","Available"]
[null,"EMERGENCY GENERATOR SET","EQ-1033821","EMERGENCY GENERATOR SET",null,null,"408LOW0471","\\Locations\\Sites\\University Of Massachusetts Lowell - Lowell\\408LOW0471 O'Leary Library","","Active","Available"]
[null,"EMERGENCY GENERATOR SET","EQ-1034473","EMERGENCY GENERATOR SET",null,null,"408LOWPB05","\\Locations\\Sites\\University Of Massachusetts Lowell - Lowell\\408LOWPB05 Fox Hall","","Active","Available"]
[null,"EMERGENCY GENERATOR SET","EQ-1040362","EMERGENCY GENERATOR SET","EMERGENCY GENERATOR SET",null,"255DYS0001","\\Locations\\Sites\\Westfield Youth Service Center\\255DYS0001 Main & Addition Building\\BASEMENT\\B-04","","Active","Available"]
[null,"EMERGENCY GENERATOR SET","EQ-1042175","EMERGENCY GENERATOR SET","EMERGENCY GENERATOR SET",null,"328POL0104","\\Locations\\Sites\\State Police Training Academy\\328POL0104 D Building\\Floor 01\\121","State Police Training Academy","Active","Available"]
[null,"EMERGENCY GENERATOR SET","EQ-1066644","EMERGENCY GENERATOR SET","EMERGENCY GENERATOR SET",null,"334DEM0521","\\Locations\\Sites\\Daniel S. Horgan Memorial Rink\\334DEM0521 Daniel S. Horgan Memorial Rink","","Active","Available"]
[null,"EMERGENCY GENERATOR SET    (HSU)","EQ-1028603","EMERGENCY GENERATOR SET","EMERGENCY GENERATOR SET",null,"450DOCPB06","\\Locations\\Sites\\MCI - Framingham\\450DOCPB06 Infirmary Administration Building 9\\BASEMENT INFIR\\ELEC RM","MCI - Framingham","Active","Available"]
[null,"EMERGENCY GENERATOR SET #1 (PUMP HOUSE)","EQ-1045693","EMERGENCY GENERATOR SET","EMERGENCY GENERATOR SET",null,"322SDWPB09","\\Locations\\Sites\\Worcester County Sheriff's Office - West Boylston\\322SDWPB09 Main 1E Jail Main Administration\\Floor 01\\MAINT","","Active","Available"]
[null,"EMERGENCY LIGHT","EQ-1036383","EMERGENCY LIGHTING",null,null,"551TRC9207","\\Locations\\Sites\\East Boston Municipal Court\\551TRC9207 East Boston Municipal Court\\Floor 01","East Boston Municipal Court","Active","Available"]
[null,"EMERGENCY LIGHT","EQ-1036402","EMERGENCY LIGHTING",null,null,"551TRC9207","\\Locations\\Sites\\East Boston Municipal Court\\551TRC9207 East Boston Municipal Court\\Floor 02\\C-208","East Boston Municipal Court","Active","Available"]
[null,"EMERGENCY LIGHT #2","EQ-1036395","EMERGENCY LIGHTING",null,null,"551TRC9207","\\Locations\\Sites\\East Boston Municipal Court\\551TRC9207 East Boston Municipal Court\\Floor 01","East Boston Municipal Court","Active","Available"]
[null,"EMERGENCY LIGHTING CABINET","EQ-1006517","EMERGENCY LIGHTING","EMERGENCY LIGHTING",null,"506TRC9703","\\Locations\\Sites\\Newburyport Superior Court\\506TRC9703 Newburyport Superior Courthouse\\02 MEZZ","Newburyport Superior Court","Active","Available"]
[null,"EMERGENCY LIGHTING PACKS-24","EQ-1027343","EMERGENCY LIGHTING","EMERGENCY LIGHTING",null,"527TRC9704","\\Locations\\Sites\\Peabody District Court\\527TRC9704 Peabody Courthouse","Peabody District Court","Active","Available"]
[null,"EMERGENCY LIGHTING WITH BATTERY PACK","EQ-1035843","EMERGENCY LIGHTING",null,null,"551TRC9203","\\Locations\\Sites\\Charlestown Municipal Court\\551TRC9203 Charlestown District Court\\Floor 02\\209","Charlestown Municipal Court","Active","Available"]
[null,"EMERGENCY LIGHTS WITH BATTERY","EQ-1063438","EMERGENCY LIGHTING","EMERGENCY LIGHTING",null,"111TRC9906","\\Locations\\Sites\\Pittsfield Probate Family Court\\111TRC9906 James A. Bowes Memorial Building\\BASEMENT","","Active","Available"]
[null,"EMERGENCY WALL LIGHTS 1 BY COURTROOM #2","EQ-1035862","EMERGENCY LIGHTING",null,null,"445TRC9803","\\Locations\\Sites\\Cambridge Probate Family Court\\445TRC9803 Cambridge Probate Family Court Registry of Deeds\\Floor 04","","Active","Available"]
[null,"EMGLO AIR COMPRESSOR (A-12-S)","EQ-1045640","MAIN SPRINKLER VALVE","MAIN SPRINKLER VALVE",null,"268STC9017","\\Locations\\Sites\\Springfield Tech Community College\\268STC9017 Student Services Building 27\\BASMT\\WORKROOM [27-B110]","","Active","Available"]
[null,"Energy Recovery Ventilator","EQ-1039642","BUILDING EXHAUST","BUILDING EXHAUST",null,"517DYS1300","\\Locations\\Sites\\DYS Middleton-Ne Reg Youth Serv Ctr\\517DYS1300 DYS Middleton-NE Reg Youth Service Center\\Roof","","Active","Available"]
[null,"ENGINE POWERED MOBILE LIGHTING CART #3","EQ-1006312","EMERGENCY LIGHTING","EMERGENCY LIGHTING",null,"316DOCPB19","\\Locations\\Sites\\MCI - Shirley\\316DOCPB19 Quonset Shed - Med","MCI - Shirley","Active","Available"]
[null,"ENTERAL FEEDING PUMP, KANGAROO EPUMP","EQ-1007142","BIOMEDICAL","BIOMEDICAL",null,"255DPH9002","\\Locations\\Sites\\Western Massachusetts Hospital\\255DPH9002 Western Mass Hospital","","Active","Available"]
[null,"ENTERAL FEEDING PUMP, KANGAROO EPUMP","EQ-1007160","BIOMEDICAL","BIOMEDICAL",null,"255DPH9002","\\Locations\\Sites\\Western Massachusetts Hospital\\255DPH9002 Western Mass Hospital","","Active","Available"]
[null,"EP-2-1, SEWAGE EJECTOR DUPLEX PUMP, ROOM 012 # 1","EQ-1002871","SEWAGE EJECTOR PUMP","SEWAGE EJECTOR PUMP",null,"268ITD1200","\\Locations\\Sites\\ITD Data Center at Springfield\\268ITD1200 Springfield Data Center\\Basement\\012","","Active","Available"]
[null,"EQUIPMENT SYSTEMS","EQ-1009414","MISC. EQUIPMENT","MISC. EQUIPMENT",null,"256HLYPB04","\\Locations\\Sites\\Soldiers Home - Holyoke\\256HLYPB04 Picnic Canopy","Soldiers Home - Holyoke","Active","Available"]
[null,"EQUIPMENT SYSTEMS","EQ-1026129","MISC. EQUIPMENT","MISC. EQUIPMENT",null,"268TRC9817","\\Locations\\Sites\\Springfield Court Complex\\268TRC9817 Hampden County Hall Of Justice","Springfield Court Complex","Active","Available"]
[null,"ERU # 2/ PUMP 7","EQ-1008767","PUMP","PUMP",null,"526NSC1100","\\Locations\\Sites\\North Shore Community College - Danvers\\526NSC1100 Health Professions And Student Services\\Floor 03\\316","","Active","Available"]
[null,"ESF-2","EQ-1023377","EXHAUST FAN","EXHAUST FAN",null,"551TRC9201","\\Locations\\Sites\\Suffolk County Superior Court\\551TRC9201 John Adams Historic Courthouse\\Floor 01\\1-524","Suffolk County Superior Court","Active","Available"]
[null,"ET-4","EQ-1043747","TANK","TANK",null,"339DYS0701","\\Locations\\Sites\\Central Youth Service Center\\339DYS0701 Zara Cisco Brough Center\\Floor 01\\123","Central Youth Service Center","Active","Available"]
[null,"EUH","EQ-1043680","UNIT HEATER","UNIT HEATER",null,"339DYS0701","\\Locations\\Sites\\Central Youth Service Center\\339DYS0701 Zara Cisco Brough Center\\Floor 01","Central Youth Service Center","Active","Available"]
[null,"EV CHARGING STATION [CS-01]","EQ-1067561","CHARGING STATION","Electrical Equipment",null,"164SDF1901","\\Locations\\Sites\\Franklin County Sheriff's Office - Greenfield\\164SDF1901 MAIN PARKING CARPORT","","Active","Available"]
[null,"EX FAN B-8  (#1462)","EQ-1042810","FAN","FAN",null,{"$f":"IFERROR(MID(H10375,FIND(\"\\\",H10375,18)+1,10),\"\")","v":"259SDHPB07"},"\\Locations\\Sites\\Hampden County Sheriff's Department - Ludlow\\259SDHPB07 Housing Tower B\\ROOF",{"$f":"IFERROR(MID(H10375,18,FIND(\"\\\",MID(H10375,18,30))-1),\"\")","v":""},"Active","Available"]
[null,"EXAUST FAN LARGE FOR GENERATOR RM","EQ-1007563",null,null,null,"255DPH9002","\\Locations\\Sites\\Western Massachusetts Hospital\\255DPH9002 Western Mass Hospital","","Active","Available"]
[null,"EXHAUST FAN","EQ-1034977","EXHAUST FAN","EXHAUST FAN",null,"335QCC0022","\\Locations\\Sites\\Quinsigamond Community College\\335QCC0022 Administration\\Floor 01\\126","","Active","Available"]
[null,"EXHAUST FAN","EQ-1037033","EXHAUST FAN",null,null,"551TRC9204","\\Locations\\Sites\\West Roxbury Municipal Court\\551TRC9204 West Roxbury Municipal Court\\ROOF - CT1","West Roxbury Municipal Court","Active","Available"]
[null,"EXHAUST FAN  (EF-2)","EQ-1035533","EXHAUST FAN",null,null,"213TRC9902","\\Locations\\Sites\\Northampton Superior District Court\\213TRC9902 Northampton District Court\\ROOF\\CENTER","","Active","Available"]
[null,"EXHAUST FAN  N.F. 6  RM 110, 211  #1364","EQ-1008480","EXHAUST FAN","EXHAUST FAN",null,"526NSC0200","\\Locations\\Sites\\North Shore Community College - Danvers\\526NSC0200 Math And Sciences Building\\ROOF","","Active","Available"]
[null,"EXHAUST FAN #1","EQ-1035334","EXHAUST FAN",null,null,"256TRC9812","\\Locations\\Sites\\Holyoke District Court\\256TRC9812 Holyoke District Court\\ROOF","Holyoke District Court","Active","Available"]
[null,"EXHAUST FAN #1","EQ-1037881","EXHAUST FAN",null,null,"342TRC9814","\\Locations\\Sites\\Milford District Court\\342TRC9814 Milford Courthouse\\ROOF","Milford District Court","Active","Available"]
[null,"EXHAUST FAN #12","EQ-1036362","EXHAUST FAN",null,null,"551TRC9206","\\Locations\\Sites\\Dorchester Municipal Court\\551TRC9206 Dorchester Municipal and Juvenile Court\\ROOF\\303","Dorchester Municipal Court","Active","Available"]
[null,"EXHAUST FAN #2","EQ-1037407","EXHAUST FAN",null,null,"355TRC9807","\\Locations\\Sites\\Dudley District Housing Court\\355TRC9807 Dudley Courthouse\\ROOF","Dudley District Housing Court","Active","Available"]
[null,"EXHAUST FAN #2 (SERVICES TOILETS)","EQ-1036358","EXHAUST FAN",null,null,"551TRC9206","\\Locations\\Sites\\Dorchester Municipal Court\\551TRC9206 Dorchester Municipal and Juvenile Court\\ROOF","Dorchester Municipal Court","Active","Available"]
[null,"EXHAUST FAN #4","EQ-1036095","EXHAUST FAN",null,null,"552TRCPB01","\\Locations\\Sites\\Chelsea District Court\\552TRCPB01 Chelsea Courthouse\\ROOF","Chelsea District Court","Active","Available"]
[null,"EXHAUST FAN #5","EQ-1030004","EXHAUST FAN",null,null,"668TRC9200","\\Locations\\Sites\\New Bedford Probate Family Court\\668TRC9200 New Bedford Probate Court\\ATTIC","","Active","Available"]
[null,"EXHAUST FAN #6","EQ-1037349","EXHAUST FAN",null,null,"430TRC9201","\\Locations\\Sites\\Concord Prob Family District Court\\430TRC9201 District Court Middlesex Division\\ROOF","","Active","Available"]
[null,"EXHAUST FAN #8","EQ-1037583","EXHAUST FAN",null,null,"450TRC9201","\\Locations\\Sites\\Framingham District Court\\450TRC9201 Framingham Courthouse\\ROOF","Framingham District Court","Active","Available"]
[null,"EXHAUST FAN #G03 EF-G03","EQ-1067766","EXHAUST FAN","EXHAUST FAN",null,"408TRC1901","\\Locations\\Sites\\Lowell Justice Center\\408TRC1901 Garage\\Floor 01","Lowell Justice Center","Active","Available"]
[null,"EXHAUST FAN - 2      SERVES RESTROOM","EQ-1037094","EXHAUST FAN",null,null,"426TRC9201","\\Locations\\Sites\\Woburn District Court\\426TRC9201 Woburn District Courthouse\\ROOF","Woburn District Court","Active","Available"]
[null,"EXHAUST FAN - EF6","EQ-1006731","EXHAUST FAN","EXHAUST FAN",null,"515TRC9711","\\Locations\\Sites\\Fenton Judicial Center\\515TRC9711 Fenton Center Courthouse\\ROOF","Fenton Judicial Center","Active","Available"]
[null,"EXHAUST FAN 01 OAK GLEN HALL","EQ-1041901","EXHAUST FAN",null,null,"669UMD0722","\\Locations\\Sites\\University Of Massachusetts Dartmouth Housing\\669UMD0722 Pine Dale Hall\\ROOF","","Active","Available"]
[null,"EXHAUST FAN 04 ASPEN HALL","EQ-1041841","EXHAUST FAN",null,null,"669UMD0715","\\Locations\\Sites\\University Of Massachusetts Dartmouth Housing\\669UMD0715 Aspen Hall\\ROOF","","Active","Available"]
[null,"EXHAUST FAN 05 EVERGREEN HALL","EQ-1041790","EXHAUST FAN",null,null,"669UMD0713","\\Locations\\Sites\\University Of Massachusetts Dartmouth Housing\\669UMD0713 Evergreen Hall\\ROOF","","Active","Available"]
[null,"EXHAUST FAN 07 ASPEN HALL","EQ-1041852","EXHAUST FAN",null,null,"669UMD0715","\\Locations\\Sites\\University Of Massachusetts Dartmouth Housing\\669UMD0715 Aspen Hall\\ROOF","","Active","Available"]
[null,"EXHAUST FAN 07 OAK GLEN HALL","EQ-1041906","EXHAUST FAN",null,null,"669UMD0722","\\Locations\\Sites\\University Of Massachusetts Dartmouth Housing\\669UMD0722 Pine Dale Hall\\ROOF","","Active","Available"]
[null,"EXHAUST FAN 10 ASPEN HALL","EQ-1041844","EXHAUST FAN",null,null,"669UMD0715","\\Locations\\Sites\\University Of Massachusetts Dartmouth Housing\\669UMD0715 Aspen Hall\\ROOF","","Active","Available"]
[null,"EXHAUST FAN 12","EQ-1035013","EXHAUST FAN","EXHAUST FAN",null,"335QCC0023","\\Locations\\Sites\\Quinsigamond Community College\\335QCC0023 Surprenant/Hebert Auditorium\\ROOF","","Active","Available"]
[null,"EXHAUST FAN 12 WILLOW HALL","EQ-1041727","EXHAUST FAN",null,null,"669UMD0711","\\Locations\\Sites\\University Of Massachusetts Dartmouth Housing\\669UMD0711 Willow Hall\\ROOF","","Active","Available"]
[null,"EXHAUST FAN 14 WILLOW HALL","EQ-1041731","EXHAUST FAN",null,null,"669UMD0711","\\Locations\\Sites\\University Of Massachusetts Dartmouth Housing\\669UMD0711 Willow Hall\\ROOF","","Active","Available"]
[null,"EXHAUST FAN 17","EQ-1035029","EXHAUST FAN","EXHAUST FAN",null,"335QCC0023","\\Locations\\Sites\\Quinsigamond Community College\\335QCC0023 Surprenant/Hebert Auditorium\\ROOF","","Active","Available"]
[null,"EXHAUST FAN 18 EVERGREEN HALL","EQ-1041807","EXHAUST FAN",null,null,"669UMD0713","\\Locations\\Sites\\University Of Massachusetts Dartmouth Housing\\669UMD0713 Evergreen Hall\\ROOF","","Active","Available"]
[null,"EXHAUST FAN 19 BIRCH HALL","EQ-1041832","EXHAUST FAN",null,null,"669UMD0714","\\Locations\\Sites\\University Of Massachusetts Dartmouth Housing\\669UMD0714 Birch Hall\\ROOF","","Active","Available"]
[null,"EXHAUST FAN 20 WILLOW HALL","EQ-1041739","EXHAUST FAN",null,null,"669UMD0711","\\Locations\\Sites\\University Of Massachusetts Dartmouth Housing\\669UMD0711 Willow Hall\\ROOF","","Active","Available"]
[null,"EXHAUST FAN 25 WILLOW HALL","EQ-1041743","EXHAUST FAN",null,null,"669UMD0711","\\Locations\\Sites\\University Of Massachusetts Dartmouth Housing\\669UMD0711 Willow Hall\\ROOF","","Active","Available"]
[null,"EXHAUST FAN 4","EQ-1038518","EXHAUST FAN","EXHAUST FAN",null,"517SDEPB08","\\Locations\\Sites\\Essex County Sheriff's Department - Middleton\\517SDEPB08 240 Bed\\ROOF","","Active","Available"]
[null,"EXHAUST FAN AD-1  (#1015)","EQ-1042826","FAN","FAN",null,"259SDHPB09","\\Locations\\Sites\\Hampden County Sheriff's Department - Ludlow\\259SDHPB09 Administration Building\\ROOF","","Active","Available"]
[null,"EXHAUST FAN AD-3  (#1012)","EQ-1042829","FAN","FAN",null,"259SDHPB09","\\Locations\\Sites\\Hampden County Sheriff's Department - Ludlow\\259SDHPB09 Administration Building\\ROOF","","Active","Available"]
[null,"EXHAUST FAN C-02  (#1478)","EQ-1042700","FAN","FAN",null,"259SDHPB01","\\Locations\\Sites\\Hampden County Sheriff's Department - Ludlow\\259SDHPB01 Housing Tower C\\ROOF","","Active","Available"]
[null,"EXHAUST FAN C-12  (#1476)","EQ-1042713","FAN","FAN",null,"259SDHPB01","\\Locations\\Sites\\Hampden County Sheriff's Department - Ludlow\\259SDHPB01 Housing Tower C\\ROOF","","Active","Available"]
[null,"EXHAUST FAN EF-4","EQ-1062571","EXHAUST FAN",null,null,"531TRC9705","\\Locations\\Sites\\Salem Probate Court\\531TRC9705 Salem Probate And Family Court\\Floor 00\\0064","Salem Probate Court","Active","Available"]
[null,"EXHAUST FAN EF17","EQ-1006704","EXHAUST FAN","EXHAUST FAN",null,"515TRC9711","\\Locations\\Sites\\Fenton Judicial Center\\515TRC9711 Fenton Center Courthouse\\ROOF","Fenton Judicial Center","Active","Available"]
[null,"EXHAUST FAN EF21","EQ-1006722","EXHAUST FAN","EXHAUST FAN",null,"515TRC9711","\\Locations\\Sites\\Fenton Judicial Center\\515TRC9711 Fenton Center Courthouse\\ROOF","Fenton Judicial Center","Active","Available"]
[null,"EXHAUST FAN GX-18-1 (PRINT SHOP)","EQ-1041068","EXHAUST FAN","EXHAUST FAN",null,"164SDF0601","\\Locations\\Sites\\Franklin County Sheriff's Office - Greenfield\\164SDF0601 Main Building\\ROOF","","Active","Available"]
[null,"EXHAUST FAN HF-1  (#1035)","EQ-1042977","FAN","FAN",null,"259SDHPB21","\\Locations\\Sites\\Hampden County Sheriff's Department - Ludlow\\259SDHPB21 Health Services And Food Services\\ROOF","","Active","Available"]
[null,"EXHAUST FAN HF-VR  (#1069)","EQ-1042969","FAN","FAN",null,"259SDHPB21","\\Locations\\Sites\\Hampden County Sheriff's Department - Ludlow\\259SDHPB21 Health Services And Food Services\\ROOF","","Active","Available"]
[null,"EXHAUST FAN IV-14  (#1026)","EQ-1043011","FAN","FAN",null,"259SDHPB22","\\Locations\\Sites\\Hampden County Sheriff's Department - Ludlow\\259SDHPB22 Intake and Visiting Building\\ROOF","","Active","Available"]
[null,"EXHAUST FAN N.F. 3   ROOF  RM 116, 217  (1377)","EQ-1008482","EXHAUST FAN","EXHAUST FAN",null,"526NSC0200","\\Locations\\Sites\\North Shore Community College - Danvers\\526NSC0200 Math And Sciences Building\\ROOF","","Active","Available"]
[null,"EXHAUST FAN P-08  (#1591)","EQ-1042736","FAN","FAN",null,"259SDHPB03","\\Locations\\Sites\\Hampden County Sheriff's Department - Ludlow\\259SDHPB03 Pre-Release Building\\ROOF\\ROOF","","Active","Available"]
[null,"EXHAUST FAN R.F. 8  (1330)  MEZZANINE","EQ-1008469","EXHAUST FAN","EXHAUST FAN",null,"526NSC0200","\\Locations\\Sites\\North Shore Community College - Danvers\\526NSC0200 Math And Sciences Building\\ROOF","","Active","Available"]
[null,"EXHAUST FAN TX-15 (TOILET - POD D STAFF)","EQ-1041051","EXHAUST FAN","EXHAUST FAN",null,"164SDF0601","\\Locations\\Sites\\Franklin County Sheriff's Office - Greenfield\\164SDF0601 Main Building\\ROOF","","Active","Available"]
[null,"EXHAUST FAN V-20  (#1080)","EQ-1042933","BUILDING EXHAUST","BUILDING EXHAUST",null,"259SDHPB20","\\Locations\\Sites\\Hampden County Sheriff's Department - Ludlow\\259SDHPB20 Vocations/Industries/Programs\\ROOF","","Active","Available"]
[null,"EXHAUST FAN W-6  (#1356)","EQ-1042781","FAN","FAN",null,"259SDHPB04","\\Locations\\Sites\\Hampden County Sheriff's Department - Ludlow\\259SDHPB04 Auto Maintenance Central Warehouse\\ROOF","","Active","Available"]
[null,"EXHAUST FAN [EF-001]","EQ-1063775","EXHAUST FAN","EXHAUST FAN",null,"669BSD0806","\\Locations\\Sites\\Bristol County Sheriff's Office - Dartmouth\\669BSD0806 Modular Facility\\ROOF","","Active","Available"]
[null,"EXHAUST FAN [EF-010]","EQ-1063575","EXHAUST FAN","EXHAUST FAN",null,"669BSD0801","\\Locations\\Sites\\Bristol County Sheriff's Office - Dartmouth\\669BSD0801 Bristol County House Of Correction\\ROOF","","Active","Available"]
[null,"EXHAUST FAN [EF-018]","EQ-1063785","EXHAUST FAN","EXHAUST FAN",null,"669BSD0806","\\Locations\\Sites\\Bristol County Sheriff's Office - Dartmouth\\669BSD0806 Modular Facility\\ROOF","","Active","Available"]
[null,"EXHAUST FAN [EF-021]","EQ-1063586","EXHAUST FAN","EXHAUST FAN",null,"669BSD0801","\\Locations\\Sites\\Bristol County Sheriff's Office - Dartmouth\\669BSD0801 Bristol County House Of Correction\\ROOF","","Active","Available"]
[null,"EXHAUST FAN [EF-038]","EQ-1063611","EXHAUST FAN","EXHAUST FAN",null,"669BSD0801","\\Locations\\Sites\\Bristol County Sheriff's Office - Dartmouth\\669BSD0801 Bristol County House Of Correction\\ROOF","","Active","Available"]
[null,"EXHAUST FAN [EF-04]","EQ-1071406","EXHAUST FAN","EXHAUST FAN",null,"551MCA5700","\\Locations\\Sites\\Massachusetts College Of Art And Design\\551MCA5700 Collins Building\\ROOF\\Upper Roof","","Active","Available"]
[null,"EXHAUST FAN [EF-055]","EQ-1063637","EXHAUST FAN","EXHAUST FAN",null,"669BSD0801","\\Locations\\Sites\\Bristol County Sheriff's Office - Dartmouth\\669BSD0801 Bristol County House Of Correction\\ROOF","","Active","Available"]
[null,"EXHAUST FAN [EF-062]","EQ-1063634","EXHAUST FAN","EXHAUST FAN",null,"669BSD0801","\\Locations\\Sites\\Bristol County Sheriff's Office - Dartmouth\\669BSD0801 Bristol County House Of Correction\\ROOF","","Active","Available"]
[null,"EXHAUST FAN [EF-074]","EQ-1063680","EXHAUST FAN","EXHAUST FAN",null,"669BSD0801","\\Locations\\Sites\\Bristol County Sheriff's Office - Dartmouth\\669BSD0801 Bristol County House Of Correction\\ROOF","","Active","Available"]
[null,"EXHAUST FAN [EF-090]","EQ-1063667","EXHAUST FAN","EXHAUST FAN",null,"669BSD0801","\\Locations\\Sites\\Bristol County Sheriff's Office - Dartmouth\\669BSD0801 Bristol County House Of Correction\\ROOF","","Active","Available"]
[null,"EXHAUST FAN [EF-095]","EQ-1063678","EXHAUST FAN","EXHAUST FAN",null,"669BSD0801","\\Locations\\Sites\\Bristol County Sheriff's Office - Dartmouth\\669BSD0801 Bristol County House Of Correction\\ROOF","","Active","Available"]
[null,"EXHAUST FAN [EF-106]","EQ-1063658","EXHAUST FAN","EXHAUST FAN",null,"669BSD0801","\\Locations\\Sites\\Bristol County Sheriff's Office - Dartmouth\\669BSD0801 Bristol County House Of Correction\\ROOF","","Active","Available"]
[null,"EXHAUST FAN [EF-117]","EQ-1063685","EXHAUST FAN","EXHAUST FAN",null,"669BSD0801","\\Locations\\Sites\\Bristol County Sheriff's Office - Dartmouth\\669BSD0801 Bristol County House Of Correction\\ROOF","","Active","Available"]
[null,"EXHAUST FAN [EF-132]","EQ-1063700","EXHAUST FAN","EXHAUST FAN",null,"669BSD0801","\\Locations\\Sites\\Bristol County Sheriff's Office - Dartmouth\\669BSD0801 Bristol County House Of Correction\\ROOF","","Active","Available"]
[null,"EXHAUST FAN [EF-16]","EQ-1002881","FAN","FAN",null,"268ITD1200","\\Locations\\Sites\\ITD Data Center at Springfield\\268ITD1200 Springfield Data Center\\Basement\\013","","Active","Available"]
[null,"EXHAUST FAN [EF-21] ","EQ-1063301","EXHAUST FAN","EXHAUST FAN",null,"432DFS0900","\\Locations\\Sites\\Massachusetts Firefighting Academy - Stow\\432DFS0900 Storage Building\\ROOF","","Active","Available"]
[null,"EXHAUST FAN [EF-26]","EQ-1071381","EXHAUST FAN","EXHAUST FAN",null,"551MCA5700","\\Locations\\Sites\\Massachusetts College Of Art And Design\\551MCA5700 Collins Building\\ROOF\\Upper Roof","","Active","Available"]
[null,"EXHAUST FAN [EF-32]","EQ-1071408","EXHAUST FAN","EXHAUST FAN",null,"551MCA5700","\\Locations\\Sites\\Massachusetts College Of Art And Design\\551MCA5700 Collins Building\\ROOF\\Upper Roof","","Active","Available"]
[null,"EXHAUST FAN- #10","EQ-1023132","EXHAUST FAN","EXHAUST FAN",null,"551TRC9200","\\Locations\\Sites\\Suffolk County Superior Court\\551TRC9200 Suffolk Superior Court Hi-Rise\\Floor 16\\1613","Suffolk County Superior Court","Active","Available"]
[null,"EXHAUST FAN- 1","EQ-1024098","EXHAUST FAN","EXHAUST FAN",null,"551TRC9201","\\Locations\\Sites\\Suffolk County Superior Court\\551TRC9201 John Adams Historic Courthouse\\ROOF","Suffolk County Superior Court","Active","Available"]
[null,"EXHAUST FAN- 21","EQ-1024080","EXHAUST FAN","EXHAUST FAN",null,"551TRC9201","\\Locations\\Sites\\Suffolk County Superior Court\\551TRC9201 John Adams Historic Courthouse\\ROOF","Suffolk County Superior Court","Active","Available"]
[null,"EXHAUST FAN-EMPLOYEE'S RESTROOM","EQ-1037455","EXHAUST FAN",null,null,"350TRC9710","\\Locations\\Sites\\East Brookfield District Court\\350TRC9710 East Brookfield Courthouse\\ROOF","","Active","Available"]
[null,"EXHAUST FAN-GENERAL EXHAUST MECH ROOM EF-3","EQ-1000893","EXHAUST FAN","EXHAUST FAN",null,"551BSB9999","\\Locations\\Sites\\McCormack Building\\551BSB9999 McCormack State Office Building\\Floor 22\\MECH-RM","McCormack Building","Active","Available"]
[null,"EXHAUST FAN-TOILET F-07","EQ-1001322","EXHAUST FAN","EXHAUST FAN",null,"551BSB9004","\\Locations\\Sites\\State House\\551BSB9004 State House\\Sub Basement\\BOILER","State House","Active","Available"]
[null,"EXHAUST FAN: NREF-04","EQ-1036857","EXHAUST FAN",null,null,"551TRC9209","\\Locations\\Sites\\Roxbury Municipal Court\\551TRC9209 Roxbury Municipal Court\\ROOF","Roxbury Municipal Court","Active","Available"]
[null,"EXHAUST HOOD - KITCHEN, ROOM D1A4","EQ-1003936","EXHAUST FAN","EXHAUST FAN",null,"335DMH1101","\\Locations\\Sites\\Worcester State Hospital\\335DMH1101 Worcester Recovery Center And Hospital\\Floor 01\\D1A04","Worcester State Hospital","Active","Available"]
[null,"EXHUAST FAN SB50","EQ-1070375","EXHAUST FAN","EXHAUST FAN",null,"551BSB9004","\\Locations\\Sites\\State House\\551BSB9004 State House\\Sub Basement\\50","State House","Active","Available"]
[null,"EXIT LIGHTS PENTHOUSE","EQ-1002605","EMERGENCY LIGHTING","EMERGENCY LIGHTING",null,"552CAMPB01","\\Locations\\Sites\\Massachusetts Information Technology Center\\552CAMPB01 Massachusetts Information Technology Center\\Penthouse\\PENTHOUSE","","Active","Available"]
[null,"EXPANSION TANK","EQ-1028592","EXP TANKS","EXP TANKS",null,"450DOC0300","\\Locations\\Sites\\MCI - Framingham\\450DOC0300 Pioneer Detention 14\\P-BASEMENT\\P-MECH","MCI - Framingham","Active","Available"]
[null,"EXPANSION TANK","EQ-1042629","TANK","TANK",null,"258SDH0702","\\Locations\\Sites\\Hampden County Sheriff's Department - Chicopee\\258SDH0702 Hampden County Housing Unit 2\\UNIT 2\\HP-112","","Active","Available"]
[null,"EXPANSION TANK #1","EQ-1033975","EXP TANKS",null,null,"408LOW1001","\\Locations\\Sites\\University Of Massachusetts Lowell - Lowell\\408LOW1001 Saab Emerging Technologies and Innovation Center","","Active","Available"]
[null,"EXPANSION TANK (DOMESTIC)","EQ-1028609","EXP TANKS","EXP TANKS",null,"450DOC0300","\\Locations\\Sites\\MCI - Framingham\\450DOC0300 Pioneer Detention 14\\P-BASEMENT\\P-MECH","MCI - Framingham","Active","Available"]
[null,"EXPANSION TANK GLYCOL","EQ-1038573","TANK","TANK",null,"517SDEPB08","\\Locations\\Sites\\Essex County Sheriff's Department - Middleton\\517SDEPB08 240 Bed","","Active","Available"]
[null,"EXTERIOR CLOSURE SYSTEMS","EQ-1025072","MISC. EQUIPMENT","MISC. EQUIPMENT",null,"502TRC9701","\\Locations\\Sites\\Haverhill District Court\\502TRC9701 Haverhill Courthouse","Haverhill District Court","Active","Available"]
[null,"EXTERIOR CLOSURE SYSTEMS","EQ-1027087","MISC. EQUIPMENT","MISC. EQUIPMENT",null,"335TRC0701","\\Locations\\Sites\\Worcester Trial Court\\335TRC0701 Worcester Trial Court","Worcester Trial Court","Active","Available"]
[null,"EYE WASH  2ND FLOOR F215  LABORATORY   (2002)","EQ-1008496","EYE WASH / EMERGENCY SHOWER","EYE WASHS & EMERGENCY SHOWERS",null,"526NSC0200","\\Locations\\Sites\\North Shore Community College - Danvers\\526NSC0200 Math And Sciences Building\\Floor 02\\DS215","","Active","Available"]
[null,"EYE WASH STATION  C-1 DIALYSIS ROOM 109","EQ-1029261",null,null,null,"407DPH0780","\\Locations\\Sites\\Tewksbury State Hospital\\407DPH0780 Saunders Building","Tewksbury State Hospital","Active","Available"]
[null,"EYE WASH STATION D-3 DIRTY UTILITY RM D331","EQ-1029268",null,null,null,"407DPH0780","\\Locations\\Sites\\Tewksbury State Hospital\\407DPH0780 Saunders Building","Tewksbury State Hospital","Active","Available"]
[null,"EYEWASH STATION - GENERATOR BUILDING","EQ-1009390","EYE WASH / EMERGENCY SHOWER","EYE WASHS & EMERGENCY SHOWERS",null,"256HLYPB01","\\Locations\\Sites\\Soldiers Home - Holyoke\\256HLYPB01 Emergency Generator House","Soldiers Home - Holyoke","Active","Available"]
[null,"F BLOCK - ROOF EXHAUST FAN - 12 CELL - COMBO - REF-1","EQ-1006363","EXHAUST FAN","EXHAUST FAN",null,"412DOCPB08","\\Locations\\Sites\\MCI - Shirley\\412DOCPB08 F Building - Med","MCI - Shirley","Active","Available"]
[null,"F-10 ELEVATOR SPE-3 SHAFT PRESSURIZATION","EQ-1027536","FAN","FAN",null,"531TRC1001","\\Locations\\Sites\\Salem Court Complex\\531TRC1001 J. Michael Ruane Judicial Center\\Floor 04\\4000","Salem Court Complex","Active","Available"]
[null,"F-12 STAIR # 2 PRESSURIZATION","EQ-1027881","FAN","FAN",null,"531TRC1001","\\Locations\\Sites\\Salem Court Complex\\531TRC1001 J. Michael Ruane Judicial Center\\ROOF","Salem Court Complex","Active","Available"]
[null,"F-18 - AHU-09 RETURN AIR","EQ-1027548","RETURN REGISTER","RETURN REGISTER",null,"531TRC1001","\\Locations\\Sites\\Salem Court Complex\\531TRC1001 J. Michael Ruane Judicial Center\\Floor 04\\4000","Salem Court Complex","Active","Available"]
[null,"F-23 EXHAUST FAN (1043) - KITCHEN","EQ-1008829","EXHAUST FAN","EXHAUST FAN",null,"530NSC0100","\\Locations\\Sites\\North Shore Community College - Lynn\\530NSC0100 Thomas W. McGee Building\\Roof","","Active","Available"]
[null,"F-26 - TOILET EXHAUST (6200)","EQ-1027636","EXHAUST FAN","EXHAUST FAN",null,"531TRC1001","\\Locations\\Sites\\Salem Court Complex\\531TRC1001 J. Michael Ruane Judicial Center\\Floor 06\\6200","Salem Court Complex","Active","Available"]
[null,"F-30 FAN - SERVICE: LOBBY RELIEF","EQ-1030537","EXHAUST FAN",null,null,"658TRC1001","\\Locations\\Sites\\Taunton Court Complex\\658TRC1001 Taunton Trial Court\\ROOF","Taunton Court Complex","Active","Available"]
[null,"F-42 - ELECTRICAL ROOM 0706 VENTILATION","EQ-1027875","EXHAUST FAN","EXHAUST FAN",null,"531TRC1001","\\Locations\\Sites\\Salem Court Complex\\531TRC1001 J. Michael Ruane Judicial Center\\LL","Salem Court Complex","Active","Available"]
[null,"F-9 EXHAUST FAN (1027)","EQ-1008815","EXHAUST FAN","EXHAUST FAN",null,"530NSC0100","\\Locations\\Sites\\North Shore Community College - Lynn\\530NSC0100 Thomas W. McGee Building\\Floor 03\\LW331","","Active","Available"]
[null,"Fan","EQ-1039627","EXHAUST FAN","EXHAUST FAN",null,"517DYS1300","\\Locations\\Sites\\DYS Middleton-Ne Reg Youth Serv Ctr\\517DYS1300 DYS Middleton-NE Reg Youth Service Center\\Roof","","Active","Available"]
[null,"FAN - EF-01","EQ-1004711",null,null,null,"339FWE1200","\\Locations\\Sites\\WMA Westborough\\339FWE1200 DFW Field Headquarters","WMA Westborough","Active","Available"]
[null,"FAN 67 - WORKSHOP EXHAUST","EQ-1031697","EXHAUST FAN","EXHAUST FAN",null,"551TRC9709","\\Locations\\Sites\\Edward W. Brooke Courthouse\\551TRC9709 Edward W. Brooke Courthouse\\BASEMENT\\B-806","Edward W. Brooke Courthouse","Active","Available"]
[null,"FAN COIL #2","EQ-1036870","FAN COIL UNIT",null,null,"444TRC9201","\\Locations\\Sites\\Somerville District Court\\444TRC9201 Somerville District Court\\BASEMENT\\B-23","Somerville District Court","Active","Available"]
[null,"FAN COIL PERIMETER UNIT 121B-1","EQ-1025720","FAN COIL UNIT","FAN COIL UNIT",null,"268TRC9817","\\Locations\\Sites\\Springfield Court Complex\\268TRC9817 Hampden County Hall Of Justice\\Floor 01\\121B","Springfield Court Complex","Active","Available"]
[null,"FAN COIL PERIMETER UNIT LAW LIB-2","EQ-1025904","FAN COIL UNIT","FAN COIL UNIT",null,"268TRC9817","\\Locations\\Sites\\Springfield Court Complex\\268TRC9817 Hampden County Hall Of Justice\\Floor 03\\LAW LIBR","Springfield Court Complex","Active","Available"]
[null,"FAN COIL PERIMITER  UNIT 371-2","EQ-1025881","FAN COIL UNIT","FAN COIL UNIT",null,"268TRC9817","\\Locations\\Sites\\Springfield Court Complex\\268TRC9817 Hampden County Hall Of Justice\\Floor 03\\371","Springfield Court Complex","Active","Available"]
[null,"FAN COIL PERIMITER UNIT  229-1","EQ-1025790","FAN COIL UNIT","FAN COIL UNIT",null,"268TRC9817","\\Locations\\Sites\\Springfield Court Complex\\268TRC9817 Hampden County Hall Of Justice\\Floor 02\\229","Springfield Court Complex","Active","Available"]
[null,"FAN COIL PERIMITER UNIT 110-2","EQ-1025700","FAN COIL UNIT","FAN COIL UNIT",null,"268TRC9817","\\Locations\\Sites\\Springfield Court Complex\\268TRC9817 Hampden County Hall Of Justice\\Floor 01\\110","Springfield Court Complex","Active","Available"]
[null,"FAN COIL PERIMITER UNIT 152-1","EQ-1025739","FAN COIL UNIT","FAN COIL UNIT",null,"268TRC9817","\\Locations\\Sites\\Springfield Court Complex\\268TRC9817 Hampden County Hall Of Justice\\Floor 01\\152","Springfield Court Complex","Active","Available"]
[null,"FAN COIL PERIMITER UNIT 201-1","EQ-1025761","FAN COIL UNIT","FAN COIL UNIT",null,"268TRC9817","\\Locations\\Sites\\Springfield Court Complex\\268TRC9817 Hampden County Hall Of Justice\\Floor 02\\201","Springfield Court Complex","Active","Available"]
[null,"FAN COIL PERIMITER UNIT 207B-2","EQ-1025775","FAN COIL UNIT","FAN COIL UNIT",null,"268TRC9817","\\Locations\\Sites\\Springfield Court Complex\\268TRC9817 Hampden County Hall Of Justice\\Floor 02\\207B","Springfield Court Complex","Active","Available"]
[null,"FAN COIL PERIMITER UNIT 209-1","EQ-1025772","FAN COIL UNIT","FAN COIL UNIT",null,"268TRC9817","\\Locations\\Sites\\Springfield Court Complex\\268TRC9817 Hampden County Hall Of Justice\\Floor 02\\209","Springfield Court Complex","Active","Available"]
[null,"FAN COIL PERIMITER UNIT 251A-1","EQ-1025814","FAN COIL UNIT","FAN COIL UNIT",null,"268TRC9817","\\Locations\\Sites\\Springfield Court Complex\\268TRC9817 Hampden County Hall Of Justice\\Floor 02\\251A","Springfield Court Complex","Active","Available"]
[null,"FAN COIL PERIMITER UNIT 313-1","EQ-1025832","FAN COIL UNIT","FAN COIL UNIT",null,"268TRC9817","\\Locations\\Sites\\Springfield Court Complex\\268TRC9817 Hampden County Hall Of Justice\\Floor 03\\313","Springfield Court Complex","Active","Available"]
[null,"FAN COIL PERIMITER UNIT 372-1","EQ-1025877","FAN COIL UNIT","FAN COIL UNIT",null,"268TRC9817","\\Locations\\Sites\\Springfield Court Complex\\268TRC9817 Hampden County Hall Of Justice\\Floor 03\\372","Springfield Court Complex","Active","Available"]
[null,"FAN COIL PERIMITER UNIT 416A-1","EQ-1025957","FAN COIL UNIT","FAN COIL UNIT",null,"268TRC9817","\\Locations\\Sites\\Springfield Court Complex\\268TRC9817 Hampden County Hall Of Justice\\Floor 04\\416A","Springfield Court Complex","Active","Available"]
[null,"FAN COIL PERIMITER UNIT 431-1","EQ-1025960","FAN COIL UNIT","FAN COIL UNIT",null,"268TRC9817","\\Locations\\Sites\\Springfield Court Complex\\268TRC9817 Hampden County Hall Of Justice\\Floor 04\\431","Springfield Court Complex","Active","Available"]
[null,"FAN COIL PERIMITER UNIT JURY POOL - 3","EQ-1025978","FAN COIL UNIT","FAN COIL UNIT",null,"268TRC9817","\\Locations\\Sites\\Springfield Court Complex\\268TRC9817 Hampden County Hall Of Justice\\Floor 04\\JURY POOL","Springfield Court Complex","Active","Available"]
[null,"FAN COIL PERIMITER UNIT REG DEEDS-12","EQ-1025982","FAN COIL UNIT","FAN COIL UNIT",null,"268TRC9817","\\Locations\\Sites\\Springfield Court Complex\\268TRC9817 Hampden County Hall Of Justice\\Floor 04\\REG DEED","Springfield Court Complex","Active","Available"]
[null,"FAN COIL RM  F124F  (1177)","EQ-1008456","FAN COIL UNIT","FAN COIL UNIT",null,"526NSC0200","\\Locations\\Sites\\North Shore Community College - Danvers\\526NSC0200 Math And Sciences Building\\Floor 01\\DS124F","","Active","Available"]
[null,"FAN COIL RM F114B  (1150)","EQ-1008539","FAN COIL UNIT","FAN COIL UNIT",null,"526NSC0200","\\Locations\\Sites\\North Shore Community College - Danvers\\526NSC0200 Math And Sciences Building\\Floor 01\\DS114B","","Active","Available"]
[null,"FAN COIL UNIT","EQ-1025096","FAN COIL UNIT","FAN COIL UNIT",null,"408TRC9201","\\Locations\\Sites\\Lowell District Court\\408TRC9201 Lowell Courthouse\\Floor 01\\106","Lowell District Court","Active","Available"]
[null,"FAN COIL UNIT","EQ-1027190","FAN COIL UNIT","FAN COIL UNIT",null,"530TRC9702","\\Locations\\Sites\\Lynn District Court\\530TRC9702 Lynn District Court\\BASEMENT\\B10","Lynn District Court","Active","Available"]
[null,"FAN COIL UNIT","EQ-1027254","FAN COIL UNIT","FAN COIL UNIT",null,"527TRC9704","\\Locations\\Sites\\Peabody District Court\\527TRC9704 Peabody Courthouse\\Floor 01\\114","Peabody District Court","Active","Offline for Repair"]
[null,"FAN COIL UNIT","EQ-1027268","FAN COIL UNIT","FAN COIL UNIT",null,"527TRC9704","\\Locations\\Sites\\Peabody District Court\\527TRC9704 Peabody Courthouse\\Floor 02\\218","Peabody District Court","Active","Available"]
[null,"FAN COIL UNIT","EQ-1029792","FAN COIL UNIT",null,null,"664TRC9200","\\Locations\\Sites\\Fall River Trial Court - Durfee\\664TRC9200 Fall River Probate and Family Court\\Floor 01\\107","","Active","Available"]
[null,"FAN COIL UNIT","EQ-1029821","FAN COIL UNIT",null,null,"664TRC9200","\\Locations\\Sites\\Fall River Trial Court - Durfee\\664TRC9200 Fall River Probate and Family Court\\Floor 01\\130","","Active","Available"]
[null,"FAN COIL UNIT","EQ-1029841","FAN COIL UNIT",null,null,"664TRC9200","\\Locations\\Sites\\Fall River Trial Court - Durfee\\664TRC9200 Fall River Probate and Family Court\\Floor 02\\202","","Active","Available"]
[null,"FAN COIL UNIT","EQ-1029857","FAN COIL UNIT",null,null,"664TRC9200","\\Locations\\Sites\\Fall River Trial Court - Durfee\\664TRC9200 Fall River Probate and Family Court\\Floor 02\\208","","Active","Available"]
[null,"FAN COIL UNIT","EQ-1029867","FAN COIL UNIT",null,null,"664TRC9200","\\Locations\\Sites\\Fall River Trial Court - Durfee\\664TRC9200 Fall River Probate and Family Court\\Floor 02\\214","","Active","Available"]
[null,"FAN COIL UNIT","EQ-1029878","FAN COIL UNIT",null,null,"664TRC9200","\\Locations\\Sites\\Fall River Trial Court - Durfee\\664TRC9200 Fall River Probate and Family Court\\Floor 03\\301","","Active","Available"]
[null,"FAN COIL UNIT","EQ-1029904","FAN COIL UNIT",null,null,"664TRC9200","\\Locations\\Sites\\Fall River Trial Court - Durfee\\664TRC9200 Fall River Probate and Family Court\\Floor 03\\344","","Active","Available"]
[null,"FAN COIL UNIT","EQ-1036422","FAN COIL UNIT",null,null,"445TRC9200","\\Locations\\Sites\\East Cambridge Trial Court\\445TRC9200 East Cambridge Trial Court\\Floor 01\\112","East Cambridge Trial Court","Active","Available"]
[null,"FAN COIL UNIT","EQ-1036433","FAN COIL UNIT",null,null,"445TRC9200","\\Locations\\Sites\\East Cambridge Trial Court\\445TRC9200 East Cambridge Trial Court\\Floor 01\\124","East Cambridge Trial Court","Active","Available"]
[null,"FAN COIL UNIT","EQ-1036443","FAN COIL UNIT",null,null,"445TRC9200","\\Locations\\Sites\\East Cambridge Trial Court\\445TRC9200 East Cambridge Trial Court\\Floor 02\\203","East Cambridge Trial Court","Active","Available"]
[null,"FAN COIL UNIT","EQ-1036458","FAN COIL UNIT",null,null,"445TRC9200","\\Locations\\Sites\\East Cambridge Trial Court\\445TRC9200 East Cambridge Trial Court\\Floor 01","East Cambridge Trial Court","Active","Available"]
[null,"FAN COIL UNIT","EQ-1036474","FAN COIL UNIT",null,null,"445TRC9200","\\Locations\\Sites\\East Cambridge Trial Court\\445TRC9200 East Cambridge Trial Court\\Floor 02\\C203","East Cambridge Trial Court","Active","Available"]
[null,"FAN COIL UNIT","EQ-1036484","FAN COIL UNIT",null,null,"445TRC9200","\\Locations\\Sites\\East Cambridge Trial Court\\445TRC9200 East Cambridge Trial Court\\BASEMENT\\CG01","East Cambridge Trial Court","Active","Available"]
[null,"FAN COIL UNIT","EQ-1036554","FAN COIL UNIT",null,null,"442TRC9201","\\Locations\\Sites\\Malden District Court\\442TRC9201 Malden District Courthouse\\Floor 01\\105","Malden District Court","Active","Available"]
[null,"FAN COIL UNIT","EQ-1037107","FAN COIL UNIT",null,null,"260TRC9815","\\Locations\\Sites\\Palmer District Court\\260TRC9815 Palmer District Courthouse\\GROUND\\046","Palmer District Court","Active","Available"]
[null,"FAN COIL UNIT","EQ-1037166","FAN COIL UNIT",null,null,"413TRC9201","\\Locations\\Sites\\Ayer District Court\\413TRC9201 Ayer Courthouse\\Floor 01\\131","Ayer District Court","Active","Available"]
[null,"FAN COIL UNIT","EQ-1037235","FAN COIL UNIT",null,null,"319TRC9806","\\Locations\\Sites\\Clinton District Court\\319TRC9806 Clinton Courthouse\\Floor 02\\207","Clinton District Court","Active","Available"]
[null,"FAN COIL UNIT","EQ-1037296","FAN COIL UNIT",null,null,"430TRC9201","\\Locations\\Sites\\Concord Prob Family District Court\\430TRC9201 District Court Middlesex Division\\Floor 01\\136","","Active","Available"]
[null,"FAN COIL UNIT","EQ-1037551","FAN COIL UNIT",null,null,"450TRC9201","\\Locations\\Sites\\Framingham District Court\\450TRC9201 Framingham Courthouse\\Floor 02\\2-01","Framingham District Court","Active","Available"]
[null,"FAN COIL UNIT","EQ-1037599","FAN COIL UNIT",null,null,"308TRC9810","\\Locations\\Sites\\Gardner District Court\\308TRC9810 Gardner Courthouse\\Floor 01\\112","Gardner District Court","Active","Available"]
[null,"FAN COIL UNIT","EQ-1037750","FAN COIL UNIT",null,null,"358TRC9818","\\Locations\\Sites\\Uxbridge District Court\\358TRC9818 Uxbridge District Court\\Floor 01\\111","Uxbridge District Court","Active","Available"]
[null,"FAN COIL UNIT","EQ-1037831","FAN COIL UNIT",null,null,"342TRC9814","\\Locations\\Sites\\Milford District Court\\342TRC9814 Milford Courthouse\\Floor 01\\125","Milford District Court","Active","Available"]
[null,"FAN COIL UNIT","EQ-1037848","FAN COIL UNIT",null,null,"342TRC9814","\\Locations\\Sites\\Milford District Court\\342TRC9814 Milford Courthouse\\BASEMENT\\G-03","Milford District Court","Active","Available"]
[null,"FAN COIL UNIT #1","EQ-1025129","FAN COIL UNIT","FAN COIL UNIT",null,"408TRC9201","\\Locations\\Sites\\Lowell District Court\\408TRC9201 Lowell Courthouse\\Floor 02\\213","Lowell District Court","Active","Available"]
[null,"FAN COIL UNIT #1","EQ-1036588","FAN COIL UNIT",null,null,"442TRC9201","\\Locations\\Sites\\Malden District Court\\442TRC9201 Malden District Courthouse\\Floor 02\\208","Malden District Court","Active","Available"]
[null,"FAN COIL UNIT #1","EQ-1037241","FAN COIL UNIT",null,null,"319TRC9806","\\Locations\\Sites\\Clinton District Court\\319TRC9806 Clinton Courthouse\\Floor 02\\211","Clinton District Court","Active","Available"]
[null,"FAN COIL UNIT #1","EQ-1037541","FAN COIL UNIT",null,null,"450TRC9201","\\Locations\\Sites\\Framingham District Court\\450TRC9201 Framingham Courthouse\\Floor 01","Framingham District Court","Active","Available"]
[null,"FAN COIL UNIT #2","EQ-1025115","FAN COIL UNIT","FAN COIL UNIT",null,"408TRC9201","\\Locations\\Sites\\Lowell District Court\\408TRC9201 Lowell Courthouse\\Floor 01\\129","Lowell District Court","Active","Available"]
[null,"FAN COIL UNIT #2","EQ-1036584","FAN COIL UNIT",null,null,"442TRC9201","\\Locations\\Sites\\Malden District Court\\442TRC9201 Malden District Courthouse\\Floor 02\\207","Malden District Court","Active","Available"]
[null,"FAN COIL UNIT #2","EQ-1037239","FAN COIL UNIT",null,null,"319TRC9806","\\Locations\\Sites\\Clinton District Court\\319TRC9806 Clinton Courthouse\\Floor 02\\211","Clinton District Court","Active","Available"]
[null,"FAN COIL UNIT #2","EQ-1037827","FAN COIL UNIT",null,null,"342TRC9814","\\Locations\\Sites\\Milford District Court\\342TRC9814 Milford Courthouse\\Floor 01\\107","Milford District Court","Active","Available"]
[null,"FAN COIL UNIT #3","EQ-1025133","FAN COIL UNIT","FAN COIL UNIT",null,"408TRC9201","\\Locations\\Sites\\Lowell District Court\\408TRC9201 Lowell Courthouse\\Floor 02\\216","Lowell District Court","Active","Available"]
[null,"FAN COIL UNIT - ABOVE CEILING","EQ-1024992","FAN COIL UNIT","FAN COIL UNIT",null,"502TRC9701","\\Locations\\Sites\\Haverhill District Court\\502TRC9701 Haverhill Courthouse\\FLOOR 01\\1-03","Haverhill District Court","Active","Available"]
[null,"FAN COIL UNIT - DA MAIN OFFICE CEILING","EQ-1035747","FAN COIL UNIT",null,null,"551TRC9202","\\Locations\\Sites\\Brighton Municipal Court\\551TRC9202 Brighton District Court\\Floor 01\\G-24","Brighton Municipal Court","Active","Available"]
[null,"FAN COIL UNIT - HEAT ONLY","EQ-1035405","FAN COIL UNIT",null,null,"213TRC9903","\\Locations\\Sites\\Northampton Probate Family Court\\213TRC9903 Northampton Hall Of Records\\Floor 01\\147","","Active","Available"]
[null,"FAN COIL UNIT -WALL MOUNTED","EQ-1025000","FAN COIL UNIT","FAN COIL UNIT",null,"502TRC9701","\\Locations\\Sites\\Haverhill District Court\\502TRC9701 Haverhill Courthouse\\FLOOR 01\\1-09","Haverhill District Court","Active","Available"]
[null,"FAN COIL UNIT 016-4","EQ-1069332","FAN COIL UNIT","FAN COIL UNIT",null,"551BSB9004","\\Locations\\Sites\\State House\\551BSB9004 State House\\Basement\\16","State House","Active","Available"]
[null,"FAN COIL UNIT 026-2","EQ-1069304","FAN COIL UNIT","FAN COIL UNIT",null,"551BSB9004","\\Locations\\Sites\\State House\\551BSB9004 State House\\Basement\\26","State House","Active","Available"]
[null,"FAN COIL UNIT 043-04","EQ-1069341","FAN COIL UNIT","FAN COIL UNIT",null,"551BSB9004","\\Locations\\Sites\\State House\\551BSB9004 State House\\Basement\\43","State House","Active","Available"]
[null,"FAN COIL UNIT 043-14","EQ-1069334","FAN COIL UNIT","FAN COIL UNIT",null,"551BSB9004","\\Locations\\Sites\\State House\\551BSB9004 State House\\Basement\\43","State House","Active","Available"]
[null,"FAN COIL UNIT 046-1","EQ-1069349","FAN COIL UNIT","FAN COIL UNIT",null,"551BSB9004","\\Locations\\Sites\\State House\\551BSB9004 State House\\Basement\\46","State House","Active","Available"]
[null,"FAN COIL UNIT 062-1C","EQ-1069362","FAN COIL UNIT","FAN COIL UNIT",null,"551BSB9004","\\Locations\\Sites\\State House\\551BSB9004 State House\\Basement\\62","State House","Active","Available"]
[null,"FAN COIL UNIT 070B","EQ-1069380","FAN COIL UNIT","FAN COIL UNIT",null,"551BSB9004","\\Locations\\Sites\\State House\\551BSB9004 State House\\Basement\\70","State House","Active","Available"]
[null,"FAN COIL UNIT 074-1","EQ-1069373","FAN COIL UNIT","FAN COIL UNIT",null,{"$f":"IFERROR(MID(H12615,FIND(\"\\\",H12615,18)+1,10),\"\")","v":"551BSB9004"},"\\Locations\\Sites\\State House\\551BSB9004 State House\\Basement\\74",{"$f":"IFERROR(MID(H12615,18,FIND(\"\\\",MID(H12615,18,30))-1),\"\")","v":"State House"},"Active","Available"]
[null,"FAN COIL UNIT 109C-1","EQ-1069641","FAN COIL UNIT","FAN COIL UNIT",null,"551BSB9004","\\Locations\\Sites\\State House\\551BSB9004 State House\\Floor 01\\109","State House","Active","Available"]
[null,"FAN COIL UNIT 109D-3","EQ-1069657","FAN COIL UNIT","FAN COIL UNIT",null,"551BSB9004","\\Locations\\Sites\\State House\\551BSB9004 State House\\Floor 01\\109","State House","Active","Available"]
[null,"FAN COIL UNIT 123-1","EQ-1069649","FAN COIL UNIT","FAN COIL UNIT",null,"551BSB9004","\\Locations\\Sites\\State House\\551BSB9004 State House\\Floor 01\\123","State House","Active","Available"]
[null,"FAN COIL UNIT 132-1","EQ-1069674","FAN COIL UNIT","FAN COIL UNIT",null,{"$f":"IFERROR(MID(H12679,FIND(\"\\\",H12679,18)+1,10),\"\")","v":"551BSB9004"},"\\Locations\\Sites\\State House\\551BSB9004 State House\\Floor 01\\132",{"$f":"IFERROR(MID(H12679,18,FIND(\"\\\",MID(H12679,18,30))-1),\"\")","v":"State House"},"Active","Available"]
[null,"FAN COIL UNIT 132-3","EQ-1069672","FAN COIL UNIT","FAN COIL UNIT",null,"551BSB9004","\\Locations\\Sites\\State House\\551BSB9004 State House\\Floor 01\\132","State House","Active","Available"]
[null,"FAN COIL UNIT 145-1","EQ-1069690","FAN COIL UNIT","FAN COIL UNIT",null,"551BSB9004","\\Locations\\Sites\\State House\\551BSB9004 State House\\Floor 01\\145","State House","Active","Available"]
[null,"FAN COIL UNIT 156-2","EQ-1069706","FAN COIL UNIT","FAN COIL UNIT",null,"551BSB9004","\\Locations\\Sites\\State House\\551BSB9004 State House\\Floor 01\\156","State House","Active","Available"]
[null,"FAN COIL UNIT 167-3","EQ-1069743","FAN COIL UNIT","FAN COIL UNIT",null,"551BSB9004","\\Locations\\Sites\\State House\\551BSB9004 State House\\Floor 01\\167","State House","Active","Available"]
[null,"FAN COIL UNIT 168-16","EQ-1069732","FAN COIL UNIT","FAN COIL UNIT",null,"551BSB9004","\\Locations\\Sites\\State House\\551BSB9004 State House\\Floor 01\\168","State House","Active","Available"]
[null,"FAN COIL UNIT 181","EQ-1069756","FAN COIL UNIT","FAN COIL UNIT",null,"551BSB9004","\\Locations\\Sites\\State House\\551BSB9004 State House\\Floor 01\\181","State House","Active","Available"]
[null,"FAN COIL UNIT 185-2","EQ-1069726","FAN COIL UNIT","FAN COIL UNIT",null,"551BSB9004","\\Locations\\Sites\\State House\\551BSB9004 State House\\Floor 01\\185","State House","Active","Available"]
[null,"FAN COIL UNIT 200-02","EQ-1069779","FAN COIL UNIT","FAN COIL UNIT",null,"551BSB9004","\\Locations\\Sites\\State House\\551BSB9004 State House\\Floor 02\\200","State House","Active","Available"]
[null,"FAN COIL UNIT 212-03","EQ-1069799","FAN COIL UNIT","FAN COIL UNIT",null,"551BSB9004","\\Locations\\Sites\\State House\\551BSB9004 State House\\Floor 02\\212","State House","Active","Available"]
[null,"FAN COIL UNIT 212-11","EQ-1069807","FAN COIL UNIT","FAN COIL UNIT",null,"551BSB9004","\\Locations\\Sites\\State House\\551BSB9004 State House\\Floor 02\\212","State House","Active","Available"]
[null,"FAN COIL UNIT RM F101B   (1249)","EQ-1008471","FAN COIL UNIT","FAN COIL UNIT",null,"526NSC0200","\\Locations\\Sites\\North Shore Community College - Danvers\\526NSC0200 Math And Sciences Building\\Floor 01\\DS101B","","Active","Available"]
[null,"FAN COIL UNIT-ABOVE CEILING","EQ-1024999","FAN COIL UNIT","FAN COIL UNIT",null,"502TRC9701","\\Locations\\Sites\\Haverhill District Court\\502TRC9701 Haverhill Courthouse\\FLOOR 01\\1-07","Haverhill District Court","Active","Available"]
[null,"FAN COIL UNIT-ABOVE CEILING","EQ-1025017","FAN COIL UNIT","FAN COIL UNIT",null,"502TRC9701","\\Locations\\Sites\\Haverhill District Court\\502TRC9701 Haverhill Courthouse\\BASEMENT\\B.16","Haverhill District Court","Active","Available"]
[null,"FAN COIL UNIT-CEILING MOUNT","EQ-1037122","FAN COIL UNIT",null,null,"260TRC9815","\\Locations\\Sites\\Palmer District Court\\260TRC9815 Palmer District Courthouse\\GROUND\\001","Palmer District Court","Active","Available"]
[null,"FAN COIL UNIT-CEILING MOUNTED","EQ-1035709","FAN COIL UNIT",null,null,{"$f":"IFERROR(MID(H12871,FIND(\"\\\",H12871,18)+1,10),\"\")","v":"551TRC9202"},"\\Locations\\Sites\\Brighton Municipal Court\\551TRC9202 Brighton District Court\\Floor 01\\29",{"$f":"IFERROR(MID(H12871,18,FIND(\"\\\",MID(H12871,18,30))-1),\"\")","v":"Brighton Municipal Court"},"Active","Available"]
[null,"FAN COIL-RM F101A    (1171)","EQ-1008462","FAN COIL UNIT","FAN COIL UNIT",null,"526NSC0200","\\Locations\\Sites\\North Shore Community College - Danvers\\526NSC0200 Math And Sciences Building\\Floor 01\\DS101A","","Active","Available"]
[null,"FAN EF- 09 ATRIUM SMOKE EXHAUST","EQ-1027046","EXHAUST FAN","EXHAUST FAN",null,"335TRC0701","\\Locations\\Sites\\Worcester Trial Court\\335TRC0701 Worcester Trial Court\\PENT\\5007","Worcester Trial Court","Active","Available"]
[null,"FAN EF- 14 DETAINEE EXHAUST","EQ-1027049","EXHAUST FAN","EXHAUST FAN",null,"335TRC0701","\\Locations\\Sites\\Worcester Trial Court\\335TRC0701 Worcester Trial Court\\PENT\\5007","Worcester Trial Court","Active","Available"]
[null,"FAN F-108 - EXHAUST - SIXTH FLOOR","EQ-1031651","EXHAUST FAN","EXHAUST FAN",null,"551TRC9709","\\Locations\\Sites\\Edward W. Brooke Courthouse\\551TRC9709 Edward W. Brooke Courthouse\\Floor 06","Edward W. Brooke Courthouse","Active","Available"]
[null,"FAN F-20 - TRASH REMOVAL EXHAUST - NORTH PENTHOUSE","EQ-1031863","EXHAUST FAN","EXHAUST FAN",null,"551TRC9709","\\Locations\\Sites\\Edward W. Brooke Courthouse\\551TRC9709 Edward W. Brooke Courthouse\\UPPER PENT","Edward W. Brooke Courthouse","Active","Available"]
[null,"FAN F-40 - ATRIUM EXHAUST - EAST PENTHOUSE","EQ-1031830","EXHAUST FAN","EXHAUST FAN",null,"551TRC9709","\\Locations\\Sites\\Edward W. Brooke Courthouse\\551TRC9709 Edward W. Brooke Courthouse\\ROOF","Edward W. Brooke Courthouse","Active","Available"]
[null,"FAN F-57 - ELECTRICAL RM EXHAUST - COOLING TOWER ROOF","EQ-1031834","EXHAUST FAN","EXHAUST FAN",null,"551TRC9709","\\Locations\\Sites\\Edward W. Brooke Courthouse\\551TRC9709 Edward W. Brooke Courthouse\\ROOF","Edward W. Brooke Courthouse","Active","Available"]
[null,"FAN F-69 - RETURN AIR - FIRST FLOOR","EQ-1031110","RETURN REGISTER","RETURN REGISTER",null,"551TRC9709","\\Locations\\Sites\\Edward W. Brooke Courthouse\\551TRC9709 Edward W. Brooke Courthouse\\GROUND FL","Edward W. Brooke Courthouse","Active","Available"]
[null,"FAN F-79 - RETURN AIR - SECOND FLOOR","EQ-1031232","RETURN REGISTER","RETURN REGISTER",null,"551TRC9709","\\Locations\\Sites\\Edward W. Brooke Courthouse\\551TRC9709 Edward W. Brooke Courthouse\\Floor 02","Edward W. Brooke Courthouse","Active","Available"]
[null,"FAN F-93 - RETURN AIR - THIRD FLOOR","EQ-1031321","RETURN REGISTER","RETURN REGISTER",null,"551TRC9709","\\Locations\\Sites\\Edward W. Brooke Courthouse\\551TRC9709 Edward W. Brooke Courthouse\\Floor 03","Edward W. Brooke Courthouse","Active","Available"]
[null,"FAN MOTOR AC 1C","EQ-1010218","FAN","FAN",null,"551CAM9603","\\Locations\\Sites\\State Transportation Building\\551CAM9603 State Transportation Building","State Transportation Building","Active","Available"]
[null,"FAN MOTOR AC 3D","EQ-1010244","FAN","FAN",null,"551CAM9603","\\Locations\\Sites\\State Transportation Building\\551CAM9603 State Transportation Building","State Transportation Building","Active","Available"]
[null,"FAN MOTOR RF 3B","EQ-1010236","FAN","FAN",null,"551CAM9603","\\Locations\\Sites\\State Transportation Building\\551CAM9603 State Transportation Building","State Transportation Building","Active","Available"]
[null,"FAN, AXIAL, EX-07, ROOM P4-1","EQ-1005114",null,null,null,"335DMH1101","\\Locations\\Sites\\Worcester State Hospital\\335DMH1101 Worcester Recovery Center And Hospital\\Roof B\\P4-1","Worcester State Hospital","Active","Available"]
[null,"FAN, EXHAUST (F-1).","EQ-1042166","EXHAUST FAN","EXHAUST FAN",null,"328POL0104","\\Locations\\Sites\\State Police Training Academy\\328POL0104 D Building\\ROOF","State Police Training Academy","Active","Available"]
[null,"FAN, EXHAUST (F-7).","EQ-1042096","EXHAUST FAN","EXHAUST FAN",null,"328POL0102","\\Locations\\Sites\\State Police Training Academy\\328POL0102 B Building Dining Hall\\ROOF","State Police Training Academy","Active","Available"]
[null,"FAN, EXHAUST, EX-02, ROOM H0A21","EQ-1004990",null,null,null,"335DMH1101","\\Locations\\Sites\\Worcester State Hospital\\335DMH1101 Worcester Recovery Center And Hospital\\Sub Basement\\H0A21","Worcester State Hospital","Active","Available"]
[null,"FAN, EXHAUST, EX-16, ROOF-J","EQ-1003934",null,null,null,"335DMH1101","\\Locations\\Sites\\Worcester State Hospital\\335DMH1101 Worcester Recovery Center And Hospital","Worcester State Hospital","Active","Available"]
[null,"FAN, RETURN AIR RF-2A, ROOM P2-1","EQ-1005108",null,null,null,"335DMH1101","\\Locations\\Sites\\Worcester State Hospital\\335DMH1101 Worcester Recovery Center And Hospital\\Roof G\\P2-1","Worcester State Hospital","Active","Available"]
[null,"FAN, TAG 1094","EQ-1038511","EXHAUST FAN","EXHAUST FAN",null,"517SDEPB08","\\Locations\\Sites\\Essex County Sheriff's Department - Middleton\\517SDEPB08 240 Bed\\ROOF","","Active","Available"]
[null,"FAX, CANON HIGH VOLUME","EQ-1007974","SPEC EQUIP","SPEC EQUIP",null,"255DPH9002","\\Locations\\Sites\\Western Massachusetts Hospital\\255DPH9002 Western Mass Hospital","","Active","Available"]
[null,"FC-2-4306","EQ-1030250","FAN COIL UNIT",null,null,"658TRC1001","\\Locations\\Sites\\Taunton Court Complex\\658TRC1001 Taunton Trial Court\\Floor 04\\4306","Taunton Court Complex","Active","Available"]
[null,"FC-6A-3204","EQ-1030191","FAN COIL UNIT",null,null,"658TRC1001","\\Locations\\Sites\\Taunton Court Complex\\658TRC1001 Taunton Trial Court\\Floor 03\\3204","Taunton Court Complex","Active","Available"]
[null,"FC-6A-3519","EQ-1030217","FAN COIL UNIT",null,null,"658TRC1001","\\Locations\\Sites\\Taunton Court Complex\\658TRC1001 Taunton Trial Court\\Floor 03\\3519","Taunton Court Complex","Active","Available"]
[null,"FCU 1-903 CEILING","EQ-1023390","FAN COIL UNIT","FAN COIL UNIT",null,"551TRC9201","\\Locations\\Sites\\Suffolk County Superior Court\\551TRC9201 John Adams Historic Courthouse\\Floor 01\\1-903","Suffolk County Superior Court","Active","Available"]
[null,"FCU 1-918A CEILING","EQ-1023408","FAN COIL UNIT","FAN COIL UNIT",null,"551TRC9201","\\Locations\\Sites\\Suffolk County Superior Court\\551TRC9201 John Adams Historic Courthouse\\Floor 01\\1-918","Suffolk County Superior Court","Active","Available"]
[null,"FCU 1M-124(2) FLOOR","EQ-1023265","FAN COIL UNIT","FAN COIL UNIT",null,"551TRC9201","\\Locations\\Sites\\Suffolk County Superior Court\\551TRC9201 John Adams Historic Courthouse\\Floor 01M\\1M-124","Suffolk County Superior Court","Active","Available"]
[null,"FCU 1M-504 TRIAL COURT ADMINISTRATOR CONFERENCE RM. (FLOOR UNIT)","EQ-1023293","FAN COIL UNIT","FAN COIL UNIT",null,{"$f":"IFERROR(MID(H13255,FIND(\"\\\",H13255,18)+1,10),\"\")","v":"551TRC9201"},"\\Locations\\Sites\\Suffolk County Superior Court\\551TRC9201 John Adams Historic Courthouse\\Floor 01M\\1M-504",{"$f":"IFERROR(MID(H13255,18,FIND(\"\\\",MID(H13255,18,30))-1),\"\")","v":"Suffolk County Superior Court"},"Active","Available"]
[null,"FCU 1M-909 CEILING","EQ-1023312","FAN COIL UNIT","FAN COIL UNIT",null,"551TRC9201","\\Locations\\Sites\\Suffolk County Superior Court\\551TRC9201 John Adams Historic Courthouse\\Floor 01M\\1M-909","Suffolk County Superior Court","Active","Available"]
[null,"FCU 3-009 FLOOR","EQ-1023614","FAN COIL UNIT","FAN COIL UNIT",null,"551TRC9201","\\Locations\\Sites\\Suffolk County Superior Court\\551TRC9201 John Adams Historic Courthouse\\Floor 03\\3-009","Suffolk County Superior Court","Active","Available"]
[null,"FCU 3-408 FLOOR","EQ-1023632","FAN COIL UNIT","FAN COIL UNIT",null,"551TRC9201","\\Locations\\Sites\\Suffolk County Superior Court\\551TRC9201 John Adams Historic Courthouse\\Floor 03\\3-408","Suffolk County Superior Court","Active","Available"]
[null,"FCU 3-565 CEILING","EQ-1023670","FAN COIL UNIT","FAN COIL UNIT",null,"551TRC9201","\\Locations\\Sites\\Suffolk County Superior Court\\551TRC9201 John Adams Historic Courthouse\\Floor 03\\3-565","Suffolk County Superior Court","Active","Available"]
[null,"FCU 3-902 CEILING","EQ-1023680","FAN COIL UNIT","FAN COIL UNIT",null,"551TRC9201","\\Locations\\Sites\\Suffolk County Superior Court\\551TRC9201 John Adams Historic Courthouse\\Floor 03\\3-902","Suffolk County Superior Court","Active","Available"]
[null,"FCU 4-105 CEILING","EQ-1023715","FAN COIL UNIT","FAN COIL UNIT",null,"551TRC9201","\\Locations\\Sites\\Suffolk County Superior Court\\551TRC9201 John Adams Historic Courthouse\\Floor 04\\4-105","Suffolk County Superior Court","Active","Available"]
[null,"FCU 4-204 CEILING","EQ-1023744","FAN COIL UNIT","FAN COIL UNIT",null,"551TRC9201","\\Locations\\Sites\\Suffolk County Superior Court\\551TRC9201 John Adams Historic Courthouse\\Floor 04\\4-204","Suffolk County Superior Court","Active","Available"]
[null,"FCU 4-300-1 SPECIAL COLLECTIONS READING RM. ( FLOOR UNIT)","EQ-1023746","FAN COIL UNIT","FAN COIL UNIT",null,"551TRC9201","\\Locations\\Sites\\Suffolk County Superior Court\\551TRC9201 John Adams Historic Courthouse\\Floor 04\\4-300","Suffolk County Superior Court","Active","Available"]
[null,"FCU 4-515 FLOOR","EQ-1023766","FAN COIL UNIT","FAN COIL UNIT",null,"551TRC9201","\\Locations\\Sites\\Suffolk County Superior Court\\551TRC9201 John Adams Historic Courthouse\\Floor 04\\4-515","Suffolk County Superior Court","Active","Available"]
[null,"FCU 4-902 CEILING","EQ-1023776","FAN COIL UNIT","FAN COIL UNIT",null,"551TRC9201","\\Locations\\Sites\\Suffolk County Superior Court\\551TRC9201 John Adams Historic Courthouse\\Floor 04\\4-902","Suffolk County Superior Court","Active","Available"]
[null,"FCU 5-135-2 FLOOR","EQ-1023847","FAN COIL UNIT","FAN COIL UNIT",null,"551TRC9201","\\Locations\\Sites\\Suffolk County Superior Court\\551TRC9201 John Adams Historic Courthouse\\Floor 05\\5-135","Suffolk County Superior Court","Active","Available"]
[null,"FCU 5-138 FLOOR","EQ-1023855","FAN COIL UNIT","FAN COIL UNIT",null,"551TRC9201","\\Locations\\Sites\\Suffolk County Superior Court\\551TRC9201 John Adams Historic Courthouse\\Floor 05\\5-138","Suffolk County Superior Court","Active","Available"]
[null,"FCU 5M-116 CEILING UNIT","EQ-1023813","FAN COIL UNIT","FAN COIL UNIT",null,"551TRC9201","\\Locations\\Sites\\Suffolk County Superior Court\\551TRC9201 John Adams Historic Courthouse\\Floor 05M\\5M-116","Suffolk County Superior Court","Active","Available"]
[null,"FCU SECURITY OFFICE - WALL MOUNT UNIT","EQ-1023909","FAN COIL UNIT","FAN COIL UNIT",null,"551TRC9201","\\Locations\\Sites\\Suffolk County Superior Court\\551TRC9201 John Adams Historic Courthouse\\BASEMENT\\G-016","Suffolk County Superior Court","Active","Available"]
[null,"FCU- 1-200 B CEILING","EQ-1023331","FAN COIL UNIT","FAN COIL UNIT",null,"551TRC9201","\\Locations\\Sites\\Suffolk County Superior Court\\551TRC9201 John Adams Historic Courthouse\\Floor 01\\1-200","Suffolk County Superior Court","Active","Available"]
[null,"FCU- 1-402(1) FLOOR","EQ-1023350","FAN COIL UNIT","FAN COIL UNIT",null,"551TRC9201","\\Locations\\Sites\\Suffolk County Superior Court\\551TRC9201 John Adams Historic Courthouse\\Floor 01\\1-402","Suffolk County Superior Court","Active","Available"]
[null,"FCU- 2-100-6 (CONFRENCE ROOM)","EQ-1023489","FAN COIL UNIT","FAN COIL UNIT",null,"551TRC9201","\\Locations\\Sites\\Suffolk County Superior Court\\551TRC9201 John Adams Historic Courthouse\\Floor 02\\2-100","Suffolk County Superior Court","Active","Available"]
[null,"FCU- 2-350-2 (THONDIKE LIBRARY)","EQ-1023515","FAN COIL UNIT","FAN COIL UNIT",null,"551TRC9201","\\Locations\\Sites\\Suffolk County Superior Court\\551TRC9201 John Adams Historic Courthouse\\Floor 02\\2-350","Suffolk County Superior Court","Active","Available"]
[null,"FCU- 2-613","EQ-1023549","FAN COIL UNIT","FAN COIL UNIT",null,"551TRC9201","\\Locations\\Sites\\Suffolk County Superior Court\\551TRC9201 John Adams Historic Courthouse\\Floor 02\\2-613","Suffolk County Superior Court","Active","Available"]
[null,"FCU- 2-705","EQ-1023548","FAN COIL UNIT","FAN COIL UNIT",null,"551TRC9201","\\Locations\\Sites\\Suffolk County Superior Court\\551TRC9201 John Adams Historic Courthouse\\Floor 02\\2-705","Suffolk County Superior Court","Active","Available"]
[null,"FCU- 2M-311","EQ-1023419","FAN COIL UNIT","FAN COIL UNIT",null,"551TRC9201","\\Locations\\Sites\\Suffolk County Superior Court\\551TRC9201 John Adams Historic Courthouse\\Floor 02M\\2M-311","Suffolk County Superior Court","Active","Available"]
[null,"FCU- 2M-513, 514","EQ-1023429","FAN COIL UNIT","FAN COIL UNIT",null,"551TRC9201","\\Locations\\Sites\\Suffolk County Superior Court\\551TRC9201 John Adams Historic Courthouse\\Floor 02M\\2M-513","Suffolk County Superior Court","Active","Available"]
[null,"FCU- 2M-610","EQ-1023451","FAN COIL UNIT","FAN COIL UNIT",null,"551TRC9201","\\Locations\\Sites\\Suffolk County Superior Court\\551TRC9201 John Adams Historic Courthouse\\Floor 02M\\2M-610","Suffolk County Superior Court","Active","Available"]
[null,"FCU- 2M-708","EQ-1023438","FAN COIL UNIT","FAN COIL UNIT",null,"551TRC9201","\\Locations\\Sites\\Suffolk County Superior Court\\551TRC9201 John Adams Historic Courthouse\\Floor 02M\\2M-708","Suffolk County Superior Court","Active","Available"]
[null,"FCU- G-020 CEILING","EQ-1023923","FAN COIL UNIT","FAN COIL UNIT",null,"551TRC9201","\\Locations\\Sites\\Suffolk County Superior Court\\551TRC9201 John Adams Historic Courthouse\\BASEMENT\\G-020","Suffolk County Superior Court","Active","Available"]
[null,"FCU- G-500 CEILING","EQ-1023928","FAN COIL UNIT","FAN COIL UNIT",null,"551TRC9201","\\Locations\\Sites\\Suffolk County Superior Court\\551TRC9201 John Adams Historic Courthouse\\BASEMENT\\G-500","Suffolk County Superior Court","Active","Available"]
[null,"FCU- G-928 CEILING","EQ-1024047","FAN COIL UNIT","FAN COIL UNIT",null,"551TRC9201","\\Locations\\Sites\\Suffolk County Superior Court\\551TRC9201 John Adams Historic Courthouse\\BASEMENT\\G-928","Suffolk County Superior Court","Active","Available"]
[null,"FCU-2, FAN COIL UNIT, ROOM 245","EQ-1003144","FAN COIL UNIT","FAN COIL UNIT",null,"268ITD1200","\\Locations\\Sites\\ITD Data Center at Springfield\\268ITD1200 Springfield Data Center\\Floor 02\\245","","Active","Available"]
[null,"FCU-3, FAN COIL UNIT, ROOM 171.5","EQ-1003061","FAN COIL UNIT","FAN COIL UNIT",null,"268ITD1200","\\Locations\\Sites\\ITD Data Center at Springfield\\268ITD1200 Springfield Data Center\\Floor 01\\171.5","","Active","Available"]
[null,"FCU-5A, FAN COIL UNIT, ROOM 165","EQ-1003051","FAN COIL UNIT","FAN COIL UNIT",null,"268ITD1200","\\Locations\\Sites\\ITD Data Center at Springfield\\268ITD1200 Springfield Data Center\\Floor 01\\165","","Active","Available"]
[null,"FCU-FAN COIL UNIT 3-5 ton","EQ-1000856","FAN COIL UNIT","FAN COIL UNIT",null,"551BSB9999","\\Locations\\Sites\\McCormack Building\\551BSB9999 McCormack State Office Building","McCormack Building","Active","Available"]
[null,"FILL STATION 3","EQ-1041241","SPEC EQUIP","SPEC EQUIP",null,"432DFS1000","\\Locations\\Sites\\Massachusetts Firefighting Academy - Stow\\432DFS1000 Fire Station Building\\Floor 01\\L138","","Active","Available"]
[null,"FIN TUBE RADIATION  UNIT C PLACEMARK NO INFO AVAILABLE","EQ-1027091","RADIANT AND REHEAT SYSTEMS","RADIANT AND REHEAT SYSTEMS",null,{"$f":"IFERROR(MID(H13703,FIND(\"\\\",H13703,18)+1,10),\"\")","v":"335TRC0701"},"\\Locations\\Sites\\Worcester Trial Court\\335TRC0701 Worcester Trial Court",{"$f":"IFERROR(MID(H13703,18,FIND(\"\\\",MID(H13703,18,30))-1),\"\")","v":"Worcester Trial Court"},"Active","Available"]
[null,"FIN TUBE RADIATOR #1 FTR-1-2","EQ-1067997","RADIANT AND REHEAT SYSTEMS","RADIANT AND REHEAT SYSTEMS",null,"408TRC1500","\\Locations\\Sites\\Lowell Justice Center\\408TRC1500 Lowell Justice Center\\Floor 02\\2175 - DC Courtroom 02","Lowell Justice Center","Active","Available"]
[null,"FIN TUBE RADIATOR #1 FTR-10-2","EQ-1068338","RADIANT AND REHEAT SYSTEMS","RADIANT AND REHEAT SYSTEMS",null,"408TRC1500","\\Locations\\Sites\\Lowell Justice Center\\408TRC1500 Lowell Justice Center\\Floor 05\\5101 - Reg of Probate","Lowell Justice Center","Active","Available"]
[null,"FIN TUBE RADIATOR #1 FTR-11","EQ-1068228","RADIANT AND REHEAT SYSTEMS","RADIANT AND REHEAT SYSTEMS",null,"408TRC1500","\\Locations\\Sites\\Lowell Justice Center\\408TRC1500 Lowell Justice Center\\Floor 04\\4145 - Jury Delib","Lowell Justice Center","Active","Available"]
[null,"FIN TUBE RADIATOR #1 FTR-12-1","EQ-1068227","RADIANT AND REHEAT SYSTEMS","RADIANT AND REHEAT SYSTEMS",null,"408TRC1500","\\Locations\\Sites\\Lowell Justice Center\\408TRC1500 Lowell Justice Center\\Floor 04\\4001 - Public Lobby","Lowell Justice Center","Active","Available"]
[null,"FIN TUBE RADIATOR #1 FTR-12-5","EQ-1067958","RADIANT AND REHEAT SYSTEMS","RADIANT AND REHEAT SYSTEMS",null,"408TRC1500","\\Locations\\Sites\\Lowell Justice Center\\408TRC1500 Lowell Justice Center\\Floor 02\\2107 - First Asst Chief PO","Lowell Justice Center","Active","Available"]
[null,"FIN TUBE RADIATOR #1 FTR-13","EQ-1068656","RADIANT AND REHEAT SYSTEMS","RADIANT AND REHEAT SYSTEMS",null,"408TRC1500","\\Locations\\Sites\\Lowell Justice Center\\408TRC1500 Lowell Justice Center\\Floor 07\\S2-07 - Stair 2","Lowell Justice Center","Active","Available"]
[null,"FIN TUBE RADIATOR #1 FTR-21-1","EQ-1067872","RADIANT AND REHEAT SYSTEMS","RADIANT AND REHEAT SYSTEMS",null,"408TRC1500","\\Locations\\Sites\\Lowell Justice Center\\408TRC1500 Lowell Justice Center\\Floor 01\\1002 - Entry Lobby","Lowell Justice Center","Active","Available"]
[null,"FIN TUBE RADIATOR #1 FTR-3","EQ-1068082","RADIANT AND REHEAT SYSTEMS","RADIANT AND REHEAT SYSTEMS",null,"408TRC1500","\\Locations\\Sites\\Lowell Justice Center\\408TRC1500 Lowell Justice Center\\Floor 03\\3051 - DC Judge","Lowell Justice Center","Active","Available"]
[null,"FIN TUBE RADIATOR #1 FTR-5-3","EQ-1067995","RADIANT AND REHEAT SYSTEMS","RADIANT AND REHEAT SYSTEMS",null,"408TRC1500","\\Locations\\Sites\\Lowell Justice Center\\408TRC1500 Lowell Justice Center\\Floor 02\\2178 - Conf/SSWA","Lowell Justice Center","Active","Available"]
[null,"FIN TUBE RADIATOR #1 FTR-6-1","EQ-1068348","RADIANT AND REHEAT SYSTEMS","RADIANT AND REHEAT SYSTEMS",null,"408TRC1500","\\Locations\\Sites\\Lowell Justice Center\\408TRC1500 Lowell Justice Center\\Floor 05\\5028 - Break Room","Lowell Justice Center","Active","Available"]
[null,"FIN TUBE RADIATOR #1 FTR-7-1","EQ-1068201","RADIANT AND REHEAT SYSTEMS","RADIANT AND REHEAT SYSTEMS",null,"408TRC1500","\\Locations\\Sites\\Lowell Justice Center\\408TRC1500 Lowell Justice Center\\Floor 04\\4022 - JCM Supply","Lowell Justice Center","Active","Available"]
[null,"FIN TUBE RADIATOR #1 FTR-7-6","EQ-1068376","RADIANT AND REHEAT SYSTEMS","RADIANT AND REHEAT SYSTEMS",null,"408TRC1500","\\Locations\\Sites\\Lowell Justice Center\\408TRC1500 Lowell Justice Center\\Floor 05\\5143 - Chief Court Officer","Lowell Justice Center","Active","Available"]
[null,"FIN TUBE RADIATOR #1 FTR-8","EQ-1068619","RADIANT AND REHEAT SYSTEMS","RADIANT AND REHEAT SYSTEMS",null,"408TRC1500","\\Locations\\Sites\\Lowell Justice Center\\408TRC1500 Lowell Justice Center\\Floor 07\\7112 - Kit","Lowell Justice Center","Active","Available"]
[null,"FIN TUBE RADIATOR #1 FTR-8-1","EQ-1068364","RADIANT AND REHEAT SYSTEMS","RADIANT AND REHEAT SYSTEMS",null,"408TRC1500","\\Locations\\Sites\\Lowell Justice Center\\408TRC1500 Lowell Justice Center\\Floor 05\\5020 - Conf","Lowell Justice Center","Active","Available"]
[null,"FIN TUBE RADIATOR #1 FTR-8-4","EQ-1068113","RADIANT AND REHEAT SYSTEMS","RADIANT AND REHEAT SYSTEMS",null,{"$f":"IFERROR(MID(H13895,FIND(\"\\\",H13895,18)+1,10),\"\")","v":"408TRC1500"},"\\Locations\\Sites\\Lowell Justice Center\\408TRC1500 Lowell Justice Center\\Floor 03\\3051 - DC Judge",{"$f":"IFERROR(MID(H13895,18,FIND(\"\\\",MID(H13895,18,30))-1),\"\")","v":"Lowell Justice Center"},"Active","Available"]
[null,"FIN TUBE RADIATOR #1 FTR-9-2","EQ-1068207","RADIANT AND REHEAT SYSTEMS","RADIANT AND REHEAT SYSTEMS",null,"408TRC1500","\\Locations\\Sites\\Lowell Justice Center\\408TRC1500 Lowell Justice Center\\Floor 04\\4030 - Breakroom","Lowell Justice Center","Active","Available"]
[null,"FIN TUBE RADIATOR FTR-7","EQ-1068274","RADIANT AND REHEAT SYSTEMS","RADIANT AND REHEAT SYSTEMS",null,"408TRC1500","\\Locations\\Sites\\Lowell Justice Center\\408TRC1500 Lowell Justice Center\\Floor 04\\4070 - Juv Court Probation","Lowell Justice Center","Active","Available"]
[null,"FIRE ALARM","EQ-1035031","FIRE ALARM PANEL","FIRE ALARM PANEL",null,"335QCC0023","\\Locations\\Sites\\Quinsigamond Community College\\335QCC0023 Surprenant/Hebert Auditorium\\BASEMENT","","Active","Available"]
[null,"Fire Alarm","EQ-1071067","FIRE ALARM PANEL","FIRE ALARM PANEL",null,"424MDC0406","\\Locations\\Sites\\Middlesex Fells Reservation\\424MDC0406 Botume House","Middlesex Fells Reservation","Active","Available"]
[null,"FIRE ALARM - BATTERY CABINET","EQ-1035052","FIRE ALARM PANEL","FIRE ALARM PANEL",null,"335QCC0401","\\Locations\\Sites\\Quinsigamond Community College\\335QCC0401 Harrington Learning Center\\Floor 01\\130","","Active","Available"]
[null,"FIRE ALARM CONTROL PANEL","EQ-1043538","FIRE ALARM PANEL","FIRE ALARM PANEL",null,"339DMHPB20","\\Locations\\Sites\\Central Youth Service Center\\339DMHPB20 Allen Hall - Paine Hall 45\\Floor 01","Central Youth Service Center","Active","Available"]
[null,"FIRE ALARM CONTROL PANEL - ROOM F1C13","EQ-1004147",null,null,null,"335DMH1101","\\Locations\\Sites\\Worcester State Hospital\\335DMH1101 Worcester Recovery Center And Hospital\\Floor 01\\F1C13","Worcester State Hospital","Active","Available"]
[null,"FIRE ALARM PANEL","EQ-1004388",null,null,null,"316DOC0160","\\Locations\\Sites\\Lancaster Complex OSP\\316DOC0160 Cafe And Kitchen / Osp 17","Lancaster Complex OSP","Active","Available"]
[null,"FIRE ALARM PANEL","EQ-1004433",null,null,null,"316CAM9206","\\Locations\\Sites\\Lancaster Complex OSP\\316CAM9206 Clara Barton Children's Dormitory / Osp 13","Lancaster Complex OSP","Active","Available"]
[null,"FIRE ALARM PANEL","EQ-1006129","FIRE ALARM PANEL","FIRE ALARM PANEL",null,"412DOC9208","\\Locations\\Sites\\MCI - Shirley\\412DOC9208 Water Treatment Plant - Min","MCI - Shirley","Active","Available"]
[null,"FIRE ALARM PANEL","EQ-1006160","FIRE ALARM PANEL","FIRE ALARM PANEL",null,"412DOCPB42","\\Locations\\Sites\\MCI - Shirley\\412DOCPB42 Cottage 8 - Min","MCI - Shirley","Active","Available"]
[null,"FIRE ALARM PANEL","EQ-1008914","FIRE ALARM PANEL","FIRE ALARM PANEL",null,"255DPH9002","\\Locations\\Sites\\Western Massachusetts Hospital\\255DPH9002 Western Mass Hospital","","Active","Available"]
[null,"FIRE ALARM PANEL","EQ-1016426","FIRE ALARM PANEL","FIRE ALARM PANEL",null,"430DOCPB03","\\Locations\\Sites\\MCI - Concord\\430DOCPB03 Modular Unit 2","MCI - Concord","Active","Available"]
[null,"FIRE ALARM PANEL","EQ-1027289","FIRE ALARM PANEL","FIRE ALARM PANEL",null,"527TRC9704","\\Locations\\Sites\\Peabody District Court\\527TRC9704 Peabody Courthouse\\BASEMENT\\B-09","Peabody District Court","Active","Available"]
[null,"FIRE ALARM PANEL","EQ-1028676","FIRE ALARM PANEL","FIRE ALARM PANEL",null,"450DOC0300","\\Locations\\Sites\\MCI - Framingham\\450DOC0300 Pioneer Detention 14","MCI - Framingham","Active","Available"]
[null,"FIRE ALARM PANEL","EQ-1028971",null,null,null,"407DPH0114","\\Locations\\Sites\\Tewksbury State Hospital\\407DPH0114 MEMA Civil Defense Building","Tewksbury State Hospital","Active","Available"]
[null,"FIRE ALARM PANEL","EQ-1029943","FIRE ALARM PANEL",null,null,"764TCC0400","\\Locations\\Sites\\Falmouth District - Juvenile Court\\764TCC0400 Falmouth District/Juvenile Court\\Floor 01\\120","","Active","Available"]
[null,"FIRE ALARM PANEL","EQ-1033536","FIRE ALARM PANEL",null,null,"408LOW0081","\\Locations\\Sites\\University Of Massachusetts Lowell Lowell\\408LOW0081 South Power Plant\\Floor 01\\100","","Active","Available"]
[null,"FIRE ALARM PANEL","EQ-1033696","FIRE ALARM PANEL",null,null,"408LOW0111","\\Locations\\Sites\\University Of Massachusetts Lowell - Lowell\\408LOW0111 Ball Hall","","Active","Available"]
[null,"FIRE ALARM PANEL","EQ-1034542","FIRE ALARM PANEL",null,null,"408LOWPB15","\\Locations\\Sites\\University Of Massachusetts Lowell Lowell\\408LOWPB15 Ames Textile\\Floor 01\\118","","Active","Available"]
[null,"FIRE ALARM PANEL","EQ-1035339","FIRE ALARM PANEL",null,null,"434TRC9201","\\Locations\\Sites\\Marlborough District Court\\434TRC9201 Marlborough District Courthouse\\BSMT\\013","Marlborough District Court","Active","Available"]
[null,"FIRE ALARM PANEL","EQ-1038309","FIRE ALARM PANEL","FIRE ALARM PANEL",null,"517SDEPB01","\\Locations\\Sites\\Essex County Sheriff's Department - Middleton\\517SDEPB01 Administration","","Active","Available"]
[null,"FIRE ALARM PANEL","EQ-1038339","FIRE ALARM PANEL","FIRE ALARM PANEL",null,"517SDEPB06","\\Locations\\Sites\\Essex County Sheriff's Department - Middleton\\517SDEPB06 Library / Programs\\Floor 01","","Active","Available"]
[null,"FIRE ALARM PANEL","EQ-1038625","FIRE ALARM PANEL","FIRE ALARM PANEL",null,"515SDEPB05","\\Locations\\Sites\\Essex County Sheriff's Department - Lawrence\\515SDEPB05 Boiler Room\\Floor 01","","Active","Available"]
[null,"FIRE ALARM PANEL","EQ-1041636","FIRE ALARM PANEL",null,null,"669UMD0180","\\Locations\\Sites\\University Of Massachusetts Dartmouth Main Campus\\669UMD0180 MacLean Campus Center","","Active","Available"]
[null,"FIRE ALARM PANEL","EQ-1042018","FIRE ALARM PANEL","FIRE ALARM PANEL",null,"328POL0101","\\Locations\\Sites\\State Police Training Academy\\328POL0101 Ellis Hall Building A\\BASEMENT\\036","State Police Training Academy","Active","Available"]
[null,"FIRE ALARM PANEL","EQ-1042817","FIRE ALARM PANEL","FIRE ALARM PANEL",null,"259SDHPB07","\\Locations\\Sites\\Hampden County Sheriff's Department - Ludlow\\259SDHPB07 Housing Tower B","","Active","Available"]
[null,"FIRE ALARM PANEL","EQ-1043831","FIRE ALARM PANEL","FIRE ALARM PANEL",null,"340CAMPB10","\\Locations\\Sites\\DYS - Grafton\\340CAMPB10 Brown Cottage","DYS - Grafton","Active","Available"]
[null,"FIRE ALARM PANEL","EQ-1045336","FIRE ALARM PANEL","FIRE ALARM PANEL",null,"268STC9011","\\Locations\\Sites\\Springfield Tech Community College\\268STC9011 Arts Building 28\\Floor 01","","Active","Available"]
[null,"FIRE ALARM PANEL","EQ-1049529","FIRE ALARM PANEL","FIRE ALARM PANEL",null,"506DEM0750","\\Locations\\Sites\\Henry Graf, Jr. Rink\\506DEM0750 Henry Graf, Jr. Rink","Henry Graf, Jr. Rink","Active","Available"]
[null,"Fire Alarm Panel","EQ-1062972","FIRE ALARM PANEL","FIRE ALARM PANEL",null,"335DEM0404","\\Locations\\Sites\\Lake Park at Quinsigamond State Park\\335DEM0404 Lake Park Bathhouse\\Floor 01","","Active","Available"]
[null,"FIRE ALARM PANEL (HORSE BARN/TRUCK GARAGE)","EQ-1028988",null,null,null,"407DPH0380","\\Locations\\Sites\\Tewksbury State Hospital\\407DPH0380 Truck Garage","Tewksbury State Hospital","Active","Available"]
[null,"FIRE ALARM PANEL / COURTHOUSE DEVICE TOTAL - ?","EQ-1036380","FIRE ALARM PANEL",null,null,"551TRC9207","\\Locations\\Sites\\East Boston Municipal Court\\551TRC9207 East Boston Municipal Court\\Floor 01\\105","East Boston Municipal Court","Active","Available"]
[null,"FIRE ALARM SYSTEM","EQ-1035629","FIRE ALARM PANEL",null,null,"111TRC9906","\\Locations\\Sites\\Pittsfield Probate Family Court\\111TRC9906 James A. Bowes Memorial Building\\BASEMENT\\017","","Active","Available"]
[null,"FIRE ALARM SYSTEM PANEL","EQ-1036941","FIRE ALARM PANEL",null,null,"551TRC9204","\\Locations\\Sites\\West Roxbury Municipal Court\\551TRC9204 West Roxbury Municipal Court\\Floor 01","West Roxbury Municipal Court","Active","Available"]
[null,"FIRE ALARM-BATTERY CHARGER","EQ-1035348","FIRE ALARM PANEL",null,null,"434TRC9201","\\Locations\\Sites\\Marlborough District Court\\434TRC9201 Marlborough District Courthouse\\BSMT\\013","Marlborough District Court","Active","Available"]
[null,"FIRE EXTINGUISHER - COURTHOUSE TOTAL 12","EQ-1037677","FIRE EXTINGUISHER",null,null,"308TRC9810","\\Locations\\Sites\\Gardner District Court\\308TRC9810 Gardner Courthouse","Gardner District Court","Active","Available"]
[null,"FIRE EXTINGUISHER / COURTHOUSE TOTAL - 12","EQ-1035321","FIRE EXTINGUISHER",null,null,{"$f":"IFERROR(MID(H14407,FIND(\"\\\",H14407,18)+1,10),\"\")","v":"434TRC9201"},"\\Locations\\Sites\\Marlborough District Court\\434TRC9201 Marlborough District Courthouse",{"$f":"IFERROR(MID(H14407,18,FIND(\"\\\",MID(H14407,18,30))-1),\"\")","v":"Marlborough District Court"},"Active","Available"]
[null,"FIRE EXTINGUISHER /Pittsfield Superior COURTHOUSE TOTAL - 12","EQ-1035684","FIRE EXTINGUISHER",null,null,"111TRC9905","\\Locations\\Sites\\Pittsfield Superior Court\\111TRC9905 Pittsfield Superior Court","Pittsfield Superior Court","Active","Available"]
[null,"FIRE EXTINGUISHERS / COURTHOUSE TOTAL - 14","EQ-1025224","FIRE EXTINGUISHER","FIRE EXTINGUISHER",null,"408TRC9201","\\Locations\\Sites\\Lowell District Court\\408TRC9201 Lowell Courthouse","Lowell District Court","Active","Available"]
[null,"FIRE EXTINGUSHER / COURTHOUSE TOTAL - 8","EQ-1037824","FIRE EXTINGUISHER",null,null,"339TRC9819","\\Locations\\Sites\\Westborough District Court\\339TRC9819 Westborough District Courthouse","Westborough District Court","Active","Available"]
[null,"FIRE JOCKEY PUMP","EQ-1001064","PUMP","PUMP",null,"551BSB9000","\\Locations\\Sites\\Lindemann Building\\551BSB9000 Lindemann Building\\Ground\\G060","Lindemann Building","Active","Available"]
[null,"FIRE PUMP","EQ-1004595","FIRE PUMP",null,null,"342MIL9701","\\Locations\\Sites\\DOC Headquarters\\342MIL9701 Main Building\\Floor 01W\\158","DOC Headquarters","Active","Available"]
[null,"FIRE PUMP","EQ-1034126","FIRE PUMP",null,null,"408LOW1102","\\Locations\\Sites\\University Of Massachusetts Lowell - Lowell\\408LOW1102 University Crossing","","Active","Available"]
[null,"FIRE PUMP","EQ-1041993","FIRE PUMP","FIRE PUMP",null,"450CDA0210","\\Locations\\Sites\\Massachusetts Emergency Management Agency\\450CDA0210 MEMA Bunker","","Active","Available"]
[null,"FIRE PUMP FUEL TANK","EQ-1045404","TANK","TANK",null,"268STC9013","\\Locations\\Sites\\Springfield Tech Community College\\268STC9013 Putnam Hall Building 17\\BASEMENT\\LOWER LEVEL - BOILER ROOM [17-G3]","","Active","Available"]
[null,"FIRE PUMP/MOTOR - JOCKEY PUMP","EQ-1029346","FIRE PUMP",null,null,"707TRC9701","\\Locations\\Sites\\Brockton Trial Court\\707TRC9701 Brockton Trial Court\\Floor 01\\199","Brockton Trial Court","Active","Available"]
[null,"FIRE PUMP/MOTOR PM. (ADAMS)","EQ-1023935","FIRE PUMP","FIRE PUMP",null,"551TRC9201","\\Locations\\Sites\\Suffolk County Superior Court\\551TRC9201 John Adams Historic Courthouse\\BASEMENT\\G-601","Suffolk County Superior Court","Active","Available"]
[null,"FIRST STEP MATTRESS SYSTEM BY KCI/ARJO","EQ-1007762","HOSPITAL BED","HOSPITAL BED",null,"255DPH9002","\\Locations\\Sites\\Western Massachusetts Hospital\\255DPH9002 Western Mass Hospital","","Active","Available"]
[null,"FIRST STEP, CLASSIC MATTRESS OVERLAY","EQ-1007766","HOSPITAL BED","HOSPITAL BED",null,"255DPH9002","\\Locations\\Sites\\Western Massachusetts Hospital\\255DPH9002 Western Mass Hospital","","Active","Available"]
[null,"FIU-115-1-Fan Powered Induction Unit-115","EQ-1039918",null,null,null,"335QCC1601","\\Locations\\Sites\\Quinsigamond Community College\\335QCC1601 QuEST Center, Engineering Science Technology Ctr.\\Floor 01\\115","","Active","Available"]
[null,"FLAT BED TRUCK FAIRBANKS 30\"X60\"","EQ-1010053","TRUCK","TRUCK",null,"255DPHPB02","\\Locations\\Sites\\Western Massachusetts Hospital\\255DPHPB02 Garage Building\\MAIN","","Active","Available"]
[null,"FLOOR HEATER UNIT- ON 3M (MECH ROOM) #1","EQ-1022253","ELECTRIC HEATER","ELECTRIC HEATER",null,"551TRC9200","\\Locations\\Sites\\Suffolk County Superior Court\\551TRC9200 Suffolk Superior Court Hi-Rise\\Floor 03M\\M308A","Suffolk County Superior Court","Active","Available"]
[null,"FLOOR MIXER","EQ-1028703","MIXER","MIXER",null,"450DOC0010","\\Locations\\Sites\\MCI - Framingham\\450DOC0010 Old Administration 10\\BASEMENT\\CK","MCI - Framingham","Active","Available"]
[null,"FLOW STATION - FIRE SUPPRESSION, ROOM E1C12","EQ-1004842",null,null,null,"335DMH1101","\\Locations\\Sites\\Worcester State Hospital\\335DMH1101 Worcester Recovery Center And Hospital\\Floor 01\\E1C12","Worcester State Hospital","Active","Available"]
[null,"FOOD PROCESSOR, ROBOT COUPE","EQ-1007615","FOOD PROCESSOR","FOOD PROCESSOR",null,"255DPH9002","\\Locations\\Sites\\Western Massachusetts Hospital\\255DPH9002 Western Mass Hospital","","Active","Available"]
[null,"FOP-1, FUEL OIL PUMP, ROOM # 157","EQ-1003035","ALL OTHER PUMPS","ALL OTHER PUMPS",null,"268ITD1200","\\Locations\\Sites\\ITD Data Center at Springfield\\268ITD1200 Springfield Data Center\\Floor 01\\157","","Active","Available"]
[null,"FOR FUTURE USE","EQ-1004899",null,null,null,"339FWE1200","\\Locations\\Sites\\WMA Westborough\\339FWE1200 DFW Field Headquarters\\Basement\\006","WMA Westborough","Active","Available"]
[null,"FOUNDATION & FOOTINGS SYSTEMS","EQ-1009442","MISC. EQUIPMENT","MISC. EQUIPMENT",null,"256HLYPB05","\\Locations\\Sites\\Soldiers Home - Holyoke\\256HLYPB05 Smoking Shed","Soldiers Home - Holyoke","Active","Available"]
[null,"FOUNDATION & FOOTINGS SYSTEMS","EQ-1025083","MISC. EQUIPMENT","MISC. EQUIPMENT",null,"502TRC9701","\\Locations\\Sites\\Haverhill District Court\\502TRC9701 Haverhill Courthouse","Haverhill District Court","Active","Available"]
[null,"FP-1-Freeze Protection Pump-Penthouse","EQ-1039932","PUMP / MOTOR",null,null,"335QCC1601","\\Locations\\Sites\\Quinsigamond Community College\\335QCC1601 QuEST Center, Engineering Science Technology Ctr.\\Floor 04\\Penthouse","","Active","Available"]
[null,"FPB 1_12","EQ-1035164","VARIABLE AIR VOLUME BOX","VARIABLE AIR VOLUME BOX",null,"335QCC0401","\\Locations\\Sites\\Quinsigamond Community College\\335QCC0401 Harrington Learning Center\\Floor 01\\109","","Active","Available"]
[null,"FPB 2_18","EQ-1035162","VARIABLE AIR VOLUME BOX","VARIABLE AIR VOLUME BOX",null,"335QCC0401","\\Locations\\Sites\\Quinsigamond Community College\\335QCC0401 Harrington Learning Center\\Floor 02\\223A","","Active","Available"]
[null,"FPB 2_23","EQ-1035176","VARIABLE AIR VOLUME BOX","VARIABLE AIR VOLUME BOX",null,"335QCC0401","\\Locations\\Sites\\Quinsigamond Community College\\335QCC0401 Harrington Learning Center\\Floor 02\\208","","Active","Available"]
[null,"FPB 3_13","EQ-1035195","VARIABLE AIR VOLUME BOX","VARIABLE AIR VOLUME BOX",null,"335QCC0401","\\Locations\\Sites\\Quinsigamond Community College\\335QCC0401 Harrington Learning Center\\Floor 03\\306","","Active","Available"]
[null,"FPT-12-7","EQ-1063236","HEAT EXCHANGER","HEAT EXCHANGER",null,"530NSC1701","\\Locations\\Sites\\North Shore Community College - Lynn\\530NSC1701 Lynn South\\Floor 02\\214","","Active","Available"]
[null,"FPT-8-2","EQ-1063220","HEAT EXCHANGER","HEAT EXCHANGER",null,"530NSC1701","\\Locations\\Sites\\North Shore Community College - Lynn\\530NSC1701 Lynn South\\Floor 02\\219","","Active","Available"]
[null,"FRIALATOR, (PITCO)","EQ-1042093","FRYOLATOR","FRYOLATER",null,"328POL0102","\\Locations\\Sites\\State Police Training Academy\\328POL0102 B Building Dining Hall\\Floor 01\\108","State Police Training Academy","Active","Available"]
[null,"FRIEDRICH P.T.A.C. UNIT.","EQ-1042215","PACKAGE AIR CONDITIONER","PACKAGE AIR CONDITIONER",null,"328POL0106","\\Locations\\Sites\\State Police Training Academy\\328POL0106 Boiler Plant Building F\\Floor 01\\6","State Police Training Academy","Active","Available"]
[null,"FTR-A","EQ-1063235","RADIANT AND REHEAT SYSTEMS","RADIANT AND REHEAT SYSTEMS",null,"530NSC1701","\\Locations\\Sites\\North Shore Community College - Lynn\\530NSC1701 Lynn South","","Active","Available"]
[null,"FTR-A-Hydronic Radiator-213A","EQ-1039959","RADIANT AND REHEAT SYSTEMS","RADIANT AND REHEAT SYSTEMS",null,"335QCC1601","\\Locations\\Sites\\Quinsigamond Community College\\335QCC1601 QuEST Center, Engineering Science Technology Ctr.\\Floor 02\\213A","","Active","Available"]
[null,"FTR-B-Hydronic Radiator-218","EQ-1039978","RADIANT AND REHEAT SYSTEMS","RADIANT AND REHEAT SYSTEMS",null,"335QCC1601","\\Locations\\Sites\\Quinsigamond Community College\\335QCC1601 QuEST Center, Engineering Science Technology Ctr.\\Floor 02\\218","","Active","Available"]
[null,"FUJITSU AC","EQ-1042593","AIR CONDITIONING UNIT","AIR CONDITIONING UNIT",null,"258SDH0702","\\Locations\\Sites\\Hampden County Sheriff's Department - Chicopee\\258SDH0702 Hampden County Housing Unit 2\\ROOF","","Active","Available"]
[null,"FUME HOOD N.F. 15  ROOF (1342)","EQ-1008542","FUME EXHAUST FAN","FUME EXHAUST FAN",null,"526NSC0200","\\Locations\\Sites\\North Shore Community College - Danvers\\526NSC0200 Math And Sciences Building\\ROOF","","Active","Available"]
[null,"FURNACE","EQ-1041548","FURNACE",null,null,"669UMD0081","\\Locations\\Sites\\University Of Massachusetts Dartmouth Main Campus\\669UMD0081 Chase Road Center","","Active","Available"]
[null,"FURNACE","EQ-1042947","FURNACE","FURNACE",null,{"$f":"IFERROR(MID(H14919,FIND(\"\\\",H14919,18)+1,10),\"\")","v":"259SDHPB20"},"\\Locations\\Sites\\Hampden County Sheriff's Department - Ludlow\\259SDHPB20 Vocations/Industries/Programs",{"$f":"IFERROR(MID(H14919,18,FIND(\"\\\",MID(H14919,18,30))-1),\"\")","v":""},"Active","Available"]
[null,"FURNACE","EQ-1062983","FURNACE",null,null,"507DEMPB03","\\Locations\\Sites\\Martin H. Burns WMA\\507DEMPB03 Martin Burns Wildlife Management Office","Martin H. Burns WMA","Active","Available"]
[null,"Furnace","EQ-1067269","FURNACE","FURNACE",null,"255DEM9006","\\Locations\\Sites\\Hampton Ponds State Park\\255DEM9006 Garage","Hampton Ponds State Park","Active","Available"]
[null,"Furnace","EQ-1067758","FURNACE","FURNACE",null,"658DEM0130","\\Locations\\Sites\\Massasoit State Park\\658DEM0130 Headquarters / Maintenance","Massasoit State Park","Active","Available"]
[null,"Furnace","EQ-1071749","FURNACE","FURNACE",null,"251DEM3220","\\Locations\\Sites\\Chester - Blandford State Forest\\251DEM3220 Park Headquarters Building","","Active","Available"]
[null,"FURNACE","EQ-1072251","FURNACE","FURNACE",null,"210MDCPB03","\\Locations\\Sites\\Stockroom Area\\210MDCPB03 Stockroom Store Room","Stockroom Area","Active","Available"]
[null,"G-14 EXHAUST FAN","EQ-1034996","EXHAUST FAN","EXHAUST FAN",null,"335QCC0030","\\Locations\\Sites\\Quinsigamond Community College\\335QCC0030 Physical Education\\Floor 02\\206G","","Active","Available"]
[null,"GARAGE DOOR MOTOR BAY 5","EQ-1004790","GARAGE",null,null,"347POL0601","\\Locations\\Sites\\Police Station - Millbury\\347POL0601 Millbury State Police Barracks\\Floor 01\\BAY 5","Police Station - Millbury","Active","Available"]
[null,"GARAGE DOOR OPENER (2)","EQ-1038605","GARAGE","GARAGE",null,"515SDEPB03","\\Locations\\Sites\\Essex County Sheriff's Department - Lawrence\\515SDEPB03 Re-Entry Gymnasium\\Floor 01\\1010","","Active","Available"]
[null,"GARAGE DOOR OPENER 5","EQ-1041205","GARAGE","GARAGE",null,{"$f":"IFERROR(MID(H15047,FIND(\"\\\",H15047,18)+1,10),\"\")","v":"432DFS1000"},"\\Locations\\Sites\\Massachusetts Firefighting Academy - Stow\\432DFS1000 Fire Station Building\\Floor 01\\F101",{"$f":"IFERROR(MID(H15047,18,FIND(\"\\\",MID(H15047,18,30))-1),\"\")","v":""},"Active","Available"]
[null,"Garage Sub Panel","EQ-1067335","PANEL BOARD","PANEL BOARD",null,"332DEM1811","\\Locations\\Sites\\Moore State Park\\332DEM1811 Spaulding House Old School House","Moore State Park","Active","Available"]
[null,"GAS BURNER FOR BOILER A-1","EQ-1006669","BURNER","BURNER",null,"515TRC9200","\\Locations\\Sites\\Lawrence Superior Court\\515TRC9200 Lawrence Courthouse\\BASEMENT","Lawrence Superior Court","Active","Available"]
[null,"GAS HEATER 1","EQ-1041196","UNIT HEATER","UNIT HEATER",null,"432DFS1000","\\Locations\\Sites\\Massachusetts Firefighting Academy - Stow\\432DFS1000 Fire Station Building\\Floor 01\\F103","","Active","Available"]
[null,"GAS STEAMER","EQ-1001069","STEAMER","STEAMER",null,"551BSB9000","\\Locations\\Sites\\Lindemann Building\\551BSB9000 Lindemann Building\\Ground\\G041","Lindemann Building","Active","Available"]
[null,"GATE 3:  SALLYPORT EXTERIOR DOOR - NORTH SIDE OF BUILDING","EQ-1041021","SALLY PORT","SALLY PORT",null,"164SDF0601","\\Locations\\Sites\\Franklin County Sheriff's Office - Greenfield\\164SDF0601 Main Building\\GROUNDS","","Active","Available"]
[null,"GENERATOR","EQ-1033435","EMERGENCY GENERATOR SET",null,null,"408LOW0031","\\Locations\\Sites\\University Of Massachusetts Lowell - Lowell\\408LOW0031 Lydon Library","","Active","Available"]
[null,"GENERATOR #1 (MAIN)","EQ-1041024","EMERGENCY GENERATOR SET","EMERGENCY GENERATOR SET",null,"164SDF0601","\\Locations\\Sites\\Franklin County Sheriff's Office - Greenfield\\164SDF0601 Main Building\\GROUNDS","","Active","Available"]
[null,"GENERATOR #2 (MAIN)","EQ-1041034","EMERGENCY GENERATOR SET","EMERGENCY GENERATOR SET",null,"164SDF0601","\\Locations\\Sites\\Franklin County Sheriff's Office - Greenfield\\164SDF0601 Main Building\\GROUNDS","","Active","Available"]
[null,"GENERATOR EMERGENCY - ENGINE","EQ-1000847","EMERGENCY ENGINE","EMERGENCY ENGINE",null,"551BSB9999","\\Locations\\Sites\\McCormack Building\\551BSB9999 McCormack State Office Building\\Floor 23\\MACH-RM","McCormack Building","Active","Available"]
[null,"Generator Safety Transfer Switch","EQ-1070883","GENERATOR ASSEMBLIES","GENERATOR ASSEMBLIES",null,"107DCR2000","\\Locations\\Sites\\Ashuwillticook Rail Trail\\107DCR2000 Headquarters Building","Ashuwillticook Rail Trail","Active","Available"]
[null,"GENIE POWER LIFT","EQ-1042202","MISC. LIFT","MISC. LIFT",null,"328POL0107","\\Locations\\Sites\\State Police Training Academy\\328POL0107 Gymnasium Building G\\Floor 01","State Police Training Academy","Active","Available"]
[null,"GLYCOL FEEDER GMU-1","EQ-1068855","TANK","TANK",null,"408TRC1500","\\Locations\\Sites\\Lowell Justice Center\\408TRC1500 Lowell Justice Center\\Basement\\U0022 - Dom Water Services","Lowell Justice Center","Active","Available"]
[null,"GLYCOL PUMP 1","EQ-1066934","PUMP","PUMP",null,"441MDC9501","\\Locations\\Sites\\LoConte Rink\\441MDC9501 LoConte Memorial Rink","LoConte Rink","Active","Available"]
[null,"Glycol Pumps","EQ-1066714","PUMP","PUMP",null,"256DEM9007","\\Locations\\Sites\\Henry J. Fitzpatrick  Rink\\256DEM9007 Henry J. Fitzpatrick Rink","Henry J. Fitzpatrick  Rink","Active","Available"]
[null,"GM-018 21\" Walk Behind Mower","EQ-1062434","LAWN MOWER (ALL TYPES)","LAWN MOWER (ALL TYPES)",null,"111SDBPB01","\\Locations\\Sites\\Berkshire County Sheriff's Office - Pittsfield\\111SDBPB01 Warehouse","","Active","Available"]
[null,"GRASS TRIMMER, CUB CADET","EQ-1007788",null,null,null,"255DPHPB02","\\Locations\\Sites\\Western Massachusetts Hospital\\255DPHPB02 Garage Building","","Active","Available"]
[null,"GREASE INTERCEPTOR FOX 1ST FLOOR TRAPZILLA","EQ-1063863","GREASE TRAP","GREASE TRAP",null,"408LOWPB05","\\Locations\\Sites\\University Of Massachusetts Lowell - Lowell\\408LOWPB05 Fox Hall","","Active","Available"]
[null,"GREASE INTERCEPTORS (2) UCROSSING","EQ-1034104","GREASE TRAP",null,null,"408LOW1102","\\Locations\\Sites\\University Of Massachusetts Lowell - Lowell\\408LOW1102 University Crossing","","Active","Available"]
[null,"Greenhouse Controls- Thermostats","EQ-1039661","THERMOSTAT","THERMOSTAT",null,"517DYS1300","\\Locations\\Sites\\DYS Middleton-Ne Reg Youth Serv Ctr\\517DYS1300 DYS Middleton-NE Reg Youth Service Center","","Active","Available"]
[null,"GROUND FAULT INTERUPTER","EQ-1002093","PANEL BOARD","PANEL BOARD",null,"552CAMPB01","\\Locations\\Sites\\Massachusetts Information Technology Center\\552CAMPB01 Massachusetts Information Technology Center\\Floor 01\\1A-1","","Active","Available"]
[null,"Grow System Water Heater Boiler","EQ-1070949","WATER HEATERS (BOILERS)","WATER HEATERS (BOILERS)",null,"111SDB1914","\\Locations\\Sites\\Berkshire County Sheriff's Office - Pittsfield\\111SDB1914 Aquaponic Greenhouse","","Active","Available"]
[null,"GWP-1 GROUND WATER PUMPS (HYDRONIC PUMPS)","EQ-1046878","HEAT PUMP","HEAT PUMP",null,"429MCC0170","\\Locations\\Sites\\Middlesex Community College\\429MCC0170 Trustee House Th Building 4","Middlesex Community College","Active","Available"]
[null,"HAND TRUCK, ORANGE","EQ-1008000","SPEC EQUIP","SPEC EQUIP",null,"255DPH9002","\\Locations\\Sites\\Western Massachusetts Hospital\\255DPH9002 Western Mass Hospital","","Active","Available"]
[null,"Hanging Heater","EQ-1071051","UNIT HEATER","UNIT HEATER",null,"529MDC0401","\\Locations\\Sites\\Breakheart Reservation\\529MDC0401 New Garage","Breakheart Reservation","Active","Available"]
[null,"Hart Barn Pay Station","EQ-1071106","PARKING PAY STATION (AUTOMATED)","REVENUE CONTROL SYSTEM- UNATTENDED (PARKING)",null,"417DCR2102","\\Locations\\Sites\\Great Brook Farm State Park\\417DCR2102 Hart Barn & Ski Center Parking Lot","Great Brook Farm State Park","Active","Available"]
[null,"HE-3","EQ-1010260","HEAT EXCHANGER","HEAT EXCHANGER",null,"551CAM9603","\\Locations\\Sites\\State Transportation Building\\551CAM9603 State Transportation Building\\LGARAGE","State Transportation Building","Active","Available"]
[null,"HEAT EXCHANGE PACKAGE HX-02","EQ-1033903","HEAT EXCHANGER",null,null,"408LOW1000","\\Locations\\Sites\\University Of Massachusetts Lowell - Lowell\\408LOW1000 Health & Social Sciences Building\\Floor 00","","Active","Available"]
[null,"HEAT EXCHANGER #2 BOILER HOT WATER/HEAT RECOVERY (GLYCOL)","EQ-1033998","HEAT EXCHANGER",null,null,"408LOW1001","\\Locations\\Sites\\University Of Massachusetts Lowell - Lowell\\408LOW1001 Saab Emerging Technologies and Innovation Center\\Floor 03","","Active","Available"]
[null,"HEAT PUMP 12","EQ-1026318","AIR HANDLER UNIT","AIR HANDLER UNIT",null,"268TRC0001","\\Locations\\Sites\\Springfield Housing Juvenile Court\\268TRC0001 Springfield Housing and Juvenile Courts\\BELL TOWER\\BELL TOWER","","Active","Available"]
[null,"HEAT PUMP 7","EQ-1026204","AIR HANDLER UNIT","AIR HANDLER UNIT",null,"268TRC0001","\\Locations\\Sites\\Springfield Housing Juvenile Court\\268TRC0001 Springfield Housing and Juvenile Courts\\ATTIC\\ATTIC","","Active","Available"]
[null,"HEAT TRACE ASSEMBLY-ROOFTOP","EQ-1071016","ELECTRIC HEATER","ELECTRIC HEATER",null,"432DFSPB09","\\Locations\\Sites\\Massachusetts Firefighting Academy - Stow\\432DFSPB09 Pump House Building","","Active","Available"]
[null,"Heater","EQ-1066700","FURNACE","FURNACE",null,"308DEM0531","\\Locations\\Sites\\Gardner Veterans Rink\\308DEM0531 Gardner Veterans Rink","Gardner Veterans Rink","Active","Available"]
[null,"HEATER / AC UNIT 3","EQ-1035099","UNIT HEATER","UNIT HEATER",null,"335QCC0023","\\Locations\\Sites\\Quinsigamond Community College\\335QCC0023 Surprenant/Hebert Auditorium\\Floor 03\\301","","Active","Available"]
[null,"HEATER- LOADING DOCK 400M BTU/HOUR GF-1","EQ-1001007","UNIT HEATER","UNIT HEATER",null,"551BSB9999","\\Locations\\Sites\\McCormack Building\\551BSB9999 McCormack State Office Building\\Ground 01\\DOCK","McCormack Building","Active","Available"]
[null,"HEATING & VENTILATION FAN FOR GARAGE -03","EQ-1000913","SUPPLY AIR REGISTER","SUPPLY AIR REGISTER",null,"551BSB9999","\\Locations\\Sites\\McCormack Building\\551BSB9999 McCormack State Office Building\\Ground 01\\MECH-RM","McCormack Building","Active","Available"]
[null,"HEATING AND VENTILATION UNIT HV-4","EQ-1041381","AIR HANDLER UNIT","AIR HANDLER UNIT",null,"432DFS0900","\\Locations\\Sites\\Massachusetts Firefighting Academy - Stow\\432DFS0900 Storage Building","","Active","Available"]
[null,"Heating Radiators","EQ-1070663","HEATING/COOLING SYSTEM","HEATING/COOLING SYSTEM",null,"551MDC9516","\\Locations\\Sites\\Old Harbor Reservation\\551MDC9516 Signal Corps Building","Old Harbor Reservation","Active","Available"]
[null,"Heating Units","EQ-1066715","FURNACE","FURNACE",null,{"$f":"IFERROR(MID(H15559,FIND(\"\\\",H15559,18)+1,10),\"\")","v":"256DEM9007"},"\\Locations\\Sites\\Henry J. Fitzpatrick  Rink\\256DEM9007 Henry J. Fitzpatrick Rink",{"$f":"IFERROR(MID(H15559,18,FIND(\"\\\",MID(H15559,18,30))-1),\"\")","v":"Henry J. Fitzpatrick  Rink"},"Active","Available"]
[null,"HEATING WATER CIRCULATING PUMP/MOTOR - 8A","EQ-1036798","PUMP / MOTOR",null,null,"551TRC9209","\\Locations\\Sites\\Roxbury Municipal Court\\551TRC9209 Roxbury Municipal Court\\PENTHOUSE","Roxbury Municipal Court","Active","Available"]
[null,"HEATING WATER PUMP / MOTOR - P1","EQ-1035387","PUMP / MOTOR",null,null,"213TRC9903","\\Locations\\Sites\\Northampton Probate Family Court\\213TRC9903 Northampton Hall Of Records\\BASEMENT\\G 27","","Active","Available"]
[null,"HEATING WATER PUMP/MOTOR - NP2 (SERVES ROOFTOP AHU)","EQ-1036810","PUMP / MOTOR",null,null,"551TRC9209","\\Locations\\Sites\\Roxbury Municipal Court\\551TRC9209 Roxbury Municipal Court\\PENTHOUSE","Roxbury Municipal Court","Active","Available"]
[null,"HEAVY DUTY SAFETY SWITCH","EQ-1038307","SWITCH STATION","SWITCH STATION",null,"517SDEPB08","\\Locations\\Sites\\Essex County Sheriff's Department - Middleton\\517SDEPB08 240 Bed","","Active","Available"]
[null,"High Efficiency Boiler","EQ-1070736","BOILER","BOILER",null,"606MDC9900","\\Locations\\Sites\\Quincy Shores Reservation\\606MDC9900 Brett Bathhouse","Quincy Shores Reservation","Active","Available"]
[null,"High Water Alarm","EQ-1066626","MISC. EQUIPMENT","MISC. EQUIPMENT",null,"442MDC3860","\\Locations\\Sites\\Holland Memorial Pool\\442MDC3860 Joseph Holland Mem Pool Bathhouse","Holland Memorial Pool","Active","Available"]
[null,"HLP1-Panelboard-106","EQ-1039994","PANEL BOARD","PANEL BOARD",null,"335QCC1601","\\Locations\\Sites\\Quinsigamond Community College\\335QCC1601 QuEST Center, Engineering Science Technology Ctr.\\Floor 01\\106","","Active","Available"]
[null,"HOIST - ROOF","EQ-1004037","CONTROLS",null,null,"335DMH1101","\\Locations\\Sites\\Worcester State Hospital\\335DMH1101 Worcester Recovery Center And Hospital","Worcester State Hospital","Active","Available"]
[null,"HOT WATER BOOSTER PUMP - CONTROL UNIT","EQ-1008606","CONTROLS","CONTROLS",null,"526NSC0301","\\Locations\\Sites\\North Shore Community College - Danvers\\526NSC0301 Frederick E. Berry Building\\Floor 01\\153","","Active","Available"]
[null,"HOT WATER CIRCULATING PUMP (HIGH ZONE)","EQ-1023183","CIRCULATING PUMP","CIRCULATING PUMP",null,"551TRC9200","\\Locations\\Sites\\Suffolk County Superior Court\\551TRC9200 Suffolk Superior Court Hi-Rise\\BASEMENT","Suffolk County Superior Court","Active","Available"]
[null,"HOT WATER HEATER","EQ-1005941","WATER HEATER","HOT WATER HEATER",null,"342MIL9701","\\Locations\\Sites\\DOC Headquarters\\342MIL9701 Main Building\\Floor 02A\\234","DOC Headquarters","Active","Available"]
[null,"HOT WATER HEATER","EQ-1028001","WATER HEATERS (BOILERS)","WATER HEATERS (BOILERS)",null,"715DOCPB52","\\Locations\\Sites\\Bridgewater State Hospital\\715DOCPB52 Building 10","Bridgewater State Hospital","Active","Available"]
[null,"HOT WATER HEATER","EQ-1030019","WATER HEATERS (BOILERS)",null,null,"668TRC9200","\\Locations\\Sites\\New Bedford Probate Family Court\\668TRC9200 New Bedford Probate Court\\BSMT\\004","","Active","Available"]
[null,"HOT WATER HEATER","EQ-1035216","WATER HEATERS (BOILERS)","WATER HEATERS (BOILERS)",null,"335QCC0070","\\Locations\\Sites\\Quinsigamond Community College\\335QCC0070 Quonset Hut","","Active","Available"]
[null,"HOT WATER HEATER","EQ-1035503","WATER HEATERS (BOILERS)",null,null,"213TRC9902","\\Locations\\Sites\\Northampton Superior District Court\\213TRC9902 Northampton District Court\\GROUND\\G022","","Active","Available"]
[null,"HOT WATER HEATER","EQ-1041255","WATER HEATER","HOT WATER HEATER",null,"432DFS0110","\\Locations\\Sites\\Massachusetts Firefighting Academy - Stow\\432DFS0110 Administration Building\\Floor 01\\A106C","","Active","Available"]
[null,"HOT WATER HEATER","EQ-1043785","WATER HEATER","HOT WATER HEATER",null,"335DYS0301","\\Locations\\Sites\\Paul T. Leahy Center\\335DYS0301 Paul T. Leahy Center","Paul T. Leahy Center","Active","Available"]
[null,"HOT WATER HEATER","EQ-1043912","WATER HEATER",null,null,"658DMH9202","\\Locations\\Sites\\Taunton State Hospital\\658DMH9202 Cain Building","Taunton State Hospital","Active","Available"]
[null,"HOT WATER HEATER","EQ-1045609","WATER HEATER / EXCHANGER","WATER HEATER / EXCHANGER",null,"268STC9017","\\Locations\\Sites\\Springfield Tech Community College\\268STC9017 Student Services Building 27\\BASMT","","Active","Available"]
[null,"HOT WATER HEATER","EQ-1063006","WATER HEATER","HOT WATER HEATER",null,"653DEMPB08","\\Locations\\Sites\\Borderland State Park\\653DEMPB08 Ames Mansion\\Basement","Borderland State Park","Active","Available"]
[null,"Hot Water Heater","EQ-1067333","WATER HEATER","HOT WATER HEATER",null,"332DEM1811","\\Locations\\Sites\\Moore State Park\\332DEM1811 Spaulding House Old School House","Moore State Park","Active","Available"]
[null,"Hot Water Heater","EQ-1071131","WATER HEATER","HOT WATER HEATER",null,"417DEM1130","\\Locations\\Sites\\Great Brook Farm State Park\\417DEM1130 Main Barn","Great Brook Farm State Park","Active","Available"]
[null,"HOT WATER HEATER #3 PATTERSON KELLY NAT BOARD 81057","EQ-1034475","WATER HEATER",null,null,"408LOWPB05","\\Locations\\Sites\\University Of Massachusetts Lowell - Lowell\\408LOWPB05 Fox Hall","","Active","Available"]
[null,"HOT WATER HEATER #4","EQ-1033880","WATER HEATER",null,null,"408LOW0801","\\Locations\\Sites\\University Of Massachusetts Lowell - Lowell\\408LOW0801 49 East Meadow Lane\\Floor 01\\36","","Active","Available"]
[null,"HOT WATER HEATER (3)","EQ-1038676","WATER HEATER","HOT WATER HEATER",null,"515SDEPB05","\\Locations\\Sites\\Essex County Sheriff's Department - Lawrence\\515SDEPB05 Boiler Room\\Floor 01","","Active","Available"]
[null,"Hot Water Heater Solar Panels #2","EQ-1071203","SOLAR ENERGY SYSTEM","SOLAR ENERGY SYSTEM",null,"430DEM1601","\\Locations\\Sites\\Walden Pond State Reservation\\430DEM1601 Walden Pond Visitor Center","Walden Pond State Reservation","Active","Available"]
[null,"HOT WATER HEATER/SPECIAL EQUIPMENT","EQ-1045879","WATER HEATER","HOT WATER HEATER",null,"322SDWPB17","\\Locations\\Sites\\Worcester County Sheriff's Office - West Boylston\\322SDWPB17 Administration Building\\Floor 02","","Active","Available"]
[null,"HOT WATER PUMP #1","EQ-1037686","HEAT PUMP",null,null,"447TRC9201","\\Locations\\Sites\\Newton District Court\\447TRC9201 Newton District Courthouse\\GROUND\\1062","Newton District Court","Active","Available"]
[null,"HOT WATER PUMP MOTOR","EQ-1037704","PUMP / MOTOR",null,null,"447TRC9201","\\Locations\\Sites\\Newton District Court\\447TRC9201 Newton District Courthouse","Newton District Court","Active","Available"]
[null,"HOT WATER RECIRC PUMP","EQ-1026286","PUMP / MOTOR","PUMP / MOTOR",null,"268TRC0001","\\Locations\\Sites\\Springfield Housing Juvenile Court\\268TRC0001 Springfield Housing and Juvenile Courts\\BASEMENT\\B52","","Active","Available"]
[null,"HOT WATER STORAGE TANK","EQ-1042825","BOILER","BOILER",null,"259SDHPB09","\\Locations\\Sites\\Hampden County Sheriff's Department - Ludlow\\259SDHPB09 Administration Building\\2ND\\254","","Active","Available"]
[null,"HOT WATER STORAGE TANK","EQ-1042904","WATER HEATER / EXCHANGER","WATER HEATER / EXCHANGER",null,"259SDHPB20","\\Locations\\Sites\\Hampden County Sheriff's Department - Ludlow\\259SDHPB20 Vocations/Industries/Programs\\1ST\\108","","Active","Available"]
[null,"HOT WATER TANK CIRC PUMP","EQ-1045502","CIRCULATING PUMP","CIRCULATING PUMP",null,{"$f":"IFERROR(MID(H16007,FIND(\"\\\",H16007,18)+1,10),\"\")","v":"268STC9014"},"\\Locations\\Sites\\Springfield Tech Community College\\268STC9014 Health Sciences Building 20\\Floor 01\\MECHANICAL ROOM [20-102]",{"$f":"IFERROR(MID(H16007,18,FIND(\"\\\",MID(H16007,18,30))-1),\"\")","v":""},"Active","Available"]
[null,"HOT WATER UNIT HEATER UH-01E","EQ-1033899","UNIT HEATER",null,null,"408LOW1000","\\Locations\\Sites\\University Of Massachusetts Lowell - Lowell\\408LOW1000 Health & Social Sciences Building\\Floor 00","","Active","Available"]
[null,"HRU-2","EQ-1042595","ROOF A/H UNIT","ROOF A/H UNIT",null,"258SDH0701","\\Locations\\Sites\\Hampden County Sheriff's Department - Chicopee\\258SDH0701 Hampden County Housing Unit 1\\ROOF","","Active","Available"]
[null,"HSU, ROOFTOP EXHAUST FAN","EQ-1006072","EXHAUST FAN","EXHAUST FAN",null,"412DOCPB15","\\Locations\\Sites\\MCI - Shirley\\412DOCPB15 Health Services Unit - Med","MCI - Shirley","Active","Available"]
[null,"HSU, ROOFTOP EXHAUST FAN","EQ-1006104","EXHAUST FAN","EXHAUST FAN",null,"412DOCPB15","\\Locations\\Sites\\MCI - Shirley\\412DOCPB15 Health Services Unit - Med","MCI - Shirley","Active","Available"]
[null,"HSU, ROOFTOP RELIEF VENTILATOR","EQ-1006240","ROOF A/H UNIT","ROOF A/H UNIT",null,"412DOCPB15","\\Locations\\Sites\\MCI - Shirley\\412DOCPB15 Health Services Unit - Med","MCI - Shirley","Active","Available"]
[null,"HUMIDIFIER H-4A & H-4B","EQ-1027019","MISC. EQUIPMENT","MISC. EQUIPMENT",null,"335TRC0701","\\Locations\\Sites\\Worcester Trial Court\\335TRC0701 Worcester Trial Court\\PENT\\5006","Worcester Trial Court","Active","Available"]
[null,"HURLEY #2 UPS SYSTEM","EQ-1001078","UPS, UNINTERRUPTIBLE POWER SYSTEMS","UPS, UNINTERUPTIBLE POWER SYSTEMS",null,"551BSB9001","\\Locations\\Sites\\Hurley Building\\551BSB9001 Hurley Building\\Basement\\BS-MECH2","Hurley Building","Active","Available"]
[null,"HURLEY ELEVATOR # 5 (FREIGHT)","EQ-1001085","ELEVATOR","ELEVATOR",null,"551BSB9001","\\Locations\\Sites\\Hurley Building\\551BSB9001 Hurley Building\\ELEV\\ELEV5","Hurley Building","Active","Available"]
[null,"HV-2 HEAT VENTILATOR YORK XTI, ROOM H0A21","EQ-1004687",null,null,null,"335DMH1101","\\Locations\\Sites\\Worcester State Hospital\\335DMH1101 Worcester Recovery Center And Hospital\\Sub Basement\\H0A21","Worcester State Hospital","Active","Available"]
[null,"HVAC - 1ST FLOOR MAIN BUILDING","EQ-1009905","HEATING/COOLING SYSTEM","HEATING/COOLING SYSTEM",null,"256HLY0010","\\Locations\\Sites\\Soldiers Home - Holyoke\\256HLY0010 Soldiers Home - Holyoke\\Floor 01","Soldiers Home - Holyoke","Active","Available"]
[null,"HVAC - GROUND, NORTH WING","EQ-1009969","HEATING/COOLING SYSTEM","HEATING/COOLING SYSTEM",null,"256HLY0010","\\Locations\\Sites\\Soldiers Home - Holyoke\\256HLY0010 Soldiers Home - Holyoke\\GROUND","Soldiers Home - Holyoke","Active","Available"]
[null,"HVAC PNUEMATIC CONTROL PANEL  / PM WITH AIR COMPRESSOR","EQ-1035357","CONTROL AIR COMPRESSOR",null,null,"434TRC9201","\\Locations\\Sites\\Marlborough District Court\\434TRC9201 Marlborough District Courthouse\\ATTIC","Marlborough District Court","Active","Available"]
[null,"HVL LOAD INTERRUPTER SWITCH","EQ-1045638","SWITCHGEAR >5KV","SWITCHGEAR >5KV",null,"268STC9017","\\Locations\\Sites\\Springfield Tech Community College\\268STC9017 Student Services Building 27\\Floor 01\\OLD BOILER ROOM [27-153]","","Active","Available"]
[null,"HW-P-2-M HOT WATER PUMP MOTOR, ROOM # 013","EQ-1002938","PUMP / MOTOR","PUMP / MOTOR",null,"268ITD1200","\\Locations\\Sites\\ITD Data Center at Springfield\\268ITD1200 Springfield Data Center\\Basement\\013","","Active","Available"]
[null,"HWP-1 MOTOR","EQ-1035083","PUMP / MOTOR","PUMP / MOTOR",null,{"$f":"IFERROR(MID(H16199,FIND(\"\\\",H16199,18)+1,10),\"\")","v":"335QCC0401"},"\\Locations\\Sites\\Quinsigamond Community College\\335QCC0401 Harrington Learning Center\\Floor 01\\113",{"$f":"IFERROR(MID(H16199,18,FIND(\"\\\",MID(H16199,18,30))-1),\"\")","v":""},"Active","Available"]
[null,"HWP-2 Pump","EQ-1008627","BOOSTER PUMP","BOOSTER PUMP",null,"526NSC0301","\\Locations\\Sites\\North Shore Community College - Danvers\\526NSC0301 Frederick E. Berry Building\\Floor 01\\153","","Active","Available"]
[null,"HWP-8, PUMP-HEATING, HOT WATER, ROOM P5-1","EQ-1004646",null,null,null,"335DMH1101","\\Locations\\Sites\\Worcester State Hospital\\335DMH1101 Worcester Recovery Center And Hospital\\Roof A\\P5-1","Worcester State Hospital","Active","Available"]
[null,"HX-1","EQ-1043603","HEAT EXCHANGER","HEAT EXCHANGER",null,"339DYS0701","\\Locations\\Sites\\Central Youth Service Center\\339DYS0701 Zara Cisco Brough Center\\Floor 01\\101","Central Youth Service Center","Active","Available"]
[null,"HYDRATION WATER STATION","EQ-1034338","WATER PURIFICATION - DISTILLED WATE",null,null,"408LOW9703","\\Locations\\Sites\\University Of Massachusetts Lowell - Lowell\\408LOW9703 Wannalancit Mills\\Floor 05","","Active","Available"]
[null,"HYDRATION WATER STATION (ACROSS FROM RM 155 OUTSIDE BATHROOMS)","EQ-1033919","WATER PURIFICATION - DISTILLED WATE",null,null,"408LOW1000","\\Locations\\Sites\\University Of Massachusetts Lowell - Lowell\\408LOW1000 Health & Social Sciences Building\\Floor 01","","Active","Available"]
[null,"HYDRATION WATER STATION (NEAR STAIRS)","EQ-1033910","WATER PURIFICATION - DISTILLED WATE",null,null,"408LOW1000","\\Locations\\Sites\\University Of Massachusetts Lowell - Lowell\\408LOW1000 Health & Social Sciences Building\\Floor 02","","Active","Available"]
[null,"HYDRAULIC LIFT - VEHICLE","EQ-1004401","AUTO LIFT",null,null,"335DMH1103","\\Locations\\Sites\\Worcester State Hospital\\335DMH1103 Vehicle Maintenance Building","Worcester State Hospital","Active","Available"]
[null,"ICE EDGER","EQ-1066708","SPEC EQUIP","SPEC EQUIP",null,"308DEM0531","\\Locations\\Sites\\Gardner Veterans Rink\\308DEM0531 Gardner Veterans Rink","Gardner Veterans Rink","Active","Available"]
[null,"ICE MACHINE","EQ-1043611","KITCHEN EQUIPMENT","KITCHEN EQUIPMENT",null,"339DYS0701","\\Locations\\Sites\\Central Youth Service Center\\339DYS0701 Zara Cisco Brough Center\\Floor 01\\104","Central Youth Service Center","Active","Available"]
[null,"ILLUMINATOR, INTENSI SPOT W/ FOOT SWITCH/RHEOSATAT","EQ-1008007","SPEC EQUIP","SPEC EQUIP",null,"255DPH9002","\\Locations\\Sites\\Western Massachusetts Hospital\\255DPH9002 Western Mass Hospital","","Active","Available"]
[null,"Indoor Split- system","EQ-1063401","FAN COIL UNIT","FAN COIL UNIT",null,"111TRC9905","\\Locations\\Sites\\Pittsfield Superior Court\\111TRC9905 Pittsfield Superior Court\\Floor 02\\201","Pittsfield Superior Court","Active","Available"]
[null,"Indoor Split- system","EQ-1063423","FAN COIL UNIT","FAN COIL UNIT",null,"111TRC9905","\\Locations\\Sites\\Pittsfield Superior Court\\111TRC9905 Pittsfield Superior Court\\Floor 01-MEZZ\\M 04","Pittsfield Superior Court","Active","Available"]
[null,"INDUCTION UNITS-22ND FLOOR AREA","EQ-1000882","FAN COIL UNIT","FAN COIL UNIT",null,"551BSB9999","\\Locations\\Sites\\Mccormack Building\\551BSB9999 Mccormack State Office Building\\Floor 22\\","Mccormack Building","Active","Available"]
[null,"Infrared Heater, IRH-2","EQ-1063807","ELECTRIC HEATER",null,null,"668BSD0801","\\Locations\\Sites\\Bristol County Sheriff's Office - New Bedford\\668BSD0801 Ash Street Jail\\Floor 01\\AS-18\\AS-15","","Active","Available"]
[null,"INFUSION PUMP, BAXTER 6201 PRE OWNED","EQ-1007182","BIOMEDICAL","BIOMEDICAL",null,"255DPH9002","\\Locations\\Sites\\Western Massachusetts Hospital\\255DPH9002 Western Mass Hospital","","Active","Available"]
[null,"INSIDE AIR HANDLER","EQ-1006463","AIR HANDLER UNIT","AIR HANDLER UNIT",null,"412DOCPB16","\\Locations\\Sites\\MCI - Shirley\\412DOCPB16 Industries Building - Med","MCI - Shirley","Active","Available"]
[null,"Instant Hot Water Heater","EQ-1071118","WATER HEATER / EXCHANGER","WATER HEATER / EXCHANGER",null,"417DEM0402","\\Locations\\Sites\\Great Brook Farm State Park\\417DEM0402 Interpretive Center","Great Brook Farm State Park","Active","Available"]
[null,"INTERIOR CONSTRUCTION SYSTEMS","EQ-1009433","MISC. EQUIPMENT","MISC. EQUIPMENT",null,"256HLYPB04","\\Locations\\Sites\\Soldiers Home - Holyoke\\256HLYPB04 Picnic Canopy","Soldiers Home - Holyoke","Active","Available"]
[null,"INTERIOR CONSTRUCTION SYSTEMS","EQ-1027232","MISC. EQUIPMENT","MISC. EQUIPMENT",null,"530TRC9702","\\Locations\\Sites\\Lynn District Court\\530TRC9702 Lynn District Court","Lynn District Court","Active","Available"]
[null,"INVERTER (PHOTOVOLTAIC)","EQ-1028007","INVERTER","SOLAR ENERGY SYSTEM",null,"715DOC2101","\\Locations\\Sites\\Bridgewater State Hospital\\715DOC2101 Solar Farm","Bridgewater State Hospital","Active","Available"]
[null,"INVERTER (PVI 5KW) # 2","EQ-1050809","INVERTER","SOLAR ENERGY SYSTEM",null,"268DEP9003","\\Locations\\Sites\\State Material Recovery Facility\\268DEP9003 Recycling Plant - Pa","","Active","Available"]
[null,"INVERTER, SOLAR VOLTAGE (04)","EQ-1067555","INVERTER","SOLAR ENERGY SYSTEM",null,"164SDF1901","\\Locations\\Sites\\Franklin County Sheriff's Office - Greenfield\\164SDF1901 MAIN PARKING CARPORT","","Active","Available"]
[null,"ITD HEPA FILTER AHU'S #2","EQ-1002165","SPEC EQUIP","SPEC EQUIP",null,"552CAMPB01","\\Locations\\Sites\\Massachusetts Information Technology Center\\552CAMPB01 Massachusetts Information Technology Center\\Floor 02\\2B","","Active","Available"]
[null,"JD 300X MOWER (NORTH)","EQ-1034200","LAWN MOWER (ALL TYPES)",null,null,"408LOW9101","\\Locations\\Sites\\University Of Massachusetts Lowell - Lowell\\408LOW9101 Falmouth Annex","","Active","Available"]
[null,"JLG MAN LIFT (INSIDE)","EQ-1061991","MISC. LIFT","MISC. LIFT",null,"111SDBPB03","\\Locations\\Sites\\Berkshire County Sheriff's Office - Pittsfield\\111SDBPB03 Main Jail","","Active","Available"]
[null,"JOCKEY PUMP MOTOR","EQ-1045168","PUMP / MOTOR","PUMP / MOTOR",null,"268STC6666","\\Locations\\Sites\\Springfield Tech Community College\\268STC6666 Scibelli Hall Building 2\\BASEMENT\\SPRINKLER RM [02-B20]","","Active","Available"]
[null,"JOSEPH MANTONE OFFICE RM- 1-601 (FLOOR UNIT)","EQ-1023386","FAN COIL UNIT","FAN COIL UNIT",null,"551TRC9201","\\Locations\\Sites\\Suffolk County Superior Court\\551TRC9201 John Adams Historic Courthouse\\Floor 01\\1-601","Suffolk County Superior Court","Active","Available"]
[null,"JURY POOL- RM.222 ( FCU- 1 )","EQ-1036249","FAN COIL UNIT",null,null,"551TRC9206","\\Locations\\Sites\\Dorchester Municipal Court\\551TRC9206 Dorchester Municipal and Juvenile Court\\Floor 02\\222","Dorchester Municipal Court","Active","Available"]
[null,"JUVENILE PROBATION OFFICE- RM. 122 ( FCU-1 )","EQ-1036182","FAN COIL UNIT",null,null,"551TRC9206","\\Locations\\Sites\\Dorchester Municipal Court\\551TRC9206 Dorchester Municipal and Juvenile Court\\Floor 01\\121","Dorchester Municipal Court","Active","Available"]
[null,"KITCHEN - STEAM JACKETED KETTLE (DLT-40)","EQ-1009966","KETTLE","KETTLE",null,"256HLY0010","\\Locations\\Sites\\Soldiers Home - Holyoke\\256HLY0010 Soldiers Home - Holyoke\\GROUND\\005","Soldiers Home - Holyoke","Active","Available"]
[null,"KITCHEN EXHAUST FAN - KEF 1","EQ-1010018","BUILDING EXHAUST","BUILDING EXHAUST",null,"256HLY0010","\\Locations\\Sites\\Soldiers Home - Holyoke\\256HLY0010 Soldiers Home - Holyoke\\KIT. ROOF","Soldiers Home - Holyoke","Active","Available"]
[null,"KITCHEN, ROOFTOP EXHAUST FAN","EQ-1006069","EXHAUST FAN","EXHAUST FAN",null,"412DOCPB09","\\Locations\\Sites\\MCI - Shirley\\412DOCPB09 Food Services - Med","MCI - Shirley","Active","Available"]
[null,"KITCHEN, ROOFTOP HV","EQ-1006195","ROOF A/H UNIT","ROOF A/H UNIT",null,"412DOCPB09","\\Locations\\Sites\\MCI - Shirley\\412DOCPB09 Food Services - Med","MCI - Shirley","Active","Available"]
[null,"Kubota: Multitask plow and mower (2131)","EQ-1071044","MISC. VEHICLES","MISC. VEHICLES",null,"761CCC0301","\\Locations\\Sites\\Cape Cod Community College\\761CCC0301 Facility Management Building","Cape Cod Community College","Active","Available"]
[null,"LASER GUN","EQ-1008050","SPEC EQUIP","SPEC EQUIP",null,"255DPH9002","\\Locations\\Sites\\Western Massachusetts Hospital\\255DPH9002 Western Mass Hospital","","Active","Available"]
[null,"LAUNDRY, CLOTHES WASHER","EQ-1006383","WASH UNIT","WASH UNIT",null,"412DOCPB16","\\Locations\\Sites\\MCI - Shirley\\412DOCPB16 Industries Building - Med","MCI - Shirley","Active","Available"]
[null,"LCD TV, 15\"PDI WITH ARM","EQ-1008043","SPEC EQUIP","SPEC EQUIP",null,"255DPH9002","\\Locations\\Sites\\Western Massachusetts Hospital\\255DPH9002 Western Mass Hospital","","Active","Available"]
[null,"LCD TV, 15\"PDI WITH ARM","EQ-1008048","SPEC EQUIP","SPEC EQUIP",null,"255DPH9002","\\Locations\\Sites\\Western Massachusetts Hospital\\255DPH9002 Western Mass Hospital","","Active","Available"]
[null,"LEF-4-Lab Exhaust Fan-Roof","EQ-1039985",null,null,null,"335QCC1601","\\Locations\\Sites\\Quinsigamond Community College\\335QCC1601 QuEST Center, Engineering Science Technology Ctr.\\Floor 04\\Roof","","Active","Available"]
[null,"LIFE SAFETY ROOM 3-909","EQ-1023696","AIR CONDITIONING UNIT","AIR CONDITIONING UNIT",null,"551TRC9201","\\Locations\\Sites\\Suffolk County Superior Court\\551TRC9201 John Adams Historic Courthouse\\Floor 03\\3-909","Suffolk County Superior Court","Active","Available"]
[null,"LIFT (1-W-10017) / BMC COURTROOM 10     WITNESS STAND","EQ-1031630","HANDICAP ELEVATOR","HANDICAP ELEVATOR",null,"551TRC9709","\\Locations\\Sites\\Edward W. Brooke Courthouse\\551TRC9709 Edward W. Brooke Courthouse\\Floor 06\\CTRM #10","Edward W. Brooke Courthouse","Active","Available"]
[null,"LIGHT-EXTERIOR PARKING LOT","EQ-1035398","STREET & SECURITY LIGHTS",null,null,"434TRC9201","\\Locations\\Sites\\Marlborough District Court\\434TRC9201 Marlborough District Courthouse\\ROOF","Marlborough District Court","Active","Available"]
[null,"LIGHTING CONTROL PANEL","EQ-1038707","PANEL BOARD","PANEL BOARD",null,"517SDE1200","\\Locations\\Sites\\Essex County Sheriff's Department - Regional 911 Call Center - Middleton\\517SDE1200 Essex County \"911\" Call Center\\Floor 01\\116.2","","Active","Available"]
[null,"LIGHTING DIMMER PANEL LCPB2 - ROOM B2A5","EQ-1004476",null,null,null,"335DMH1101","\\Locations\\Sites\\Worcester State Hospital\\335DMH1101 Worcester Recovery Center And Hospital\\Floor 02\\B2A05","Worcester State Hospital","Active","Available"]
[null,"LIGHTING DIMMER PANEL ROOM K2A5A","EQ-1004312",null,null,null,"335DMH1101","\\Locations\\Sites\\Worcester State Hospital\\335DMH1101 Worcester Recovery Center And Hospital\\Floor 02\\K2A05A","Worcester State Hospital","Active","Available"]
[null,"LINT TRAP","EQ-1041445","DRYERS","DRYERS",null,"432DFS1000","\\Locations\\Sites\\Massachusetts Firefighting Academy - Stow\\432DFS1000 Fire Station Building\\Floor 01\\L136","","Active","Available"]
[null,"Lobby office heater","EQ-1065973","UNIT HEATER","UNIT HEATER",null,"502DEM0730","\\Locations\\Sites\\Veterans Memorial Rink Haverhill\\502DEM0730 Veterans Memorial Rink","","Active","Available"]
[null,"Lot D Pay & Display","EQ-1071183","PARKING PAY STATION (AUTOMATED)","REVENUE CONTROL SYSTEM- UNATTENDED (PARKING)",null,"430DCR2105","\\Locations\\Sites\\Walden Pond State Reservation\\430DCR2105 Parking Lot D","Walden Pond State Reservation","Active","Available"]
[null,"LOW SLOPED ROOF SECTION 2 -  PVC / TPO","EQ-1036571","THERMOPLASTIC ROOF",null,null,"442TRC9201","\\Locations\\Sites\\Malden District Court\\442TRC9201 Malden District Courthouse\\ROOF","Malden District Court","Active","Available"]
[null,"LOW SLOPED ROOF WITH 8 DRAINS","EQ-1037421","WHITE ROOF",null,null,"355TRC9807","\\Locations\\Sites\\Dudley District Housing Court\\355TRC9807 Dudley Courthouse\\ROOF","Dudley District Housing Court","Active","Available"]
[null,"MAGIC CHEF 9.8 CU FT REFRIGERATOR","EQ-1007861",null,null,null,"255DPH9002","\\Locations\\Sites\\Western Massachusetts Hospital\\255DPH9002 Western Mass Hospital","","Active","Available"]
[null,"MAIN BACK FLOW PREVENTER","EQ-1003271","BACKFLOW PREVENTER - FIRE SPRINKLER SYSTEM","MAIN BACK FLOW PREVENTER",null,"111BSB0012","\\Locations\\Sites\\Pittsfield State Office Site\\111BSB0012 Administration Building","Pittsfield State Office Site","Active","Available"]
[null,"MAIN BACK FLOW PREVENTER","EQ-1016375","BACKFLOW PREVENTER - FIRE SPRINKLER SYSTEM","MAIN BACK FLOW PREVENTER",null,"430DOC0121","\\Locations\\Sites\\MCI - Concord\\430DOC0121 H Building Gymnasium","MCI - Concord","Active","Available"]
[null,"MAIN BACK FLOW PREVENTER","EQ-1016392","BACKFLOW PREVENTER - FIRE SPRINKLER SYSTEM","MAIN BACK FLOW PREVENTER",null,"430DOCPB13","\\Locations\\Sites\\MCI - Concord\\430DOCPB13 Waste Water Operations 18","MCI - Concord","Active","Available"]
[null,"MAIN BACK FLOW PREVENTER","EQ-1037538","BACKFLOW PREVENTER - FIRE SPRINKLER SYSTEM",null,null,"304TRC9901","\\Locations\\Sites\\Fitchburg Family Prob Law Library\\304TRC9901 Boiler Building\\Floor 01","","Active","Offline for Repair"]
[null,"MAIN BACK FLOW PREVENTER","EQ-1038592","BACKFLOW PREVENTER - FIRE SPRINKLER SYSTEM","MAIN BACK FLOW PREVENTER",null,"515SDEPB02","\\Locations\\Sites\\Essex County Sheriff's Department - Lawrence\\515SDEPB02 Annex\\BASEMENT\\SPRINKLER","","Active","Available"]
[null,"MAIN BACK FLOW PREVENTER","EQ-1041538","BACKFLOW PREVENTER - FIRE SPRINKLER SYSTEM",null,null,"669UMD0022","\\Locations\\Sites\\University Of Massachusetts Dartmouth Main Campus\\669UMD0022 Liberal Arts","","Active","Available"]
[null,"MAIN BACK FLOW PREVENTER","EQ-1042168","BACKFLOW PREVENTER - FIRE SPRINKLER SYSTEM","MAIN BACK FLOW PREVENTER",null,"328POL0104","\\Locations\\Sites\\State Police Training Academy\\328POL0104 D Building\\Floor 01\\118","State Police Training Academy","Active","Available"]
[null,"MAIN BACK FLOW PREVENTER","EQ-1043824","BACKFLOW PREVENTER - FIRE SPRINKLER SYSTEM","MAIN BACK FLOW PREVENTER",null,"340CAMPB06","\\Locations\\Sites\\DYS - Grafton\\340CAMPB06 D Cottage Resident Dormitory","DYS - Grafton","Active","Available"]
[null,"MAIN BACK FLOW PREVENTER","EQ-1050361","BACKFLOW PREVENTER - FIRE SPRINKLER SYSTEM","MAIN BACK FLOW PREVENTER",null,"764DEM0111","\\Locations\\Sites\\Waquoit Bay National Estuarine Research Reserve\\764DEM0111 Visitor's Center","","Active","Available"]
[null,"MAIN BACK FLOW PREVENTER BOILER ROOM - 66531","EQ-1028991",null,null,null,"407DPH0990","\\Locations\\Sites\\Tewksbury State Hospital\\407DPH0990 Boiler Room","Tewksbury State Hospital","Active","Available"]
[null,"MAIN CONDENSATE PUMP #1","EQ-1036153","PUMP / MOTOR",null,null,"551TRC9208","\\Locations\\Sites\\Chief Justice Joseph Feeney Court\\551TRC9208 Chief Justice Joseph F. Feeney Courthouse\\SUB-BSMT","","Active","Available"]
[null,"MAIN ELEC. RM. EXHAUST F-10","EQ-1025503","EXHAUST FAN","EXHAUST FAN",null,"720TRC0700","\\Locations\\Sites\\Plymouth Trial Court\\720TRC0700 Plymouth Trial Court\\BASEMENT\\0001","Plymouth Trial Court","Active","Available"]
[null,"Main electrical panel","EQ-1069140","PANEL BOARD","PANEL BOARD",null,"762DEM3480","\\Locations\\Sites\\Shawme-Crowell State Forest\\762DEM3480 Main Shower Facility","Shawme-Crowell State Forest","Active","Available"]
[null,"Main electrical panel","EQ-1069143","PANEL BOARD","PANEL BOARD",null,"762DEM3550","\\Locations\\Sites\\Shawme-Crowell State Forest\\762DEM3550 Maintenance Garage","Shawme-Crowell State Forest","Active","Available"]
[null,"Main Electrical Panel","EQ-1069419","PANEL BOARD","PANEL BOARD",null,"720DEMPB03","\\Locations\\Sites\\Myles Standish State Forest\\720DEMPB03 Charge Pond Area C Bathhouse","Myles Standish State Forest","Active","Available"]
[null,"Main Electrical Panels","EQ-1067759","PANEL BOARD","PANEL BOARD",null,"658DEM5556","\\Locations\\Sites\\Massasoit State Park\\658DEM5556 Bathhouse 2","Massasoit State Park","Active","Available"]
[null,"MAIN OVERHEAD GARAGE DOOR","EQ-1022128","GARAGE","GARAGE",null,"551TRC9200","\\Locations\\Sites\\Suffolk County Superior Court\\551TRC9200 Suffolk Superior Court Hi-Rise\\Floor 01\\116","Suffolk County Superior Court","Active","Available"]
[null,"Main Pool Chlorine tank","EQ-1066574","TANK","TANK",null,"552MDC1101","\\Locations\\Sites\\Chelsea Pool\\552MDC1101 Vietnam Veterans Memorial Pool Bathhouse","Chelsea Pool","Active","Available"]
[null,"Main pump 1","EQ-1066802","CIRCULATING PUMP","CIRCULATING PUMP",null,"258DEM9005","\\Locations\\Sites\\Chicopee Pool\\258DEM9005 Bath House","Chicopee Pool","Active","Available"]
[null,"MAIN SPRINKLER SYSTEM","EQ-1034097","MAIN SPRINKLER VALVE",null,null,"408LOW1102","\\Locations\\Sites\\University Of Massachusetts Lowell - Lowell\\408LOW1102 University Crossing","","Active","Available"]
[null,"MAIN SPRINKLER VALVE","EQ-1006012","MAIN SPRINKLER VALVE","MAIN SPRINKLER VALVE",null,"316DOCPB22","\\Locations\\Sites\\Souza Baranowski Correctional Center\\316DOCPB22 Souza Baranowski Correctional Inst - Max","","Active","Available"]
[null,"MAIN SPRINKLER VALVE","EQ-1006474","MAIN SPRINKLER VALVE","MAIN SPRINKLER VALVE",null,"412DOCPB27","\\Locations\\Sites\\MCI - Shirley\\412DOCPB27 Vocational Ed Building  -Med\\Floor 01\\301","MCI - Shirley","Active","Available"]
[null,"MAIN SPRINKLER VALVE","EQ-1028802","MAIN SPRINKLER VALVE","MAIN SPRINKLER VALVE",null,"450DOC0100","\\Locations\\Sites\\MCI - Framingham\\450DOC0100 Power Plant 3\\BASEMENT\\MAINTS. RM","MCI - Framingham","Active","Available"]
[null,"MAIN SPRINKLER VALVE","EQ-1029086",null,null,null,"407DPH1170","\\Locations\\Sites\\Tewksbury State Hospital\\407DPH1170 Vision House","Tewksbury State Hospital","Active","Available"]
[null,"MAIN SPRINKLER VALVE","EQ-1033952","MAIN SPRINKLER VALVE",null,null,"408LOW1000","\\Locations\\Sites\\University Of Massachusetts Lowell - Lowell\\408LOW1000 Health & Social Sciences Building","","Active","Available"]
[null,"MAIN SPRINKLER VALVE","EQ-1034178","MAIN SPRINKLER VALVE",null,null,"408LOW1339","\\Locations\\Sites\\University Of Massachusetts Lowell - Lowell\\408LOW1339 Charles Hoff Alumni Scholarship Center","","Active","Available"]
[null,"MAIN SPRINKLER VALVE","EQ-1037411","MAIN SPRINKLER VALVE",null,null,"350TRC9710","\\Locations\\Sites\\East Brookfield District Court\\350TRC9710 East Brookfield Courthouse\\Floor 01\\131","","Active","Available"]
[null,"MAIN SPRINKLER VALVE","EQ-1040111","MAIN SPRINKLER VALVE","MAIN SPRINKLER VALVE",null,"551DYS0003","\\Locations\\Sites\\Metropolitan Youth Service Center\\551DYS0003 MYSC New Building\\POD B – MPTU\\SPRINKLER","","Active","Available"]
[null,"MAIN SPRINKLER VALVE","EQ-1042201","MAIN SPRINKLER VALVE","MAIN SPRINKLER VALVE",null,"328POL0106","\\Locations\\Sites\\State Police Training Academy\\328POL0106 Boiler Plant Building F","State Police Training Academy","Active","Available"]
[null,"MAIN SPRINKLER VALVE","EQ-1043838","MAIN SPRINKLER VALVE","MAIN SPRINKLER VALVE",null,"340CAMPB06","\\Locations\\Sites\\DYS - Grafton\\340CAMPB06 D Cottage Resident Dormitory","DYS - Grafton","Active","Available"]
[null,"MAIN SPRINKLER VALVE C1-1","EQ-1010144","MAIN SPRINKLER VALVE","MAIN SPRINKLER VALVE",null,"715DOC9244","\\Locations\\Sites\\Massachusetts Treatment Center\\715DOC9244 Treatment Center","","Active","Available"]
[null,"MAIN SPRINKLER VALVE C1-23","EQ-1010153","MAIN SPRINKLER VALVE","MAIN SPRINKLER VALVE",null,"715DOC9244","\\Locations\\Sites\\Massachusetts Treatment Center\\715DOC9244 Treatment Center","","Active","Available"]
[null,"MAIN SWITCHBOARD - MS4B POWERLINE C (4 OF 4)","EQ-1008788","SWITCHGEAR >5KV","SWITCHGEAR >5KV",null,"526NSC1100","\\Locations\\Sites\\North Shore Community College - Danvers\\526NSC1100 Health Professions And Student Services\\Floor 01\\122","","Active","Available"]
[null,"MAIN TRANSFORMER","EQ-1037663","MAIN TRANSFORMER",null,null,"308TRC9810","\\Locations\\Sites\\Gardner District Court\\308TRC9810 Gardner Courthouse\\GROUNDS","Gardner District Court","Active","Available"]
[null,"Manifold Circulator Pump and Motor","EQ-1070557","PUMP / MOTOR","PUMP / MOTOR",null,"519DEM0310","\\Locations\\Sites\\Bradley Palmer State Park\\519DEM0310 Pump House","Bradley Palmer State Park","Active","Available"]
[null,"MCC (1 OF 3)","EQ-1050594","MOTOR CONTROL CENTER > 400 AMPS","MOTOR CONTROL CENTER > 400 AMPS",null,"551MDC9252","\\Locations\\Sites\\Steriti Memorial Rink\\551MDC9252 DCR Steriti Memorial Rink\\Floor 02","Steriti Memorial Rink","Active","Available"]
[null,"MCC - MOTOR CONTROL CENTER","EQ-1026057","MOTOR CONTROL CENTER > 400 AMPS","MOTOR CONTROL CENTER > 400 AMPS",null,"268TRC9817","\\Locations\\Sites\\Springfield Court Complex\\268TRC9817 Hampden County Hall Of Justice\\GROUND\\G42","Springfield Court Complex","Active","Available"]
[null,"MCCORMACK ELEVATOR # 2 LOW RISE","EQ-1000839","ELEVATOR","ELEVATOR",null,"551BSB9999","\\Locations\\Sites\\McCormack Building\\551BSB9999 McCormack State Office Building\\Elev\\ELEV2","McCormack Building","Active","Available"]
[null,"MEAT SLICER","EQ-1042054","SLICER","SLICER",null,"328POL0102","\\Locations\\Sites\\State Police Training Academy\\328POL0102 B Building Dining Hall\\Floor 01\\108","State Police Training Academy","Active","Available"]
[null,"MECHANICAL SYSTEMS","EQ-1009418","MISC. EQUIPMENT","MISC. EQUIPMENT",null,"256HLYPB05","\\Locations\\Sites\\Soldiers Home - Holyoke\\256HLYPB05 Smoking Shed","Soldiers Home - Holyoke","Active","Available"]
[null,"MED FRIDGE, W/LOCK AND ALARM","EQ-1007853",null,null,null,"255DPH9002","\\Locations\\Sites\\Western Massachusetts Hospital\\255DPH9002 Western Mass Hospital","","Active","Available"]
[null,"MEDCO WHEEL CHAIR WASHER","EQ-1009988","WASH UNIT","WASH UNIT",null,"256HLY0010","\\Locations\\Sites\\Soldiers Home - Holyoke\\256HLY0010 Soldiers Home - Holyoke\\GROUND\\060","Soldiers Home - Holyoke","Active","Available"]
[null,"METHANE CONTROL SYSTEM","EQ-1046124","SPEC EQUIP","SPEC EQUIP",null,"515DEP9201","\\Locations\\Sites\\Sen William X Wall Laboratory Lawrence\\515DEP9201 Senator William X Wall Laboratory\\Ground\\0130.1","","Active","Available"]
[null,"MICROPHONE SYSTEM, WIRELESS UHF, TELEX","EQ-1008079","SPEC EQUIP","SPEC EQUIP",null,"255DPH9002","\\Locations\\Sites\\Western Massachusetts Hospital\\255DPH9002 Western Mass Hospital","","Active","Available"]
[null,"MILK COOLER","EQ-1016461","WALK-IN REFRIGERATION UNIT","WALK-IN REFRIGERATION UNIT",null,"430DOC0964","\\Locations\\Sites\\MCI - Concord\\430DOC0964 D Building Kitchen And Dining\\FLOOR 01\\MEAT/VEGETABLE PREP AREA","MCI - Concord","Active","Available"]
[null,"MITER SAW, DEWALT BENCH TOP","EQ-1008074","SPEC EQUIP","SPEC EQUIP",null,"255DPH9002","\\Locations\\Sites\\Western Massachusetts Hospital\\255DPH9002 Western Mass Hospital","","Active","Available"]
[null,"MIXER, CEMENT, GIBSON-YELLOW","EQ-1008100","SPEC EQUIP","SPEC EQUIP",null,"255DPH9002","\\Locations\\Sites\\Western Massachusetts Hospital\\255DPH9002 Western Mass Hospital","","Active","Available"]
[null,"MODIFIED BITUMEN ROOF (BLDG 1D GYM, MEDICAL, & CHAPEL)","EQ-1046052","THERMOSET ROOD","THERMOSET ROOD",null,"322SDWPB09","\\Locations\\Sites\\Worcester County Sheriff's Office - West Boylston\\322SDWPB09 Main 1E Jail Main Administration\\ROOF","","Active","Offline for Repair"]
[null,"MODULAR CHILLER SYSTEM UNIT 3","EQ-1046267","CHILLER","CHILLER",null,"515DEP9201","\\Locations\\Sites\\Sen William X Wall Laboratory Lawrence\\515DEP9201 Senator William X Wall Laboratory\\Penthouse\\MECHANICAL","","Active","Available"]
[null,"MOTOR","EQ-1038525","PUMP / MOTOR","PUMP / MOTOR",null,"517SDEPB08","\\Locations\\Sites\\Essex County Sheriff's Department - Middleton\\517SDEPB08 240 Bed","","Active","Available"]
[null,"MOTOR AH-23","EQ-1063570","MOTOR","MOTOR",null,"669BSD0801","\\Locations\\Sites\\Bristol County Sheriff's Office - Dartmouth\\669BSD0801 Bristol County House Of Correction\\Floor 01\\H1-2","","Active","Available"]
[null,"MOTOR CONTROL CABINET  1   COOLING TOWER DISCONNECT       CT -2B","EQ-1040612","MOTOR CONTROL CENTER > 400 AMPS","MOTOR CONTROL CENTER > 400 AMPS",null,"551DMH9000","\\Locations\\Sites\\Solomon Carter Fuller Mental Health\\551DMH9000 Fuller Health Center\\Floor 10","","Active","Available"]
[null,"MOTOR CONTROL CABINET - 1     A/C - 8     10TH FLOOR SUB-STATION","EQ-1040615","MOTOR CONTROL CENTER > 400 AMPS","MOTOR CONTROL CENTER > 400 AMPS",null,"551DMH9000","\\Locations\\Sites\\Solomon Carter Fuller Mental Health\\551DMH9000 Fuller Health Center\\Floor 10","","Active","Available"]
[null,"MOTOR CONTROL CABINET - 1     EF - 3      10TH FLOOR SUB-STATION","EQ-1040565","MOTOR CONTROL CENTER > 400 AMPS","MOTOR CONTROL CENTER > 400 AMPS",null,"551DMH9000","\\Locations\\Sites\\Solomon Carter Fuller Mental Health\\551DMH9000 Fuller Health Center\\Floor 10","","Active","Available"]
[null,"MOTOR CONTROL CABINET - 1   VACUUM PUMP # 2   10TH FLOOR SUB STA","EQ-1040613","MOTOR CONTROL CENTER > 400 AMPS","MOTOR CONTROL CENTER > 400 AMPS",null,"551DMH9000","\\Locations\\Sites\\Solomon Carter Fuller Mental Health\\551DMH9000 Fuller Health Center\\Floor 10","","Active","Available"]
[null,"MOTOR CONTROL CABINET - 2       EF 12      BASEMENT MACHINE ROOM","EQ-1040680","MOTOR CONTROL CENTER > 400 AMPS","MOTOR CONTROL CENTER > 400 AMPS",null,"551DMH9000","\\Locations\\Sites\\Solomon Carter Fuller Mental Health\\551DMH9000 Fuller Health Center\\BASEMENT","","Active","Available"]
[null,"MOTOR CONTROL CABINET 1     A/C - 9       10TH FLOOR SUB-STATION","EQ-1040595","MOTOR CONTROL CENTER > 400 AMPS","MOTOR CONTROL CENTER > 400 AMPS",null,"551DMH9000","\\Locations\\Sites\\Solomon Carter Fuller Mental Health\\551DMH9000 Fuller Health Center\\Floor 10","","Active","Available"]
[null,"Motor Controller","EQ-1070726","CONTROLS","CONTROLS",null,"551MDC9241","\\Locations\\Sites\\Dorchester Shores Reservation\\551MDC9241 Malibu Beach Bathhouse","Dorchester Shores Reservation","Active","Available"]
[null,"MOTOR CONTROLS CENTER MAIN SWITCHBOARD (2 OF 4)","EQ-1033781","SWITCHGEAR >5KV",null,null,"408LOW0301","\\Locations\\Sites\\University Of Massachusetts Lowell - Lowell\\408LOW0301 Campus Recreation Center\\Floor 02","","Active","Available"]
[null,"MOTOR RAF-16","EQ-1063580","MOTOR","MOTOR",null,"669BSD0801","\\Locations\\Sites\\Bristol County Sheriff's Office - Dartmouth\\669BSD0801 Bristol County House Of Correction\\Floor 01\\G1-3","","Active","Available"]
[null,"MSB SWITCHGEAR - 4000 AMP","EQ-1031120","SWITCHGEAR >5KV","SWITCHGEAR >5KV",null,"551TRC9709","\\Locations\\Sites\\Edward W. Brooke Courthouse\\551TRC9709 Edward W. Brooke Courthouse\\GROUND FL\\1845","Edward W. Brooke Courthouse","Active","Available"]
[null,"N1 OFFICE CONDENSER UNIT","EQ-1010112","CONDENSER","CONDENSER",null,"715DOCPB50","\\Locations\\Sites\\Massachusetts Treatment Center\\715DOCPB50 Modular Building","","Active","Available"]
[null,"NEW - AF-2, FINAL FILTER","EQ-1001379","OTHER","OTHER",null,"551UMMPB03","\\Locations\\Sites\\State Laboratory Institute\\551UMMPB03 Hinton Tower Building\\Penthouse\\PENTHOUSE","State Laboratory Institute","Active","Available"]
[null,"NEW - REFRIGERATOR","EQ-1042003","WALK-IN REFRIGERATION UNIT","WALK-IN REFRIGERATION UNIT",null,"450CDA0210","\\Locations\\Sites\\Massachusetts Emergency Management Agency\\450CDA0210 MEMA Bunker","","Active","Available"]
[null,"NEW - SF-3 VARIABLE FREQUENCY DRIVE","EQ-1001429","VARIABLE FAN DRIVE","VARIABLE FREQUENCY DRIVE",null,"551UMMPB03","\\Locations\\Sites\\State Laboratory Institute\\551UMMPB03 Hinton Tower Building\\Penthouse\\PENTHOUSE","State Laboratory Institute","Active","Available"]
[null,"NO. 11 CIRC. HW PUMP & MOTOR","EQ-1009856","CIRCULATING PUMP","CIRCULATING PUMP",null,"256HLY0010","\\Locations\\Sites\\Soldiers Home - Holyoke\\256HLY0010 Soldiers Home - Holyoke\\CRL. SPACE","Soldiers Home - Holyoke","Active","Available"]
[null,"NO. 6 ROOF HEATER & A/C UNIT","EQ-1010026","HEATING/COOLING SYSTEM","HEATING/COOLING SYSTEM",null,"256HLY0010","\\Locations\\Sites\\Soldiers Home - Holyoke\\256HLY0010 Soldiers Home - Holyoke\\OPD ROOF","Soldiers Home - Holyoke","Active","Available"]
[null,"NORBCO Motor and Hydraulic pump","EQ-1071240","SPEC EQUIP","SPEC EQUIP",null,"417DCR2124","\\Locations\\Sites\\Great Brook Farm State Park\\417DCR2124 Smart Barn","Great Brook Farm State Park","Active","Available"]
[null,"OFFICE LIGHTING - 28","EQ-1067706","OFFICE LIGHTING","Electrical Equipment",null,"164TRC9811","\\Locations\\Sites\\Franklin County Justice Center\\164TRC9811 Franklin County Justice Center","","Active","Available"]
[null,"OFFICE LIGHTING - 33","EQ-1067704","OFFICE LIGHTING","Electrical Equipment",null,"164TRC9811","\\Locations\\Sites\\Franklin County Justice Center\\164TRC9811 Franklin County Justice Center","","Active","Available"]
[null,"Oil Fired Warm Air Furnace","EQ-1067259","FURNACE","FURNACE",null,"357DEMPB01","\\Locations\\Sites\\Douglas State Forest\\357DEMPB01 Admin Building And Three Car Garage","Douglas State Forest","Active","Available"]
[null,"Oil Tank","EQ-1067412","FUEL OIL STORAGE TANK","FUEL OIL STORAGE TANK # 1",null,"256DEMPB11","\\Locations\\Sites\\Mount Tom Reservation\\256DEMPB11 Maintenance Building","Mount Tom Reservation","Active","Available"]
[null,"Oil Tank","EQ-1071755","FUEL OIL STORAGE TANK","FUEL OIL STORAGE TANK # 1",null,"251DEM3220","\\Locations\\Sites\\Chester - Blandford State Forest\\251DEM3220 Park Headquarters Building","","Active","Available"]
[null,"OLYMPIAN GENERATOR","EQ-1008628","EMERGENCY GENERATOR SET","EMERGENCY GENERATOR SET",null,"526NSC0301","\\Locations\\Sites\\North Shore Community College - Danvers\\526NSC0301 Frederick E. Berry Building\\GROUNDS","","Active","Available"]
[null,"Open Fans","EQ-1071227","FAN","FAN",null,"417DCR2124","\\Locations\\Sites\\Great Brook Farm State Park\\417DCR2124 Smart Barn","Great Brook Farm State Park","Active","Available"]
[null,"OSCILATING FAN","EQ-1028672","FAN","FAN",null,"450DOC0290","\\Locations\\Sites\\MCI - Framingham\\450DOC0290 Algon Detention 12\\Floor 01\\50","MCI - Framingham","Active","Available"]
[null,"Outback Controller","EQ-1072209","INSTRUMENTATION","SOLAR ENERGY SYSTEM",null,"312MDCPB01","\\Locations\\Sites\\Quabbin Fishing Area 3\\312MDCPB01 Photovoltaic Building","Quabbin Fishing Area 3","Active","Available"]
[null,"OVEN, CONVECTION, MARKET FORGE","EQ-1007817","OVEN","OVEN",null,"255DPH9002","\\Locations\\Sites\\Western Massachusetts Hospital\\255DPH9002 Western Mass Hospital","","Active","Available"]
[null,"OVERHEAD DOOR - SALLYPORT","EQ-1036011","DOOR CONTROL",null,null,"552TRCPB01","\\Locations\\Sites\\Chelsea District Court\\552TRCPB01 Chelsea Courthouse\\BASEMENT\\073","Chelsea District Court","Active","Available"]
[null,"OVERHEAD ROLL-UP DOOR POWERED, ROOM G0A10B","EQ-1003991","GARAGE",null,null,"335DMH1101","\\Locations\\Sites\\Worcester State Hospital\\335DMH1101 Worcester Recovery Center And Hospital\\Ground\\G0A10B","Worcester State Hospital","Active","Available"]
[null,"OXYGEN CONCENTRATOR, MILLENNIUM 10","EQ-1007204","BIOMEDICAL","BIOMEDICAL",null,"255DPH9002","\\Locations\\Sites\\Western Massachusetts Hospital\\255DPH9002 Western Mass Hospital","","Active","Available"]
[null,"OXYGEN CONCENTRATOR, MILLENNIUM 10","EQ-1007240","BIOMEDICAL","BIOMEDICAL",null,"255DPH9002","\\Locations\\Sites\\Western Massachusetts Hospital\\255DPH9002 Western Mass Hospital","","Active","Available"]
[null,"OXYGEN TANK, LIQUID, PORTABLE, COMPANION T","EQ-1007233","BIOMEDICAL","BIOMEDICAL",null,"255DPH9002","\\Locations\\Sites\\Western Massachusetts Hospital\\255DPH9002 Western Mass Hospital","","Active","Available"]
[null,"P-1 PUMP","EQ-1043522","CHILLED WATER PUMP","CHILLED WATER PUMP",null,"339DMH0700","\\Locations\\Sites\\Central Youth Service Center\\339DMH0700 Allen Hall Pump House\\Floor 01\\MECH","Central Youth Service Center","Active","Available"]
[null,"P-1 SERVICE: PRIMARY CHILLED WATER - TYPE: END SUCTION","EQ-1030478","CHILLED WATER PUMP",null,null,"658TRC1001","\\Locations\\Sites\\Taunton Court Complex\\658TRC1001 Taunton Trial Court\\LL\\0523","Taunton Court Complex","Active","Available"]
[null,"P-2","EQ-1016460","PUMP","PUMP",null,"430DOC0966","\\Locations\\Sites\\MCI - Concord\\430DOC0966 C Building Special Housing\\Basement","MCI - Concord","Active","Available"]
[null,"P-2 MOTOR","EQ-1016451","PUMP / MOTOR","PUMP / MOTOR",null,"430DOC0966","\\Locations\\Sites\\MCI - Concord\\430DOC0966 C Building Special Housing\\Basement","MCI - Concord","Active","Available"]
[null,"P-4","EQ-1004437",null,null,null,"347POL0601","\\Locations\\Sites\\Police Station - Millbury\\347POL0601 Millbury State Police Barracks\\Floor 01\\MECH RM","Police Station - Millbury","Active","Available"]
[null,"P-5 MOTOR","EQ-1043734","PUMP / MOTOR","PUMP / MOTOR",null,"339DYS0701","\\Locations\\Sites\\Central Youth Service Center\\339DYS0701 Zara Cisco Brough Center\\Floor 01\\123","Central Youth Service Center","Active","Available"]
[null,"P-6 Water Pump","EQ-1066926","PUMP","PUMP",null,"443MDC0580","\\Locations\\Sites\\Allied Veterans Memorial Rink\\443MDC0580 Allied Veterans Memorial Rink","Allied Veterans Memorial Rink","Active","Available"]
[null,"P3 Glycol Circulating Pump","EQ-1066670","PUMP","PUMP",null,"608MDCPB01","\\Locations\\Sites\\Connell Memorial Pool and Rink\\608MDCPB01 Connell Memorial Pool and Rink","","Active","Available"]
[null,"P5 P6 WATER PUMPS","EQ-1066480","PUMP","PUMP",null,"551MDC9536","\\Locations\\Sites\\Francis L. Murphy Memorial Ice Skating Rink\\551MDC9536 DCR Murphy Memorial Rink","","Active","Available"]
[null,"PACKAGED ROOF TOP UNIT","EQ-1032110","ROOF A/H UNIT","ROOF A/H UNIT",null,"715DOCPBA9","\\Locations\\Sites\\Old Colony Correctional Center\\715DOCPBA9 Minimum Unit A & B 55 - Min","","Active","Available"]
[null,"PAL-AT WATER DETECTION MECN","EQ-1002140","SPEC EQUIP","SPEC EQUIP",null,"552CAMPB01","\\Locations\\Sites\\Massachusetts Information Technology Center\\552CAMPB01 Massachusetts Information Technology Center\\Floor 02\\2A-ITDDATA","","Active","Available"]
[null,"PANEL -  ILC LPH-EM-N-LL # 6","EQ-1027753","PANEL BOARD","PANEL BOARD",null,"531TRC1001","\\Locations\\Sites\\Salem Court Complex\\531TRC1001 J. Michael Ruane Judicial Center\\LL\\0722","Salem Court Complex","Active","Available"]
[null,"PANEL - \"BC\" LPH-NA-5   277/480","EQ-1027628","PANEL BOARD","PANEL BOARD",null,"531TRC1001","\\Locations\\Sites\\Salem Court Complex\\531TRC1001 J. Michael Ruane Judicial Center\\Floor 05\\5524","Salem Court Complex","Active","Available"]
[null,"PANEL - \"C\" LPH-EM-L1B 277/480 V","EQ-1027830","PANEL BOARD","PANEL BOARD",null,"531TRC1001","\\Locations\\Sites\\Salem Court Complex\\531TRC1001 J. Michael Ruane Judicial Center\\LL\\0765","Salem Court Complex","Active","Available"]
[null,"PANEL - AHU-06 PPH-M-2 # 2, 4, 6  480","EQ-1027445","PANEL BOARD","PANEL BOARD",null,"531TRC1001","\\Locations\\Sites\\Salem Court Complex\\531TRC1001 J. Michael Ruane Judicial Center\\Floor 02\\2130","Salem Court Complex","Active","Available"]
[null,"PANEL - APL-1B (SEC1)","EQ-1030080","PANEL BOARD",null,null,"658TRC1001","\\Locations\\Sites\\Taunton Court Complex\\658TRC1001 Taunton Trial Court\\Floor 01\\1111","Taunton Court Complex","Active","Available"]
[null,"PANEL - CT-2","EQ-1030284","PANEL BOARD",null,null,"658TRC1001","\\Locations\\Sites\\Taunton Court Complex\\658TRC1001 Taunton Trial Court\\Floor 04\\4503","Taunton Court Complex","Active","Available"]
[null,"PANEL - DPH-EM-BA","EQ-1030439","PANEL BOARD",null,null,"658TRC1001","\\Locations\\Sites\\Taunton Court Complex\\658TRC1001 Taunton Trial Court\\LL\\0414","Taunton Court Complex","Active","Available"]
[null,"PANEL - DSX # 02","EQ-1027527","PANEL BOARD","PANEL BOARD",null,"531TRC1001","\\Locations\\Sites\\Salem Court Complex\\531TRC1001 J. Michael Ruane Judicial Center\\Floor 03\\3409","Salem Court Complex","Active","Available"]
[null,"PANEL - ELECTRIC","EQ-1035428","PANEL BOARD",null,null,"213TRC9903","\\Locations\\Sites\\Northampton Probate Family Court\\213TRC9903 Northampton Hall Of Records\\Floor 02\\273","","Active","Available"]
[null,"PANEL - F-13 LPH-AUX-N-LL # 1, 3, 5  480","EQ-1027451","PANEL BOARD","PANEL BOARD",null,"531TRC1001","\\Locations\\Sites\\Salem Court Complex\\531TRC1001 J. Michael Ruane Judicial Center\\Floor 02\\2130","Salem Court Complex","Active","Available"]
[null,"PANEL - F-37 LPH-N-LL","EQ-1027813","PANEL BOARD","PANEL BOARD",null,"531TRC1001","\\Locations\\Sites\\Salem Court Complex\\531TRC1001 J. Michael Ruane Judicial Center\\LL\\0733","Salem Court Complex","Active","Available"]
[null,"PANEL - GENERATOR CONTROL PANEL","EQ-1030357","PANEL BOARD",null,null,"658TRC1001","\\Locations\\Sites\\Taunton Court Complex\\658TRC1001 Taunton Trial Court\\LL\\0115","Taunton Court Complex","Active","Available"]
[null,"PANEL - LPH-EM-BA","EQ-1030424","PANEL BOARD",null,null,"658TRC1001","\\Locations\\Sites\\Taunton Court Complex\\658TRC1001 Taunton Trial Court\\LL\\0414","Taunton Court Complex","Active","Available"]
[null,"PANEL - LPH-INV-BA","EQ-1030437","PANEL BOARD",null,null,"658TRC1001","\\Locations\\Sites\\Taunton Court Complex\\658TRC1001 Taunton Trial Court\\LL\\0414","Taunton Court Complex","Active","Available"]
[null,"PANEL - P-4 PPH-M-LL #4 (PUMP 4)","EQ-1027788","PANEL BOARD","PANEL BOARD",null,"531TRC1001","\\Locations\\Sites\\Salem Court Complex\\531TRC1001 J. Michael Ruane Judicial Center\\LL\\0732","Salem Court Complex","Active","Available"]
[null,"PANEL - PE-1","EQ-1027712","PANEL BOARD","PANEL BOARD",null,"531TRC1001","\\Locations\\Sites\\Salem Court Complex\\531TRC1001 J. Michael Ruane Judicial Center\\LL\\0121","Salem Court Complex","Active","Available"]
[null,"PANEL - SWITCH ???","EQ-1027832","PANEL BOARD","PANEL BOARD",null,"531TRC1001","\\Locations\\Sites\\Salem Court Complex\\531TRC1001 J. Michael Ruane Judicial Center\\LL\\0765","Salem Court Complex","Active","Available"]
[null,"PANEL -\"AW\" APL-NB-4 # 02  120/208","EQ-1027559","PANEL BOARD","PANEL BOARD",null,"531TRC1001","\\Locations\\Sites\\Salem Court Complex\\531TRC1001 J. Michael Ruane Judicial Center\\Floor 04\\4224","Salem Court Complex","Active","Available"]
[null,"PANEL -PPH-M-LL","EQ-1027784","PANEL BOARD","PANEL BOARD",null,"531TRC1001","\\Locations\\Sites\\Salem Court Complex\\531TRC1001 J. Michael Ruane Judicial Center\\LL\\0732","Salem Court Complex","Active","Available"]
[null,"PANEL APL-BB (SEC 2)","EQ-1030343","PANEL BOARD",null,null,"658TRC1001","\\Locations\\Sites\\Taunton Court Complex\\658TRC1001 Taunton Trial Court\\LL\\0111","Taunton Court Complex","Active","Available"]
[null,"PANEL BOARD","EQ-1038250","PANEL BOARD","PANEL BOARD",null,"517SDEPB05","\\Locations\\Sites\\Essex County Sheriff's Department - Middleton\\517SDEPB05 Pump House\\Floor 01","","Active","Available"]
[null,"PANEL BOARD (1)","EQ-1038247","PANEL BOARD","PANEL BOARD",null,"517SDEPB02","\\Locations\\Sites\\Essex County Sheriff's Department - Middleton\\517SDEPB02 80 Bed\\80 Lower","","Active","Available"]
[null,"PANEL BOARD - ACS5B","EQ-1036123","PANEL BOARD",null,null,"551TRC9208","\\Locations\\Sites\\Chief Justice Joseph Feeney Court\\551TRC9208 Chief Justice Joseph F. Feeney Courthouse\\Floor 02\\203 B","","Active","Available"]
[null,"PANEL BOARD - APL-A-B-SE1B, ROOM # 009","EQ-1002837","PANEL BOARD","PANEL BOARD",null,"268ITD1200","\\Locations\\Sites\\ITD Data Center at Springfield\\268ITD1200 Springfield Data Center\\Basement\\009","","Active","Available"]
[null,"PANEL BOARD - APL-D-OFFICE-MP, ROOM # 171","EQ-1003054","PANEL BOARD","PANEL BOARD",null,"268ITD1200","\\Locations\\Sites\\ITD Data Center at Springfield\\268ITD1200 Springfield Data Center\\Floor 01\\171","","Active","Available"]
[null,"PANEL BOARD - CP1-3","EQ-1026840","PANEL BOARD","PANEL BOARD",null,{"$f":"IFERROR(MID(H18503,FIND(\"\\\",H18503,18)+1,10),\"\")","v":"335TRC0701"},"\\Locations\\Sites\\Worcester Trial Court\\335TRC0701 Worcester Trial Court\\GROUND\\G109",{"$f":"IFERROR(MID(H18503,18,FIND(\"\\\",MID(H18503,18,30))-1),\"\")","v":"Worcester Trial Court"},"Active","Available"]
[null,"PANEL BOARD - DPH-LB-1, ROOM # 140","EQ-1002969","PANEL BOARD","PANEL BOARD",null,"268ITD1200","\\Locations\\Sites\\ITD Data Center at Springfield\\268ITD1200 Springfield Data Center\\Floor 01\\140","","Active","Available"]
[null,"PANEL BOARD - E2NW1","EQ-1026383","PANEL BOARD","PANEL BOARD",null,"335TRC0701","\\Locations\\Sites\\Worcester Trial Court\\335TRC0701 Worcester Trial Court\\Floor 01\\1120","Worcester Trial Court","Active","Available"]
[null,"PANEL BOARD - E2SW4-28 (2 OF 2)","EQ-1026723","PANEL BOARD","PANEL BOARD",null,"335TRC0701","\\Locations\\Sites\\Worcester Trial Court\\335TRC0701 Worcester Trial Court\\Floor 04\\4105A","Worcester Trial Court","Active","Available"]
[null,"PANEL BOARD - ELL","EQ-1035947","PANEL BOARD",null,null,"552TRCPB01","\\Locations\\Sites\\Chelsea District Court\\552TRCPB01 Chelsea Courthouse\\Floor 01","Chelsea District Court","Active","Available"]
[null,"PANEL BOARD - L4SE4","EQ-1026749","PANEL BOARD","PANEL BOARD",null,"335TRC0701","\\Locations\\Sites\\Worcester Trial Court\\335TRC0701 Worcester Trial Court\\Floor 04\\4402","Worcester Trial Court","Active","Available"]
[null,"PANEL BOARD - LP 13","EQ-1037059","PANEL BOARD",null,null,"426TRC9201","\\Locations\\Sites\\Woburn District Court\\426TRC9201 Woburn District Courthouse\\Floor 01\\115","Woburn District Court","Active","Available"]
[null,"PANEL BOARD - LPB","EQ-1037643","PANEL BOARD",null,null,"308TRC9810","\\Locations\\Sites\\Gardner District Court\\308TRC9810 Gardner Courthouse\\BASEMENT\\G13","Gardner District Court","Active","Available"]
[null,"PANEL BOARD - NE 4-3","EQ-1029898","PANEL BOARD",null,null,"664TRC9200","\\Locations\\Sites\\Fall River Trial Court - Durfee\\664TRC9200 Fall River Probate and Family Court\\Floor 03\\341 E","","Active","Available"]
[null,"PANEL BOARD - P2NE3 (2 OF 2)","EQ-1026656","PANEL BOARD","PANEL BOARD",null,"335TRC0701","\\Locations\\Sites\\Worcester Trial Court\\335TRC0701 Worcester Trial Court\\Floor 03\\3417","Worcester Trial Court","Active","Available"]
[null,"PANEL BOARD - P2NW3 (1 OF 2)","EQ-1026669","PANEL BOARD","PANEL BOARD",null,"335TRC0701","\\Locations\\Sites\\Worcester Trial Court\\335TRC0701 Worcester Trial Court\\Floor 03\\3502","Worcester Trial Court","Active","Available"]
[null,"PANEL BOARD - P2SE4 (2 OF 2)","EQ-1026744","PANEL BOARD","PANEL BOARD",null,"335TRC0701","\\Locations\\Sites\\Worcester Trial Court\\335TRC0701 Worcester Trial Court\\Floor 04\\4402","Worcester Trial Court","Active","Available"]
[null,"PANEL BOARD - PB AB","EQ-1035791","PANEL BOARD",null,null,"445TRC9803","\\Locations\\Sites\\Cambridge Probate Family Court\\445TRC9803 Cambridge Probate Family Court Registry of Deeds\\Floor 01\\105","","Active","Available"]
[null,"PANEL BOARD - PPB","EQ-1037637","PANEL BOARD",null,null,"308TRC9810","\\Locations\\Sites\\Gardner District Court\\308TRC9810 Gardner Courthouse\\BASEMENT\\G13","Gardner District Court","Active","Available"]
[null,"PANEL BOARD - PPM","EQ-1006574","PANEL BOARD","PANEL BOARD",null,"506TRC9703","\\Locations\\Sites\\Newburyport Superior Court\\506TRC9703 Newburyport Superior Courthouse\\BASEMENT\\BOILER RM.","Newburyport Superior Court","Active","Available"]
[null,"PANEL BOARD - SBD41 SEC #2","EQ-1046337","PANEL BOARD","PANEL BOARD",null,"515DEP9201","\\Locations\\Sites\\Sen William X Wall Laboratory Lawrence\\515DEP9201 Senator William X Wall Laboratory\\Floor 01\\1129","","Active","Available"]
[null,"PANEL BOARD -1","EQ-1037155","PANEL BOARD",null,null,"413TRC9201","\\Locations\\Sites\\Ayer District Court\\413TRC9201 Ayer Courthouse\\Floor 01\\116","Ayer District Court","Active","Available"]
[null,"PANEL BOARD -SUB-D HVL SWITCH 2, ROOM # 147","EQ-1002974","PANEL BOARD","PANEL BOARD",null,"268ITD1200","\\Locations\\Sites\\ITD Data Center at Springfield\\268ITD1200 Springfield Data Center\\Floor 01\\147","","Active","Available"]
[null,"PANEL BOARD AP21A","EQ-1041308","PANEL BOARD","PANEL BOARD",null,"432DFS0110","\\Locations\\Sites\\Massachusetts Firefighting Academy - Stow\\432DFS0110 Administration Building\\Floor 01\\A106C [E1]","","Active","Available"]
[null,"PANEL BOARD DP4PH","EQ-1046296","PANEL BOARD","PANEL BOARD",null,"515DEP9201","\\Locations\\Sites\\Sen William X Wall Laboratory Lawrence\\515DEP9201 Senator William X Wall Laboratory\\Penthouse\\MECHANICAL","","Active","Available"]
[null,"PANEL BOARD ESDP41","EQ-1041463","PANEL BOARD","PANEL BOARD",null,"432DFS0901","\\Locations\\Sites\\Massachusetts Firefighting Academy - Stow\\432DFS0901 Fire Academy Building\\Floor 01\\E122","","Active","Available"]
[null,"PANEL BOARD FH41","EQ-1041181","PANEL BOARD","PANEL BOARD",null,"432DFS1000","\\Locations\\Sites\\Massachusetts Firefighting Academy - Stow\\432DFS1000 Fire Station Building\\Floor 01\\F101","","Active","Available"]
[null,"PANEL BOARD HHP3-3","EQ-1025859","PANEL BOARD","PANEL BOARD",null,"268TRC9817","\\Locations\\Sites\\Springfield Court Complex\\268TRC9817 Hampden County Hall Of Justice\\Floor 03\\316","Springfield Court Complex","Active","Available"]
[null,"PANEL BOARD LH2-1","EQ-1025815","PANEL BOARD","PANEL BOARD",null,"268TRC9817","\\Locations\\Sites\\Springfield Court Complex\\268TRC9817 Hampden County Hall Of Justice\\Floor 02\\250","Springfield Court Complex","Active","Available"]
[null,"PANEL BOARD LH4-3","EQ-1025939","PANEL BOARD","PANEL BOARD",null,"268TRC9817","\\Locations\\Sites\\Springfield Court Complex\\268TRC9817 Hampden County Hall Of Justice\\Floor 04\\413","Springfield Court Complex","Active","Available"]
[null,"PANEL BOARD P-1","EQ-1045628","PANEL BOARD","PANEL BOARD",null,"268STC9017","\\Locations\\Sites\\Springfield Tech Community College\\268STC9017 Student Services Building 27\\BASMT","","Active","Available"]
[null,"PANEL BOARD PL3-3","EQ-1025858","PANEL BOARD","PANEL BOARD",null,"268TRC9817","\\Locations\\Sites\\Springfield Court Complex\\268TRC9817 Hampden County Hall Of Justice\\Floor 03\\316","Springfield Court Complex","Active","Available"]
[null,"PANEL BOARD PL4-3","EQ-1025954","PANEL BOARD","PANEL BOARD",null,"268TRC9817","\\Locations\\Sites\\Springfield Court Complex\\268TRC9817 Hampden County Hall Of Justice\\Floor 04\\413","Springfield Court Complex","Active","Available"]
[null,"PANEL BOARD PLBD","EQ-1025514","PANEL BOARD","PANEL BOARD",null,"720TRC0700","\\Locations\\Sites\\Plymouth Trial Court\\720TRC0700 Plymouth Trial Court\\BASEMENT\\0005","Plymouth Trial Court","Active","Available"]
[null,"PANEL BOARD SB22A","EQ-1046174","PANEL BOARD","PANEL BOARD",null,"515DEP9201","\\Locations\\Sites\\Sen William X Wall Laboratory Lawrence\\515DEP9201 Senator William X Wall Laboratory\\Floor 02\\IT ROOM","","Active","Available"]
[null,"PANEL BOARD SL21B","EQ-1041324","PANEL BOARD","PANEL BOARD",null,"432DFS0900","\\Locations\\Sites\\Massachusetts Firefighting Academy - Stow\\432DFS0900 Storage Building","","Active","Available"]
[null,"PANEL BOARD SPLBB","EQ-1025553","PANEL BOARD","PANEL BOARD",null,"720TRC0700","\\Locations\\Sites\\Plymouth Trial Court\\720TRC0700 Plymouth Trial Court\\BASEMENT","Plymouth Trial Court","Active","Available"]
[null,"PANEL BOARD TAG DP243","EQ-1038265","PANEL BOARD","PANEL BOARD",null,"517SDEPB07","\\Locations\\Sites\\Sheriff'S - Essex - Middleton\\517SDEPB07 120 Bed\\Floor 02\\ELEC RM","Sheriff'S - Essex - Middleton","Active","Available"]
[null,"PANEL BOARD TAG MDP-1","EQ-1038268","PANEL BOARD","PANEL BOARD",null,"517SDEPB08","\\Locations\\Sites\\Essex County Sheriff's Department - Middleton\\517SDEPB08 240 Bed\\240B\\LWR ELEC","","Active","Available"]
[null,"PANEL BOARDS (1) DPCP","EQ-1009364","PANEL BOARD","PANEL BOARD",null,"256HLY0601","\\Locations\\Sites\\Soldiers Home - Holyoke\\256HLY0601 Chiller Building","Soldiers Home - Holyoke","Active","Available"]
[null,"PANEL BRD EDPLB-1","EQ-1026046","PANEL BOARD","PANEL BOARD",null,"268TRC9817","\\Locations\\Sites\\Springfield Court Complex\\268TRC9817 Hampden County Hall Of Justice\\GROUND\\G41","Springfield Court Complex","Active","Available"]
[null,"PANEL BRD HHP1-3 SECT 2","EQ-1025694","PANEL BOARD","PANEL BOARD",null,"268TRC9817","\\Locations\\Sites\\Springfield Court Complex\\268TRC9817 Hampden County Hall Of Justice\\Floor 01\\110","Springfield Court Complex","Active","Available"]
[null,"PANEL BRD LH2-6","EQ-1025841","PANEL BOARD","PANEL BOARD",null,"268TRC9817","\\Locations\\Sites\\Springfield Court Complex\\268TRC9817 Hampden County Hall Of Justice\\Floor 02\\STAIRWELL4","Springfield Court Complex","Active","Available"]
[null,"PANEL BRD LH3-2","EQ-1025863","PANEL BOARD","PANEL BOARD",null,"268TRC9817","\\Locations\\Sites\\Springfield Court Complex\\268TRC9817 Hampden County Hall Of Justice\\Floor 03\\328","Springfield Court Complex","Active","Available"]
[null,"PANEL BRD PL1-2 SECT 1","EQ-1025719","PANEL BOARD","PANEL BOARD",null,"268TRC9817","\\Locations\\Sites\\Springfield Court Complex\\268TRC9817 Hampden County Hall Of Justice\\Floor 01\\130","Springfield Court Complex","Active","Available"]
[null,"PANEL CONTROL","EQ-1003348","CONTROLS","CONTROLS",null,"551CME9801","\\Locations\\Sites\\Chief Medical Examiner - Boston\\551CME9801 Chief Medical Examiner Building - Boston\\Floor 01\\133","","Active","Available"]
[null,"PANEL EH3A","EQ-1006753","PANEL BOARD","PANEL BOARD",null,"515TRC9711","\\Locations\\Sites\\Fenton Judicial Center\\515TRC9711 Fenton Center Courthouse\\Floor 03","Fenton Judicial Center","Active","Available"]
[null,"PANEL ERP-5","EQ-1029678","PANEL BOARD",null,null,"664TRC1001","\\Locations\\Sites\\Fall River Justice Center\\664TRC1001 Fall River Judicial Center\\Floor 05\\5014","Fall River Justice Center","Active","Available"]
[null,"PANEL LH2B","EQ-1006775","PANEL BOARD","PANEL BOARD",null,"515TRC9711","\\Locations\\Sites\\Fenton Judicial Center\\515TRC9711 Fenton Center Courthouse\\Floor 02","Fenton Judicial Center","Active","Available"]
[null,"PANEL LL2B1","EQ-1006788","PANEL BOARD","PANEL BOARD",null,"515TRC9711","\\Locations\\Sites\\Fenton Judicial Center\\515TRC9711 Fenton Center Courthouse\\Floor 02","Fenton Judicial Center","Active","Available"]
[null,"PANEL LP 2B","EQ-1029658","PANEL BOARD",null,null,"664TRC1001","\\Locations\\Sites\\Fall River Justice Center\\664TRC1001 Fall River Judicial Center\\Floor 02\\213","Fall River Justice Center","Active","Available"]
[null,"PANEL LPH1A","EQ-1036975","PANEL BOARD",null,null,"551TRC9204","\\Locations\\Sites\\West Roxbury Municipal Court\\551TRC9204 West Roxbury Municipal Court\\GROUND\\G-01","West Roxbury Municipal Court","Active","Available"]
[null,"PANEL P-3","EQ-1030493","PANEL BOARD",null,null,"658TRC1001","\\Locations\\Sites\\Taunton Court Complex\\658TRC1001 Taunton Trial Court\\LL\\0523","Taunton Court Complex","Active","Available"]
[null,"PANEL PPHEL","EQ-1036981","PANEL BOARD",null,null,"551TRC9204","\\Locations\\Sites\\West Roxbury Municipal Court\\551TRC9204 West Roxbury Municipal Court\\GROUND\\G-01","West Roxbury Municipal Court","Active","Available"]
[null,"PANEL-","EQ-1025179","PANEL BOARD","PANEL BOARD",null,"408TRC9201","\\Locations\\Sites\\Lowell District Court\\408TRC9201 Lowell Courthouse\\BASEMENT","Lowell District Court","Active","Available"]
[null,"PANEL- LP1","EQ-1035243","PANEL BOARD",null,null,"258TRC9805","\\Locations\\Sites\\Chicopee District Court\\258TRC9805 Chicopee District Court\\Floor 01\\101 C","Chicopee District Court","Active","Available"]
[null,"PANEL-APL 4C","EQ-1031366","PANEL BOARD","PANEL BOARD",null,"551TRC9709","\\Locations\\Sites\\Edward W. Brooke Courthouse\\551TRC9709 Edward W. Brooke Courthouse\\Floor 04\\4207","Edward W. Brooke Courthouse","Active","Available"]
[null,"PANEL-APL-2C/R","EQ-1031177","PANEL BOARD","PANEL BOARD",null,"551TRC9709","\\Locations\\Sites\\Edward W. Brooke Courthouse\\551TRC9709 Edward W. Brooke Courthouse\\Floor 02\\2425","Edward W. Brooke Courthouse","Active","Available"]
[null,"PANEL-APL-4A1L","EQ-1031379","PANEL BOARD","PANEL BOARD",null,"551TRC9709","\\Locations\\Sites\\Edward W. Brooke Courthouse\\551TRC9709 Edward W. Brooke Courthouse\\Floor 04\\4715","Edward W. Brooke Courthouse","Active","Available"]
[null,"PANEL-APL3D","EQ-1031255","PANEL BOARD","PANEL BOARD",null,"551TRC9709","\\Locations\\Sites\\Edward W. Brooke Courthouse\\551TRC9709 Edward W. Brooke Courthouse\\Floor 03\\3443","Edward W. Brooke Courthouse","Active","Available"]
[null,"PANEL-APL5D","EQ-1031469","PANEL BOARD","PANEL BOARD",null,"551TRC9709","\\Locations\\Sites\\Edward W. Brooke Courthouse\\551TRC9709 Edward W. Brooke Courthouse\\Floor 05\\5801","Edward W. Brooke Courthouse","Active","Available"]
[null,"PANEL-APLEM-ELA","EQ-1031777","PANEL BOARD","PANEL BOARD",null,"551TRC9709","\\Locations\\Sites\\Edward W. Brooke Courthouse\\551TRC9709 Edward W. Brooke Courthouse\\LOWER PENT\\7202","Edward W. Brooke Courthouse","Active","Available"]
[null,"PANEL-AV LINE","EQ-1037119","PANEL BOARD",null,null,"260TRC9815","\\Locations\\Sites\\Palmer District Court\\260TRC9815 Palmer District Courthouse\\GROUND\\045","Palmer District Court","Active","Available"]
[null,"PANEL-DPA","EQ-1037776","PANEL BOARD",null,null,"358TRC9818","\\Locations\\Sites\\Uxbridge District Court\\358TRC9818 Uxbridge District Court\\BASEMENT\\G-18","Uxbridge District Court","Active","Available"]
[null,"PANEL-E42B","EQ-1029393","PANEL BOARD",null,null,"707TRC9701","\\Locations\\Sites\\Brockton Trial Court\\707TRC9701 Brockton Trial Court\\Floor 02\\286C","Brockton Trial Court","Active","Available"]
[null,"PANEL-ELECTRIC","EQ-1029961","PANEL BOARD",null,null,"764TCC0400","\\Locations\\Sites\\Falmouth District - Juvenile Court\\764TCC0400 Falmouth District/Juvenile Court\\Floor 01","","Active","Available"]
[null,"PANEL-ELECTRIC","EQ-1036576","PANEL BOARD",null,null,"442TRC9201","\\Locations\\Sites\\Malden District Court\\442TRC9201 Malden District Courthouse\\Floor 01\\C-122","Malden District Court","Active","Available"]
[null,"PANEL-ELECTRIC","EQ-1037754","PANEL BOARD",null,null,"358TRC9818","\\Locations\\Sites\\Uxbridge District Court\\358TRC9818 Uxbridge District Court\\BASEMENT\\G-18","Uxbridge District Court","Active","Available"]
[null,"PANEL-ELECTRIC #4","EQ-1037222","PANEL BOARD",null,null,"319TRC9806","\\Locations\\Sites\\Clinton District Court\\319TRC9806 Clinton Courthouse\\Floor 01\\119","Clinton District Court","Active","Available"]
[null,"PANEL-EMCC-M","EQ-1029553","MOTOR CONTROL CENTER > 400 AMPS",null,null,"707TRC9701","\\Locations\\Sites\\Brockton Trial Court\\707TRC9701 Brockton Trial Court\\PENT","Brockton Trial Court","Active","Available"]
[null,"PANEL-EP-B","EQ-1030015","PANEL BOARD",null,null,"668TRC9200","\\Locations\\Sites\\New Bedford Probate Family Court\\668TRC9200 New Bedford Probate Court\\BSMT\\003","","Active","Available"]
[null,"PANEL-HB","EQ-1037445","PANEL BOARD",null,null,{"$f":"IFERROR(MID(H19399,FIND(\"\\\",H19399,18)+1,10),\"\")","v":"350TRC9710"},"\\Locations\\Sites\\East Brookfield District Court\\350TRC9710 East Brookfield Courthouse\\Floor 01\\131",{"$f":"IFERROR(MID(H19399,18,FIND(\"\\\",MID(H19399,18,30))-1),\"\")","v":""},"Active","Available"]
[null,"PANEL-L-4","EQ-1029940","PANEL BOARD",null,null,"764TCC0400","\\Locations\\Sites\\Falmouth District - Juvenile Court\\764TCC0400 Falmouth District/Juvenile Court\\Floor 01\\120","","Active","Available"]
[null,"PANEL-L3-3","EQ-1036733","PANEL BOARD",null,null,"551TRC9209","\\Locations\\Sites\\Roxbury Municipal Court\\551TRC9209 Roxbury Municipal Court\\Floor 03\\304","Roxbury Municipal Court","Active","Available"]
[null,"PANEL-LE","EQ-1025118","PANEL BOARD","PANEL BOARD",null,"408TRC9201","\\Locations\\Sites\\Lowell District Court\\408TRC9201 Lowell Courthouse\\Floor 01","Lowell District Court","Active","Available"]
[null,"PANEL-LL-2","EQ-1035349","PANEL BOARD",null,null,"434TRC9201","\\Locations\\Sites\\Marlborough District Court\\434TRC9201 Marlborough District Courthouse\\BSMT\\021","Marlborough District Court","Active","Available"]
[null,"PANEL-LP1A","EQ-1006569","PANEL BOARD","PANEL BOARD",null,"506TRC9200","\\Locations\\Sites\\Newburyport District Court\\506TRC9200 Newburyport Trial Courthouse\\BASEMENT\\GC5","Newburyport District Court","Active","Available"]
[null,"PANEL-LPBB1","EQ-1025251","PANEL BOARD","PANEL BOARD",null,"408TRC9813","\\Locations\\Sites\\Lowell Superior Probate Family Court\\408TRC9813 Lowell Superior Court\\BASEMENT\\05","","Active","Available"]
[null,"PANEL-LPH-4D","EQ-1031383","PANEL BOARD","PANEL BOARD",null,"551TRC9709","\\Locations\\Sites\\Edward W. Brooke Courthouse\\551TRC9709 Edward W. Brooke Courthouse\\Floor 04\\4801","Edward W. Brooke Courthouse","Active","Available"]
[null,"PANEL-LPH3D","EQ-1031294","PANEL BOARD","PANEL BOARD",null,"551TRC9709","\\Locations\\Sites\\Edward W. Brooke Courthouse\\551TRC9709 Edward W. Brooke Courthouse\\Floor 03\\3824","Edward W. Brooke Courthouse","Active","Available"]
[null,"PANEL-LPHEM4C","EQ-1031368","PANEL BOARD","PANEL BOARD",null,"551TRC9709","\\Locations\\Sites\\Edward W. Brooke Courthouse\\551TRC9709 Edward W. Brooke Courthouse\\Floor 04\\4209","Edward W. Brooke Courthouse","Active","Available"]
[null,"PANEL-LPL-L-SEC2","EQ-1036211","PANEL BOARD",null,null,{"$f":"IFERROR(MID(H19527,FIND(\"\\\",H19527,18)+1,10),\"\")","v":"551TRC9206"},"\\Locations\\Sites\\Dorchester Municipal Court\\551TRC9206 Dorchester Municipal and Juvenile Court\\Floor 01\\C-132",{"$f":"IFERROR(MID(H19527,18,FIND(\"\\\",MID(H19527,18,30))-1),\"\")","v":"Dorchester Municipal Court"},"Active","Available"]
[null,"PANEL-MAIN DISCONNECT","EQ-1035738","MAIN DISCONNECT",null,null,"551TRC9202","\\Locations\\Sites\\Brighton Municipal Court\\551TRC9202 Brighton District Court\\Floor 01\\56-E","Brighton Municipal Court","Active","Available"]
[null,"PANEL-MCC","EQ-1037857","MOTOR CONTROL CENTER > 400 AMPS",null,null,"342TRC9814","\\Locations\\Sites\\Milford District Court\\342TRC9814 Milford Courthouse\\BASEMENT\\G-25","Milford District Court","Active","Available"]
[null,"PANEL-N4-MDP-M","EQ-1029552","PANEL BOARD",null,null,"707TRC9701","\\Locations\\Sites\\Brockton Trial Court\\707TRC9701 Brockton Trial Court\\PENT","Brockton Trial Court","Active","Available"]
[null,"PANEL-P222","EQ-1037140","PANEL BOARD",null,null,"260TRC9815","\\Locations\\Sites\\Palmer District Court\\260TRC9815 Palmer District Courthouse\\Floor 01\\109","Palmer District Court","Active","Available"]
[null,"PANEL-P41","EQ-1006754","PANEL BOARD","PANEL BOARD",null,"515TRC9200","\\Locations\\Sites\\Lawrence Superior Court\\515TRC9200 Lawrence Courthouse\\P.H.","Lawrence Superior Court","Active","Available"]
[null,"PANEL-PBL","EQ-1036315","PANEL BOARD",null,null,"551TRC9206","\\Locations\\Sites\\Dorchester Municipal Court\\551TRC9206 Dorchester Municipal and Juvenile Court\\BASEMENT\\01","Dorchester Municipal Court","Active","Available"]
[null,"PANEL-PP4","EQ-1037344","PANEL BOARD",null,null,"430TRC9201","\\Locations\\Sites\\Concord Prob Family District Court\\430TRC9201 District Court Middlesex Division\\Floor 02","","Active","Available"]
[null,"PANEL-SCB-3 MAIN PANEL","EQ-1035685","PANEL BOARD",null,null,"111TRC9905","\\Locations\\Sites\\Pittsfield Superior Court\\111TRC9905 Pittsfield Superior Court\\BASEMENT\\012","Pittsfield Superior Court","Active","Available"]
[null,"PANEL-TIMER","EQ-1035231","PANEL BOARD",null,null,"258TRC9805","\\Locations\\Sites\\Chicopee District Court\\258TRC9805 Chicopee District Court\\Floor 01\\101 C","Chicopee District Court","Active","Available"]
[null,"PANEL-TIMER #3","EQ-1037223","PANEL BOARD",null,null,"319TRC9806","\\Locations\\Sites\\Clinton District Court\\319TRC9806 Clinton Courthouse\\Floor 01\\119","Clinton District Court","Active","Available"]
[null,"PANELBOARD - 2","EQ-1037160","PANEL BOARD",null,null,"413TRC9201","\\Locations\\Sites\\Ayer District Court\\413TRC9201 Ayer Courthouse\\Floor 01\\116","Ayer District Court","Active","Available"]
[null,"PANELBOARD - FIRE PUMP","EQ-1031113","PANEL BOARD","PANEL BOARD",null,"551TRC9709","\\Locations\\Sites\\Edward W. Brooke Courthouse\\551TRC9709 Edward W. Brooke Courthouse\\GROUND FL\\1845","Edward W. Brooke Courthouse","Active","Available"]
[null,"PANELS ENCLOSED - BLANK","EQ-1027814","PANEL BOARD","PANEL BOARD",null,"531TRC1001","\\Locations\\Sites\\Salem Court Complex\\531TRC1001 J. Michael Ruane Judicial Center\\LL\\0733","Salem Court Complex","Active","Available"]
[null,"PANELS ENCLOSED - RM-2","EQ-1027822","PANEL BOARD","PANEL BOARD",null,"531TRC1001","\\Locations\\Sites\\Salem Court Complex\\531TRC1001 J. Michael Ruane Judicial Center\\LL\\0733","Salem Court Complex","Active","Available"]
[null,"PAPR UNIT WITH HEPA FILTER","EQ-1007238","BIOMEDICAL","BIOMEDICAL",null,"255DPH9002","\\Locations\\Sites\\Western Massachusetts Hospital\\255DPH9002 Western Mass Hospital","","Active","Available"]
[null,"PARKING AREAS- B25 PARKING LOT LIGHTS, FENCE LINE ALONG S.MIDDLESEX ACCESS ROAD","EQ-1028889","STREET & SECURITY LIGHTS","STREET & SECURITY LIGHTING",null,"450DOCPB06","\\Locations\\Sites\\MCI - Framingham\\450DOCPB06 Infirmary Administration Building 9","MCI - Framingham","Active","Available"]
[null,"PARKING AREAS- P12 PARKING LOT LIGHTS, PARKING LOT ISLAND","EQ-1028868","STREET & SECURITY LIGHTS","STREET & SECURITY LIGHTING",null,"450DOCPB06","\\Locations\\Sites\\MCI - Framingham\\450DOCPB06 Infirmary Administration Building 9","MCI - Framingham","Active","Available"]
[null,"PARKING AREAS- P4 PARKING LOT LIGHTS, ACROSS FROM FLAG ISLAND","EQ-1028866","STREET & SECURITY LIGHTS","STREET & SECURITY LIGHTING",null,"450DOCPB06","\\Locations\\Sites\\MCI - Framingham\\450DOCPB06 Infirmary Administration Building 9","MCI - Framingham","Active","Available"]
[null,"Parking Pay Station (Pay & Display)","EQ-1069455","PARKING PAY STATION (AUTOMATED)","REVENUE CONTROL SYSTEM- UNATTENDED (PARKING)",null,"720DCR2030","\\Locations\\Sites\\Myles Standish State Forest\\720DCR2030 Fearing Pond Day Use Parking","Myles Standish State Forest","Active","Available"]
[null,"Pass-Through Refrigerator","EQ-1039553","REACH-IN FREEZER (PROCESS COOLER)","REACH-IN FREEZER (PROCESS COOLER)",null,"517DYS1300","\\Locations\\Sites\\DYS Middleton-Ne Reg Youth Serv Ctr\\517DYS1300 DYS Middleton-NE Reg Youth Service Center\\Floor 01\\1302","","Active","Available"]
[null,"PAUL ANTONIEWICZ OFFICE RM- 1-602 (CEILING UNIT)","EQ-1023382","FAN COIL UNIT","FAN COIL UNIT",null,"551TRC9201","\\Locations\\Sites\\Suffolk County Superior Court\\551TRC9201 John Adams Historic Courthouse\\Floor 01\\1-602","Suffolk County Superior Court","Active","Available"]
[null,"PDU #1 DOR","EQ-1002516","PANEL BOARD","PANEL BOARD",null,"552CAMPB01","\\Locations\\Sites\\Massachusetts Information Technology Center\\552CAMPB01 Massachusetts Information Technology Center\\Floor 03\\3A-3","","Active","Available"]
[null,"PDU-03 POWER DISTRIBUTION UNIT","EQ-1003109","UPS, UNINTERRUPTIBLE POWER SYSTEMS","UPS, UNINTERUPTIBLE POWER SYSTEMS",null,"268ITD1200","\\Locations\\Sites\\ITD Data Center at Springfield\\268ITD1200 Springfield Data Center\\Floor 02\\234","","Active","Available"]
[null,"PDU-05 POWER DISTRIBUTION UNIT","EQ-1003098","UPS, UNINTERRUPTIBLE POWER SYSTEMS","UPS, UNINTERUPTIBLE POWER SYSTEMS",null,"268ITD1200","\\Locations\\Sites\\ITD Data Center at Springfield\\268ITD1200 Springfield Data Center\\Floor 02\\230","","Active","Available"]
[null,"PERIMETER FCU LAW LIBRARY - 11","EQ-1025908","FAN COIL UNIT","FAN COIL UNIT",null,"268TRC9817","\\Locations\\Sites\\Springfield Court Complex\\268TRC9817 Hampden County Hall Of Justice\\Floor 03\\LAW LIBR","Springfield Court Complex","Active","Available"]
[null,"PERIMETER SECURITY- B16 PERIMETER LIGHTS, BEHIND PIONEER","EQ-1028901","STREET & SECURITY LIGHTS","STREET & SECURITY LIGHTING",null,"450DOCPB06","\\Locations\\Sites\\MCI - Framingham\\450DOCPB06 Infirmary Administration Building 9","MCI - Framingham","Active","Available"]
[null,"PERIMITER FCU REGISTER PROB - 4","EQ-1026001","FAN COIL UNIT","FAN COIL UNIT",null,"268TRC9817","\\Locations\\Sites\\Springfield Court Complex\\268TRC9817 Hampden County Hall Of Justice\\Floor 04\\REG PROB","Springfield Court Complex","Active","Available"]
[null,"PHOTOVOLTAIC INVERTER FRONIUS IG PLUS - INVERTER #6","EQ-1050778","INVERTER","SOLAR ENERGY SYSTEM",null,"531SSC1000","\\Locations\\Sites\\Salem State University - Housing\\531SSC1000 Atlantic Hall\\GROUND","","Active","Available"]
[null,"PHOTOVOLTAIC INVERTER POWERGATE PLUS 75KW","EQ-1045563","INVERTER","SOLAR ENERGY SYSTEM",null,"268STC9014","\\Locations\\Sites\\Springfield Tech Community College\\268STC9014 Health Sciences Building 20\\BASEMENT","","Active","Available"]
[null,"PHOTOVOLTIAC INVERTER SOLECTRIA (PVI 13KW)","EQ-1050798","INVERTER","SOLAR ENERGY SYSTEM",null,"111BCC0060","\\Locations\\Sites\\Berkshire Community College\\111BCC0060 Susan B Anthony Campus Center","Berkshire Community College","Active","Available"]
[null,"PHOTOVOLTIAC INVERTER SOLECTRIA (PVI 5KW) # 13","EQ-1050799","INVERTER","SOLAR ENERGY SYSTEM",null,"268DEP9003","\\Locations\\Sites\\State Material Recovery Facility\\268DEP9003 Recycling Plant - Pa","","Active","Available"]
[null,"PHOTOVOLTIAC INVERTER SOLECTRIA (PVI 5KW) # 28","EQ-1050801","INVERTER","SOLAR ENERGY SYSTEM",null,"268DEP9003","\\Locations\\Sites\\State Material Recovery Facility\\268DEP9003 Recycling Plant - Pa","","Active","Available"]
[null,"PHYSICAL EDUCATION ROOF","EQ-1034943","ASPHALT ROOFING SYSTEM","ASPHALT ROOFING SYSTEM",null,"335QCC0030","\\Locations\\Sites\\Quinsigamond Community College\\335QCC0030 Physical Education","","Active","Available"]
[null,"PILL CRUSHER, FIRST CRUSH, ELECTRIC REPLACED 12-19-11 UNDER WARR.","EQ-1007276","BIOMEDICAL","BIOMEDICAL",null,"255DPH9002","\\Locations\\Sites\\Western Massachusetts Hospital\\255DPH9002 Western Mass Hospital","","Active","Available"]
[null,"PLANNER, PORTABLE, ELECTRIC, DEWALT","EQ-1008092","SPEC EQUIP","SPEC EQUIP",null,"255DPH9002","\\Locations\\Sites\\Western Massachusetts Hospital\\255DPH9002 Western Mass Hospital","","Active","Available"]
[null,"PNEUMATIC REFRIGERATION DRYER","EQ-1037477","AIR DRYER",null,null,"304TRC9808","\\Locations\\Sites\\Fitchburg District Court\\304TRC9808 Fitchburg Courthouse\\BASEMENT\\G-6","Fitchburg District Court","Active","Available"]
[null,"Pool Back Flow Preventer","EQ-1071156","BACKFLOW PREVENTER - POTABLE WATER SYSTEM","Plumbing Equipment",null,"408DCR2104","\\Locations\\Sites\\Lowell Heritage State Park\\408DCR2104 The Worker Sculpture and Fountain","Lowell Heritage State Park","Active","Available"]
[null,"Pool Pumps","EQ-1067012","CIRCULATING PUMP","CIRCULATING PUMP",null,"445MDC0405","\\Locations\\Sites\\Pool - McCrehan Memorial\\445MDC0405 McCrehan Memorial Bath House","Pool - McCrehan Memorial","Active","Available"]
[null,"PORTABLE SUCTION MACHINE, DEVILBISS","EQ-1007278","BIOMEDICAL","BIOMEDICAL",null,"255DPH9002","\\Locations\\Sites\\Western Massachusetts Hospital\\255DPH9002 Western Mass Hospital","","Active","Available"]
[null,"PORTABLE SUCTION MACHINE, DEVILBISS","EQ-1007295","BIOMEDICAL","BIOMEDICAL",null,"255DPH9002","\\Locations\\Sites\\Western Massachusetts Hospital\\255DPH9002 Western Mass Hospital","","Active","Available"]
[null,"Power Panel","EQ-1071248","PANEL BOARD","PANEL BOARD",null,"160DEM1770","\\Locations\\Sites\\Erving State Forest\\160DEM1770 Headquarters and Administration Building","Erving State Forest","Active","Available"]
[null,"POWER TRANSFER SWITCH (LAUREL)","EQ-1028914","MAIN TRANSFORMER","MAIN TRANSFORMER",null,"450DOC0280","\\Locations\\Sites\\MCI - Framingham\\450DOC0280 Laurel Detention 7\\BASEMENT\\53","MCI - Framingham","Active","Available"]
[null,"POWERED ROOF VENT, (F-2).","EQ-1042188","EXHAUST FAN","EXHAUST FAN",null,"328POL0103","\\Locations\\Sites\\State Police Training Academy\\328POL0103 C Building\\ROOF","State Police Training Academy","Active","Available"]
[null,"PRE ACTION SPRINKLER SYSTEM UNIT - 3","EQ-1027458","DRY FIRE SUPPRESSION SYSTEM","DRY FIRE SUPPRESSION SYSTEM",null,"531TRC1001","\\Locations\\Sites\\Salem Court Complex\\531TRC1001 J. Michael Ruane Judicial Center\\Floor 02","Salem Court Complex","Active","Available"]
[null,"Pressure Tank","EQ-1071753","WELL TANK","TANK",null,"251DEMPB05","\\Locations\\Sites\\Chester - Blandford State Forest\\251DEMPB05 Campground Spring House","","Active","Available"]
[null,"Pressure Tank - Water","EQ-1072136","TANK","TANK",null,"210MDCPB17","\\Locations\\Sites\\Blue Meadow Road Area\\210MDCPB17 Ranger Station Residence #3","Blue Meadow Road Area","Active","Available"]
[null,"PRIMARY CLARIFIER #2 GEARBOX","EQ-1042269","CLARIFIER","CLARIFIER",null,"328POL0109","\\Locations\\Sites\\State Police Training Academy\\328POL0109 Wastewater Treatment Plant","State Police Training Academy","Active","Available"]
[null,"PROBATION OFFICE- RM.14 ( FCU )","EQ-1036312","FAN COIL UNIT",null,null,"551TRC9206","\\Locations\\Sites\\Dorchester Municipal Court\\551TRC9206 Dorchester Municipal and Juvenile Court\\BASEMENT\\14","Dorchester Municipal Court","Active","Available"]
[null,"PROJECTOR, OVERHEAD NEC","EQ-1008126","SPEC EQUIP","SPEC EQUIP",null,"255DPH9002","\\Locations\\Sites\\Western Massachusetts Hospital\\255DPH9002 Western Mass Hospital","","Active","Available"]
[null,"PROOFING OVEN, (LOCKWOOD)","EQ-1042123","OVEN","OVEN",null,"328POL0102","\\Locations\\Sites\\State Police Training Academy\\328POL0102 B Building Dining Hall\\Floor 01\\108","State Police Training Academy","Active","Available"]
[null,"PROP: ROOF","EQ-1071723","PROP: CUSTOM","MISC. EQUIPMENT",null,"268DFS2101","\\Locations\\Sites\\Massachusetts Firefighting Academy - Springfield\\268DFS2101 Drill Yard - Grounds","","Active","Available"]
[null,"Propane Tank","EQ-1067239","TANK","TANK",null,"357DEM7770","\\Locations\\Sites\\Douglas State Forest\\357DEM7770 Bathhouse","Douglas State Forest","Active","Available"]
[null,"Propane Unit Heaters","EQ-1067347",null,null,null,"324DEM1650","\\Locations\\Sites\\Rutland State Park\\324DEM1650 Forest Health Garage","Rutland State Park","Active","Available"]
[null,"PROTECTOR VENTILATION SYSTEM 6","EQ-1046148","SPEC EQUIP","SPEC EQUIP",null,"515DEP9201","\\Locations\\Sites\\Sen William X Wall Laboratory Lawrence\\515DEP9201 Senator William X Wall Laboratory\\Ground\\0130","","Active","Available"]
[null,"PUBLIC LOBBY- RM. 219 ( FCU- 06 )","EQ-1036240","FAN COIL UNIT",null,null,"551TRC9206","\\Locations\\Sites\\Dorchester Municipal Court\\551TRC9206 Dorchester Municipal and Juvenile Court\\Floor 02\\219","Dorchester Municipal Court","Active","Available"]
[null,"PUBLIC WAITING AREA- RM.128 ( FCU- 1 )","EQ-1036194","FAN COIL UNIT",null,null,"551TRC9206","\\Locations\\Sites\\Dorchester Municipal Court\\551TRC9206 Dorchester Municipal and Juvenile Court\\Floor 01\\128","Dorchester Municipal Court","Active","Available"]
[null,"PUBLIC WAITING AREA- RM.218 ( FCU- 2 )","EQ-1036241","FAN COIL UNIT",null,null,"551TRC9206","\\Locations\\Sites\\Dorchester Municipal Court\\551TRC9206 Dorchester Municipal and Juvenile Court\\Floor 02\\218","Dorchester Municipal Court","Active","Available"]
[null,"PULSE OXIMETER, NONIN HAND HELD","EQ-1007307","BIOMEDICAL","BIOMEDICAL",null,"255DPH9002","\\Locations\\Sites\\Western Massachusetts Hospital\\255DPH9002 Western Mass Hospital","","Active","Available"]
[null,"PUMP # 4 FOR AHU-1","EQ-1041692","CHILLED WATER PUMP",null,null,"669UMD0707","\\Locations\\Sites\\University Of Massachusetts Dartmouth Main Campus\\669UMD0707 Violette Research Addition\\BASEMENT","","Active","Available"]
[null,"PUMP #3","EQ-1002582","CIRCULATING PUMP","CIRCULATING PUMP",null,"552CAMPB01","\\Locations\\Sites\\Massachusetts Information Technology Center\\552CAMPB01 Massachusetts Information Technology Center\\Penthouse\\CHILLER","","Active","Available"]
[null,"PUMP (2)","EQ-1038555","PUMP","PUMP",null,"517SDEPB05","\\Locations\\Sites\\Essex County Sheriff's Department - Middleton\\517SDEPB05 Pump House\\Floor 01","","Active","Available"]
[null,"PUMP (6)","EQ-1009339","PUMP / MOTOR","PUMP / MOTOR",null,"256HLY0601","\\Locations\\Sites\\Soldiers Home - Holyoke\\256HLY0601 Chiller Building","Soldiers Home - Holyoke","Active","Available"]
[null,"PUMP - GWP-01","EQ-1005036",null,null,null,"339FWE1200","\\Locations\\Sites\\WMA Westborough\\339FWE1200 DFW Field Headquarters\\Basement\\006","WMA Westborough","Active","Available"]
[null,"PUMP 1","EQ-1038519","PUMP","PUMP",null,"517SDEPB08","\\Locations\\Sites\\Essex County Sheriff's Department - Middleton\\517SDEPB08 240 Bed","","Active","Available"]
[null,"PUMP HWP-1","EQ-1041460","PUMP","PUMP",null,"432DFS0901","\\Locations\\Sites\\Massachusetts Firefighting Academy - Stow\\432DFS0901 Fire Academy Building\\BASEMENT\\EB10","","Active","Available"]
[null,"PUMP PM-2A (CONDENSOR WATER)","EQ-1033978","CONDENSATE PUMP",null,null,{"$f":"IFERROR(MID(H20423,FIND(\"\\\",H20423,18)+1,10),\"\")","v":"408LOW1001"},"\\Locations\\Sites\\University Of Massachusetts Lowell - Lowell\\408LOW1001 Saab Emerging Technologies and Innovation Center\\Floor 02",{"$f":"IFERROR(MID(H20423,18,FIND(\"\\\",MID(H20423,18,30))-1),\"\")","v":""},"Active","Available"]
[null,"Pump SP-03","EQ-1063713","CIRCULATING PUMP","CIRCULATING PUMP",null,"669BSD0801","\\Locations\\Sites\\Bristol County Sheriff's Office - Dartmouth\\669BSD0801 Bristol County House Of Correction\\Floor 01\\A1-16","","Active","Available"]
[null,"Pump SP-16","EQ-1063723","CIRCULATING PUMP","CIRCULATING PUMP",null,"669BSD0801","\\Locations\\Sites\\Bristol County Sheriff's Office - Dartmouth\\669BSD0801 Bristol County House Of Correction\\Floor 01\\B1-32","","Active","Available"]
[null,"Pump SP-19","EQ-1063715","CIRCULATING PUMP","CIRCULATING PUMP",null,"669BSD0801","\\Locations\\Sites\\Bristol County Sheriff's Office - Dartmouth\\669BSD0801 Bristol County House Of Correction\\Floor 01\\E1-15","","Active","Available"]
[null,"Pump SP-7","EQ-1063711","CIRCULATING PUMP","CIRCULATING PUMP",null,"669BSD0801","\\Locations\\Sites\\Bristol County Sheriff's Office - Dartmouth\\669BSD0801 Bristol County House Of Correction\\Floor 01\\C1-25","","Active","Available"]
[null,"PUMP, FISH POND","EQ-1004197",null,null,null,"339FWE1200","\\Locations\\Sites\\WMA Westborough\\339FWE1200 DFW Field Headquarters\\Floor 01\\102C","WMA Westborough","Active","Available"]
[null,"PUMP, P-11 PRIMARY HOT GLYCOL","EQ-1040952","PUMP","PUMP",null,"164SDF0601","\\Locations\\Sites\\Franklin County Sheriff's Office - Greenfield\\164SDF0601 Main Building\\Floor 01\\G10","","Active","Available"]
[null,"PUMP-2","EQ-1042444","PUMP / MOTOR","PUMP / MOTOR",null,"258SDH0700","\\Locations\\Sites\\Hampden County Sheriff's Department - Chicopee\\258SDH0700 Hampden County Women's Support Core\\AA3\\AA-313","","Active","Available"]
[null,"PUMP-8TH FLOOR INDUCTION HW, M6-FG CHX-C-3","EQ-1000953","PUMP","PUMP",null,"551BSB9999","\\Locations\\Sites\\McCormack Building\\551BSB9999 McCormack State Office Building\\Floor 07\\MECH","McCormack Building","Active","Available"]
[null,"PUMP-HIGH RISE DHW, M6-FG X-H2","EQ-1000968","PUMP","PUMP",null,"551BSB9999","\\Locations\\Sites\\McCormack Building\\551BSB9999 McCormack State Office Building\\Floor 22\\MECH-RM","McCormack Building","Active","Available"]
[null,"PUMP-PLAZA FINTUBE M6-FG X-C4","EQ-1000977","PUMP","PUMP",null,"551BSB9999","\\Locations\\Sites\\McCormack Building\\551BSB9999 McCormack State Office Building\\Floor 07\\MECH","McCormack Building","Active","Available"]
[null,"PUMP-STAND-BY HOT WATER FIN TUBE RADIATION 1ST/PLAZA P-22","EQ-1000949","ALL OTHER PUMPS","ALL OTHER PUMPS",null,"551BSB9999","\\Locations\\Sites\\McCormack Building\\551BSB9999 McCormack State Office Building\\Floor 07\\MECH","McCormack Building","Active","Available"]
[null,"PUMP/MOTOR HWP-1","EQ-1041461","PUMP / MOTOR","PUMP / MOTOR",null,"432DFS0901","\\Locations\\Sites\\Massachusetts Firefighting Academy - Stow\\432DFS0901 Fire Academy Building\\BASEMENT\\EB10","","Active","Available"]
[null,"PUMP/MOTOR-#12 SECONDARY CONDENSER-OPEN LOOP","EQ-1031801","PUMP / MOTOR","PUMP / MOTOR",null,"551TRC9709","\\Locations\\Sites\\Edward W. Brooke Courthouse\\551TRC9709 Edward W. Brooke Courthouse\\LOWER PENT","Edward W. Brooke Courthouse","Active","Available"]
[null,"PUMP/MOTOR-#8 HEATING WATER","EQ-1031856","PUMP / MOTOR","PUMP / MOTOR",null,"551TRC9709","\\Locations\\Sites\\Edward W. Brooke Courthouse\\551TRC9709 Edward W. Brooke Courthouse\\UPPER PENT","Edward W. Brooke Courthouse","Active","Available"]
[null,"PUMPS/MOTORS >60HP","EQ-1004260","FIRE PUMP","FIRE PUMP",null,"342MIL9701","\\Locations\\Sites\\DOC Headquarters\\342MIL9701 Main Building\\Floor 01W\\158","DOC Headquarters","Active","Available"]
[null,"PUMPS/MOTORS >60HP","EQ-1029176",null,null,null,"407DPH0990","\\Locations\\Sites\\Tewksbury State Hospital\\407DPH0990 Boiler Room","Tewksbury State Hospital","Active","Available"]
[null,"PUMPS/MOTORS >60HP","EQ-1029924","PUMP / MOTOR",null,null,"664TRC9200","\\Locations\\Sites\\Fall River Trial Court - Durfee\\664TRC9200 Fall River Probate and Family Court","","Active","Available"]
[null,"PUMPS/MOTORS >60HP","EQ-1033840","PUMP / MOTOR",null,null,"408LOW0471","\\Locations\\Sites\\University Of Massachusetts Lowell - Lowell\\408LOW0471 O'Leary Library","","Active","Available"]
[null,"PUMPS/MOTORS >60HP","EQ-1051048","PUMP / MOTOR","PUMP / MOTOR",null,"103DEM0780","\\Locations\\Sites\\Peter W. Foote Vietnam Veterans Memorial Rink\\103DEM0780 Peter W. Foote Vietnam Veterans Memorial Rink","","Active","Available"]
[null,"PUMPS/MOTORS >60HP CHILLER PUMP #3","EQ-1005946","PUMP / MOTOR","PUMP / MOTOR",null,"316DOCPB22","\\Locations\\Sites\\Souza Baranowski Correctional Center\\316DOCPB22 Souza Baranowski Correctional Inst - Max\\C-Floor 03\\C Bldg Mech/Elect/Strg","","Active","Available"]
[null,"PV MOUNTING SYSTEM (ROOF MOUNTED) AET RAYPORT","EQ-1051134","SOLAR ENERGY SYSTEM","SOLAR ENERGY SYSTEM",null,"111BCC0070","\\Locations\\Sites\\Berkshire Community College\\111BCC0070 Field Administration Center","Berkshire Community College","Active","Available"]
[null,"PV MOUNTING SYSTEM (ROOF MOUNTED) BALLAST SYSTEM","EQ-1034529","SOLAR ENERGY SYSTEM",null,null,"408LOWPB07","\\Locations\\Sites\\University Of Massachusetts Lowell - Lowell\\408LOWPB07 Leitch Hall","","Active","Available"]
[null,"PV Panels","EQ-1071829","PHOTOVOLTAIC PANEL","PV PANELS",null,"764DCR2101","\\Locations\\Sites\\Waquoit Bay National Estuarine Research Reserve\\764DCR2101 Roof Mounted Photovoltaic System","","Active","Available"]
[null,"QUAD C DOG HOUSE","EQ-1002630","FAN","FAN",null,"552CAMPB01","\\Locations\\Sites\\Massachusetts Information Technology Center\\552CAMPB01 Massachusetts Information Technology Center\\Roof\\ROOF","","Active","Available"]
[null,"QUAD. 1C TAG NUMBER 5-1C FPT11","EQ-1001972","FAN","FAN",null,"552CAMPB01","\\Locations\\Sites\\Massachusetts Information Technology Center\\552CAMPB01 Massachusetts Information Technology Center\\Floor 01\\1C-1","","Active","Available"]
[null,"QUAD.1A TAG NUMBER 14-1A-FPT-8","EQ-1001911","FAN","FAN",null,"552CAMPB01","\\Locations\\Sites\\Massachusetts Information Technology Center\\552CAMPB01 Massachusetts Information Technology Center\\Floor 01\\1A-1","","Active","Available"]
[null,"QUAD.1A TAG NUMBER 9-1A-FPT-8","EQ-1001946","FAN","FAN",null,"552CAMPB01","\\Locations\\Sites\\Massachusetts Information Technology Center\\552CAMPB01 Massachusetts Information Technology Center\\Floor 01\\1A-1","","Active","Available"]
[null,"QUAD.1C TAG # 13-1C-FPT-10","EQ-1001977","FAN","FAN",null,"552CAMPB01","\\Locations\\Sites\\Massachusetts Information Technology Center\\552CAMPB01 Massachusetts Information Technology Center\\Floor 01\\1C-1","","Active","Available"]
[null,"QUAD.1C TAG NUMBER 10-1C FPT 7","EQ-1001976","FAN","FAN",null,"552CAMPB01","\\Locations\\Sites\\Massachusetts Information Technology Center\\552CAMPB01 Massachusetts Information Technology Center\\Floor 01\\1C-1","","Active","Available"]
[null,"QUAD.1D TAG NUMBER -1D-FPT9","EQ-1002028","FAN","FAN",null,"552CAMPB01","\\Locations\\Sites\\Massachusetts Information Technology Center\\552CAMPB01 Massachusetts Information Technology Center\\Floor 01\\1D","","Active","Available"]
[null,"QUAD.1D TAG NUMBER 15 1-D FPT2","EQ-1002030","FAN","FAN",null,"552CAMPB01","\\Locations\\Sites\\Massachusetts Information Technology Center\\552CAMPB01 Massachusetts Information Technology Center\\Floor 01\\1D","","Active","Available"]
[null,"QUAD.1D TAG NUMBER 6-1D FPT 7","EQ-1002035","FAN","FAN",null,"552CAMPB01","\\Locations\\Sites\\Massachusetts Information Technology Center\\552CAMPB01 Massachusetts Information Technology Center\\Floor 01\\1D","","Active","Available"]
[null,"QUAD.2A TAG NUMBER 4-2AFPT-2","EQ-1002080","FAN","FAN",null,"552CAMPB01","\\Locations\\Sites\\Massachusetts Information Technology Center\\552CAMPB01 Massachusetts Information Technology Center\\Floor 02\\2A","","Active","Available"]
[null,"QUAD.2A TAG NUMBER 9-2AFPT-3","EQ-1002095","FAN","FAN",null,"552CAMPB01","\\Locations\\Sites\\Massachusetts Information Technology Center\\552CAMPB01 Massachusetts Information Technology Center\\Floor 02\\2A","","Active","Available"]
[null,"QUAD.2B TAG NUMBER 6-2BFPT-11","EQ-1002151","FAN","FAN",null,"552CAMPB01","\\Locations\\Sites\\Massachusetts Information Technology Center\\552CAMPB01 Massachusetts Information Technology Center\\Floor 02\\2B","","Active","Available"]
[null,"QUAD.2C TAG NUMBER 5-2CFPT-8","EQ-1002203","FAN","FAN",null,"552CAMPB01","\\Locations\\Sites\\Massachusetts Information Technology Center\\552CAMPB01 Massachusetts Information Technology Center\\Floor 02\\2C","","Active","Available"]
[null,"QUAD.2D TAG NUMBER 2-2DFPT-10","EQ-1002225","FAN","FAN",null,"552CAMPB01","\\Locations\\Sites\\Massachusetts Information Technology Center\\552CAMPB01 Massachusetts Information Technology Center\\Floor 02\\2D","","Active","Available"]
[null,"QUAD.3A TAG NUMBER 11-3AFPT-1","EQ-1002495","FAN","FAN",null,"552CAMPB01","\\Locations\\Sites\\Massachusetts Information Technology Center\\552CAMPB01 Massachusetts Information Technology Center\\Floor 03\\3A","","Active","Available"]
[null,"QUAD.3A TAG NUMBER 4-3AFPT-2","EQ-1002492","FAN","FAN",null,"552CAMPB01","\\Locations\\Sites\\Massachusetts Information Technology Center\\552CAMPB01 Massachusetts Information Technology Center\\Floor 03\\3A","","Active","Available"]
[null,"QUAD.3B TAG NUMBER 16-3AFPT-8","EQ-1002512","FAN","FAN",null,"552CAMPB01","\\Locations\\Sites\\Massachusetts Information Technology Center\\552CAMPB01 Massachusetts Information Technology Center\\Floor 03\\3B","","Active","Available"]
[null,"QUAD.3C TAG NUMBER 15-3CFPT-7","EQ-1002287","FAN","FAN",null,"552CAMPB01","\\Locations\\Sites\\Massachusetts Information Technology Center\\552CAMPB01 Massachusetts Information Technology Center\\Floor 03\\3C","","Active","Available"]
[null,"QUAD.3C TAG NUMBER 5-3CFPT-7","EQ-1002291","FAN","FAN",null,"552CAMPB01","\\Locations\\Sites\\Massachusetts Information Technology Center\\552CAMPB01 Massachusetts Information Technology Center\\Floor 03\\3C","","Active","Available"]
[null,"QUAD.3D TAG NUMBER 11-3DFPT-2","EQ-1002322","FAN","FAN",null,"552CAMPB01","\\Locations\\Sites\\Massachusetts Information Technology Center\\552CAMPB01 Massachusetts Information Technology Center\\Floor 03\\3D","","Active","Available"]
[null,"QUAD.4A TAG NUMBER 1-4AFPT-1","EQ-1002358","FAN","FAN",null,"552CAMPB01","\\Locations\\Sites\\Massachusetts Information Technology Center\\552CAMPB01 Massachusetts Information Technology Center\\Floor 04\\4A","","Active","Available"]
[null,"QUAD.4A TAG NUMBER 22-4AFPT-9","EQ-1002400","FAN","FAN",null,"552CAMPB01","\\Locations\\Sites\\Massachusetts Information Technology Center\\552CAMPB01 Massachusetts Information Technology Center\\Floor 04\\4A","","Active","Available"]
[null,"QUAD.4A TAG NUMBER 3-4AFPT-2","EQ-1002404","FAN","FAN",null,"552CAMPB01","\\Locations\\Sites\\Massachusetts Information Technology Center\\552CAMPB01 Massachusetts Information Technology Center\\Floor 04\\4A","","Active","Available"]
[null,"QUAD.4B TAG NUMBER 20-4BFPT-9","EQ-1002408","FAN","FAN",null,"552CAMPB01","\\Locations\\Sites\\Massachusetts Information Technology Center\\552CAMPB01 Massachusetts Information Technology Center\\Floor 04\\4B","","Active","Available"]
[null,"QUAD.4C TAG NUMBER 1-4CFPT-3","EQ-1002445","FAN","FAN",null,"552CAMPB01","\\Locations\\Sites\\Massachusetts Information Technology Center\\552CAMPB01 Massachusetts Information Technology Center\\Floor 04\\4C","","Active","Available"]
[null,"QUAD.4C TAG NUMBER 24-4CFPT-2","EQ-1002451","FAN","FAN",null,"552CAMPB01","\\Locations\\Sites\\Massachusetts Information Technology Center\\552CAMPB01 Massachusetts Information Technology Center\\Floor 04\\4C","","Active","Available"]
[null,"QUAD.4D TAG NUMBER 11-4D-6","EQ-1002534","FAN","FAN",null,"552CAMPB01","\\Locations\\Sites\\Massachusetts Information Technology Center\\552CAMPB01 Massachusetts Information Technology Center\\Floor 04\\4D","","Active","Available"]
[null,"QUAD.4D TAG NUMBER 19-4D-FPT-1","EQ-1002542","FAN","FAN",null,"552CAMPB01","\\Locations\\Sites\\Massachusetts Information Technology Center\\552CAMPB01 Massachusetts Information Technology Center\\Floor 04\\4D","","Active","Available"]
[null,"QUARTERLY - SPRINKLER PREVENTIVE MAINTENANCE (VISION HOUSE)","EQ-1029084",null,null,null,"407DPH1170","\\Locations\\Sites\\Tewksbury State Hospital\\407DPH1170 Vision House","Tewksbury State Hospital","Active","Available"]
[null,"RA-4 (EF-4)","EQ-1045435","RETURN REGISTER","RETURN REGISTER",null,"268STC9013","\\Locations\\Sites\\Springfield Tech Community College\\268STC9013 Putnam Hall Building 17\\Floor 07\\EAST PENTHOUSE - MAIN MECH ROOM [17-704]","","Active","Available"]
[null,"RADIANT PANEL #1 RP-1-1","EQ-1067967","RADIANT AND REHEAT SYSTEMS","RADIANT AND REHEAT SYSTEMS",null,"408TRC1500","\\Locations\\Sites\\Lowell Justice Center\\408TRC1500 Lowell Justice Center\\Floor 02\\T2020 - Staff RR","Lowell Justice Center","Active","Available"]
[null,"RADIANT PANEL #1 RP-1-4","EQ-1068019","RADIANT AND REHEAT SYSTEMS","RADIANT AND REHEAT SYSTEMS",null,"408TRC1500","\\Locations\\Sites\\Lowell Justice Center\\408TRC1500 Lowell Justice Center\\Floor 02\\T2168 - Jury RR","Lowell Justice Center","Active","Available"]
[null,"RADIANT PANEL #1 RP-4","EQ-1068910","RADIANT AND REHEAT SYSTEMS","RADIANT AND REHEAT SYSTEMS",null,"408TRC1500","\\Locations\\Sites\\Lowell Justice Center\\408TRC1500 Lowell Justice Center\\Basement\\16 - Men's Locker","Lowell Justice Center","Active","Available"]
[null,"RADIATOR- 114(C)","EQ-1022137","RADIANT AND REHEAT SYSTEMS","RADIANT AND REHEAT SYSTEMS",null,"551TRC9200","\\Locations\\Sites\\Suffolk County Superior Court\\551TRC9200 Suffolk Superior Court Hi-Rise\\Floor 01\\114","Suffolk County Superior Court","Active","Available"]
[null,"RADIATOR- 127","EQ-1022135","RADIANT AND REHEAT SYSTEMS","RADIANT AND REHEAT SYSTEMS",null,"551TRC9200","\\Locations\\Sites\\Suffolk County Superior Court\\551TRC9200 Suffolk Superior Court Hi-Rise\\Floor 01\\127","Suffolk County Superior Court","Active","Available"]
[null,"RADIATOR- 1412A","EQ-1023042","RADIANT AND REHEAT SYSTEMS","RADIANT AND REHEAT SYSTEMS",null,"551TRC9200","\\Locations\\Sites\\Suffolk County Superior Court\\551TRC9200 Suffolk Superior Court Hi-Rise\\Floor 14\\1412A","Suffolk County Superior Court","Active","Available"]
[null,"RADIATOR- 1509(A)","EQ-1023095","RADIANT AND REHEAT SYSTEMS","RADIANT AND REHEAT SYSTEMS",null,"551TRC9200","\\Locations\\Sites\\Suffolk County Superior Court\\551TRC9200 Suffolk Superior Court Hi-Rise\\Floor 15\\1509A","Suffolk County Superior Court","Active","Available"]
[null,"RADIATOR-1015 JUDGE LOBBY","EQ-1022105","RADIANT AND REHEAT SYSTEMS","RADIANT AND REHEAT SYSTEMS",null,"551TRC9200","\\Locations\\Sites\\Suffolk County Superior Court\\551TRC9200 Suffolk Superior Court Hi-Rise\\Floor 10\\1015A","Suffolk County Superior Court","Active","Available"]
[null,"RADIATOR-106D","EQ-1022126","RADIANT AND REHEAT SYSTEMS","RADIANT AND REHEAT SYSTEMS",null,"551TRC9200","\\Locations\\Sites\\Suffolk County Superior Court\\551TRC9200 Suffolk Superior Court Hi-Rise\\Floor 01\\106D","Suffolk County Superior Court","Active","Available"]
[null,"RADIATOR-1119(C)","EQ-1022767","RADIANT AND REHEAT SYSTEMS","RADIANT AND REHEAT SYSTEMS",null,"551TRC9200","\\Locations\\Sites\\Suffolk County Superior Court\\551TRC9200 Suffolk Superior Court Hi-Rise\\Floor 11\\1119","Suffolk County Superior Court","Active","Available"]
[null,"RADIATOR-1207","EQ-1022813","RADIANT AND REHEAT SYSTEMS","RADIANT AND REHEAT SYSTEMS",null,"551TRC9200","\\Locations\\Sites\\Suffolk County Superior Court\\551TRC9200 Suffolk Superior Court Hi-Rise\\Floor 12\\1207","Suffolk County Superior Court","Active","Available"]
[null,"RADIATOR-1214","EQ-1022840","RADIANT AND REHEAT SYSTEMS","RADIANT AND REHEAT SYSTEMS",null,"551TRC9200","\\Locations\\Sites\\Suffolk County Superior Court\\551TRC9200 Suffolk Superior Court Hi-Rise\\Floor 12\\1214","Suffolk County Superior Court","Active","Available"]
[null,"RADIATOR-1614(D)","EQ-1023142","RADIANT AND REHEAT SYSTEMS","RADIANT AND REHEAT SYSTEMS",null,"551TRC9200","\\Locations\\Sites\\Suffolk County Superior Court\\551TRC9200 Suffolk Superior Court Hi-Rise\\Floor 16\\1614","Suffolk County Superior Court","Active","Available"]
[null,"RADIATOR-908","EQ-1022078","RADIANT AND REHEAT SYSTEMS","RADIANT AND REHEAT SYSTEMS",null,"551TRC9200","\\Locations\\Sites\\Suffolk County Superior Court\\551TRC9200 Suffolk Superior Court Hi-Rise\\Floor 09\\908","Suffolk County Superior Court","Active","Available"]
[null,"RADIATOR-917","EQ-1022599","RADIANT AND REHEAT SYSTEMS","RADIANT AND REHEAT SYSTEMS",null,"551TRC9200","\\Locations\\Sites\\Suffolk County Superior Court\\551TRC9200 Suffolk Superior Court Hi-Rise\\Floor 09\\917","Suffolk County Superior Court","Active","Available"]
[null,"RADIATOR-M705G(1)","EQ-1022434","RADIANT AND REHEAT SYSTEMS","RADIANT AND REHEAT SYSTEMS",null,"551TRC9200","\\Locations\\Sites\\Suffolk County Superior Court\\551TRC9200 Suffolk Superior Court Hi-Rise\\Floor 07M\\M705G","Suffolk County Superior Court","Active","Available"]
[null,"RADIATOR-M708(B)","EQ-1022436","RADIANT AND REHEAT SYSTEMS","RADIANT AND REHEAT SYSTEMS",null,"551TRC9200","\\Locations\\Sites\\Suffolk County Superior Court\\551TRC9200 Suffolk Superior Court Hi-Rise\\Floor 07M\\M708","Suffolk County Superior Court","Active","Available"]
[null,"RADIATOR-M915","EQ-1022641","RADIANT AND REHEAT SYSTEMS","RADIANT AND REHEAT SYSTEMS",null,"551TRC9200","\\Locations\\Sites\\Suffolk County Superior Court\\551TRC9200 Suffolk Superior Court Hi-Rise\\Floor 09M\\M915","Suffolk County Superior Court","Active","Available"]
[null,"RADIATORS-  M1315","EQ-1022998","RADIANT AND REHEAT SYSTEMS","RADIANT AND REHEAT SYSTEMS",null,"551TRC9200","\\Locations\\Sites\\Suffolk County Superior Court\\551TRC9200 Suffolk Superior Court Hi-Rise\\Floor 13M\\M1315","Suffolk County Superior Court","Active","Available"]
[null,"RADIATORS- 1306(C)","EQ-1022927","RADIANT AND REHEAT SYSTEMS","RADIANT AND REHEAT SYSTEMS",null,"551TRC9200","\\Locations\\Sites\\Suffolk County Superior Court\\551TRC9200 Suffolk Superior Court Hi-Rise\\Floor 13\\1306","Suffolk County Superior Court","Active","Available"]
[null,"RADIATORS- 1312","EQ-1022937","RADIANT AND REHEAT SYSTEMS","RADIANT AND REHEAT SYSTEMS",null,"551TRC9200","\\Locations\\Sites\\Suffolk County Superior Court\\551TRC9200 Suffolk Superior Court Hi-Rise\\Floor 13\\1312","Suffolk County Superior Court","Active","Available"]
[null,"RADIATORS- 1407","EQ-1023049","RADIANT AND REHEAT SYSTEMS","RADIANT AND REHEAT SYSTEMS",null,"551TRC9200","\\Locations\\Sites\\Suffolk County Superior Court\\551TRC9200 Suffolk Superior Court Hi-Rise\\Floor 14\\1407","Suffolk County Superior Court","Active","Available"]
[null,"RADIATORS- M1202(A)","EQ-1022876","RADIANT AND REHEAT SYSTEMS","RADIANT AND REHEAT SYSTEMS",null,"551TRC9200","\\Locations\\Sites\\Suffolk County Superior Court\\551TRC9200 Suffolk Superior Court Hi-Rise\\Floor 12M\\M1202","Suffolk County Superior Court","Active","Available"]
[null,"RADIATORS- M1208","EQ-1022905","RADIANT AND REHEAT SYSTEMS","RADIANT AND REHEAT SYSTEMS",null,"551TRC9200","\\Locations\\Sites\\Suffolk County Superior Court\\551TRC9200 Suffolk Superior Court Hi-Rise\\Floor 12M\\M1208","Suffolk County Superior Court","Active","Available"]
[null,"RADIO, HAND HELD, MOTOROLA, W/CHARGER & BELT CLIP","EQ-1008139","SPEC EQUIP","SPEC EQUIP",null,"255DPH9002","\\Locations\\Sites\\Western Massachusetts Hospital\\255DPH9002 Western Mass Hospital","","Active","Available"]
[null,"RADIO, MOTOROLA, HAND HELD","EQ-1008129","SPEC EQUIP","SPEC EQUIP",null,"255DPH9002","\\Locations\\Sites\\Western Massachusetts Hospital\\255DPH9002 Western Mass Hospital","","Active","Available"]
[null,"RADIO, TWO WAY PORTABLE VHF","EQ-1008152","SPEC EQUIP","SPEC EQUIP",null,"255DPH9002","\\Locations\\Sites\\Western Massachusetts Hospital\\255DPH9002 Western Mass Hospital","","Active","Available"]
[null,"RBC#3 DRIVE MOTOR (ROTATING BIOLOGICAL CONTACTOR)","EQ-1042285","RBC","RBC",null,"328POL0109","\\Locations\\Sites\\State Police Training Academy\\328POL0109 Wastewater Treatment Plant","State Police Training Academy","Active","Available"]
[null,"RECEIVER, TANDBERG TELECONFERANCE SYSTEM","EQ-1008163","SPEC EQUIP","SPEC EQUIP",null,"255DPH9002","\\Locations\\Sites\\Western Massachusetts Hospital\\255DPH9002 Western Mass Hospital","","Active","Available"]
[null,"REF #17 PENTHOUSE ROOF","EQ-1002641","FAN","FAN",null,"552CAMPB01","\\Locations\\Sites\\Massachusetts Information Technology Center\\552CAMPB01 Massachusetts Information Technology Center\\Roof\\ROOF","","Active","Available"]
[null,"REF #20 QUAD.D SMOKING RM.","EQ-1002646","FAN","FAN",null,"552CAMPB01","\\Locations\\Sites\\Massachusetts Information Technology Center\\552CAMPB01 Massachusetts Information Technology Center\\Roof\\ROOF","","Active","Available"]
[null,"REF #6 QUAD.B ELEC. RM.","EQ-1002663","FAN","FAN",null,"552CAMPB01","\\Locations\\Sites\\Massachusetts Information Technology Center\\552CAMPB01 Massachusetts Information Technology Center\\Roof\\ROOF","","Active","Available"]
[null,"REFRIGERANT LEAK DETECTOR","EQ-1070467","DETECTION SYSTEM","DETECTION SYSTEM",null,"164SDF0601","\\Locations\\Sites\\Franklin County Sheriff's Office - Greenfield\\164SDF0601 Main Building\\Floor 01\\G09","","Active","Available"]
[null,"REFRIGERATION UNIT","EQ-1038570","REFRIGERATION COMPRESSOR","REFRIGERATION COMPRESSOR",null,"517SDEPB10","\\Locations\\Sites\\Essex County Sheriff's Department - Middleton\\517SDEPB10 Intake and Infirmary","","Active","Available"]
[null,"REFRIGERATOR","EQ-1035089","WALK-IN REFRIGERATION UNIT","WALK-IN REFRIGERATION UNIT",null,"335QCC0022","\\Locations\\Sites\\Quinsigamond Community College\\335QCC0022 Administration","","Active","Available"]
[null,"REMOTE ANNUNCIATOR ALARM PANEL","EQ-1029318","FIRE ALARM PANEL",null,null,"707TRC9701","\\Locations\\Sites\\Brockton Trial Court\\707TRC9701 Brockton Trial Court\\Floor 01\\150","Brockton Trial Court","Active","Available"]
[null,"REMOTE, MINI RELAX, TASH","EQ-1008164","SPEC EQUIP","SPEC EQUIP",null,"255DPH9002","\\Locations\\Sites\\Western Massachusetts Hospital\\255DPH9002 Western Mass Hospital","","Active","Available"]
[null,"RESPIRATOR, NORTH","EQ-1007331","BIOMEDICAL","BIOMEDICAL",null,{"$f":"IFERROR(MID(H21639,FIND(\"\\\",H21639,18)+1,10),\"\")","v":"255DPH9002"},"\\Locations\\Sites\\Western Massachusetts Hospital\\255DPH9002 Western Mass Hospital",{"$f":"IFERROR(MID(H21639,18,FIND(\"\\\",MID(H21639,18,30))-1),\"\")","v":""},"Active","Available"]
[null,"RETURN AIR FAN - 3                SERVES AHU-3","EQ-1031570","RETURN REGISTER","RETURN REGISTER",null,"551TRC9709","\\Locations\\Sites\\Edward W. Brooke Courthouse\\551TRC9709 Edward W. Brooke Courthouse\\Floor 06\\6705","Edward W. Brooke Courthouse","Active","Available"]
[null,"RETURN AIR FAN 3","EQ-1033789","EXHAUST FAN",null,null,"408LOW0301","\\Locations\\Sites\\University Of Massachusetts Lowell - Lowell\\408LOW0301 Campus Recreation Center\\Floor 03","","Active","Available"]
[null,"RETURN AIR FAN RF-09","EQ-1000930","FUME HOOD LABORATORY","FUME HOOD LABORATORY",null,"551BSB9999","\\Locations\\Sites\\McCormack Building\\551BSB9999 McCormack State Office Building\\Floor 07\\MECH","McCormack Building","Active","Available"]
[null,"RETURN AIR HANDLER UNIT - 3","EQ-1036960","AIR HANDLER UNIT",null,null,"551TRC9204","\\Locations\\Sites\\West Roxbury Municipal Court\\551TRC9204 West Roxbury Municipal Court\\GROUND\\CG-32","West Roxbury Municipal Court","Active","Available"]
[null,"RETURN FAN FOR AHU-3 RF-2","EQ-1001129","RETURN REGISTER","RETURN REGISTER",null,"551BSB9000","\\Locations\\Sites\\Lindemann Building\\551BSB9000 Lindemann Building\\Mezzanine\\M001","Lindemann Building","Active","Available"]
[null,"RETURN FAN RTU-1","EQ-1041453","RETURN REGISTER","RETURN REGISTER",null,"432DFS0901","\\Locations\\Sites\\Massachusetts Firefighting Academy - Stow\\432DFS0901 Fire Academy Building\\PTHSE ROOF","","Active","Available"]
[null,"RH-12-1, HOT WATER REHEAT COIL","EQ-1041081","COILS","COILS",null,"164SDF0601","\\Locations\\Sites\\Franklin County Sheriff's Office - Greenfield\\164SDF0601 Main Building\\ROOF","","Active","Available"]
[null,"RHP-A-4","EQ-1063219","RADIANT AND REHEAT SYSTEMS","RADIANT AND REHEAT SYSTEMS",null,"530NSC1701","\\Locations\\Sites\\North Shore Community College - Lynn\\530NSC1701 Lynn South\\Floor 02\\208","","Active","Available"]
[null,"RN+ BPS SIGNAL UNIT D4","EQ-1007315","BIOMEDICAL","BIOMEDICAL",null,"255DPH9002","\\Locations\\Sites\\Western Massachusetts Hospital\\255DPH9002 Western Mass Hospital","","Active","Available"]
[null,"RN+ CONSOLE, FALL WATCH II","EQ-1007322","BIOMEDICAL","BIOMEDICAL",null,"255DPH9002","\\Locations\\Sites\\Western Massachusetts Hospital\\255DPH9002 Western Mass Hospital","","Active","Available"]
[null,"RN+ FALL WATCH II SIGNAL UNIT","EQ-1007335","BIOMEDICAL","BIOMEDICAL",null,"255DPH9002","\\Locations\\Sites\\Western Massachusetts Hospital\\255DPH9002 Western Mass Hospital","","Active","Available"]
[null,"RN+ FALL WATCH II SIGNAL UNIT","EQ-1007349","BIOMEDICAL","BIOMEDICAL",null,"255DPH9002","\\Locations\\Sites\\Western Massachusetts Hospital\\255DPH9002 Western Mass Hospital","","Active","Available"]
[null,"RN+ SIGNAL UNIT (A7)","EQ-1007362","BIOMEDICAL","BIOMEDICAL",null,"255DPH9002","\\Locations\\Sites\\Western Massachusetts Hospital\\255DPH9002 Western Mass Hospital","","Active","Available"]
[null,"RN+ SIGNAL UNIT (B18)","EQ-1007380","BIOMEDICAL","BIOMEDICAL",null,"255DPH9002","\\Locations\\Sites\\Western Massachusetts Hospital\\255DPH9002 Western Mass Hospital","","Active","Available"]
[null,"RN+ SIGNAL UNIT, FALL WATCH II","EQ-1007397","BIOMEDICAL","BIOMEDICAL",null,"255DPH9002","\\Locations\\Sites\\Western Massachusetts Hospital\\255DPH9002 Western Mass Hospital","","Active","Available"]
[null,"RN+ WIRELESS CONSOLE","EQ-1007410","BIOMEDICAL","BIOMEDICAL",null,"255DPH9002","\\Locations\\Sites\\Western Massachusetts Hospital\\255DPH9002 Western Mass Hospital","","Active","Available"]
[null,"RN+, SIGNAL UNIT C6","EQ-1007417","BIOMEDICAL","BIOMEDICAL",null,"255DPH9002","\\Locations\\Sites\\Western Massachusetts Hospital\\255DPH9002 Western Mass Hospital","","Active","Available"]
[null,"Ronk Add-a-Phase","EQ-1067279","SEWAGE PUMP","SEWAGE PUMP",null,"270DEM9005","\\Locations\\Sites\\Robinson State Park\\270DEM9005 Trestle Bathhouse","Robinson State Park","Active","Available"]
[null,"ROOF","EQ-1033714","BUILT UP ROOFING SYSTEM","BUILT UP ROOFING SYSTEM",null,"408LOW0251","\\Locations\\Sites\\University Of Massachusetts Lowell - Lowell\\408LOW0251 Olsen Hall","","Active","Available"]
[null,"ROOF","EQ-1034550","THERMOSTAT",null,null,"408LOWPB15","\\Locations\\Sites\\University Of Massachusetts Lowell - Lowell\\408LOWPB15 Ames Textile","","Active","Available"]
[null,"ROOF - ADHERED EPDM-LOW SLOPED-WESTERN YOUTH CENTER-MAIN BLDG","EQ-1040853","THERMOSET ROOD","THERMOSET ROOD",null,"268DYS9003","\\Locations\\Sites\\Western Youth Service Center\\268DYS9003 Main Building & Addition","Western Youth Service Center","Active","Available"]
[null,"ROOF - ASPHALT SHINGLE-STEEP SLOPE-NORTH CABIN","EQ-1043213","ASPHALT ROOFING SYSTEM",null,null,"756DEMPB26","\\Locations\\Sites\\Brewster Multiservice Center\\756DEMPB26 Shed (North Cabin)","Brewster Multiservice Center","Active","Available"]
[null,"ROOF - ASPHALT SHINGLE-STEEP SLOPED-SOUTH CABIN","EQ-1043239","ASPHALT ROOFING SYSTEM",null,null,"756DEMPB49","\\Locations\\Sites\\Brewster Multiservice Center\\756DEMPB49 Shed (South Cabin)","Brewster Multiservice Center","Active","Available"]
[null,"ROOF - CHELSEA DC - EPDM","EQ-1036109","THERMOSET ROOD",null,null,"552TRCPB01","\\Locations\\Sites\\Chelsea District Court\\552TRCPB01 Chelsea Courthouse\\ROOF-SUB","Chelsea District Court","Active","Available"]
[null,"ROOF - LOWELL DC - LOW SLOPED - 4TH SESSION","EQ-1025188","THERMOPLASTIC ROOF","THERMOPLASTIC ROOF",null,"408TRC9201","\\Locations\\Sites\\Lowell District Court\\408TRC9201 Lowell Courthouse\\ROOF","Lowell District Court","Active","Available"]
[null,"ROOF - LOWELL SC - SLOPED - SKYLIGHT NEWER BUILDING","EQ-1025266","METAL STANDING SEAM ROOFING SYSTEM","METAL STANDING SEAM ROOFING SYSTEM",null,"408TRC9813","\\Locations\\Sites\\Lowell Superior Probate Family Court\\408TRC9813 Lowell Superior Court\\ROOF","","Active","Available"]
[null,"ROOF - METAL - SLOPED - D COTTAGE BOILER BUILDING","EQ-1043828","METAL STANDING SEAM ROOFING SYSTEM","METAL STANDING SEAM ROOFING SYSTEM",null,"340CAMPB07","\\Locations\\Sites\\DYS - Grafton\\340CAMPB07 D Cottage Boiler Building","DYS - Grafton","Active","Available"]
[null,"ROOF - SLATE - STEEP SLOPED-BARN","EQ-1043846","SLATE ROOFING SYSTEM","SLATE ROOFING SYSTEM",null,"340CAMPB09","\\Locations\\Sites\\DYS - Grafton\\340CAMPB09 Barn","DYS - Grafton","Active","Available"]
[null,"ROOF - SOUTH BOSTON DC- EPDM / ROOF DRAIN TOTAL - 8","EQ-1036149","BUILT UP ROOFING SYSTEM",null,null,"551TRC9208","\\Locations\\Sites\\Chief Justice Joseph Feeney Court\\551TRC9208 Chief Justice Joseph F. Feeney Courthouse\\ROOF","","Active","Available"]
[null,"ROOF A/H UNIT","EQ-1016325","ROOF A/H UNIT","ROOF A/H UNIT",null,"614DPH9203","\\Locations\\Sites\\The Pappas Rehabilitation Hospital for Children\\614DPH9203 Gym/Pool Complex\\ROOF","","Active","Available"]
[null,"ROOF A/H UNITS","EQ-1002791","ROOF A/H UNIT","ROOF A/H UNIT",null,"551UMMPB02","\\Locations\\Sites\\State Laboratory Institute\\551UMMPB02 Stable Building","State Laboratory Institute","Active","Available"]
[null,"ROOF A/H UNITS","EQ-1006244","ROOF A/H UNIT","ROOF A/H UNIT",null,"412DOCPB21","\\Locations\\Sites\\MCI - Shirley\\412DOCPB21 SMU Segregation Management Unit","MCI - Shirley","Active","Available"]
[null,"ROOF A/H UNITS","EQ-1016476","ROOF A/H UNIT","ROOF A/H UNIT",null,"430DOCPB03","\\Locations\\Sites\\MCI - Concord\\430DOCPB03 Modular Unit 2","MCI - Concord","Active","Available"]
[null,"ROOF A/H UNITS","EQ-1028765","ROOF A/H UNIT","ROOF A/H UNIT",null,"450DOC9102","\\Locations\\Sites\\MCI - Framingham\\450DOC9102 Brewster Buildings 1 And 2 16\\ROOF\\RTU #1","MCI - Framingham","Active","Available"]
[null,"ROOF A/H UNITS","EQ-1029186",null,null,null,"407DPH0920","\\Locations\\Sites\\Tewksbury State Hospital\\407DPH0920 Dietary Building","Tewksbury State Hospital","Active","Available"]
[null,"ROOF A/H UNITS","EQ-1032083","ROOF A/H UNIT","ROOF A/H UNIT",null,"715DOC9241","\\Locations\\Sites\\Old Colony Correctional Center\\715DOC9241 Old Colony Correction - Med","","Active","Available"]
[null,"ROOF A/H UNITS","EQ-1038551","ROOF A/H UNIT","ROOF A/H UNIT",null,"517SDEPB08","\\Locations\\Sites\\Essex County Sheriff's Department - Middleton\\517SDEPB08 240 Bed","","Active","Available"]
[null,"ROOF A/H UNITS","EQ-1040119","ROOF A/H UNIT","ROOF A/H UNIT",null,{"$f":"IFERROR(MID(H22151,FIND(\"\\\",H22151,18)+1,10),\"\")","v":"551DYS0003"},"\\Locations\\Sites\\Metropolitan Youth Service Center\\551DYS0003 MYSC New Building",{"$f":"IFERROR(MID(H22151,18,FIND(\"\\\",MID(H22151,18,30))-1),\"\")","v":""},"Active","Available"]
[null,"ROOF A/H UNITS 10","EQ-1004901","AIR HANDLER UNIT","AIR HANDLER UNIT",null,"342MIL9701","\\Locations\\Sites\\DOC Headquarters\\342MIL9701 Main Building\\Roof Conn\\ROOF","DOC Headquarters","Active","Available"]
[null,"ROOF A/H UNITS 7","EQ-1005191","AIR HANDLER UNIT","AIR HANDLER UNIT",null,"342MIL9701","\\Locations\\Sites\\DOC Headquarters\\342MIL9701 Main Building\\Roof Warehouse\\ROOF","DOC Headquarters","Active","Available"]
[null,"ROOF AH UNIT #1002","EQ-1038421","AIR HANDLER UNIT","AIR HANDLER UNIT",null,"517SDEPB01","\\Locations\\Sites\\Essex County Sheriff's Department - Middleton\\517SDEPB01 Administration\\ROOF","","Active","Available"]
[null,"ROOF AIR HANDLER UNIT - 2","EQ-1037422","ROOF A/H UNIT",null,null,"355TRC9807","\\Locations\\Sites\\Dudley District Housing Court\\355TRC9807 Dudley Courthouse\\ROOF","Dudley District Housing Court","Active","Available"]
[null,"ROOF EXHAUST   FAN RM # 2   COOK CHILL TRAYLINE 1X 2A","EQ-1029143",null,null,null,"407DPH0780","\\Locations\\Sites\\Tewksbury State Hospital\\407DPH0780 Saunders Building","Tewksbury State Hospital","Active","Available"]
[null,"ROOF EXHAUST   FAN RM # 5   GENERAL EXHAUST GX 1C","EQ-1029166",null,null,null,"407DPH0780","\\Locations\\Sites\\Tewksbury State Hospital\\407DPH0780 Saunders Building","Tewksbury State Hospital","Active","Available"]
[null,"ROOF EXHAUST FAN # 17 - EASTSIDE","EQ-1001465","ROOF A/H UNIT","ROOF A/H UNIT",null,"551UMMPB03","\\Locations\\Sites\\State Laboratory Institute\\551UMMPB03 Hinton Tower Building\\Roof","State Laboratory Institute","Active","Available"]
[null,"ROOF EXHAUST FAN - REF 16","EQ-1009934","BUILDING EXHAUST","BUILDING EXHAUST",null,"256HLY0010","\\Locations\\Sites\\Soldiers Home - Holyoke\\256HLY0010 Soldiers Home - Holyoke\\Floor 04E ROOF","Soldiers Home - Holyoke","Active","Available"]
[null,"ROOF EXHAUST FAN - REF 7","EQ-1009937","BUILDING EXHAUST","BUILDING EXHAUST",null,{"$f":"IFERROR(MID(H22279,FIND(\"\\\",H22279,18)+1,10),\"\")","v":"256HLY0010"},"\\Locations\\Sites\\Soldiers Home - Holyoke\\256HLY0010 Soldiers Home - Holyoke\\Floor 04S ROOF",{"$f":"IFERROR(MID(H22279,18,FIND(\"\\\",MID(H22279,18,30))-1),\"\")","v":"Soldiers Home - Holyoke"},"Active","Available"]
[null,"ROOF SECTION 11","EQ-1033711","THERMOSTAT",null,null,"408LOW0181","\\Locations\\Sites\\University Of Massachusetts Lowell - Lowell\\408LOW0181 Durgin Hall","","Active","Available"]
[null,"ROOF SECTION 3","EQ-1033688","THERMOSTAT",null,null,"408LOW0181","\\Locations\\Sites\\University Of Massachusetts Lowell - Lowell\\408LOW0181 Durgin Hall","","Active","Available"]
[null,"ROOF TOP AIR HANDLER UNIT #4","EQ-1036348","ROOF A/H UNIT",null,null,"551TRC9206","\\Locations\\Sites\\Dorchester Municipal Court\\551TRC9206 Dorchester Municipal and Juvenile Court\\ROOF\\301","Dorchester Municipal Court","Active","Available"]
[null,"ROOF TOP UNIT - 1","EQ-1026326","AIR HANDLER UNIT","AIR HANDLER UNIT",null,"268TRC0001","\\Locations\\Sites\\Springfield Housing Juvenile Court\\268TRC0001 Springfield Housing and Juvenile Courts\\ROOF\\ROOF","","Active","Available"]
[null,"ROOF TOP UNIT RTU-3","EQ-1037702","RETURN REGISTER",null,null,"447TRC9201","\\Locations\\Sites\\Newton District Court\\447TRC9201 Newton District Courthouse\\ROOF","Newton District Court","Active","Available"]
[null,"ROOFING SYSTEMS","EQ-1009397","ASPHALT ROOFING SYSTEM","ASPHALT ROOFING SYSTEM",null,"256HLYPB02","\\Locations\\Sites\\Soldiers Home - Holyoke\\256HLYPB02 Gazebo","Soldiers Home - Holyoke","Active","Available"]
[null,"ROOFING SYSTEMS","EQ-1027097","MISC. EQUIPMENT","MISC. EQUIPMENT",null,"335TRC0701","\\Locations\\Sites\\Worcester Trial Court\\335TRC0701 Worcester Trial Court","Worcester Trial Court","Active","Available"]
[null,"ROOFING SYSTEMS","EQ-1027240","MISC. EQUIPMENT","MISC. EQUIPMENT",null,"530TRC9702","\\Locations\\Sites\\Lynn District Court\\530TRC9702 Lynn District Court","Lynn District Court","Active","Available"]
[null,"ROOFTOP EXHAUST FAN","EQ-1006109","EXHAUST FAN","EXHAUST FAN",null,"412DOCPB17","\\Locations\\Sites\\MCI - Shirley\\412DOCPB17 Programs Building - Med","MCI - Shirley","Active","Available"]
[null,"ROOFTOP EXHAUST FAN","EQ-1006317","EXHAUST FAN","EXHAUST FAN",null,"412DOCPB02","\\Locations\\Sites\\MCI - Shirley\\412DOCPB02 Administration - Med","MCI - Shirley","Active","Available"]
[null,"ROOFTOP HVAC UNIT","EQ-1006221","ROOF A/H UNIT","ROOF A/H UNIT",null,"412DOCPB02","\\Locations\\Sites\\MCI - Shirley\\412DOCPB02 Administration - Med","MCI - Shirley","Active","Available"]
[null,"ROOFTOP UNIT [RTU-C-04]  (#1470)","EQ-1042706","ROOF A/H UNIT","ROOF A/H UNIT",null,"259SDHPB01","\\Locations\\Sites\\Hampden County Sheriff's Department - Ludlow\\259SDHPB01 Housing Tower C\\ROOF","","Active","Available"]
[null,"ROOFTOP UNIT, SINGLE-PACKAGE, ELECTRIC COOL GAS HEAT, RTU-01","EQ-1040848","AIR HANDLER UNIT","AIR HANDLER UNIT",null,"268DYS9003","\\Locations\\Sites\\Western Youth Service Center\\268DYS9003 Main Building & Addition\\ROOF","Western Youth Service Center","Active","Available"]
[null,"ROOFTOP UNIT, SINGLE-PACKAGE, ELECTRIC COOL GAS HEAT, RTU-12A","EQ-1040818","AIR HANDLER UNIT","AIR HANDLER UNIT",null,"268DYS9003","\\Locations\\Sites\\Western Youth Service Center\\268DYS9003 Main Building & Addition\\ROOF","Western Youth Service Center","Active","Available"]
[null,"ROOM PRESSURE MONITOR 7E CORRIDOR","EQ-1001478","SPEC EQUIP","SPEC EQUIP",null,"551UMMPB03","\\Locations\\Sites\\State Laboratory Institute\\551UMMPB03 Hinton Tower Building\\Floor 07\\700CA","State Laboratory Institute","Active","Available"]
[null,"RP-BR, RECEPTACLE PANEL - ADMINISTRATION BLDG. BOILER ROOM","EQ-1040935","PANEL BOARD","PANEL BOARD",null,"164SDF0601","\\Locations\\Sites\\Franklin County Sheriff's Office - Greenfield\\164SDF0601 Main Building\\Floor 01\\G10","","Active","Available"]
[null,"RTU - 2","EQ-1035704","AIR HANDLER UNIT",null,null,"111TRC9905","\\Locations\\Sites\\Pittsfield Superior Court\\111TRC9905 Pittsfield Superior Court\\ROOF","Pittsfield Superior Court","Active","Available"]
[null,"RTU B-1A  (#1451)","EQ-1042801","AIR HANDLER UNIT","AIR HANDLER UNIT",null,"259SDHPB07","\\Locations\\Sites\\Hampden County Sheriff's Department - Ludlow\\259SDHPB07 Housing Tower B\\ROOF","","Active","Available"]
[null,"RTU MP-R1  (#1034)","EQ-1042900","ROOF A/H UNIT","ROOF A/H UNIT",null,"259SDHPB19","\\Locations\\Sites\\Hampden County Sheriff's Department - Ludlow\\259SDHPB19 Multi Purpose Building\\ROOF","","Active","Available"]
[null,"RTU-09","EQ-1041506","ROOF A/H UNIT",null,null,"669UMD0010","\\Locations\\Sites\\University Of Massachusetts Dartmouth Housing\\669UMD0010 Law School","","Active","Available"]
[null,"RTU-2","EQ-1040518","ROOF A/H UNIT","ROOF A/H UNIT",null,"213HSDPB06","\\Locations\\Sites\\Hampshire County Sheriff's Office - Northampton\\213HSDPB06 Regional Holding Facility\\ROOF","","Active","Available"]
[null,"RTU-3 - FIRST FLOOR CLASSROOM","EQ-1043779","RETURN REGISTER","RETURN REGISTER",null,"335DYS0301","\\Locations\\Sites\\Paul T. Leahy Center\\335DYS0301 Paul T. Leahy Center","Paul T. Leahy Center","Active","Available"]
[null,"RTU-HF-11  (#1038)","EQ-1043000","ROOF A/H UNIT","ROOF A/H UNIT",null,"259SDHPB21","\\Locations\\Sites\\Hampden County Sheriff's Department - Ludlow\\259SDHPB21 Health Services And Food Services\\ROOF","","Active","Available"]
[null,"RTU-V-13  (#1082)","EQ-1042941","ROOF A/H UNIT","ROOF A/H UNIT",null,"259SDHPB20","\\Locations\\Sites\\Hampden County Sheriff's Department - Ludlow\\259SDHPB20 Vocations/Industries/Programs\\ROOF","","Active","Available"]
[null,"RTU-V-17  (#1076)","EQ-1042934","ROOF A/H UNIT","ROOF A/H UNIT",null,"259SDHPB20","\\Locations\\Sites\\Hampden County Sheriff's Department - Ludlow\\259SDHPB20 Vocations/Industries/Programs\\ROOF","","Active","Available"]
[null,"Ryan Spraydeck South Shower Tower","EQ-1070773","SPEC EQUIP","SPEC EQUIP",null,"551MDC0517","\\Locations\\Sites\\Neponset River Reservation\\551MDC0517 Ryan Playground Wading Pool/Spray Deck","Neponset River Reservation","Active","Available"]
[null,"SAFE, COMBINATION","EQ-1008172","SPEC EQUIP","SPEC EQUIP",null,"255DPH9002","\\Locations\\Sites\\Western Massachusetts Hospital\\255DPH9002 Western Mass Hospital","","Active","Available"]
[null,"SAFETY SWITCH   HWP-1 EB-2","EQ-1041450","MAIN DISCONNECT","MAIN DISCONNECT",null,"432DFS0901","\\Locations\\Sites\\Massachusetts Firefighting Academy - Stow\\432DFS0901 Fire Academy Building\\BASEMENT\\EB10","","Active","Available"]
[null,"SAFETY SWITCH  AF4 SBD4G   (8,10,12)","EQ-1046261","MAIN DISCONNECT","MAIN DISCONNECT",null,"515DEP9201","\\Locations\\Sites\\Sen William X Wall Laboratory Lawrence\\515DEP9201 Senator William X Wall Laboratory\\Penthouse\\MECHANICAL","","Active","Available"]
[null,"SAFETY SWITCH (HD) COOLING TOWER (1) DPCP-38","EQ-1009373","PANEL BOARD","PANEL BOARD",null,"256HLY0601","\\Locations\\Sites\\Soldiers Home - Holyoke\\256HLY0601 Chiller Building","Soldiers Home - Holyoke","Active","Available"]
[null,"SAFETY SWITCH 286-P-10","EQ-1041428","MAIN DISCONNECT","MAIN DISCONNECT",null,"432DFS0901","\\Locations\\Sites\\Massachusetts Firefighting Academy - Stow\\432DFS0901 Fire Academy Building\\BASEMENT\\EB11","","Active","Available"]
[null,"SAFETY SWITCH VEF3","EQ-1041227","MAIN DISCONNECT","MAIN DISCONNECT",null,"432DFS1000","\\Locations\\Sites\\Massachusetts Firefighting Academy - Stow\\432DFS1000 Fire Station Building\\Floor 01\\F103","","Active","Available"]
[null,"Sand filter","EQ-1066564","SAND FILTER EQUIPMENT","SAND FILTER EQUIPMENT",null,{"$f":"IFERROR(MID(H22727,FIND(\"\\\",H22727,18)+1,10),\"\")","v":"551MDC0519"},"\\Locations\\Sites\\Melnea A. Cass Recreation Complex\\551MDC0519 Cass Memorial Pool",{"$f":"IFERROR(MID(H22727,18,FIND(\"\\\",MID(H22727,18,30))-1),\"\")","v":""},"Active","Available"]
[null,"Sand Filter","EQ-1066988","SAND FILTER EQUIPMENT","SAND FILTER EQUIPMENT",null,"444MDC0402","\\Locations\\Sites\\Dilboy Stadium And Pool\\444MDC0402 Bathhouse","Dilboy Stadium And Pool","Active","Available"]
[null,"SAND FILTER UNIT","EQ-1024004","SAND FILTER EQUIPMENT","SAND FILTER EQUIPMENT",null,"551TRC9201","\\Locations\\Sites\\Suffolk County Superior Court\\551TRC9201 John Adams Historic Courthouse\\BASEMENT\\G-917","Suffolk County Superior Court","Active","Available"]
[null,"SANDBLASTER, PORTABLE","EQ-1008177","SPEC EQUIP","SPEC EQUIP",null,"255DPH9002","\\Locations\\Sites\\Western Massachusetts Hospital\\255DPH9002 Western Mass Hospital","","Active","Available"]
[null,"SATTELITE JUDGE FCU 3-531","EQ-1023649","FAN COIL UNIT","FAN COIL UNIT",null,"551TRC9201","\\Locations\\Sites\\Suffolk County Superior Court\\551TRC9201 John Adams Historic Courthouse\\Floor 03\\3-531","Suffolk County Superior Court","Active","Available"]
[null,"SAW, 14\" ABRASIVE CUTOFF","EQ-1008180","SPEC EQUIP","SPEC EQUIP",null,{"$f":"IFERROR(MID(H22791,FIND(\"\\\",H22791,18)+1,10),\"\")","v":"255DPH9002"},"\\Locations\\Sites\\Western Massachusetts Hospital\\255DPH9002 Western Mass Hospital",{"$f":"IFERROR(MID(H22791,18,FIND(\"\\\",MID(H22791,18,30))-1),\"\")","v":""},"Active","Available"]
[null,"SAW, CUTOFF [2-C]","EQ-1046897","MISC. EQUIPMENT","MISC. EQUIPMENT",null,"432DFS1000","\\Locations\\Sites\\Massachusetts Firefighting Academy - Stow\\432DFS1000 Fire Station Building\\Floor 01\\L136","","Active","Available"]
[null,"SAW, JIG, SKIL","EQ-1008184","SPEC EQUIP","SPEC EQUIP",null,"255DPH9002","\\Locations\\Sites\\Western Massachusetts Hospital\\255DPH9002 Western Mass Hospital","","Active","Available"]
[null,"SCALE","EQ-1016449","RECORDERS","RECORDERS",null,"430DOCPB13","\\Locations\\Sites\\MCI - Concord\\430DOCPB13 Waste Water Operations 18\\Floor 01\\LAB","MCI - Concord","Active","Available"]
[null,"SCCB DC COMBINER BOX","EQ-1008882","COMBINER BOX","SOLAR ENERGY SYSTEM",null,"530NSC0100","\\Locations\\Sites\\North Shore Community College - Lynn\\530NSC0100 Thomas W. McGee Building\\Roof","","Active","Available"]
[null,"SCHWP-2-Secondary Chilled Water Pump-Penthouse","EQ-1040019","PUMP / MOTOR",null,null,"335QCC1601","\\Locations\\Sites\\Quinsigamond Community College\\335QCC1601 QuEST Center, Engineering Science Technology Ctr.\\Floor 04\\Penthouse","","Active","Available"]
[null,"SECONDARY CLARIFIER #1 DRIVE MOTOR","EQ-1042297","CLARIFIER","CLARIFIER",null,"328POL0109","\\Locations\\Sites\\State Police Training Academy\\328POL0109 Wastewater Treatment Plant","State Police Training Academy","Active","Available"]
[null,"SECTOR H-I-J DOOR LOCKS  MINIMUM (TBD LOCKS)","EQ-1041096","SPEC EQUIP","SPEC EQUIP",null,"164SDF0601","\\Locations\\Sites\\Franklin County Sheriff's Office - Greenfield\\164SDF0601 Main Building","","Active","Available"]
[null,"Security Alarm Panel","EQ-1070530","SECURITY SYSTEM PANEL","SECURITY SYSTEM PANEL",null,"314DEM2480","\\Locations\\Sites\\Wachusett Mountain State Reservation\\314DEM2480 Visitors Center/Administration","","Active","Available"]
[null,"Security Camera System","EQ-1069499","MISC. EQUIPMENT","MISC. EQUIPMENT",null,"551MDC9534","\\Locations\\Sites\\Pool - Artesani\\551MDC9534 Richard T. Artesani Bathhouse","Pool - Artesani","Active","Available"]
[null,"Security Panel","EQ-1067240","SECURITY SYSTEM PANEL","SECURITY SYSTEM PANEL",null,{"$f":"IFERROR(MID(H22919,FIND(\"\\\",H22919,18)+1,10),\"\")","v":"357DEM7770"},"\\Locations\\Sites\\Douglas State Forest\\357DEM7770 Bathhouse",{"$f":"IFERROR(MID(H22919,18,FIND(\"\\\",MID(H22919,18,30))-1),\"\")","v":"Douglas State Forest"},"Active","Available"]
[null,"Security System","EQ-1070947","SECURITY SYSTEM PANEL","SECURITY SYSTEM PANEL",null,"103DEM0300","\\Locations\\Sites\\Natural Bridge State Park\\103DEM0300 Administrative Building","Natural Bridge State Park","Active","Available"]
[null,"SECURITY SYSTEM PANEL","EQ-1031071","SECURITY SYSTEM PANEL","SECURITY SYSTEM PANEL",null,"551TRC9709","\\Locations\\Sites\\Edward W. Brooke Courthouse\\551TRC9709 Edward W. Brooke Courthouse\\GROUND FL\\1480","Edward W. Brooke Courthouse","Active","Available"]
[null,"Security System Panel","EQ-1063059","SECURITY SYSTEM PANEL","SECURITY SYSTEM PANEL",null,"335DEM0404","\\Locations\\Sites\\Lake Park at Quinsigamond State Park\\335DEM0404 Lake Park Bathhouse\\Floor 01","","Active","Available"]
[null,"SEF - 1A7","EQ-1042587","FAN","FAN",null,"258SDH0701","\\Locations\\Sites\\Hampden County Sheriff's Department - Chicopee\\258SDH0701 Hampden County Housing Unit 1\\ROOF","","Active","Available"]
[null,"SEF - 1B6","EQ-1042586","FAN","FAN",null,"258SDH0701","\\Locations\\Sites\\Hampden County Sheriff's Department - Chicopee\\258SDH0701 Hampden County Housing Unit 1\\ROOF","","Active","Available"]
[null,"SEF - MB1","EQ-1042656","FAN","FAN",null,"258SDH0703","\\Locations\\Sites\\Hampden County Sheriff's Department - Chicopee\\258SDH0703 Hampden County Minimum Building\\ROOF","","Active","Available"]
[null,"Septic pump","EQ-1067299","ALL OTHER PUMPS","ALL OTHER PUMPS",null,"258DEM1810","\\Locations\\Sites\\Chicopee Memorial State Park\\258DEM1810 Bathhouse","Chicopee Memorial State Park","Active","Available"]
[null,"Septic Pumps/Panel","EQ-1070453","PUMP","PUMP",null,"309DEM0409","\\Locations\\Sites\\Otter River State Forest\\309DEM0409 Headquarters","Otter River State Forest","Active","Available"]
[null,"SEVEN JUSTICE COURTROOM VAV BOX #5","EQ-1023585","VARIABLE AIR VOLUME BOX","VARIABLE AIR VOLUME BOX",null,"551TRC9201","\\Locations\\Sites\\Suffolk County Superior Court\\551TRC9201 John Adams Historic Courthouse\\Floor 02","Suffolk County Superior Court","Active","Available"]
[null,"SEWAGE EJECTOR PUMP #1","EQ-1029958","PUMP / MOTOR",null,null,"764TCC0400","\\Locations\\Sites\\Falmouth District - Juvenile Court\\764TCC0400 Falmouth District/Juvenile Court\\Floor 01\\147","","Active","Available"]
[null,"SEWAGE PUMP/MOTOR - 1","EQ-1035644","PUMP / MOTOR",null,null,"111TRC9906","\\Locations\\Sites\\Pittsfield Probate Family Court\\111TRC9906 James A. Bowes Memorial Building\\BASEMENT\\017","","Active","Available"]
[null,"SEWERAGE EJECTOR PUMP - 2","EQ-1025641","PUMP / MOTOR","PUMP / MOTOR",null,"720TRC0700","\\Locations\\Sites\\Plymouth Trial Court\\720TRC0700 Plymouth Trial Court\\SUB BASEMENT\\0010","Plymouth Trial Court","Active","Available"]
[null,"SF-10-M, SUPPLY FAN MOTOR, STAIRWELL # 2, ROOM # 184","EQ-1003074","PUMP / MOTOR","PUMP / MOTOR",null,"268ITD1200","\\Locations\\Sites\\ITD Data Center at Springfield\\268ITD1200 Springfield Data Center\\Floor 01\\184","","Active","Available"]
[null,"SHOT FEEDER","EQ-1009329","TANK","TANK",null,"256HLY0601","\\Locations\\Sites\\Soldiers Home - Holyoke\\256HLY0601 Chiller Building","Soldiers Home - Holyoke","Active","Available"]
[null,"SHREDDER, FELLOWS C320C CROSS CUT","EQ-1008209","SPEC EQUIP","SPEC EQUIP",null,"255DPH9002","\\Locations\\Sites\\Western Massachusetts Hospital\\255DPH9002 Western Mass Hospital","","Active","Available"]
[null,"Shut-Off Valves","EQ-1070697","SHUT OFF VALVE","SHUT OFF VALVE",null,"551MDC9239","\\Locations\\Sites\\Old Harbor Reservation\\551MDC9239 Castle Island Bathhouse","Old Harbor Reservation","Active","Available"]
[null,"SINGLE PLY BALLASTED EPDM ROOF (BLDG 5 DEIGNAN MED SERCURITY)","EQ-1045939","THERMOSET ROOD","THERMOSET ROOD",null,"322SDWPB34","\\Locations\\Sites\\Worcester County Sheriff's Office - West Boylston\\322SDWPB34 Deignan Building\\ROOF","","Active","Available"]
[null,"SITE WORK SYSTEMS","EQ-1009398","MISC. EQUIPMENT","MISC. EQUIPMENT",null,"256HLYPB01","\\Locations\\Sites\\Soldiers Home - Holyoke\\256HLYPB01 Emergency Generator House","Soldiers Home - Holyoke","Active","Available"]
[null,"SITE WORK SYSTEMS","EQ-1023231","MISC. EQUIPMENT","MISC. EQUIPMENT",null,"551TRC9200","\\Locations\\Sites\\Suffolk County Superior Court\\551TRC9200 Suffolk Superior Court Hi-Rise","Suffolk County Superior Court","Active","Available"]
[null,"SKY JACK","EQ-1061995","MISC. LIFT","MISC. LIFT",null,"111SDBPB03","\\Locations\\Sites\\Berkshire County Sheriff's Office - Pittsfield\\111SDBPB03 Main Jail","","Active","Available"]
[null,"SLIDING DOOR [1040SL]","EQ-1040855","SLIDER","SLIDER",null,"164SDF0601","\\Locations\\Sites\\Franklin County Sheriff's Office - Greenfield\\164SDF0601 Main Building\\Floor 01\\A02","","Active","Available"]
[null,"SLIDING DOOR [1070SL]","EQ-1040941","SLIDER","SLIDER",null,"164SDF0601","\\Locations\\Sites\\Franklin County Sheriff's Office - Greenfield\\164SDF0601 Main Building\\Floor 01\\F08","","Active","Available"]
[null,"SLIDING DOOR [1193SL]","EQ-1040996","SLIDER","SLIDER",null,"164SDF0601","\\Locations\\Sites\\Franklin County Sheriff's Office - Greenfield\\164SDF0601 Main Building\\Floor 01\\HC-39","","Active","Available"]
[null,"SLL COMPUTER ROOM SPLIT UNIT AC-#6","EQ-1023280","AIR CONDITIONING UNIT","AIR CONDITIONING UNIT",null,"551TRC9201","\\Locations\\Sites\\Suffolk County Superior Court\\551TRC9201 John Adams Historic Courthouse\\Floor 01M\\1M-134","Suffolk County Superior Court","Active","Available"]
[null,"Smoke Control Fan","EQ-1039701","FAN","FAN",null,"517DYS1300","\\Locations\\Sites\\DYS Middleton-Ne Reg Youth Serv Ctr\\517DYS1300 DYS Middleton-NE Reg Youth Service Center\\Roof","","Active","Available"]
[null,"Smoke Detector System","EQ-1062465","SMOKE DETECTOR","SMOKE DETECTOR",null,"111SDBPB03","\\Locations\\Sites\\Berkshire County Sheriff's Office - Pittsfield\\111SDBPB03 Main Jail","","Active","Available"]
[null,"SMOKE MAKE-UP SUPPLY FAN 3&4","EQ-1001884","FAN","FAN",null,"552CAMPB01","\\Locations\\Sites\\Massachusetts Information Technology Center\\552CAMPB01 Massachusetts Information Technology Center\\Floor 03\\3C-ATRIUM","","Active","Available"]
[null,"SMU - ROOFTOP HV","EQ-1006247","ROOF A/H UNIT","ROOF A/H UNIT",null,"412DOCPB21","\\Locations\\Sites\\MCI - Shirley\\412DOCPB21 SMU Segregation Management Unit","MCI - Shirley","Active","Available"]
[null,"SNOWBLOWER ATTACHMENT KUBOTA","EQ-1007792",null,null,null,"255DPH9002","\\Locations\\Sites\\Western Massachusetts Hospital\\255DPH9002 Western Mass Hospital","","Active","Available"]
[null,"SOLAR PANEL 6","EQ-1057325","SOLAR ENERGY SYSTEM","SOLAR ENERGY SYSTEM",null,"450DOC0801","\\Locations\\Sites\\South Middlesex Correctional Center\\450DOC0801 Reunification House","","Active","Available"]
[null,"SOLAR PANEL 9","EQ-1057316","SOLAR ENERGY SYSTEM","SOLAR ENERGY SYSTEM",null,"450DOC0801","\\Locations\\Sites\\South Middlesex Correctional Center\\450DOC0801 Reunification House","","Active","Available"]
[null,"SOLECTRIA PHOTOVOLTAIC INVERTER PVI 60KW","EQ-1041859","INVERTER",null,null,"669UMD0716","\\Locations\\Sites\\University Of Massachusetts Dartmouth Housing\\669UMD0716 Ivy Hall","","Active","Available"]
[null,"SONY DVD PLAYER & ATLAS-SOUNDOLIER SH19-3A SHELF & CABLES","EQ-1008225","SPEC EQUIP","SPEC EQUIP",null,"255DPH9002","\\Locations\\Sites\\Western Massachusetts Hospital\\255DPH9002 Western Mass Hospital","","Active","Available"]
[null,"SOUND ATTENUATOR ATT-7R","EQ-1068704","MISC. EQUIPMENT","MISC. EQUIPMENT",null,"408TRC1500","\\Locations\\Sites\\Lowell Justice Center\\408TRC1500 Lowell Justice Center\\Penthouse\\8001 - Mechanical Penthouse","Lowell Justice Center","Active","Available"]
[null,"SPACE HEATER","EQ-1003283","UNIT HEATER","UNIT HEATER",null,"111BSB0020","\\Locations\\Sites\\Pittsfield State Office Site\\111BSB0020 William Russell Allen House\\Floor 02","Pittsfield State Office Site","Active","Available"]
[null,"SPEAKERS-MAIN COMMUNICATIONS TO OFFICE BY SPEAKERS","EQ-1000938","MISC. COMMUNICATION","MISC. COMMUNICATION",null,"551BSB9999","\\Locations\\Sites\\McCormack Building\\551BSB9999 McCormack State Office Building\\Floor 01\\1-14t","McCormack Building","Active","Available"]
[null,"SPECIALTY SYSTEMS","EQ-1009434","SPEC EQUIP","SPEC EQUIP",null,"256HLYPB05","\\Locations\\Sites\\Soldiers Home - Holyoke\\256HLYPB05 Smoking Shed","Soldiers Home - Holyoke","Active","Available"]
[null,"SPEEDQUEEN COMMERCIAL DRYER","EQ-1010115","DRYERS","DRYERS",null,"715DOC9244","\\Locations\\Sites\\Massachusetts Treatment Center\\715DOC9244 Treatment Center","","Active","Available"]
[null,"SPLIT UNIT 1 VP OFFICE","EQ-1034847","SPLIT AIR CONDITIONER","SPLIT AIR CONDITIONER",null,"335QCC0022","\\Locations\\Sites\\Quinsigamond Community College\\335QCC0022 Administration\\Floor 02\\220","","Active","Available"]
[null,"SPLIT UNIT CONDENSER FAN 3 - ELEVATOR MACHINE ROOM ","EQ-1023223","CONDENSER","CONDENSER",null,"551TRC9200","\\Locations\\Sites\\Suffolk County Superior Court\\551TRC9200 Suffolk Superior Court Hi-Rise\\ROOF","Suffolk County Superior Court","Active","Available"]
[null,"Spray Deck Sump Pump Controls","EQ-1070849","CONTROL PANEL","CONTROL PANEL",null,"551DCR1906","\\Locations\\Sites\\Pool - Artesani\\551DCR1906 Artesani Spray Deck","Pool - Artesani","Active","Available"]
[null,"SPRINKLER CONTROL, TORO","EQ-1008233","SPEC EQUIP","SPEC EQUIP",null,"255DPH9002","\\Locations\\Sites\\Western Massachusetts Hospital\\255DPH9002 Western Mass Hospital","","Active","Available"]
[null,"Sprinkler Mechanical Valve System","EQ-1071165","MAIN SPRINKLER VALVE","WET FIRE SUPPRESSION SYSTEM",null,"408DEM0640","\\Locations\\Sites\\Lowell Heritage State Park\\408DEM0640 Mack Building (North Region HQ)","Lowell Heritage State Park","Active","Available"]
[null,"SPRINKLER SYSTEM / PRE ACTION FOR COMPUTER ROOM","EQ-1029395","DELUGE FIRE SUPPRESSION SYSTEM",null,null,"707TRC9701","\\Locations\\Sites\\Brockton Trial Court\\707TRC9701 Brockton Trial Court\\Floor 02\\297","Brockton Trial Court","Active","Available"]
[null,"Square D Breakers","EQ-1072208","PANEL BOARD","PANEL BOARD",null,"312MDC0320","\\Locations\\Sites\\Quabbin Fishing Area 3\\312MDC0320 Contact Station","Quabbin Fishing Area 3","Active","Available"]
[null,"STAIRWELL #   4       EGRESS LEVEL          SWINGING GATE SYSTEM","EQ-1040654","OTHER","OTHER",null,"551DMH9000","\\Locations\\Sites\\Solomon Carter Fuller Mental Health\\551DMH9000 Fuller Health Center\\Floor 01","","Active","Available"]
[null,"STANDPIPE- WET, ROOM STR01-2","EQ-1004724",null,null,null,"335DMH1101","\\Locations\\Sites\\Worcester State Hospital\\335DMH1101 Worcester Recovery Center And Hospital\\Floor 02\\STR01-2","Worcester State Hospital","Active","Available"]
[null,"STANDPIPE- WET, ROOM STR03-1","EQ-1004368",null,null,null,"335DMH1101","\\Locations\\Sites\\Worcester State Hospital\\335DMH1101 Worcester Recovery Center And Hospital\\Floor 01\\STR03-1","Worcester State Hospital","Active","Available"]
[null,"STEAM BOILER","EQ-1006041","BOILER - CONDENSING","BOILER - CONDENSING",null,"412DOC9206","\\Locations\\Sites\\MCI - Shirley\\412DOC9206 Power Building 17 - Min","MCI - Shirley","Active","Available"]
[null,"STEAM CONDENSATE PUMP/MOTOR","EQ-1035680","PUMP / MOTOR",null,null,"111TRC9905","\\Locations\\Sites\\Pittsfield Superior Court\\111TRC9905 Pittsfield Superior Court\\BASEMENT\\007","Pittsfield Superior Court","Active","Available"]
[null,"STEAM KETTLES","EQ-1045842","STEAMER","STEAMER",null,"322SDWPB14","\\Locations\\Sites\\Worcester County Sheriff's Office - West Boylston\\322SDWPB14 Deborah O'Leary Medical Mods\\Floor 01\\KITCHEN","","Active","Available"]
[null,"STEAM TRAP #1","EQ-1036908","STEAM TRAP",null,null,"438TRC9201","\\Locations\\Sites\\Waltham District Court\\438TRC9201 Waltham District Courthouse\\Floor 01","Waltham District Court","Active","Available"]
[null,"STEAM TRAP - WALTHAM COURT TOTAL - 84","EQ-1036919","STEAM TRAP",null,null,"438TRC9201","\\Locations\\Sites\\Waltham District Court\\438TRC9201 Waltham District Courthouse\\BASEMENT\\B-01","Waltham District Court","Active","Available"]
[null,"STEREO, MICRO COMPONENT SYSTEM","EQ-1008238","SPEC EQUIP","SPEC EQUIP",null,"255DPH9002","\\Locations\\Sites\\Western Massachusetts Hospital\\255DPH9002 Western Mass Hospital","","Active","Available"]
[null,"STORMWATER EJECTOR PUMPS #1&2 SP-1&2","EQ-1068803","PUMP","PUMP",null,"408TRC1500","\\Locations\\Sites\\Lowell Justice Center\\408TRC1500 Lowell Justice Center\\Basement","Lowell Justice Center","Active","Available"]
[null,"STS-3, STATIC TRANSFER SWITCH, ROOM # 301","EQ-1003221","STATIC TRANSFER SWITCHGEAR","STATIC TRANSFER SWITCHGEAR",null,"268ITD1200","\\Locations\\Sites\\ITD Data Center at Springfield\\268ITD1200 Springfield Data Center\\Floor 03\\301","","Active","Available"]
[null,"Sub Panel","EQ-1069411","PANEL BOARD","PANEL BOARD",null,"720DEM0230","\\Locations\\Sites\\Myles Standish State Forest\\720DEM0230 Charge Pond Area A Bathhouse","Myles Standish State Forest","Active","Available"]
[null,"SUB STRUCTURE SYSTEMS","EQ-1025220","MISC. EQUIPMENT","MISC. EQUIPMENT",null,"408TRC9201","\\Locations\\Sites\\Lowell District Court\\408TRC9201 Lowell Courthouse","Lowell District Court","Active","Available"]
[null,"SUB STRUCTURE SYSTEMS","EQ-1026350","MISC. EQUIPMENT","MISC. EQUIPMENT",null,"268TRC0001","\\Locations\\Sites\\Springfield Housing Juvenile Court\\268TRC0001 Springfield Housing and Juvenile Courts","","Active","Available"]
[null,"SUCTION MACHINE, GOMCO","EQ-1007444","BIOMEDICAL","BIOMEDICAL",null,"255DPH9002","\\Locations\\Sites\\Western Massachusetts Hospital\\255DPH9002 Western Mass Hospital","","Active","Available"]
[null,"SUCTION MACHINE, GOMCO","EQ-1007459","BIOMEDICAL","BIOMEDICAL",null,"255DPH9002","\\Locations\\Sites\\Western Massachusetts Hospital\\255DPH9002 Western Mass Hospital","","Active","Available"]
[null,"SUCTION MACHINE, GOMCO","EQ-1007473","BIOMEDICAL","BIOMEDICAL",null,"255DPH9002","\\Locations\\Sites\\Western Massachusetts Hospital\\255DPH9002 Western Mass Hospital","","Active","Available"]
[null,"SUMP PUMP","EQ-1028736","SUMP PUMP","SUMP PUMP",null,"450DOC0280","\\Locations\\Sites\\MCI - Framingham\\450DOC0280 Laurel Detention 7\\BASEMENT\\MECH","MCI - Framingham","Active","Available"]
[null,"SUMP PUMP","EQ-1028753","SUMP PUMP","SUMP PUMP",null,"450DOC0290","\\Locations\\Sites\\MCI - Framingham\\450DOC0290 Algon Detention 12\\A-BASE\\A-MECH","MCI - Framingham","Active","Available"]
[null,"SUMP PUMP #2","EQ-1045406","PUMP / MOTOR","PUMP / MOTOR",null,"268STC9013","\\Locations\\Sites\\Springfield Tech Community College\\268STC9013 Putnam Hall Building 17\\BASEMENT\\LOWER LEVEL - BOILER ROOM [17-G3]","","Active","Available"]
[null,"SUMP WATER PUMP / MOTOR - P2","EQ-1035382","PUMP / MOTOR",null,null,"213TRC9903","\\Locations\\Sites\\Northampton Probate Family Court\\213TRC9903 Northampton Hall Of Records\\BASEMENT\\G 27","","Active","Available"]
[null,"SUPER STRUCTURE SYSTEMS","EQ-1009399","MISC. EQUIPMENT","MISC. EQUIPMENT",null,"256HLYPB01","\\Locations\\Sites\\Soldiers Home - Holyoke\\256HLYPB01 Emergency Generator House","Soldiers Home - Holyoke","Active","Available"]
[null,"SUPERSTRUCTURE SYSTEM","EQ-1025657","MISC. EQUIPMENT","MISC. EQUIPMENT",null,"720TRC0700","\\Locations\\Sites\\Plymouth Trial Court\\720TRC0700 Plymouth Trial Court","Plymouth Trial Court","Active","Available"]
[null,"SUPPLY FAN #05 S05","EQ-1068922","FAN","FAN",null,"408TRC1500","\\Locations\\Sites\\Lowell Justice Center\\408TRC1500 Lowell Justice Center\\Roof","Lowell Justice Center","Active","Available"]
[null,"SUPPLY FAN P-SFH-04A  (#1603)","EQ-1042731","SUPPLY AIR REGISTER","SUPPLY AIR REGISTER",null,"259SDHPB03","\\Locations\\Sites\\Hampden County Sheriff's Department - Ludlow\\259SDHPB03 Pre-Release Building\\ROOF\\ROOF","","Active","Available"]
[null,"SUPPLY FAN [AHU-18]","EQ-1001153","SUPPLY AIR REGISTER","SUPPLY AIR REGISTER",null,"551BSB9000","\\Locations\\Sites\\Lindemann Building\\551BSB9000 Lindemann Building\\Ground\\G051","Lindemann Building","Active","Available"]
[null,"SUSPENDED HEATER - ELECTRICAL SHOP","EQ-1026095","ELECTRIC HEATER","ELECTRIC HEATER",null,"268TRC9817","\\Locations\\Sites\\Springfield Court Complex\\268TRC9817 Hampden County Hall Of Justice\\GROUND\\G42-A","Springfield Court Complex","Active","Available"]
[null,"SWGR - 15KV SWITCHGEAR, ROOM # 160","EQ-1003037","SWITCHGEAR >5KV","SWITCHGEAR >5KV",null,"268ITD1200","\\Locations\\Sites\\ITD Data Center at Springfield\\268ITD1200 Springfield Data Center\\Floor 01\\160","","Active","Available"]
[null,"SWITCH 348-P-2277 (ELEVATOR MOTOR # 1)","EQ-1027000","SWITCHGEAR >5KV","SWITCHGEAR >5KV",null,"335TRC0701","\\Locations\\Sites\\Worcester Trial Court\\335TRC0701 Worcester Trial Court\\PENT\\5004","Worcester Trial Court","Active","Available"]
[null,"SWITCH BOARD 1, FIRE SERVICE STATION","EQ-1041349","SWITCHGEAR >5KV","SWITCHGEAR >5KV",null,"432DFS0110","\\Locations\\Sites\\Massachusetts Firefighting Academy - Stow\\432DFS0110 Administration Building\\Floor 01\\A106C [E1]","","Active","Available"]
[null,"SWITCH BOARD 4","EQ-1041313","SWITCHGEAR >5KV","SWITCHGEAR >5KV",null,{"$f":"IFERROR(MID(H23943,FIND(\"\\\",H23943,18)+1,10),\"\")","v":"432DFS0110"},"\\Locations\\Sites\\Massachusetts Firefighting Academy - Stow\\432DFS0110 Administration Building\\Floor 01\\A106C [E1]",{"$f":"IFERROR(MID(H23943,18,FIND(\"\\\",MID(H23943,18,30))-1),\"\")","v":""},"Active","Available"]
[null,"SWITCH STATION  ATS#1","EQ-1038708","SWITCH STATION","SWITCH STATION",null,"517SDE1200","\\Locations\\Sites\\Essex County Sheriff's Department - Regional 911 Call Center - Middleton\\517SDE1200 Essex County \"911\" Call Center\\Floor 01\\116.2","","Active","Available"]
[null,"SWITCHBOARD \"EDSB\"","EQ-1027092","PANEL BOARD","PANEL BOARD",null,"335TRC0701","\\Locations\\Sites\\Worcester Trial Court\\335TRC0701 Worcester Trial Court","Worcester Trial Court","Active","Available"]
[null,"SWITCHBOARD MD3","EQ-1010309","SWITCHGEAR >5KV","SWITCHGEAR >5KV",null,"551CAM9603","\\Locations\\Sites\\State Transportation Building\\551CAM9603 State Transportation Building\\UGARAGE","State Transportation Building","Active","Available"]
[null,"SWITCHGEAR #2","EQ-1001158","SWITCHGEAR >5KV","SWITCHGEAR >5KV",null,"551BSB9000","\\Locations\\Sites\\Lindemann Building\\551BSB9000 Lindemann Building\\Ground\\G064","Lindemann Building","Active","Available"]
[null,"SWITCHGEAR #5 - M2SA2 - HANCOCK ST - 208/480","EQ-1001506","SWITCHGEAR >5KV","SWITCHGEAR >5KV",null,"551BSB9004","\\Locations\\Sites\\State House\\551BSB9004 State House\\Sub Basement\\BOILER","State House","Active","Available"]
[null,"SWITCHGEAR - BUS DUCT","EQ-1023171","SWITCHGEAR >5KV","SWITCHGEAR >5KV",null,"551TRC9200","\\Locations\\Sites\\Suffolk County Superior Court\\551TRC9200 Suffolk Superior Court Hi-Rise\\BASEMENT","Suffolk County Superior Court","Active","Available"]
[null,"SWITCHGEAR >5KV","EQ-1004115",null,null,null,"337DMH0330","\\Locations\\Sites\\Westborough State Hospital\\337DMH0330 Power Plant 033B","Westborough State Hospital","Active","Available"]
[null,"SWITCHGEAR >5KV","EQ-1023217","SWITCHGEAR >5KV","SWITCHGEAR >5KV",null,"551TRC9200","\\Locations\\Sites\\Suffolk County Superior Court\\551TRC9200 Suffolk Superior Court Hi-Rise\\PENTHOUSE","Suffolk County Superior Court","Active","Available"]
[null,"SWITCHGEAR >5KV","EQ-1033447","SWITCHGEAR >5KV",null,null,"408LOW0042","\\Locations\\Sites\\University Of Massachusetts Lowell - Lowell\\408LOW0042 Southwick Hall","","Active","Available"]
[null,"SWITCHGEAR >5KV","EQ-1033542","SWITCHGEAR >5KV",null,null,"408LOW0081","\\Locations\\Sites\\University Of Massachusetts Lowell - Lowell\\408LOW0081 South Power Plant","","Active","Available"]
[null,"SWITCHGEAR >5KV","EQ-1034293","SWITCHGEAR >5KV",null,null,"408LOW9503","\\Locations\\Sites\\University Of Massachusetts Lowell - Lowell\\408LOW9503 Olney Hall","","Active","Available"]
[null,"SWITCHGEAR >5KV","EQ-1041523","SWITCHGEAR >5KV",null,null,"669UMD0013","\\Locations\\Sites\\University Of Massachusetts Dartmouth Main Campus\\669UMD0013 Public Safety Steam Plant","","Active","Available"]
[null,"SWITCHGEAR >5KV","EQ-1041939","SWITCHGEAR >5KV",null,null,"669UMD9000","\\Locations\\Sites\\University Of Massachusetts Dartmouth Main Campus\\669UMD9000 C. Norman Dion Science And Engineering","","Active","Available"]
[null,"SWITCHGEAR >5KV","EQ-1043014","SWITCHGEAR >5KV","SWITCHGEAR >5KV",null,"259SDHPB21","\\Locations\\Sites\\Hampden County Sheriff's Department - Ludlow\\259SDHPB21 Health Services And Food Services","","Active","Available"]
[null,"SWITCHGEAR >5KV D-SUB LEFT","EQ-1005992","SWITCHGEAR >5KV","SWITCHGEAR >5KV",null,"316DOCPB22","\\Locations\\Sites\\Souza Baranowski Correctional Center\\316DOCPB22 Souza Baranowski Correctional Inst - Max\\C-GROUND\\Maint. Elect Substation CG-19","","Active","Available"]
[null,"T-1 HEATING WATER EXPANSION TANK","EQ-1027794","EXPANSION TANK","EXPANSION TANK",null,"531TRC1001","\\Locations\\Sites\\Salem Court Complex\\531TRC1001 J. Michael Ruane Judicial Center\\LL\\0732","Salem Court Complex","Active","Available"]
[null,"T-2 HEATING WATER EXPANSION TANK","EQ-1027798","EXPANSION TANK","EXPANSION TANK",null,"531TRC1001","\\Locations\\Sites\\Salem Court Complex\\531TRC1001 J. Michael Ruane Judicial Center\\LL\\0732","Salem Court Complex","Active","Available"]
[null,"TACO TANK","EQ-1033775","TANK",null,null,"408LOW0301","\\Locations\\Sites\\University Of Massachusetts Lowell - Lowell\\408LOW0301 Campus Recreation Center\\Floor 02","","Active","Available"]
[null,"TANK - SEPTIC","EQ-1072233","TANK","TANK",null,"209DCR2105","\\Locations\\Sites\\Quabbin Fishing Area 2\\209DCR2105 Septic System","Quabbin Fishing Area 2","Active","Available"]
[null,"TANK – SEPTIC","EQ-1072127","TANK","TANK",null,"210DCR2108","\\Locations\\Sites\\Blue Meadow Road Area\\210DCR2108 Ranger Station Septic System","Blue Meadow Road Area","Active","Available"]
[null,"TC EMERGENCY GENERATOR SET B1-65","EQ-1010141","EMERGENCY GENERATOR SET","EMERGENCY GENERATOR SET",null,"715DOC9244","\\Locations\\Sites\\Massachusetts Treatment Center\\715DOC9244 Treatment Center\\Floor 01\\B1-65","","Active","Available"]
[null,"TELEPHONE RM. AC COND. UNIT","EQ-1025644","AIR CONDITIONING UNIT","AIR CONDITIONING UNIT",null,"720TRC0700","\\Locations\\Sites\\Plymouth Trial Court\\720TRC0700 Plymouth Trial Court\\SUB BASEMENT\\0010","Plymouth Trial Court","Active","Available"]
[null,"TEMPORAL SCANNER, EXERGEN, LIFE TIME REPLACEMENT","EQ-1007494","BIOMEDICAL","BIOMEDICAL",null,"255DPH9002","\\Locations\\Sites\\Western Massachusetts Hospital\\255DPH9002 Western Mass Hospital","","Active","Available"]
[null,"TESTER, CABLE HAND HELD, SIEMON, YELLOW","EQ-1008261","SPEC EQUIP","SPEC EQUIP",null,"255DPH9002","\\Locations\\Sites\\Western Massachusetts Hospital\\255DPH9002 Western Mass Hospital","","Active","Available"]
[null,"THRUSH PUMP SET #2.","EQ-1042230","PUMP","PUMP",null,"328POL0112","\\Locations\\Sites\\State Police Training Academy\\328POL0112 Fire Arms Building (Range)\\Floor 01\\A9","State Police Training Academy","Active","Available"]
[null,"Tight Tank Alarm System","EQ-1067384","ALARM SYSTEMS","ALARM SYSTEMS",null,"106DEMPB04","\\Locations\\Sites\\Savoy Mountain State Forest\\106DEMPB04 South Pond Bathhouse 2","Savoy Mountain State Forest","Active","Available"]
[null,"TOILET EXHAUST F-14","EQ-1025612","EXHAUST FAN","EXHAUST FAN",null,"720TRC0700","\\Locations\\Sites\\Plymouth Trial Court\\720TRC0700 Plymouth Trial Court\\MEZ EAST\\MECH MEZ E","Plymouth Trial Court","Active","Available"]
[null,"TOILET EXHAUST F-9","EQ-1025619","EXHAUST FAN","EXHAUST FAN",null,"720TRC0700","\\Locations\\Sites\\Plymouth Trial Court\\720TRC0700 Plymouth Trial Court\\ROOF","Plymouth Trial Court","Active","Available"]
[null,"Tot Pool - CHEMISTRY CONTROLLER","EQ-1066892","CONTROLS","CONTROLS",null,"306DEMPB03","\\Locations\\Sites\\Leominster Pool\\306DEMPB03 Filter Building","Leominster Pool","Active","Available"]
[null,"TRANE CONDENSOR UNIT AC2","EQ-1034975","CONDENSER","CONDENSER",null,"335QCC0023","\\Locations\\Sites\\Quinsigamond Community College\\335QCC0023 Surprenant/Hebert Auditorium\\ROOF","","Active","Available"]
[null,"TRANSFER SWITCH - ANN LIGHT & POWER UPPER FLOORS -7","EQ-1001510","ELECTRIC TRANSFORMER","ELECTRIC TRANSFORMER",null,"551BSB9004","\\Locations\\Sites\\State House\\551BSB9004 State House\\SUB SUB BASEMENT\\COAL POCKET","State House","Active","Available"]
[null,"TRANSFORMER","EQ-1006741","MAIN TRANSFORMER","MAIN TRANSFORMER",null,"515TRC9711","\\Locations\\Sites\\Fenton Judicial Center\\515TRC9711 Fenton Center Courthouse\\Floor 02","Fenton Judicial Center","Active","Available"]
[null,"TRANSFORMER","EQ-1016505","MAIN TRANSFORMER","MAIN TRANSFORMER",null,"430DOC0610","\\Locations\\Sites\\MCI - Concord\\430DOC0610 L Building Housing Unit","MCI - Concord","Active","Available"]
[null,"TRANSFORMER","EQ-1027695","MAIN TRANSFORMER","MAIN TRANSFORMER",null,"531TRC1001","\\Locations\\Sites\\Salem Court Complex\\531TRC1001 J. Michael Ruane Judicial Center\\Floor 06\\6604","Salem Court Complex","Active","Available"]
[null,"TRANSFORMER","EQ-1036291","MAIN TRANSFORMER",null,null,"551TRC9206","\\Locations\\Sites\\Dorchester Municipal Court\\551TRC9206 Dorchester Municipal and Juvenile Court\\BASEMENT\\01-B","Dorchester Municipal Court","Active","Available"]
[null,"TRANSFORMER","EQ-1038318","ELECTRIC TRANSFORMER","ELECTRIC TRANSFORMER",null,"517SDEPB11","\\Locations\\Sites\\Essex County Sheriff's Department - Middleton\\517SDEPB11 60 Bed\\Floor 02\\ELEC RM","","Active","Available"]
[null,"TRANSFORMER","EQ-1045262","MAIN TRANSFORMER","MAIN TRANSFORMER",null,"268STC9002","\\Locations\\Sites\\Springfield Tech Community College\\268STC9002 Garvey Hall Building 16\\BASMT","","Active","Available"]
[null,"TRANSFORMER","EQ-1045617","MAIN TRANSFORMER","MAIN TRANSFORMER",null,"268STC9017","\\Locations\\Sites\\Springfield Tech Community College\\268STC9017 Student Services Building 27\\BASMT","","Active","Available"]
[null,"TRANSFORMER   T-3 - 02 32, 34,36","EQ-1046305","MAIN TRANSFORMER","MAIN TRANSFORMER",null,"515DEP9201","\\Locations\\Sites\\Sen William X Wall Laboratory Lawrence\\515DEP9201 Senator William X Wall Laboratory\\Penthouse\\MECHANICAL","","Active","Available"]
[null,"TRANSFORMER (DP-G)","EQ-1045253","MAIN TRANSFORMER","MAIN TRANSFORMER",null,"268STC9002","\\Locations\\Sites\\Springfield Tech Community College\\268STC9002 Garvey Hall Building 16\\BASMT","","Active","Available"]
[null,"TRANSFORMER - APL-1B","EQ-1030071","MAIN TRANSFORMER",null,null,"658TRC1001","\\Locations\\Sites\\Taunton Court Complex\\658TRC1001 Taunton Trial Court\\Floor 01\\1111","Taunton Court Complex","Active","Available"]
[null,"TRANSFORMER 45KVA","EQ-1042708","MAIN TRANSFORMER","MAIN TRANSFORMER",null,"259SDHPB03","\\Locations\\Sites\\Hampden County Sheriff's Department - Ludlow\\259SDHPB03 Pre-Release Building\\1ST\\153","","Active","Available"]
[null,"TRANSFORMER B","EQ-1006682","MAIN TRANSFORMER","MAIN TRANSFORMER",null,"515TRC9711","\\Locations\\Sites\\Fenton Judicial Center\\515TRC9711 Fenton Center Courthouse\\Floor 01","Fenton Judicial Center","Active","Available"]
[null,"TRANSFORMER T8 - MSB1 (17)","EQ-1046161","MAIN TRANSFORMER","MAIN TRANSFORMER",null,"515DEP9201","\\Locations\\Sites\\Sen William X Wall Laboratory Lawrence\\515DEP9201 Senator William X Wall Laboratory\\Floor 01\\1111","","Active","Available"]
[null,"TRANSFORMER, SECONDARY ROOM A3A2B","EQ-1004465",null,null,null,"335DMH1101","\\Locations\\Sites\\Worcester State Hospital\\335DMH1101 Worcester Recovery Center And Hospital\\Floor 03\\A3A02B","Worcester State Hospital","Active","Available"]
[null,"TRANSFORMER, SECONDARY ROOM C2A3B","EQ-1004622",null,null,null,"335DMH1101","\\Locations\\Sites\\Worcester State Hospital\\335DMH1101 Worcester Recovery Center And Hospital\\Floor 02\\C2A03B","Worcester State Hospital","Active","Available"]
[null,"TRANSFORMER, SECONDARY ROOM G3B7","EQ-1004462",null,null,null,"335DMH1101","\\Locations\\Sites\\Worcester State Hospital\\335DMH1101 Worcester Recovery Center And Hospital\\Floor 03\\G3B07","Worcester State Hospital","Active","Available"]
[null,"TRANSFORMER, SECONDARY ROOM H0A12","EQ-1005145",null,null,null,"335DMH1101","\\Locations\\Sites\\Worcester State Hospital\\335DMH1101 Worcester Recovery Center And Hospital\\Ground\\H0A12","Worcester State Hospital","Active","Available"]
[null,"TRUCK, EDGE LOAD 30 X 72  (FOR TABLES)","EQ-1008388","TRUCK","TRUCK",null,"255DPH9002","\\Locations\\Sites\\Western Massachusetts Hospital\\255DPH9002 Western Mass Hospital","","Active","Available"]
[null,"TRUCK,PLATFORM, LAKESIDE","EQ-1008437","TRUCK","TRUCK",null,"255DPH9002","\\Locations\\Sites\\Western Massachusetts Hospital\\255DPH9002 Western Mass Hospital","","Active","Available"]
[null,"TURBINE GENERATOR","EQ-1028970",null,null,null,"407DPH0520","\\Locations\\Sites\\Tewksbury State Hospital\\407DPH0520 Engine Room","Tewksbury State Hospital","Active","Available"]
[null,"TV, LCD 15\" WALL MOUNT, PDI","EQ-1008295","SPEC EQUIP","SPEC EQUIP",null,"255DPH9002","\\Locations\\Sites\\Western Massachusetts Hospital\\255DPH9002 Western Mass Hospital","","Active","Available"]
[null,"TV, LCD 40\" SAMSUNG","EQ-1008294","SPEC EQUIP","SPEC EQUIP",null,"255DPH9002","\\Locations\\Sites\\Western Massachusetts Hospital\\255DPH9002 Western Mass Hospital","","Active","Available"]
[null,"TV, LCD FLAT SCREEN 70\"","EQ-1008300","SPEC EQUIP","SPEC EQUIP",null,"255DPH9002","\\Locations\\Sites\\Western Massachusetts Hospital\\255DPH9002 Western Mass Hospital","","Active","Available"]
[null,"TV, PDI 15\" SWING ARM WITH WALL MOUNT","EQ-1008315","SPEC EQUIP","SPEC EQUIP",null,"255DPH9002","\\Locations\\Sites\\Western Massachusetts Hospital\\255DPH9002 Western Mass Hospital","","Active","Available"]
[null,"TWO SECTION FREEZER","EQ-1045684","WALK-IN REFRIGERATION UNIT","WALK-IN REFRIGERATION UNIT",null,"321SDWPB29","\\Locations\\Sites\\Worcester County Sheriff's Office - West Boylston\\321SDWPB29 Minimum Security Facility","","Active","Available"]
[null,"UH-1","EQ-1043586","UNIT HEATER","UNIT HEATER",null,"339DYS0701","\\Locations\\Sites\\Central Youth Service Center\\339DYS0701 Zara Cisco Brough Center\\Floor 01\\101","Central Youth Service Center","Active","Available"]
[null,"UH-10","EQ-1043701","UNIT HEATER","UNIT HEATER",null,"339DYS0701","\\Locations\\Sites\\Central Youth Service Center\\339DYS0701 Zara Cisco Brough Center\\MEZZANINE\\223","Central Youth Service Center","Active","Available"]
[null,"UH-9","EQ-1043755","UNIT HEATER","UNIT HEATER",null,"339DYS0701","\\Locations\\Sites\\Central Youth Service Center\\339DYS0701 Zara Cisco Brough Center\\Floor 01\\123","Central Youth Service Center","Active","Available"]
[null,"UH-B-0515","EQ-1030459","UNIT HEATER",null,null,"658TRC1001","\\Locations\\Sites\\Taunton Court Complex\\658TRC1001 Taunton Trial Court\\LL\\0515","Taunton Court Complex","Active","Available"]
[null,"UH-E-0521","EQ-1030474","UNIT HEATER",null,null,"658TRC1001","\\Locations\\Sites\\Taunton Court Complex\\658TRC1001 Taunton Trial Court\\LL\\0521","Taunton Court Complex","Active","Available"]
[null,"UNINTERRUPTIBLE POWER SUPPLY ROOM C3A3B","EQ-1004947",null,null,null,"335DMH1101","\\Locations\\Sites\\Worcester State Hospital\\335DMH1101 Worcester Recovery Center And Hospital\\Floor 03\\C3A03B","Worcester State Hospital","Active","Available"]
[null,"UNIT HEATER","EQ-1038536","UNIT HEATER","UNIT HEATER",null,"517SDEPB04","\\Locations\\Sites\\Essex County Sheriff's Department - Middleton\\517SDEPB04 Warehouse / Garage\\Floor 01\\1010","","Active","Available"]
[null,"Unit Heater","EQ-1039712","UNIT HEATER","UNIT HEATER",null,"517DYS1300","\\Locations\\Sites\\DYS Middleton-Ne Reg Youth Serv Ctr\\517DYS1300 DYS Middleton-NE Reg Youth Service Center\\Floor 01\\1217","","Active","Available"]
[null,"UNIT HEATER # 3","EQ-1006598",null,null,null,"506TRC9200","\\Locations\\Sites\\Newburyport District Court\\506TRC9200 Newburyport Trial Courthouse\\BASEMENT\\G-06","Newburyport District Court","Active","Available"]
[null,"UNIT HEATER #1","EQ-1037300","UNIT HEATER",null,null,"430TRC9201","\\Locations\\Sites\\Concord Prob Family District Court\\430TRC9201 District Court Middlesex Division\\Floor 01\\150","","Active","Available"]
[null,"UNIT HEATER #2","EQ-1037316","UNIT HEATER",null,null,"430TRC9201","\\Locations\\Sites\\Concord Prob Family District Court\\430TRC9201 District Court Middlesex Division\\Floor 01\\150","","Active","Available"]
[null,"UNIT HEATER #25-CEILING HUNG","EQ-1031804","UNIT HEATER","UNIT HEATER",null,"551TRC9709","\\Locations\\Sites\\Edward W. Brooke Courthouse\\551TRC9709 Edward W. Brooke Courthouse\\LOWER PENT","Edward W. Brooke Courthouse","Active","Available"]
[null,"UNIT HEATER #9-CEILING HUNG","EQ-1031735","UNIT HEATER","UNIT HEATER",null,"551TRC9709","\\Locations\\Sites\\Edward W. Brooke Courthouse\\551TRC9709 Edward W. Brooke Courthouse\\BASEMENT","Edward W. Brooke Courthouse","Active","Available"]
[null,"UNIT HEATER -CEILING MOUNT","EQ-1029343","UNIT HEATER",null,null,"707TRC9701","\\Locations\\Sites\\Brockton Trial Court\\707TRC9701 Brockton Trial Court\\Floor 01\\199","Brockton Trial Court","Active","Available"]
[null,"UNIT HEATER 13","EQ-1035646","UNIT HEATER",null,null,"111TRC9906","\\Locations\\Sites\\Pittsfield Probate Family Court\\111TRC9906 James A. Bowes Memorial Building\\BASEMENT\\022","","Active","Available"]
[null,"UNIT HEATER UH-03","EQ-1004221",null,null,null,"339FWE1200","\\Locations\\Sites\\WMA Westborough\\339FWE1200 DFW Field Headquarters\\Basement\\006B","WMA Westborough","Active","Available"]
[null,"UNIT HEATER UH-2","EQ-1068867","UNIT HEATER","UNIT HEATER",null,"408TRC1500","\\Locations\\Sites\\Lowell Justice Center\\408TRC1500 Lowell Justice Center\\Basement\\49 - Vehicle Sallyport","Lowell Justice Center","Active","Available"]
[null,"UNIT HEATER UH12-4C","EQ-1002466","UNIT HEATER","UNIT HEATER",null,"552CAMPB01","\\Locations\\Sites\\Massachusetts Information Technology Center\\552CAMPB01 Massachusetts Information Technology Center\\Floor 04\\4C","","Active","Available"]
[null,"UNIT HEATER [CUH-06]","EQ-1040946","UNIT HEATER","UNIT HEATER",null,"164SDF0601","\\Locations\\Sites\\Franklin County Sheriff's Office - Greenfield\\164SDF0601 Main Building\\Floor 01\\G08","","Active","Available"]
[null,"UNIT HEATER [UH-07]","EQ-1040876","UNIT HEATER","UNIT HEATER",null,"164SDF0601","\\Locations\\Sites\\Franklin County Sheriff's Office - Greenfield\\164SDF0601 Main Building\\Floor 01\\B01","","Active","Available"]
[null,"UNIT HEATER, CABINET, ROOM J4B1B","EQ-1004637",null,null,null,"335DMH1101","\\Locations\\Sites\\Worcester State Hospital\\335DMH1101 Worcester Recovery Center And Hospital\\Floor 04\\J4B1B","Worcester State Hospital","Active","Available"]
[null,"UNIT HEATER, CABINET, ROOM STR04-3","EQ-1003954",null,null,null,"335DMH1101","\\Locations\\Sites\\Worcester State Hospital\\335DMH1101 Worcester Recovery Center And Hospital\\Floor 03\\STR04-3","Worcester State Hospital","Active","Available"]
[null,"UNIT HEATER, CABINET, ROOM STR13-4","EQ-1004468",null,null,null,"335DMH1101","\\Locations\\Sites\\Worcester State Hospital\\335DMH1101 Worcester Recovery Center And Hospital\\Floor 04\\STR13-4","Worcester State Hospital","Active","Available"]
[null,"UNIT HEATER-CABINET # 2 (Stair #9)","EQ-1006840","UNIT HEATER","UNIT HEATER",null,{"$f":"IFERROR(MID(H25031,FIND(\"\\\",H25031,18)+1,10),\"\")","v":"515TRC9711"},"\\Locations\\Sites\\Fenton Judicial Center\\515TRC9711 Fenton Center Courthouse\\BASEMENT",{"$f":"IFERROR(MID(H25031,18,FIND(\"\\\",MID(H25031,18,30))-1),\"\")","v":"Fenton Judicial Center"},"Active","Available"]
[null,"UNIT HEATER-CEILING HUNG #2","EQ-1029990","UNIT HEATER",null,null,"668TRC9200","\\Locations\\Sites\\New Bedford Probate Family Court\\668TRC9200 New Bedford Probate Court\\ATTIC","","Active","Available"]
[null,"UNIT HEATER-CEILING MOUNT","EQ-1035659","UNIT HEATER",null,null,"111TRC9906","\\Locations\\Sites\\Pittsfield Probate Family Court\\111TRC9906 James A. Bowes Memorial Building\\BASEMENT\\023","","Active","Available"]
[null,"UNIT HEATER-HYDRONIC, ROOM G0A10A","EQ-1004997",null,null,null,"335DMH1101","\\Locations\\Sites\\Worcester State Hospital\\335DMH1101 Worcester Recovery Center And Hospital\\Ground\\G0A10A","Worcester State Hospital","Active","Available"]
[null,"UNIT HEATER-HYDRONIC, ROOM P4-1","EQ-1004635",null,null,null,"335DMH1101","\\Locations\\Sites\\Worcester State Hospital\\335DMH1101 Worcester Recovery Center And Hospital\\Roof B\\P4-1","Worcester State Hospital","Active","Available"]
[null,"UNIT SUBSTATION","EQ-1042204","MAIN TRANSFORMER","MAIN TRANSFORMER",null,"328POL0106","\\Locations\\Sites\\State Police Training Academy\\328POL0106 Boiler Plant Building F","State Police Training Academy","Active","Available"]
[null,"UNIT VENT RM F115  (1152)","EQ-1008562","AIR HANDLER UNIT","AIR HANDLER UNIT",null,"526NSC0200","\\Locations\\Sites\\North Shore Community College - Danvers\\526NSC0200 Math And Sciences Building\\Floor 01\\DS115","","Active","Available"]
[null,"UNIT VENTILATOR [UV-13]","EQ-1071464","UNIT HEATER","UNIT HEATER",null,"551MCA5733","\\Locations\\Sites\\Massachusetts College Of Art And Design\\551MCA5733 Kennedy Campus Center\\Floor 04","","Active","Available"]
[null,"UNIT VENTILATOR [UV-20]","EQ-1071454","UNIT HEATER","UNIT HEATER",null,"551MCA5733","\\Locations\\Sites\\Massachusetts College Of Art And Design\\551MCA5733 Kennedy Campus Center\\Floor 05","","Active","Available"]
[null,"UNITED TECHNOLOGY AC-2","EQ-1040370","AIR HANDLER UNIT","AIR HANDLER UNIT",null,"255DYS0001","\\Locations\\Sites\\Westfield Youth Service Center\\255DYS0001 Main & Addition Building\\ROOF","","Active","Available"]
[null,"UPS MODULE 1-A - EATON ","EQ-1010037","UPS, UNINTERRUPTIBLE POWER SYSTEMS","UPS, UNINTERUPTIBLE POWER SYSTEMS",null,"552CAMPB01","\\Locations\\Sites\\Massachusetts Information Technology Center\\552CAMPB01 Massachusetts Information Technology Center\\Floor 01\\1D-UPS RM","","Active","Available"]
[null,"UPS SYSTEM APC SMART UPS, COMPUTER RM #0029","EQ-1025525","UPS, UNINTERRUPTIBLE POWER SYSTEMS","UPS, UNINTERUPTIBLE POWER SYSTEMS",null,"720TRC0700","\\Locations\\Sites\\Plymouth Trial Court\\720TRC0700 Plymouth Trial Court\\BASEMENT\\0029","Plymouth Trial Court","Active","Available"]
[null,"UV-1118(A)","EQ-1022757","UNIT HEATER","UNIT HEATER",null,"551TRC9200","\\Locations\\Sites\\Suffolk County Superior Court\\551TRC9200 Suffolk Superior Court Hi-Rise\\Floor 11\\1118","Suffolk County Superior Court","Active","Available"]
[null,"UV-1223","EQ-1022856","UNIT HEATER","UNIT HEATER",null,"551TRC9200","\\Locations\\Sites\\Suffolk County Superior Court\\551TRC9200 Suffolk Superior Court Hi-Rise\\Floor 12\\1223","Suffolk County Superior Court","Active","Available"]
[null,"UV-1505D","EQ-1023079","UNIT HEATER","UNIT HEATER",null,"551TRC9200","\\Locations\\Sites\\Suffolk County Superior Court\\551TRC9200 Suffolk Superior Court Hi-Rise\\Floor 15\\1505D","Suffolk County Superior Court","Active","Available"]
[null,"UV-217B","EQ-1022176","UNIT HEATER","UNIT HEATER",null,"551TRC9200","\\Locations\\Sites\\Suffolk County Superior Court\\551TRC9200 Suffolk Superior Court Hi-Rise\\Floor 02\\217","Suffolk County Superior Court","Active","Available"]
[null,"UV-710","EQ-1022409","UNIT HEATER","UNIT HEATER",null,"551TRC9200","\\Locations\\Sites\\Suffolk County Superior Court\\551TRC9200 Suffolk Superior Court Hi-Rise\\Floor 07\\710","Suffolk County Superior Court","Active","Available"]
[null,"UV-M705A","EQ-1022422","UNIT HEATER","UNIT HEATER",null,"551TRC9200","\\Locations\\Sites\\Suffolk County Superior Court\\551TRC9200 Suffolk Superior Court Hi-Rise\\Floor 07M\\M705A","Suffolk County Superior Court","Active","Available"]
[null,"VACUUM TANK","EQ-1046302","TANK","TANK",null,"515DEP9201","\\Locations\\Sites\\Sen William X Wall Laboratory Lawrence\\515DEP9201 Senator William X Wall Laboratory\\Penthouse\\MECHANICAL","","Active","Available"]
[null,"VACUUM, PROFORCE 1500XP","EQ-1008348","SPEC EQUIP","SPEC EQUIP",null,"255DPH9002","\\Locations\\Sites\\Western Massachusetts Hospital\\255DPH9002 Western Mass Hospital","","Active","Available"]
[null,"VALVE - AUTO SPRINKLER EAST DRY SYS. GARAGE","EQ-1026867","MAIN SPRINKLER VALVE","MAIN SPRINKLER VALVE",null,"335TRC0701","\\Locations\\Sites\\Worcester Trial Court\\335TRC0701 Worcester Trial Court\\GROUND\\G126","Worcester Trial Court","Active","Available"]
[null,"VARIABE FREQUENCY DRIVE-ABB-ACH550-VFD-CT-1,ROOM P4-1","EQ-1005012",null,null,null,"335DMH1101","\\Locations\\Sites\\Worcester State Hospital\\335DMH1101 Worcester Recovery Center And Hospital\\Roof B\\P4-1","Worcester State Hospital","Active","Available"]
[null,"VARIABE FREQUENCY DRIVE-ABB-ACH550-VFD-EX-25,ROOM P4-1","EQ-1004867",null,null,null,"335DMH1101","\\Locations\\Sites\\Worcester State Hospital\\335DMH1101 Worcester Recovery Center And Hospital\\Roof B\\P4-1","Worcester State Hospital","Active","Available"]
[null,"VARIABE FREQUENCY DRIVE-ABB-ACH550-VFD-RF-3A,ROOM P3-1","EQ-1004034",null,null,null,"335DMH1101","\\Locations\\Sites\\Worcester State Hospital\\335DMH1101 Worcester Recovery Center And Hospital\\Roof C\\P3-1","Worcester State Hospital","Active","Available"]
[null,"Variable Air Volume Box","EQ-1039713","VARIABLE AIR VOLUME BOX","VARIABLE AIR VOLUME BOX",null,"517DYS1300","\\Locations\\Sites\\DYS Middleton-Ne Reg Youth Serv Ctr\\517DYS1300 DYS Middleton-NE Reg Youth Service Center\\Floor 01\\1207","","Active","Available"]
[null,"Variable Air Volume Box","EQ-1039721","VARIABLE AIR VOLUME BOX","VARIABLE AIR VOLUME BOX",null,"517DYS1300","\\Locations\\Sites\\DYS Middleton-Ne Reg Youth Serv Ctr\\517DYS1300 DYS Middleton-NE Reg Youth Service Center\\Floor 01\\1300","","Active","Available"]
[null,"Variable Air Volume Box","EQ-1039732","VARIABLE AIR VOLUME BOX","VARIABLE AIR VOLUME BOX",null,"517DYS1300","\\Locations\\Sites\\DYS Middleton-Ne Reg Youth Serv Ctr\\517DYS1300 DYS Middleton-NE Reg Youth Service Center\\Floor 01\\1417","","Active","Available"]
[null,"Variable Air Volume Box","EQ-1039745","VARIABLE AIR VOLUME BOX","VARIABLE AIR VOLUME BOX",null,"517DYS1300","\\Locations\\Sites\\DYS Middleton-Ne Reg Youth Serv Ctr\\517DYS1300 DYS Middleton-NE Reg Youth Service Center\\Floor 01\\1116","","Active","Available"]
[null,"Variable Air Volume Box","EQ-1039765","VARIABLE AIR VOLUME BOX","VARIABLE AIR VOLUME BOX",null,"517DYS1300","\\Locations\\Sites\\DYS Middleton-Ne Reg Youth Serv Ctr\\517DYS1300 DYS Middleton-NE Reg Youth Service Center\\Floor 02\\2142","","Active","Available"]
[null,"Variable Air Volume Box","EQ-1039773","VARIABLE AIR VOLUME BOX","VARIABLE AIR VOLUME BOX",null,"517DYS1300","\\Locations\\Sites\\DYS Middleton-Ne Reg Youth Serv Ctr\\517DYS1300 DYS Middleton-NE Reg Youth Service Center\\Floor 01\\1123","","Active","Available"]
[null,"Variable Air Volume Box","EQ-1039784","VARIABLE AIR VOLUME BOX","VARIABLE AIR VOLUME BOX",null,"517DYS1300","\\Locations\\Sites\\DYS Middleton-Ne Reg Youth Serv Ctr\\517DYS1300 DYS Middleton-NE Reg Youth Service Center\\Floor 02\\2203","","Active","Available"]
[null,"VARIABLE AIR VOLUME BOX 1-13","EQ-1029313","VARIABLE AIR VOLUME BOX",null,null,"707TRC9701","\\Locations\\Sites\\Brockton Trial Court\\707TRC9701 Brockton Trial Court\\Floor 01\\145","Brockton Trial Court","Active","Available"]
[null,"VARIABLE AIR VOLUME BOX 1-16","EQ-1029297","VARIABLE AIR VOLUME BOX",null,null,"707TRC9701","\\Locations\\Sites\\Brockton Trial Court\\707TRC9701 Brockton Trial Court\\Floor 01\\141","Brockton Trial Court","Active","Available"]
[null,"VARIABLE AIR VOLUME BOX 1-39","EQ-1029308","VARIABLE AIR VOLUME BOX",null,null,"707TRC9701","\\Locations\\Sites\\Brockton Trial Court\\707TRC9701 Brockton Trial Court\\Floor 01\\145E","Brockton Trial Court","Active","Available"]
[null,"VARIABLE AIR VOLUME BOX 2-1","EQ-1029341","VARIABLE AIR VOLUME BOX",null,null,"707TRC9701","\\Locations\\Sites\\Brockton Trial Court\\707TRC9701 Brockton Trial Court\\Floor 02\\200C","Brockton Trial Court","Active","Available"]
[null,"VARIABLE AIR VOLUME BOX 2-32","EQ-1029378","VARIABLE AIR VOLUME BOX",null,null,"707TRC9701","\\Locations\\Sites\\Brockton Trial Court\\707TRC9701 Brockton Trial Court\\Floor 02\\277","Brockton Trial Court","Active","Available"]
[null,"VARIABLE AIR VOLUME BOX 2-33","EQ-1029387","VARIABLE AIR VOLUME BOX",null,null,"707TRC9701","\\Locations\\Sites\\Brockton Trial Court\\707TRC9701 Brockton Trial Court\\Floor 02\\277","Brockton Trial Court","Active","Available"]
[null,"VARIABLE AIR VOLUME BOX 3-11","EQ-1029453","VARIABLE AIR VOLUME BOX",null,null,"707TRC9701","\\Locations\\Sites\\Brockton Trial Court\\707TRC9701 Brockton Trial Court\\Floor 03\\385","Brockton Trial Court","Active","Available"]
[null,"VARIABLE AIR VOLUME BOX 3-36","EQ-1029413","VARIABLE AIR VOLUME BOX",null,null,"707TRC9701","\\Locations\\Sites\\Brockton Trial Court\\707TRC9701 Brockton Trial Court\\Floor 03\\319","Brockton Trial Court","Active","Available"]
[null,"VARIABLE AIR VOLUME BOX 3-45","EQ-1029407","VARIABLE AIR VOLUME BOX",null,null,"707TRC9701","\\Locations\\Sites\\Brockton Trial Court\\707TRC9701 Brockton Trial Court\\Floor 03\\314","Brockton Trial Court","Active","Available"]
[null,"VARIABLE AIR VOLUME BOX 3-57","EQ-1029441","VARIABLE AIR VOLUME BOX",null,null,"707TRC9701","\\Locations\\Sites\\Brockton Trial Court\\707TRC9701 Brockton Trial Court\\Floor 03\\363","Brockton Trial Court","Active","Available"]
[null,"VARIABLE AIR VOLUME BOX 4-22","EQ-1029472","VARIABLE AIR VOLUME BOX",null,null,"707TRC9701","\\Locations\\Sites\\Brockton Trial Court\\707TRC9701 Brockton Trial Court\\Floor 04\\405","Brockton Trial Court","Active","Available"]
[null,"VARIABLE AIR VOLUME BOX 4-30","EQ-1029518","VARIABLE AIR VOLUME BOX",null,null,"707TRC9701","\\Locations\\Sites\\Brockton Trial Court\\707TRC9701 Brockton Trial Court\\Floor 04\\490","Brockton Trial Court","Active","Available"]
[null,"VARIABLE AIR VOLUME BOX 4-38","EQ-1029578","VARIABLE AIR VOLUME BOX",null,null,"707TRC9701","\\Locations\\Sites\\Brockton Trial Court\\707TRC9701 Brockton Trial Court\\PENT","Brockton Trial Court","Active","Available"]
[null,"VARIABLE AIR VOLUME BOX B-5","EQ-1029527","VARIABLE AIR VOLUME BOX",null,null,"707TRC9701","\\Locations\\Sites\\Brockton Trial Court\\707TRC9701 Brockton Trial Court\\BSMT\\B 34","Brockton Trial Court","Active","Available"]
[null,"VARIABLE AIR VOLUME BOX Z037","EQ-1006876","VARIABLE AIR VOLUME BOX","VARIABLE AIR VOLUME BOX",null,"515TRC9711","\\Locations\\Sites\\Fenton Judicial Center\\515TRC9711 Fenton Center Courthouse\\BASEMENT","Fenton Judicial Center","Active","Available"]
[null,"VARIABLE AIR VOLUME BOX Z103","EQ-1006890","VARIABLE AIR VOLUME BOX","VARIABLE AIR VOLUME BOX",null,"515TRC9711","\\Locations\\Sites\\Fenton Judicial Center\\515TRC9711 Fenton Center Courthouse\\Floor 01","Fenton Judicial Center","Active","Available"]
[null,"VARIABLE AIR VOLUME BOX Z341","EQ-1006873","VARIABLE AIR VOLUME BOX","VARIABLE AIR VOLUME BOX",null,"515TRC9711","\\Locations\\Sites\\Fenton Judicial Center\\515TRC9711 Fenton Center Courthouse\\Floor 03","Fenton Judicial Center","Active","Available"]
[null,"VARIABLE AIR VOLUME UNIT VAV-0-1-06","EQ-1068905","VARIABLE AIR VOLUME BOX","VARIABLE AIR VOLUME BOX",null,"408TRC1500","\\Locations\\Sites\\Lowell Justice Center\\408TRC1500 Lowell Justice Center\\Basement\\04 - Concessions Storage","Lowell Justice Center","Active","Available"]
[null,"VARIABLE AIR VOLUME UNIT VAV-0-1-13","EQ-1068918","VARIABLE AIR VOLUME BOX","VARIABLE AIR VOLUME BOX",null,"408TRC1500","\\Locations\\Sites\\Lowell Justice Center\\408TRC1500 Lowell Justice Center\\Basement\\38 - Office","Lowell Justice Center","Active","Available"]
[null,"VARIABLE AIR VOLUME UNIT VAV-1-3-11","EQ-1067887","VARIABLE AIR VOLUME BOX","VARIABLE AIR VOLUME BOX",null,"408TRC1500","\\Locations\\Sites\\Lowell Justice Center\\408TRC1500 Lowell Justice Center\\Floor 01\\1050 - ROD Public Service","Lowell Justice Center","Active","Available"]
[null,"VARIABLE AIR VOLUME UNIT VAV-1-5-01","EQ-1067889","VARIABLE AIR VOLUME BOX","VARIABLE AIR VOLUME BOX",null,"408TRC1500","\\Locations\\Sites\\Lowell Justice Center\\408TRC1500 Lowell Justice Center\\Floor 01\\1004 - Public Lobby","Lowell Justice Center","Active","Available"]
[null,"VARIABLE AIR VOLUME UNIT VAV-2-4-07","EQ-1068000","VARIABLE AIR VOLUME BOX","VARIABLE AIR VOLUME BOX",null,"408TRC1500","\\Locations\\Sites\\Lowell Justice Center\\408TRC1500 Lowell Justice Center\\Floor 02\\2116 - DC Prob Circ","Lowell Justice Center","Active","Available"]
[null,"VARIABLE AIR VOLUME UNIT VAV-2-4-09","EQ-1068021","VARIABLE AIR VOLUME BOX","VARIABLE AIR VOLUME BOX",null,"408TRC1500","\\Locations\\Sites\\Lowell Justice Center\\408TRC1500 Lowell Justice Center\\Floor 02\\2116 - DC Prob Circ","Lowell Justice Center","Active","Available"]
[null,"VARIABLE AIR VOLUME UNIT VAV-3-4-01","EQ-1068132","VARIABLE AIR VOLUME BOX","VARIABLE AIR VOLUME BOX",null,"408TRC1500","\\Locations\\Sites\\Lowell Justice Center\\408TRC1500 Lowell Justice Center\\Floor 03\\3096 - Private Circ","Lowell Justice Center","Active","Available"]
[null,"VARIABLE AIR VOLUME UNIT VAV-3-4-12","EQ-1068140","VARIABLE AIR VOLUME BOX","VARIABLE AIR VOLUME BOX",null,"408TRC1500","\\Locations\\Sites\\Lowell Justice Center\\408TRC1500 Lowell Justice Center\\Floor 03\\3044 - Pub Circ","Lowell Justice Center","Active","Available"]
[null,"VARIABLE AIR VOLUME UNIT VAV-4-4-06","EQ-1068271","VARIABLE AIR VOLUME BOX","VARIABLE AIR VOLUME BOX",null,"408TRC1500","\\Locations\\Sites\\Lowell Justice Center\\408TRC1500 Lowell Justice Center\\Floor 04\\4070 - Juv Court Probation","Lowell Justice Center","Active","Available"]
[null,"VARIABLE AIR VOLUME UNIT VAV-5-3-10","EQ-1068401","VARIABLE AIR VOLUME BOX","VARIABLE AIR VOLUME BOX",null,"408TRC1500","\\Locations\\Sites\\Lowell Justice Center\\408TRC1500 Lowell Justice Center\\Floor 05\\5001 - Public Lobby","Lowell Justice Center","Active","Available"]
[null,"VARIABLE AIR VOLUME UNIT VAV-5-7-02","EQ-1068400","VARIABLE AIR VOLUME BOX","VARIABLE AIR VOLUME BOX",null,"408TRC1500","\\Locations\\Sites\\Lowell Justice Center\\408TRC1500 Lowell Justice Center\\Floor 05\\5147 - Conf/SSWA","Lowell Justice Center","Active","Available"]
[null,"VARIABLE AIR VOLUME UNIT VAV-6-3-10","EQ-1068515","VARIABLE AIR VOLUME BOX","VARIABLE AIR VOLUME BOX",null,"408TRC1500","\\Locations\\Sites\\Lowell Justice Center\\408TRC1500 Lowell Justice Center\\Floor 06\\6001 - Public Lobby","Lowell Justice Center","Active","Available"]
[null,"VARIABLE AIR VOLUME UNIT VAV-6-4-06","EQ-1068535","VARIABLE AIR VOLUME BOX","VARIABLE AIR VOLUME BOX",null,"408TRC1500","\\Locations\\Sites\\Lowell Justice Center\\408TRC1500 Lowell Justice Center\\Floor 06\\6072 - Jud Off","Lowell Justice Center","Active","Available"]
[null,"VARIABLE AIR VOLUME UNIT VAV-7-3-09","EQ-1068612","VARIABLE AIR VOLUME BOX","VARIABLE AIR VOLUME BOX",null,"408TRC1500","\\Locations\\Sites\\Lowell Justice Center\\408TRC1500 Lowell Justice Center\\Floor 07\\7001 - Public Lobby","Lowell Justice Center","Active","Available"]
[null,"VARIABLE FREQ DRIVE / SERVES HEATING PUMP - 7","EQ-1031875","VARIABLE FAN DRIVE","VARIABLE FREQUENCY DRIVE",null,"551TRC9709","\\Locations\\Sites\\Edward W. Brooke Courthouse\\551TRC9709 Edward W. Brooke Courthouse\\UPPER PENT","Edward W. Brooke Courthouse","Active","Available"]
[null,"Variable Frequency Drive","EQ-1039810","VARIABLE FAN DRIVE","VARIABLE FREQUENCY DRIVE",null,"517DYS1300","\\Locations\\Sites\\DYS Middleton-Ne Reg Youth Serv Ctr\\517DYS1300 DYS Middleton-NE Reg Youth Service Center\\Floor 01\\1126","","Active","Available"]
[null,"Variable Frequency Drive","EQ-1039819","VARIABLE FAN DRIVE","VARIABLE FREQUENCY DRIVE",null,"517DYS1300","\\Locations\\Sites\\DYS Middleton-Ne Reg Youth Serv Ctr\\517DYS1300 DYS Middleton-NE Reg Youth Service Center\\Floor 01\\1126","","Active","Available"]
[null,"VARIABLE FREQUENCY DRIVE #4 (AHU-2)","EQ-1029558","VARIABLE FAN DRIVE",null,null,"707TRC9701","\\Locations\\Sites\\Brockton Trial Court\\707TRC9701 Brockton Trial Court\\PENT","Brockton Trial Court","Active","Available"]
[null,"VARIABLE FREQUENCY DRIVE - AHU 9 RETURN AIR FAN","EQ-1036061","VARIABLE FAN DRIVE",null,null,"552TRCPB01","\\Locations\\Sites\\Chelsea District Court\\552TRCPB01 Chelsea Courthouse\\BASEMENT\\39 B","Chelsea District Court","Active","Available"]
[null,"VARIABLE FREQUENCY DRIVE - HWP-01","EQ-1004727",null,null,null,"339FWE1200","\\Locations\\Sites\\WMA Westborough\\339FWE1200 DFW Field Headquarters\\Basement\\006","WMA Westborough","Active","Available"]
[null,"VARIABLE FREQUENCY DRIVE / SERVE CHW PUMP #4","EQ-1023994","VARIABLE FAN DRIVE","VARIABLE FREQUENCY DRIVE",null,"551TRC9201","\\Locations\\Sites\\Suffolk County Superior Court\\551TRC9201 John Adams Historic Courthouse\\BASEMENT\\G-917","Suffolk County Superior Court","Active","Available"]
[null,"VARIABLE FREQUENCY DRIVE / SERVES AHU 11","EQ-1031698","VARIABLE FAN DRIVE","VARIABLE FREQUENCY DRIVE",null,"551TRC9709","\\Locations\\Sites\\Edward W. Brooke Courthouse\\551TRC9709 Edward W. Brooke Courthouse\\BASEMENT\\B-806","Edward W. Brooke Courthouse","Active","Available"]
[null,"VARIABLE FREQUENCY DRIVE / SERVES AHU 5","EQ-1031867","VARIABLE FAN DRIVE","VARIABLE FREQUENCY DRIVE",null,"551TRC9709","\\Locations\\Sites\\Edward W. Brooke Courthouse\\551TRC9709 Edward W. Brooke Courthouse\\UPPER PENT","Edward W. Brooke Courthouse","Active","Available"]
[null,"VARIABLE FREQUENCY DRIVE / SERVES HW PUMP #1","EQ-1023996","VARIABLE FAN DRIVE","VARIABLE FREQUENCY DRIVE",null,"551TRC9201","\\Locations\\Sites\\Suffolk County Superior Court\\551TRC9201 John Adams Historic Courthouse\\BASEMENT\\G-917","Suffolk County Superior Court","Active","Available"]
[null,"VARIABLE FREQUENCY DRIVE / SERVES PUMP 9","EQ-1030300","VARIABLE FAN DRIVE",null,null,"658TRC1001","\\Locations\\Sites\\Taunton Court Complex\\658TRC1001 Taunton Trial Court\\Floor 04\\4503","Taunton Court Complex","Active","Available"]
[null,"VARIABLE FREQUENCY DRIVE / SERVES RETURN AHU 1","EQ-1036805","VARIABLE FAN DRIVE",null,null,"551TRC9209","\\Locations\\Sites\\Roxbury Municipal Court\\551TRC9209 Roxbury Municipal Court\\PENTHOUSE","Roxbury Municipal Court","Active","Available"]
[null,"VARIABLE FREQUENCY DRIVE DM RF-# 2","EQ-1008684","VARIABLE FAN DRIVE","VARIABLE FREQUENCY DRIVE",null,"526NSC0301","\\Locations\\Sites\\North Shore Community College - Danvers\\526NSC0301 Frederick E. Berry Building\\Floor 01\\153","","Active","Available"]
[null,"VARIABLE FREQUENCY DRIVE [CHWP-4]","EQ-1001391","VARIABLE FAN DRIVE","VARIABLE FREQUENCY DRIVE",null,"551UMMPB03","\\Locations\\Sites\\State Laboratory Institute\\551UMMPB03 Hinton Tower Building\\Basement\\030A","State Laboratory Institute","Active","Available"]
[null,"VARIABLE SPEED DRIVE - RTU 1 SUPPLY FAN","EQ-1037111","VARIABLE FAN DRIVE",null,null,{"$f":"IFERROR(MID(H26055,FIND(\"\\\",H26055,18)+1,10),\"\")","v":"260TRC9815"},"\\Locations\\Sites\\Palmer District Court\\260TRC9815 Palmer District Courthouse\\GROUND\\049",{"$f":"IFERROR(MID(H26055,18,FIND(\"\\\",MID(H26055,18,30))-1),\"\")","v":"Palmer District Court"},"Active","Available"]
[null,"VAV 3-22 JURY DELIBERATION 3044","EQ-1025482","VARIABLE AIR VOLUME BOX","VARIABLE AIR VOLUME BOX",null,"720TRC0700","\\Locations\\Sites\\Plymouth Trial Court\\720TRC0700 Plymouth Trial Court\\Floor 03","Plymouth Trial Court","Active","Available"]
[null,"VAV AA-136","EQ-1042409","VARIABLE AIR VOLUME BOX","VARIABLE AIR VOLUME BOX",null,"258SDH0700","\\Locations\\Sites\\Hampden County Sheriff's Department - Chicopee\\258SDH0700 Hampden County Women's Support Core\\AA1\\AA-136","","Active","Available"]
[null,"VAV AA-231","EQ-1042376","VARIABLE AIR VOLUME BOX","VARIABLE AIR VOLUME BOX",null,"258SDH0700","\\Locations\\Sites\\Hampden County Sheriff's Department - Chicopee\\258SDH0700 Hampden County Women's Support Core\\AA2\\AA-231","","Active","Available"]
[null,"VAV AA-263","EQ-1042430","VARIABLE AIR VOLUME BOX","VARIABLE AIR VOLUME BOX",null,"258SDH0700","\\Locations\\Sites\\Hampden County Sheriff's Department - Chicopee\\258SDH0700 Hampden County Women's Support Core\\AA2\\AA-263","","Active","Available"]
[null,"VAV AA-325","EQ-1042452","VARIABLE AIR VOLUME BOX","VARIABLE AIR VOLUME BOX",null,"258SDH0700","\\Locations\\Sites\\Hampden County Sheriff's Department - Chicopee\\258SDH0700 Hampden County Women's Support Core\\AA3\\AA-325","","Active","Available"]
[null,"VAV AB-319B","EQ-1042505","VARIABLE AIR VOLUME BOX","VARIABLE AIR VOLUME BOX",null,"258SDH0700","\\Locations\\Sites\\Hampden County Sheriff's Department - Chicopee\\258SDH0700 Hampden County Women's Support Core\\AB3\\AB-319B","","Active","Available"]
[null,"VAV BOX","EQ-1036640","VARIABLE AIR VOLUME BOX",null,null,"551TRC9209","\\Locations\\Sites\\Roxbury Municipal Court\\551TRC9209 Roxbury Municipal Court\\Floor 01\\122","Roxbury Municipal Court","Active","Available"]
[null,"VAV BOX","EQ-1036666","VARIABLE AIR VOLUME BOX",null,null,"551TRC9209","\\Locations\\Sites\\Roxbury Municipal Court\\551TRC9209 Roxbury Municipal Court\\Floor 01\\179A","Roxbury Municipal Court","Active","Available"]
[null,"VAV BOX","EQ-1036702","VARIABLE AIR VOLUME BOX",null,null,"551TRC9209","\\Locations\\Sites\\Roxbury Municipal Court\\551TRC9209 Roxbury Municipal Court\\Floor 02\\270","Roxbury Municipal Court","Active","Available"]
[null,"VAV BOX","EQ-1036713","VARIABLE AIR VOLUME BOX",null,null,"551TRC9209","\\Locations\\Sites\\Roxbury Municipal Court\\551TRC9209 Roxbury Municipal Court\\Floor 02\\273","Roxbury Municipal Court","Active","Available"]
[null,"VAV BOX","EQ-1036743","VARIABLE AIR VOLUME BOX",null,null,"551TRC9209","\\Locations\\Sites\\Roxbury Municipal Court\\551TRC9209 Roxbury Municipal Court\\Floor 03\\343","Roxbury Municipal Court","Active","Available"]
[null,"VAV BOX     W / TERMINAL REHEAT","EQ-1031069","VARIABLE AIR VOLUME BOX","VARIABLE AIR VOLUME BOX",null,"551TRC9709","\\Locations\\Sites\\Edward W. Brooke Courthouse\\551TRC9709 Edward W. Brooke Courthouse\\GROUND FL\\1520","Edward W. Brooke Courthouse","Active","Available"]
[null,"VAV BOX     W / TERMINAL REHEAT","EQ-1031089","VARIABLE AIR VOLUME BOX","VARIABLE AIR VOLUME BOX",null,"551TRC9709","\\Locations\\Sites\\Edward W. Brooke Courthouse\\551TRC9709 Edward W. Brooke Courthouse\\GROUND FL\\1548","Edward W. Brooke Courthouse","Active","Available"]
[null,"VAV BOX     W/ TERMINAL REHEAT","EQ-1031153","VARIABLE AIR VOLUME BOX","VARIABLE AIR VOLUME BOX",null,"551TRC9709","\\Locations\\Sites\\Edward W. Brooke Courthouse\\551TRC9709 Edward W. Brooke Courthouse\\Floor 02\\2110","Edward W. Brooke Courthouse","Active","Available"]
[null,"VAV BOX     W/ TERMINAL REHEAT","EQ-1031167","VARIABLE AIR VOLUME BOX","VARIABLE AIR VOLUME BOX",null,{"$f":"IFERROR(MID(H26247,FIND(\"\\\",H26247,18)+1,10),\"\")","v":"551TRC9709"},"\\Locations\\Sites\\Edward W. Brooke Courthouse\\551TRC9709 Edward W. Brooke Courthouse\\Floor 02\\2420",{"$f":"IFERROR(MID(H26247,18,FIND(\"\\\",MID(H26247,18,30))-1),\"\")","v":"Edward W. Brooke Courthouse"},"Active","Available"]
[null,"VAV BOX     W/ TERMINAL REHEAT","EQ-1031192","VARIABLE AIR VOLUME BOX","VARIABLE AIR VOLUME BOX",null,"551TRC9709","\\Locations\\Sites\\Edward W. Brooke Courthouse\\551TRC9709 Edward W. Brooke Courthouse\\Floor 02\\2527","Edward W. Brooke Courthouse","Active","Available"]
[null,"VAV BOX     W/ TERMINAL REHEAT","EQ-1031230","VARIABLE AIR VOLUME BOX","VARIABLE AIR VOLUME BOX",null,"551TRC9709","\\Locations\\Sites\\Edward W. Brooke Courthouse\\551TRC9709 Edward W. Brooke Courthouse\\Floor 02\\2904","Edward W. Brooke Courthouse","Active","Available"]
[null,"VAV BOX     W/ TERMINAL REHEAT","EQ-1031269","VARIABLE AIR VOLUME BOX","VARIABLE AIR VOLUME BOX",null,"551TRC9709","\\Locations\\Sites\\Edward W. Brooke Courthouse\\551TRC9709 Edward W. Brooke Courthouse\\Floor 03\\3503","Edward W. Brooke Courthouse","Active","Available"]
[null,"VAV BOX     W/ TERMINAL REHEAT                   FILE NEAR 2514","EQ-1031224","VARIABLE AIR VOLUME BOX","VARIABLE AIR VOLUME BOX",null,"551TRC9709","\\Locations\\Sites\\Edward W. Brooke Courthouse\\551TRC9709 Edward W. Brooke Courthouse\\Floor 02","Edward W. Brooke Courthouse","Active","Available"]
[null,"VAV BOX    W/ TERMINAL REHEAT","EQ-1031245","VARIABLE AIR VOLUME BOX","VARIABLE AIR VOLUME BOX",null,"551TRC9709","\\Locations\\Sites\\Edward W. Brooke Courthouse\\551TRC9709 Edward W. Brooke Courthouse\\Floor 03\\3426","Edward W. Brooke Courthouse","Active","Available"]
[null,"VAV BOX    W/ TERMINAL REHEAT","EQ-1031270","VARIABLE AIR VOLUME BOX","VARIABLE AIR VOLUME BOX",null,"551TRC9709","\\Locations\\Sites\\Edward W. Brooke Courthouse\\551TRC9709 Edward W. Brooke Courthouse\\Floor 03\\3503","Edward W. Brooke Courthouse","Active","Available"]
[null,"VAV BOX    W/ TERMINAL REHEAT","EQ-1031273","VARIABLE AIR VOLUME BOX","VARIABLE AIR VOLUME BOX",null,"551TRC9709","\\Locations\\Sites\\Edward W. Brooke Courthouse\\551TRC9709 Edward W. Brooke Courthouse\\Floor 03\\3520","Edward W. Brooke Courthouse","Active","Available"]
[null,"VAV BOX    W/ TERMINAL REHEAT","EQ-1031304","VARIABLE AIR VOLUME BOX","VARIABLE AIR VOLUME BOX",null,"551TRC9709","\\Locations\\Sites\\Edward W. Brooke Courthouse\\551TRC9709 Edward W. Brooke Courthouse\\Floor 03\\3854","Edward W. Brooke Courthouse","Active","Available"]
[null,"VAV BOX    W/ TERMINAL REHEAT","EQ-1031345","VARIABLE AIR VOLUME BOX","VARIABLE AIR VOLUME BOX",null,"551TRC9709","\\Locations\\Sites\\Edward W. Brooke Courthouse\\551TRC9709 Edward W. Brooke Courthouse\\Floor 04\\4-3B","Edward W. Brooke Courthouse","Active","Available"]
[null,"VAV BOX    W/ TERMINAL REHEAT","EQ-1031432","VARIABLE AIR VOLUME BOX","VARIABLE AIR VOLUME BOX",null,"551TRC9709","\\Locations\\Sites\\Edward W. Brooke Courthouse\\551TRC9709 Edward W. Brooke Courthouse\\Floor 05\\16 A","Edward W. Brooke Courthouse","Active","Available"]
[null,"VAV BOX    W/ TERMINAL REHEAT","EQ-1031459","VARIABLE AIR VOLUME BOX","VARIABLE AIR VOLUME BOX",null,"551TRC9709","\\Locations\\Sites\\Edward W. Brooke Courthouse\\551TRC9709 Edward W. Brooke Courthouse\\Floor 05\\5711","Edward W. Brooke Courthouse","Active","Available"]
[null,"VAV BOX    W/ TERMINAL REHEAT","EQ-1031471","VARIABLE AIR VOLUME BOX","VARIABLE AIR VOLUME BOX",null,"551TRC9709","\\Locations\\Sites\\Edward W. Brooke Courthouse\\551TRC9709 Edward W. Brooke Courthouse\\Floor 05\\5816","Edward W. Brooke Courthouse","Active","Available"]
[null,"VAV BOX    W/ TERMINAL REHEAT","EQ-1031551","VARIABLE AIR VOLUME BOX","VARIABLE AIR VOLUME BOX",null,"551TRC9709","\\Locations\\Sites\\Edward W. Brooke Courthouse\\551TRC9709 Edward W. Brooke Courthouse\\Floor 06\\6552","Edward W. Brooke Courthouse","Active","Available"]
[null,"VAV BOX    W/ TERMINAL REHEAT","EQ-1031599","VARIABLE AIR VOLUME BOX","VARIABLE AIR VOLUME BOX",null,"551TRC9709","\\Locations\\Sites\\Edward W. Brooke Courthouse\\551TRC9709 Edward W. Brooke Courthouse\\Floor 06\\6814","Edward W. Brooke Courthouse","Active","Available"]
[null,"VAV BOX    W/ TERMINAL REHEAT                            2ND BOX","EQ-1031143","VARIABLE AIR VOLUME BOX","VARIABLE AIR VOLUME BOX",null,"551TRC9709","\\Locations\\Sites\\Edward W. Brooke Courthouse\\551TRC9709 Edward W. Brooke Courthouse\\Floor 02\\2104","Edward W. Brooke Courthouse","Active","Available"]
[null,"VAV BOX    W/ TERMINAL REHEAT       3 OF 3","EQ-1031617","VARIABLE AIR VOLUME BOX","VARIABLE AIR VOLUME BOX",null,"551TRC9709","\\Locations\\Sites\\Edward W. Brooke Courthouse\\551TRC9709 Edward W. Brooke Courthouse\\Floor 06\\CTRM # 19","Edward W. Brooke Courthouse","Active","Available"]
[null,"VAV BOX    W/ TERMINAL REHEAT      2 OF 3","EQ-1031627","VARIABLE AIR VOLUME BOX","VARIABLE AIR VOLUME BOX",null,"551TRC9709","\\Locations\\Sites\\Edward W. Brooke Courthouse\\551TRC9709 Edward W. Brooke Courthouse\\Floor 06\\CTRM # 21","Edward W. Brooke Courthouse","Active","Available"]
[null,"VAV BOX    W/ TERMINAL REHEAT  1 OF 3","EQ-1031629","VARIABLE AIR VOLUME BOX","VARIABLE AIR VOLUME BOX",null,"551TRC9709","\\Locations\\Sites\\Edward W. Brooke Courthouse\\551TRC9709 Edward W. Brooke Courthouse\\Floor 06\\CTRM # 21","Edward W. Brooke Courthouse","Active","Available"]
[null,"VAV BOX   W/ TERMINAL REHEAT","EQ-1031335","VARIABLE AIR VOLUME BOX","VARIABLE AIR VOLUME BOX",null,"551TRC9709","\\Locations\\Sites\\Edward W. Brooke Courthouse\\551TRC9709 Edward W. Brooke Courthouse\\Floor 04\\4-2B","Edward W. Brooke Courthouse","Active","Available"]
[null,"VAV BOX   W/ TERMINAL REHEAT","EQ-1031360","VARIABLE AIR VOLUME BOX","VARIABLE AIR VOLUME BOX",null,"551TRC9709","\\Locations\\Sites\\Edward W. Brooke Courthouse\\551TRC9709 Edward W. Brooke Courthouse\\Floor 04\\4203","Edward W. Brooke Courthouse","Active","Available"]
[null,"VAV BOX   W/ TERMINAL REHEAT","EQ-1031377","VARIABLE AIR VOLUME BOX","VARIABLE AIR VOLUME BOX",null,"551TRC9709","\\Locations\\Sites\\Edward W. Brooke Courthouse\\551TRC9709 Edward W. Brooke Courthouse\\Floor 04\\4711","Edward W. Brooke Courthouse","Active","Available"]
[null,"VAV BOX   W/ TERMINAL REHEAT        1 OF 2","EQ-1031562","VARIABLE AIR VOLUME BOX","VARIABLE AIR VOLUME BOX",null,"551TRC9709","\\Locations\\Sites\\Edward W. Brooke Courthouse\\551TRC9709 Edward W. Brooke Courthouse\\Floor 06\\6590","Edward W. Brooke Courthouse","Active","Available"]
[null,"VAV BOX   WITH FTR","EQ-1036621","VARIABLE AIR VOLUME BOX",null,null,"551TRC9209","\\Locations\\Sites\\Roxbury Municipal Court\\551TRC9209 Roxbury Municipal Court\\Floor 01\\109","Roxbury Municipal Court","Active","Available"]
[null,"VAV BOX   WITH FTR","EQ-1036673","VARIABLE AIR VOLUME BOX",null,null,"551TRC9209","\\Locations\\Sites\\Roxbury Municipal Court\\551TRC9209 Roxbury Municipal Court\\Floor 01\\156","Roxbury Municipal Court","Active","Available"]
[null,"VAV BOX   WITH FTR","EQ-1036715","VARIABLE AIR VOLUME BOX",null,null,"551TRC9209","\\Locations\\Sites\\Roxbury Municipal Court\\551TRC9209 Roxbury Municipal Court\\Floor 02\\283A","Roxbury Municipal Court","Active","Available"]
[null,"VAV BOX   WITH FTR","EQ-1036738","VARIABLE AIR VOLUME BOX",null,null,"551TRC9209","\\Locations\\Sites\\Roxbury Municipal Court\\551TRC9209 Roxbury Municipal Court\\Floor 03\\338","Roxbury Municipal Court","Active","Available"]
[null,"VAV BOX  B - 5210","EQ-1027596","VARIABLE AIR VOLUME BOX","VARIABLE AIR VOLUME BOX",null,"531TRC1001","\\Locations\\Sites\\Salem Court Complex\\531TRC1001 J. Michael Ruane Judicial Center\\Floor 05\\5210","Salem Court Complex","Active","Available"]
[null,"VAV BOX  C - 3103","EQ-1027490","VARIABLE AIR VOLUME BOX","VARIABLE AIR VOLUME BOX",null,"531TRC1001","\\Locations\\Sites\\Salem Court Complex\\531TRC1001 J. Michael Ruane Judicial Center\\Floor 03\\3103","Salem Court Complex","Active","Available"]
[null,"VAV BOX  C - 3301","EQ-1027492","VARIABLE AIR VOLUME BOX","VARIABLE AIR VOLUME BOX",null,"531TRC1001","\\Locations\\Sites\\Salem Court Complex\\531TRC1001 J. Michael Ruane Judicial Center\\Floor 03\\3301","Salem Court Complex","Active","Available"]
[null,"VAV BOX  D - 4250","EQ-1027562","VARIABLE AIR VOLUME BOX","VARIABLE AIR VOLUME BOX",null,"531TRC1001","\\Locations\\Sites\\Salem Court Complex\\531TRC1001 J. Michael Ruane Judicial Center\\Floor 04\\4250","Salem Court Complex","Active","Available"]
[null,"VAV BOX  E- 3116","EQ-1027488","VARIABLE AIR VOLUME BOX","VARIABLE AIR VOLUME BOX",null,"531TRC1001","\\Locations\\Sites\\Salem Court Complex\\531TRC1001 J. Michael Ruane Judicial Center\\Floor 03\\3116","Salem Court Complex","Active","Available"]
[null,"VAV BOX  G - 4700 (2950CFM)","EQ-1027587","VARIABLE AIR VOLUME BOX","VARIABLE AIR VOLUME BOX",null,"531TRC1001","\\Locations\\Sites\\Salem Court Complex\\531TRC1001 J. Michael Ruane Judicial Center\\Floor 04\\4700","Salem Court Complex","Active","Available"]
[null,"VAV BOX  G - 5700 (2750 CFM)","EQ-1027625","VARIABLE AIR VOLUME BOX","VARIABLE AIR VOLUME BOX",null,"531TRC1001","\\Locations\\Sites\\Salem Court Complex\\531TRC1001 J. Michael Ruane Judicial Center\\Floor 05\\5700","Salem Court Complex","Active","Available"]
[null,"VAV BOX # 5","EQ-1006606","VARIABLE AIR VOLUME BOX","VARIABLE AIR VOLUME BOX",null,"506TRC9703","\\Locations\\Sites\\Newburyport Superior Court\\506TRC9703 Newburyport Superior Courthouse\\Floor 02\\28","Newburyport Superior Court","Active","Available"]
[null,"VAV BOX - A-3402","EQ-1027508","VARIABLE AIR VOLUME BOX","VARIABLE AIR VOLUME BOX",null,"531TRC1001","\\Locations\\Sites\\Salem Court Complex\\531TRC1001 J. Michael Ruane Judicial Center\\Floor 03\\3402","Salem Court Complex","Active","Available"]
[null,"VAV BOX - B-1062","EQ-1027349","VARIABLE AIR VOLUME BOX","VARIABLE AIR VOLUME BOX",null,"531TRC1001","\\Locations\\Sites\\Salem Court Complex\\531TRC1001 J. Michael Ruane Judicial Center\\Floor 01\\1062","Salem Court Complex","Active","Available"]
[null,"VAV BOX - C -1303","EQ-1027373","VARIABLE AIR VOLUME BOX","VARIABLE AIR VOLUME BOX",null,"531TRC1001","\\Locations\\Sites\\Salem Court Complex\\531TRC1001 J. Michael Ruane Judicial Center\\Floor 01\\1303","Salem Court Complex","Active","Available"]
[null,"VAV BOX - C -1404","EQ-1027383","VARIABLE AIR VOLUME BOX","VARIABLE AIR VOLUME BOX",null,"531TRC1001","\\Locations\\Sites\\Salem Court Complex\\531TRC1001 J. Michael Ruane Judicial Center\\Floor 01\\1404","Salem Court Complex","Active","Available"]
[null,"VAV BOX - D-2020","EQ-1027422","VARIABLE AIR VOLUME BOX","VARIABLE AIR VOLUME BOX",null,"531TRC1001","\\Locations\\Sites\\Salem Court Complex\\531TRC1001 J. Michael Ruane Judicial Center\\Floor 02\\2020","Salem Court Complex","Active","Available"]
[null,"VAV BOX - E-0724","EQ-1027758","VARIABLE AIR VOLUME BOX","VARIABLE AIR VOLUME BOX",null,"531TRC1001","\\Locations\\Sites\\Salem Court Complex\\531TRC1001 J. Michael Ruane Judicial Center\\LL\\0724","Salem Court Complex","Active","Available"]
[null,"VAV BOX 1-19 ACM RM 1015","EQ-1025325","VARIABLE AIR VOLUME BOX","VARIABLE AIR VOLUME BOX",null,"720TRC0700","\\Locations\\Sites\\Plymouth Trial Court\\720TRC0700 Plymouth Trial Court\\Floor 01","Plymouth Trial Court","Active","Available"]
[null,"VAV BOX 1-33 CONF RM 1052","EQ-1025333","VARIABLE AIR VOLUME BOX","VARIABLE AIR VOLUME BOX",null,"720TRC0700","\\Locations\\Sites\\Plymouth Trial Court\\720TRC0700 Plymouth Trial Court\\Floor 01","Plymouth Trial Court","Active","Available"]
[null,"VAV BOX 1-44 RM 1079","EQ-1025345","VARIABLE AIR VOLUME BOX","VARIABLE AIR VOLUME BOX",null,"720TRC0700","\\Locations\\Sites\\Plymouth Trial Court\\720TRC0700 Plymouth Trial Court\\Floor 01","Plymouth Trial Court","Active","Available"]
[null,"VAV BOX 1-66 SECURITY RM 1002","EQ-1025367","VARIABLE AIR VOLUME BOX","VARIABLE AIR VOLUME BOX",null,"720TRC0700","\\Locations\\Sites\\Plymouth Trial Court\\720TRC0700 Plymouth Trial Court\\Floor 01","Plymouth Trial Court","Active","Available"]
[null,"VAV BOX 1-70 PFC REG OPEN AREA 1131","EQ-1025365","VARIABLE AIR VOLUME BOX","VARIABLE AIR VOLUME BOX",null,"720TRC0700","\\Locations\\Sites\\Plymouth Trial Court\\720TRC0700 Plymouth Trial Court\\Floor 01","Plymouth Trial Court","Active","Available"]
[null,"VAV BOX 2-14 CORRIDOR 2110","EQ-1025391","VARIABLE AIR VOLUME BOX","VARIABLE AIR VOLUME BOX",null,"720TRC0700","\\Locations\\Sites\\Plymouth Trial Court\\720TRC0700 Plymouth Trial Court\\Floor 02","Plymouth Trial Court","Active","Available"]
[null,"VAV BOX 2-33 SPO CONF. RM 2043","EQ-1025412","VARIABLE AIR VOLUME BOX","VARIABLE AIR VOLUME BOX",null,"720TRC0700","\\Locations\\Sites\\Plymouth Trial Court\\720TRC0700 Plymouth Trial Court\\Floor 02","Plymouth Trial Court","Active","Available"]
[null,"VAV BOX 2-41 SPO RM. 2032","EQ-1025427","VARIABLE AIR VOLUME BOX","VARIABLE AIR VOLUME BOX",null,"720TRC0700","\\Locations\\Sites\\Plymouth Trial Court\\720TRC0700 Plymouth Trial Court\\Floor 02","Plymouth Trial Court","Active","Available"]
[null,"VAV BOX 2-57 DPO ACPO RM 2063","EQ-1025438","VARIABLE AIR VOLUME BOX","VARIABLE AIR VOLUME BOX",null,"720TRC0700","\\Locations\\Sites\\Plymouth Trial Court\\720TRC0700 Plymouth Trial Court\\Floor 02","Plymouth Trial Court","Active","Available"]
[null,"VAV BOX 2-72 PFC PO RM 2143","EQ-1025451","VARIABLE AIR VOLUME BOX","VARIABLE AIR VOLUME BOX",null,"720TRC0700","\\Locations\\Sites\\Plymouth Trial Court\\720TRC0700 Plymouth Trial Court\\Floor 02","Plymouth Trial Court","Active","Available"]
[null,"VAV BOX 3-10 JUDGES LOBBY RM 3022","EQ-1025475","VARIABLE AIR VOLUME BOX","VARIABLE AIR VOLUME BOX",null,"720TRC0700","\\Locations\\Sites\\Plymouth Trial Court\\720TRC0700 Plymouth Trial Court\\Floor 03","Plymouth Trial Court","Active","Available"]
[null,"VAV BOX 3-7 JUDGES LOBBY RM 3001","EQ-1025467","VARIABLE AIR VOLUME BOX","VARIABLE AIR VOLUME BOX",null,"720TRC0700","\\Locations\\Sites\\Plymouth Trial Court\\720TRC0700 Plymouth Trial Court\\Floor 03","Plymouth Trial Court","Active","Available"]
[null,"VAV BOX B-31 RM 0107","EQ-1025559","VARIABLE AIR VOLUME BOX","VARIABLE AIR VOLUME BOX",null,"720TRC0700","\\Locations\\Sites\\Plymouth Trial Court\\720TRC0700 Plymouth Trial Court\\BASEMENT","Plymouth Trial Court","Active","Available"]
[null,"VAV BOX B-54 RM. 0116","EQ-1025575","VARIABLE AIR VOLUME BOX","VARIABLE AIR VOLUME BOX",null,"720TRC0700","\\Locations\\Sites\\Plymouth Trial Court\\720TRC0700 Plymouth Trial Court\\BASEMENT","Plymouth Trial Court","Active","Available"]
[null,"VAV BOX SC(275)","EQ-1041380","VARIABLE AIR VOLUME BOX","VARIABLE AIR VOLUME BOX",null,"432DFS0900","\\Locations\\Sites\\Massachusetts Firefighting Academy - Stow\\432DFS0900 Storage Building","","Active","Available"]
[null,"VAV BOX [VAV-1-3, 1.09]","EQ-1040858","VARIABLE AIR VOLUME BOX / EQ-1000342","VARIABLE AIR VOLUME BOX",null,"164SDF0601","\\Locations\\Sites\\Franklin County Sheriff's Office - Greenfield\\164SDF0601 Main Building\\Floor 01\\A09","","Active","Available"]
[null,"VAV BOX [VAV-10-1, 9.13]","EQ-1040899","VARIABLE AIR VOLUME BOX / EQ-1000342","VARIABLE AIR VOLUME BOX",null,"164SDF0601","\\Locations\\Sites\\Franklin County Sheriff's Office - Greenfield\\164SDF0601 Main Building\\Floor 01\\D13","","Active","Available"]
[null,"VAV BOX [VAV-11-7, 10.4]","EQ-1040911","VARIABLE AIR VOLUME BOX / EQ-1000342","VARIABLE AIR VOLUME BOX",null,"164SDF0601","\\Locations\\Sites\\Franklin County Sheriff's Office - Greenfield\\164SDF0601 Main Building\\Floor 01\\E19","","Active","Available"]
[null,"VAV BOX [VAV-5-5, 5.22]","EQ-1040885","VARIABLE AIR VOLUME BOX / EQ-1000342","VARIABLE AIR VOLUME BOX",null,"164SDF0601","\\Locations\\Sites\\Franklin County Sheriff's Office - Greenfield\\164SDF0601 Main Building\\Floor 01\\B20","","Active","Available"]
[null,"VAV BOX [VAV-7-4, 7.2B]","EQ-1040915","VARIABLE AIR VOLUME BOX / EQ-1000342","VARIABLE AIR VOLUME BOX",null,"164SDF0601","\\Locations\\Sites\\Franklin County Sheriff's Office - Greenfield\\164SDF0601 Main Building\\Floor 01\\E31","","Active","Available"]
[null,"VAV BOX, H - 1500  ( 2 OF 2 )","EQ-1027400","VARIABLE AIR VOLUME BOX","VARIABLE AIR VOLUME BOX",null,"531TRC1001","\\Locations\\Sites\\Salem Court Complex\\531TRC1001 J. Michael Ruane Judicial Center\\Floor 01\\1500","Salem Court Complex","Active","Available"]
[null,"VAV HO-106","EQ-1042582","VARIABLE AIR VOLUME BOX","VARIABLE AIR VOLUME BOX",null,"258SDH0701","\\Locations\\Sites\\Hampden County Sheriff's Department - Chicopee\\258SDH0701 Hampden County Housing Unit 1\\UNIT 1\\HO-106","","Active","Available"]
[null,"VAV HPA-117","EQ-1042651","VARIABLE AIR VOLUME BOX","VARIABLE AIR VOLUME BOX",null,"258SDH0702","\\Locations\\Sites\\Hampden County Sheriff's Department - Chicopee\\258SDH0702 Hampden County Housing Unit 2\\UNIT 2A\\HPA-117","","Active","Available"]
[null,"VAV S11E 2419","EQ-1026581","VARIABLE AIR VOLUME BOX","VARIABLE AIR VOLUME BOX",null,"335TRC0701","\\Locations\\Sites\\Worcester Trial Court\\335TRC0701 Worcester Trial Court\\Floor 02\\2419","Worcester Trial Court","Active","Available"]
[null,"VAV S13E 2417","EQ-1026580","VARIABLE AIR VOLUME BOX","VARIABLE AIR VOLUME BOX",null,"335TRC0701","\\Locations\\Sites\\Worcester Trial Court\\335TRC0701 Worcester Trial Court\\Floor 02\\2417","Worcester Trial Court","Active","Available"]
[null,"VAV S13W 1203","EQ-1026407","VARIABLE AIR VOLUME BOX","VARIABLE AIR VOLUME BOX",null,"335TRC0701","\\Locations\\Sites\\Worcester Trial Court\\335TRC0701 Worcester Trial Court\\Floor 01\\1203","Worcester Trial Court","Active","Available"]
[null,"VAV S15E","EQ-1026805","VARIABLE AIR VOLUME BOX","VARIABLE AIR VOLUME BOX",null,"335TRC0701","\\Locations\\Sites\\Worcester Trial Court\\335TRC0701 Worcester Trial Court\\Floor 04","Worcester Trial Court","Active","Available"]
[null,"VAV S17E 3-7","EQ-1026608","VARIABLE AIR VOLUME BOX","VARIABLE AIR VOLUME BOX",null,"335TRC0701","\\Locations\\Sites\\Worcester Trial Court\\335TRC0701 Worcester Trial Court\\Floor 03\\3-7","Worcester Trial Court","Active","Available"]
[null,"VAV S17W G101","EQ-1026822","VARIABLE AIR VOLUME BOX","VARIABLE AIR VOLUME BOX",null,"335TRC0701","\\Locations\\Sites\\Worcester Trial Court\\335TRC0701 Worcester Trial Court\\GROUND\\G101","Worcester Trial Court","Active","Available"]
[null,"VAV S19W 2103","EQ-1026508","VARIABLE AIR VOLUME BOX","VARIABLE AIR VOLUME BOX",null,"335TRC0701","\\Locations\\Sites\\Worcester Trial Court\\335TRC0701 Worcester Trial Court\\Floor 02\\2103","Worcester Trial Court","Active","Available"]
[null,"VAV S1E 3-8","EQ-1026622","VARIABLE AIR VOLUME BOX","VARIABLE AIR VOLUME BOX",null,"335TRC0701","\\Locations\\Sites\\Worcester Trial Court\\335TRC0701 Worcester Trial Court\\Floor 03\\3-8","Worcester Trial Court","Active","Available"]
[null,"VAV S20W 3502","EQ-1026666","VARIABLE AIR VOLUME BOX","VARIABLE AIR VOLUME BOX",null,"335TRC0701","\\Locations\\Sites\\Worcester Trial Court\\335TRC0701 Worcester Trial Court\\Floor 03\\3502","Worcester Trial Court","Active","Available"]
[null,"VAV S23E 1400","EQ-1026477","VARIABLE AIR VOLUME BOX","VARIABLE AIR VOLUME BOX",null,"335TRC0701","\\Locations\\Sites\\Worcester Trial Court\\335TRC0701 Worcester Trial Court\\Floor 01\\1400","Worcester Trial Court","Active","Available"]
[null,"VAV S23W 1202","EQ-1026401","VARIABLE AIR VOLUME BOX","VARIABLE AIR VOLUME BOX",null,"335TRC0701","\\Locations\\Sites\\Worcester Trial Court\\335TRC0701 Worcester Trial Court\\Floor 01\\1202","Worcester Trial Court","Active","Available"]
[null,"VAV S25E G251","EQ-1026921","VARIABLE AIR VOLUME BOX","VARIABLE AIR VOLUME BOX",null,"335TRC0701","\\Locations\\Sites\\Worcester Trial Court\\335TRC0701 Worcester Trial Court\\GROUND\\G251","Worcester Trial Court","Active","Available"]
[null,"VAV S26W 4-13","EQ-1026699","VARIABLE AIR VOLUME BOX","VARIABLE AIR VOLUME BOX",null,"335TRC0701","\\Locations\\Sites\\Worcester Trial Court\\335TRC0701 Worcester Trial Court\\Floor 04\\4-13","Worcester Trial Court","Active","Available"]
[null,"VAV S28E 7A","EQ-1026517","VARIABLE AIR VOLUME BOX","VARIABLE AIR VOLUME BOX",null,"335TRC0701","\\Locations\\Sites\\Worcester Trial Court\\335TRC0701 Worcester Trial Court\\Floor 02\\2-7A","Worcester Trial Court","Active","Available"]
[null,"VAV S28W STAIR","EQ-1026584","VARIABLE AIR VOLUME BOX","VARIABLE AIR VOLUME BOX",null,"335TRC0701","\\Locations\\Sites\\Worcester Trial Court\\335TRC0701 Worcester Trial Court\\Floor 02\\2S02","Worcester Trial Court","Active","Available"]
[null,"VAV S30E 2410","EQ-1026576","VARIABLE AIR VOLUME BOX","VARIABLE AIR VOLUME BOX",null,"335TRC0701","\\Locations\\Sites\\Worcester Trial Court\\335TRC0701 Worcester Trial Court\\Floor 02\\2410","Worcester Trial Court","Active","Available"]
[null,"VAV S31W 3601","EQ-1026659","VARIABLE AIR VOLUME BOX","VARIABLE AIR VOLUME BOX",null,"335TRC0701","\\Locations\\Sites\\Worcester Trial Court\\335TRC0701 Worcester Trial Court\\Floor 03\\3601","Worcester Trial Court","Active","Available"]
[null,"VAV S33E G140","EQ-1026871","VARIABLE AIR VOLUME BOX","VARIABLE AIR VOLUME BOX",null,"335TRC0701","\\Locations\\Sites\\Worcester Trial Court\\335TRC0701 Worcester Trial Court\\GROUND\\G140","Worcester Trial Court","Active","Available"]
[null,"VAV S38E 1313","EQ-1026440","VARIABLE AIR VOLUME BOX","VARIABLE AIR VOLUME BOX",null,"335TRC0701","\\Locations\\Sites\\Worcester Trial Court\\335TRC0701 Worcester Trial Court\\Floor 01\\1313","Worcester Trial Court","Active","Available"]
[null,"VAV S39E CG203","EQ-1026813","VARIABLE AIR VOLUME BOX","VARIABLE AIR VOLUME BOX",null,"335TRC0701","\\Locations\\Sites\\Worcester Trial Court\\335TRC0701 Worcester Trial Court\\GROUND\\CG203","Worcester Trial Court","Active","Available"]
[null,"VAV S41E 1023","EQ-1026366","VARIABLE AIR VOLUME BOX","VARIABLE AIR VOLUME BOX",null,"335TRC0701","\\Locations\\Sites\\Worcester Trial Court\\335TRC0701 Worcester Trial Court\\Floor 01\\1023","Worcester Trial Court","Active","Available"]
[null,"VAV S4E C3403","EQ-1026672","VARIABLE AIR VOLUME BOX","VARIABLE AIR VOLUME BOX",null,"335TRC0701","\\Locations\\Sites\\Worcester Trial Court\\335TRC0701 Worcester Trial Court\\Floor 03\\C3403","Worcester Trial Court","Active","Available"]
[null,"VAV S5E 3303","EQ-1026648","VARIABLE AIR VOLUME BOX","VARIABLE AIR VOLUME BOX",null,"335TRC0701","\\Locations\\Sites\\Worcester Trial Court\\335TRC0701 Worcester Trial Court\\Floor 03\\3303","Worcester Trial Court","Active","Available"]
[null,"VAV S7E 1339","EQ-1026464","VARIABLE AIR VOLUME BOX","VARIABLE AIR VOLUME BOX",null,"335TRC0701","\\Locations\\Sites\\Worcester Trial Court\\335TRC0701 Worcester Trial Court\\Floor 01\\1339","Worcester Trial Court","Active","Available"]
[null,"VAV S7E 4-14","EQ-1026713","VARIABLE AIR VOLUME BOX","VARIABLE AIR VOLUME BOX",null,"335TRC0701","\\Locations\\Sites\\Worcester Trial Court\\335TRC0701 Worcester Trial Court\\Floor 04\\4-14","Worcester Trial Court","Active","Available"]
[null,"VAV S8W 1242","EQ-1026413","VARIABLE AIR VOLUME BOX","VARIABLE AIR VOLUME BOX",null,"335TRC0701","\\Locations\\Sites\\Worcester Trial Court\\335TRC0701 Worcester Trial Court\\Floor 01\\1242","Worcester Trial Court","Active","Available"]
[null,"VAV TERMINAL UNIT A54","EQ-1062683","VARIABLE AIR VOLUME BOX","VARIABLE AIR VOLUME BOX",null,"531TRC9705","\\Locations\\Sites\\Salem Probate Court\\531TRC9705 Salem Probate And Family Court\\Floor 01M\\M101","Salem Probate Court","Active","Available"]
[null,"VAV- ROOM 010","EQ-1035988","VARIABLE AIR VOLUME BOX",null,null,"552TRCPB01","\\Locations\\Sites\\Chelsea District Court\\552TRCPB01 Chelsea Courthouse\\BASEMENT\\010","Chelsea District Court","Active","Available"]
[null,"VAV- ROOM 125","EQ-1035905","VARIABLE AIR VOLUME BOX",null,null,"552TRCPB01","\\Locations\\Sites\\Chelsea District Court\\552TRCPB01 Chelsea Courthouse\\Floor 01\\125","Chelsea District Court","Active","Available"]
[null,"VAV- ROOM 146","EQ-1035939","VARIABLE AIR VOLUME BOX",null,null,"552TRCPB01","\\Locations\\Sites\\Chelsea District Court\\552TRCPB01 Chelsea Courthouse\\Floor 01\\146","Chelsea District Court","Active","Available"]
[null,"VAV- ROOM 206","EQ-1035931","VARIABLE AIR VOLUME BOX",null,null,"552TRCPB01","\\Locations\\Sites\\Chelsea District Court\\552TRCPB01 Chelsea Courthouse\\Floor 02\\206","Chelsea District Court","Active","Available"]
[null,"VAV- ROOM 218","EQ-1035958","VARIABLE AIR VOLUME BOX",null,null,"552TRCPB01","\\Locations\\Sites\\Chelsea District Court\\552TRCPB01 Chelsea Courthouse\\Floor 02\\218","Chelsea District Court","Active","Available"]
[null,"VAV- ROOMS 171,172","EQ-1035951","VARIABLE AIR VOLUME BOX",null,null,"552TRCPB01","\\Locations\\Sites\\Chelsea District Court\\552TRCPB01 Chelsea Courthouse\\Floor 01\\171","Chelsea District Court","Active","Available"]
[null,"VAV-11-Variable Air Volume Terminal Unit-202","EQ-1040053","VARIABLE AIR VOLUME BOX",null,null,"335QCC1601","\\Locations\\Sites\\Quinsigamond Community College\\335QCC1601 QuEST Center, Engineering Science Technology Ctr.\\Floor 02\\202","","Active","Available"]
[null,"VAV-20-Variable Air Volume Terminal Unit-202","EQ-1040067","VARIABLE AIR VOLUME BOX",null,null,"335QCC1601","\\Locations\\Sites\\Quinsigamond Community College\\335QCC1601 QuEST Center, Engineering Science Technology Ctr.\\Floor 02\\202","","Active","Available"]
[null,"VAV-7-Variable Air Volume Terminal Unit-114","EQ-1040064","VARIABLE AIR VOLUME BOX",null,null,"335QCC1601","\\Locations\\Sites\\Quinsigamond Community College\\335QCC1601 QuEST Center, Engineering Science Technology Ctr.\\Floor 01\\114","","Active","Available"]
[null,"VAV-9-Variable Air Volume Terminal Unit-116","EQ-1040057","VARIABLE AIR VOLUME BOX",null,null,"335QCC1601","\\Locations\\Sites\\Quinsigamond Community College\\335QCC1601 QuEST Center, Engineering Science Technology Ctr.\\Floor 01\\116","","Active","Available"]
[null,"VAV-A-1407","EQ-1030098","VARIABLE AIR VOLUME BOX",null,null,"658TRC1001","\\Locations\\Sites\\Taunton Court Complex\\658TRC1001 Taunton Trial Court\\Floor 01\\1407","Taunton Court Complex","Active","Available"]
[null,"VAV-A-3002","EQ-1030164","VARIABLE AIR VOLUME BOX",null,null,"658TRC1001","\\Locations\\Sites\\Taunton Court Complex\\658TRC1001 Taunton Trial Court\\Floor 03\\3002","Taunton Court Complex","Active","Available"]
[null,"VAV-B-1314","EQ-1030095","VARIABLE AIR VOLUME BOX",null,null,"658TRC1001","\\Locations\\Sites\\Taunton Court Complex\\658TRC1001 Taunton Trial Court\\Floor 01\\1314","Taunton Court Complex","Active","Available"]
[null,"VAV-B-3207","EQ-1030193","VARIABLE AIR VOLUME BOX",null,null,"658TRC1001","\\Locations\\Sites\\Taunton Court Complex\\658TRC1001 Taunton Trial Court\\Floor 03\\3207","Taunton Court Complex","Active","Available"]
[null,"VAV-C-0400","EQ-1030434","VARIABLE AIR VOLUME BOX",null,null,"658TRC1001","\\Locations\\Sites\\Taunton Court Complex\\658TRC1001 Taunton Trial Court\\LL\\0400","Taunton Court Complex","Active","Available"]
[null,"VAV-C-2211","EQ-1030144","VARIABLE AIR VOLUME BOX",null,null,"658TRC1001","\\Locations\\Sites\\Taunton Court Complex\\658TRC1001 Taunton Trial Court\\Floor 02\\2211","Taunton Court Complex","Active","Available"]
[null,"VAV-C-4200","EQ-1030252","VARIABLE AIR VOLUME BOX",null,null,"658TRC1001","\\Locations\\Sites\\Taunton Court Complex\\658TRC1001 Taunton Trial Court\\Floor 04\\4200","Taunton Court Complex","Active","Available"]
[null,"VAV-D-1114","EQ-1030075","VARIABLE AIR VOLUME BOX",null,null,"658TRC1001","\\Locations\\Sites\\Taunton Court Complex\\658TRC1001 Taunton Trial Court\\Floor 01\\1114","Taunton Court Complex","Active","Available"]
[null,"VAV-E-0509","EQ-1030455","VARIABLE AIR VOLUME BOX",null,null,"658TRC1001","\\Locations\\Sites\\Taunton Court Complex\\658TRC1001 Taunton Trial Court\\LL\\0509","Taunton Court Complex","Active","Available"]
[null,"VAV-E-2500","EQ-1030154","VARIABLE AIR VOLUME BOX",null,null,"658TRC1001","\\Locations\\Sites\\Taunton Court Complex\\658TRC1001 Taunton Trial Court\\Floor 02\\2500","Taunton Court Complex","Active","Available"]
[null,"VAV-E-2505","EQ-1030168","VARIABLE AIR VOLUME BOX",null,null,"658TRC1001","\\Locations\\Sites\\Taunton Court Complex\\658TRC1001 Taunton Trial Court\\Floor 02\\2505","Taunton Court Complex","Active","Available"]
[null,"VAV-E-4514","EQ-1030310","VARIABLE AIR VOLUME BOX",null,null,"658TRC1001","\\Locations\\Sites\\Taunton Court Complex\\658TRC1001 Taunton Trial Court\\Floor 04\\4514","Taunton Court Complex","Active","Available"]
[null,"VAV-F-4006","EQ-1030235","VARIABLE AIR VOLUME BOX",null,null,"658TRC1001","\\Locations\\Sites\\Taunton Court Complex\\658TRC1001 Taunton Trial Court\\Floor 04\\4006","Taunton Court Complex","Active","Available"]
[null,"VAV-W/TERMINAL REHEAT - FL.01-PLAN C-UNIT #01","EQ-1031141","VARIABLE AIR VOLUME BOX","VARIABLE AIR VOLUME BOX",null,"551TRC9709","\\Locations\\Sites\\Edward W. Brooke Courthouse\\551TRC9709 Edward W. Brooke Courthouse\\GROUND FL","Edward W. Brooke Courthouse","Active","Available"]
[null,"Vehicle Exhaust Ventilation System","EQ-1067308","DUCTWRK","DUCTWRK",null,"261DEM0120","\\Locations\\Sites\\Brimfield State Forest\\261DEM0120 Maintenance Garage","Brimfield State Forest","Active","Available"]
[null,"VENTED CABINETS  N.F. 10  20F  RM 215 (1368)","EQ-1008452","EXHAUST FAN","EXHAUST FAN",null,"526NSC0200","\\Locations\\Sites\\North Shore Community College - Danvers\\526NSC0200 Math And Sciences Building\\ROOF","","Active","Available"]
[null,"VENTILATION FAN, EF-03","EQ-1040794","AIR HANDLER UNIT","AIR HANDLER UNIT",null,"268DYS9003","\\Locations\\Sites\\Western Youth Service Center\\268DYS9003 Main Building & Addition\\GROUNDS","Western Youth Service Center","Active","Available"]
[null,"VENTILATOR 61 3/8\"","EQ-1035129","UNIT HEATER","UNIT HEATER",null,"335QCC0023","\\Locations\\Sites\\Quinsigamond Community College\\335QCC0023 Surprenant/Hebert Auditorium\\Floor 04\\412","","Active","Available"]
[null,"VENTILATOR, NELLCOR PURITAN BENNETT","EQ-1007521","BIOMEDICAL","BIOMEDICAL",null,"255DPH9002","\\Locations\\Sites\\Western Massachusetts Hospital\\255DPH9002 Western Mass Hospital","","Active","Available"]
[null,"VENTILATOR, PB 840","EQ-1007565","BIOMEDICAL","BIOMEDICAL",null,"255DPH9002","\\Locations\\Sites\\Western Massachusetts Hospital\\255DPH9002 Western Mass Hospital","","Active","Available"]
[null,"VESDA UNIT # 5 - ROOM # 013, SERVES ROOM # 009","EQ-1002912","SMOKE DETECTOR","SMOKE DETECTOR",null,"268ITD1200","\\Locations\\Sites\\ITD Data Center at Springfield\\268ITD1200 Springfield Data Center\\Basement\\013","","Active","Available"]
[null,"VFD - AHU 1 - ENERGY WHEEL VFD - ROOM # 301","EQ-1003237","VARIABLE FAN DRIVE","VARIABLE FREQUENCY DRIVE",null,"268ITD1200","\\Locations\\Sites\\ITD Data Center at Springfield\\268ITD1200 Springfield Data Center\\Floor 03\\301","","Active","Available"]
[null,"VFD - AHU 3 - ENERGY WHEEL VFD - ROOM # 301","EQ-1003155","VARIABLE FAN DRIVE","VARIABLE FREQUENCY DRIVE",null,"268ITD1200","\\Locations\\Sites\\ITD Data Center at Springfield\\268ITD1200 Springfield Data Center\\Floor 03\\301","","Active","Available"]
[null,"VFD - CHW P-2 VFD - ROOM # 013","EQ-1002910","VARIABLE FAN DRIVE","VARIABLE FREQUENCY DRIVE",null,"268ITD1200","\\Locations\\Sites\\ITD Data Center at Springfield\\268ITD1200 Springfield Data Center\\Basement\\013","","Active","Available"]
[null,"VFD - PRIMARY CHILLED WATER PUMP VFD - ROOM # 013 - UNIT # 1","EQ-1002918","VARIABLE FAN DRIVE","VARIABLE FREQUENCY DRIVE",null,"268ITD1200","\\Locations\\Sites\\ITD Data Center at Springfield\\268ITD1200 Springfield Data Center\\Basement\\013","","Active","Available"]
[null,"VFD AH-6","EQ-1063508","VARIABLE FAN DRIVE","VARIABLE FREQUENCY DRIVE",null,"669BSD0801","\\Locations\\Sites\\Bristol County Sheriff's Office - Dartmouth\\669BSD0801 Bristol County House Of Correction\\Floor 01\\C1-25","","Active","Available"]
[null,"VFD AHU-27","EQ-1063762","VARIABLE FAN DRIVE",null,null,"669BSD0802","\\Locations\\Sites\\Bristol County Sheriff's Office - Dartmouth\\669BSD0802 Women's Center\\Floor 01\\JI-A9","","Active","Available"]
[null,"VFD EF-19","EQ-1071424","VARIABLE FAN DRIVE","VARIABLE FAN DRIVE",null,"551MCA5700","\\Locations\\Sites\\Massachusetts College Of Art And Design\\551MCA5700 Collins Building\\ROOF\\Upper Roof","","Active","Available"]
[null,"VFD EF-32","EQ-1071448","VARIABLE FAN DRIVE","VARIABLE FAN DRIVE",null,"551MCA5700","\\Locations\\Sites\\Massachusetts College Of Art And Design\\551MCA5700 Collins Building\\ROOF\\Upper Roof","","Active","Available"]
[null,"VFD RAF-19","EQ-1063756","VARIABLE FAN DRIVE",null,null,"669BSD0802","\\Locations\\Sites\\Bristol County Sheriff's Office - Dartmouth\\669BSD0802 Women's Center\\Floor 01\\JI-A9","","Active","Available"]
[null,"VFD-02 VARIABLE FREQUENCY DRIVE (AHU-1 SUPPLY - B)","EQ-1026973","VARIABLE FAN DRIVE","VARIABLE FREQUENCY DRIVE",null,"335TRC0701","\\Locations\\Sites\\Worcester Trial Court\\335TRC0701 Worcester Trial Court\\PENT\\5001","Worcester Trial Court","Active","Available"]
[null,"VFD-19 VARIABLE FREQUENCY DRIVE (CHP-01)","EQ-1026994","VARIABLE FAN DRIVE","VARIABLE FREQUENCY DRIVE",null,"335TRC0701","\\Locations\\Sites\\Worcester Trial Court\\335TRC0701 Worcester Trial Court\\PENT\\5005","Worcester Trial Court","Active","Available"]
[null,"VFD-21 VARIABLE FREQUENCY DRIVE (CHP-03)","EQ-1026998","VARIABLE FAN DRIVE","VARIABLE FREQUENCY DRIVE",null,"335TRC0701","\\Locations\\Sites\\Worcester Trial Court\\335TRC0701 Worcester Trial Court\\PENT\\5005","Worcester Trial Court","Active","Available"]
[null,"VGA DISTRIBUTION AMPLIFIER, TWO OUTPUT EXTRON","EQ-1008364","SPEC EQUIP","SPEC EQUIP",null,"255DPH9002","\\Locations\\Sites\\Western Massachusetts Hospital\\255DPH9002 Western Mass Hospital","","Active","Available"]
[null,"VISITING SALLYPORT SLIDING DOOR","EQ-1043013","SALLY PORT","SALLY PORT",null,"259SDHPB22","\\Locations\\Sites\\Hampden County Sheriff's Department - Ludlow\\259SDHPB22 Intake and Visiting Building\\1ST-INT","","Active","Available"]
[null,"VORTEX ZONE PANEL # 2 - ROOM # 003 - SERVES TEL-COM ROOM # 004","EQ-1002807","WET/DRY FIRE SUPPRESSION SYSTEM","WET/DRY FIRE SUPPRESSION SYSTEM",null,"268ITD1200","\\Locations\\Sites\\ITD Data Center at Springfield\\268ITD1200 Springfield Data Center\\Basement\\003","","Active","Available"]
[null,"WAC-1012-A","EQ-1022668","AIR CONDITIONING UNIT","AIR CONDITIONING UNIT",null,"551TRC9200","\\Locations\\Sites\\Suffolk County Superior Court\\551TRC9200 Suffolk Superior Court Hi-Rise\\Floor 10\\1012","Suffolk County Superior Court","Active","Available"]
[null,"WAC-1109-B","EQ-1022740","AIR CONDITIONING UNIT","AIR CONDITIONING UNIT",null,"551TRC9200","\\Locations\\Sites\\Suffolk County Superior Court\\551TRC9200 Suffolk Superior Court Hi-Rise\\Floor 11\\1109","Suffolk County Superior Court","Active","Available"]
[null,"WAC-1118-B","EQ-1022756","AIR CONDITIONING UNIT","AIR CONDITIONING UNIT",null,"551TRC9200","\\Locations\\Sites\\Suffolk County Superior Court\\551TRC9200 Suffolk Superior Court Hi-Rise\\Floor 11\\1118","Suffolk County Superior Court","Active","Available"]
[null,"WAC-1123","EQ-1022774","AIR CONDITIONING UNIT","AIR CONDITIONING UNIT",null,"551TRC9200","\\Locations\\Sites\\Suffolk County Superior Court\\551TRC9200 Suffolk Superior Court Hi-Rise\\Floor 11\\1123","Suffolk County Superior Court","Active","Available"]
[null,"WAC-1202-C","EQ-1022807","AIR CONDITIONING UNIT","AIR CONDITIONING UNIT",null,"551TRC9200","\\Locations\\Sites\\Suffolk County Superior Court\\551TRC9200 Suffolk Superior Court Hi-Rise\\Floor 12\\1202","Suffolk County Superior Court","Active","Available"]
[null,"WAC-1215-B","EQ-1022844","AIR CONDITIONING UNIT","AIR CONDITIONING UNIT",null,"551TRC9200","\\Locations\\Sites\\Suffolk County Superior Court\\551TRC9200 Suffolk Superior Court Hi-Rise\\Floor 12\\1215","Suffolk County Superior Court","Active","Available"]
[null,"WAC-1227","EQ-1022854","AIR CONDITIONING UNIT","AIR CONDITIONING UNIT",null,"551TRC9200","\\Locations\\Sites\\Suffolk County Superior Court\\551TRC9200 Suffolk Superior Court Hi-Rise\\Floor 12\\1227","Suffolk County Superior Court","Active","Available"]
[null,"WAC-1317","EQ-1022950","AIR CONDITIONING UNIT","AIR CONDITIONING UNIT",null,"551TRC9200","\\Locations\\Sites\\Suffolk County Superior Court\\551TRC9200 Suffolk Superior Court Hi-Rise\\Floor 13\\1317","Suffolk County Superior Court","Active","Available"]
[null,"WAC-1322","EQ-1022972","AIR CONDITIONING UNIT","AIR CONDITIONING UNIT",null,"551TRC9200","\\Locations\\Sites\\Suffolk County Superior Court\\551TRC9200 Suffolk Superior Court Hi-Rise\\Floor 13\\1322","Suffolk County Superior Court","Active","Available"]
[null,"WAC-1407","EQ-1023044","AIR CONDITIONING UNIT","AIR CONDITIONING UNIT",null,"551TRC9200","\\Locations\\Sites\\Suffolk County Superior Court\\551TRC9200 Suffolk Superior Court Hi-Rise\\Floor 14\\1407","Suffolk County Superior Court","Active","Available"]
[null,"WAC-1507","EQ-1023085","AIR CONDITIONING UNIT","AIR CONDITIONING UNIT",null,"551TRC9200","\\Locations\\Sites\\Suffolk County Superior Court\\551TRC9200 Suffolk Superior Court Hi-Rise\\Floor 15\\1507","Suffolk County Superior Court","Active","Available"]
[null,"WAC-323B","EQ-1022225","AIR CONDITIONING UNIT","AIR CONDITIONING UNIT",null,"551TRC9200","\\Locations\\Sites\\Suffolk County Superior Court\\551TRC9200 Suffolk Superior Court Hi-Rise\\Floor 03\\323B","Suffolk County Superior Court","Active","Available"]
[null,"WAC-404-D","EQ-1022281","AIR CONDITIONING UNIT","AIR CONDITIONING UNIT",null,"551TRC9200","\\Locations\\Sites\\Suffolk County Superior Court\\551TRC9200 Suffolk Superior Court Hi-Rise\\Floor 04\\404","Suffolk County Superior Court","Active","Available"]
[null,"WAC-506-B","EQ-1022314","AIR CONDITIONING UNIT","AIR CONDITIONING UNIT",null,"551TRC9200","\\Locations\\Sites\\Suffolk County Superior Court\\551TRC9200 Suffolk Superior Court Hi-Rise\\Floor 05\\506","Suffolk County Superior Court","Active","Available"]
[null,"WAC-513-B","EQ-1022319","AIR CONDITIONING UNIT","AIR CONDITIONING UNIT",null,"551TRC9200","\\Locations\\Sites\\Suffolk County Superior Court\\551TRC9200 Suffolk Superior Court Hi-Rise\\Floor 05\\513","Suffolk County Superior Court","Active","Available"]
[null,"WAC-606G","EQ-1022343","AIR CONDITIONING UNIT","AIR CONDITIONING UNIT",null,"551TRC9200","\\Locations\\Sites\\Suffolk County Superior Court\\551TRC9200 Suffolk Superior Court Hi-Rise\\Floor 06\\606G","Suffolk County Superior Court","Active","Available"]
[null,"WAC-622","EQ-1022362","AIR CONDITIONING UNIT","AIR CONDITIONING UNIT",null,"551TRC9200","\\Locations\\Sites\\Suffolk County Superior Court\\551TRC9200 Suffolk Superior Court Hi-Rise\\Floor 06\\622","Suffolk County Superior Court","Active","Available"]
[null,"WAC-710-B","EQ-1022405","AIR CONDITIONING UNIT","AIR CONDITIONING UNIT",null,"551TRC9200","\\Locations\\Sites\\Suffolk County Superior Court\\551TRC9200 Suffolk Superior Court Hi-Rise\\Floor 07\\710","Suffolk County Superior Court","Active","Available"]
[null,"WAC-815A","EQ-1022497","AIR CONDITIONING UNIT","AIR CONDITIONING UNIT",null,"551TRC9200","\\Locations\\Sites\\Suffolk County Superior Court\\551TRC9200 Suffolk Superior Court Hi-Rise\\Floor 08\\815A","Suffolk County Superior Court","Active","Available"]
[null,"WAC-911","EQ-1022086","AIR CONDITIONING UNIT","AIR CONDITIONING UNIT",null,"551TRC9200","\\Locations\\Sites\\Suffolk County Superior Court\\551TRC9200 Suffolk Superior Court Hi-Rise\\Floor 09\\911","Suffolk County Superior Court","Active","Available"]
[null,"WAC-JURY POOL-B","EQ-1022161","AIR CONDITIONING UNIT","AIR CONDITIONING UNIT",null,"551TRC9200","\\Locations\\Sites\\Suffolk County Superior Court\\551TRC9200 Suffolk Superior Court Hi-Rise\\Floor 02\\217","Suffolk County Superior Court","Active","Available"]
[null,"WAC-M1203-B","EQ-1022885","AIR CONDITIONING UNIT","AIR CONDITIONING UNIT",null,"551TRC9200","\\Locations\\Sites\\Suffolk County Superior Court\\551TRC9200 Suffolk Superior Court Hi-Rise\\Floor 12M\\M1203","Suffolk County Superior Court","Active","Available"]
[null,"WAC-M1313","EQ-1022992","AIR CONDITIONING UNIT","AIR CONDITIONING UNIT",null,"551TRC9200","\\Locations\\Sites\\Suffolk County Superior Court\\551TRC9200 Suffolk Superior Court Hi-Rise\\Floor 13M\\M1313","Suffolk County Superior Court","Active","Available"]
[null,"WAC-M1319C","EQ-1023021","AIR CONDITIONING UNIT","AIR CONDITIONING UNIT",null,"551TRC9200","\\Locations\\Sites\\Suffolk County Superior Court\\551TRC9200 Suffolk Superior Court Hi-Rise\\Floor 13M\\M1319C","Suffolk County Superior Court","Active","Available"]
[null,"WAC-M705F-A","EQ-1022416","AIR CONDITIONING UNIT","AIR CONDITIONING UNIT",null,"551TRC9200","\\Locations\\Sites\\Suffolk County Superior Court\\551TRC9200 Suffolk Superior Court Hi-Rise\\Floor 07M\\M705F","Suffolk County Superior Court","Active","Available"]
[null,"WAC-M813","EQ-1022565","AIR CONDITIONING UNIT","AIR CONDITIONING UNIT",null,"551TRC9200","\\Locations\\Sites\\Suffolk County Superior Court\\551TRC9200 Suffolk Superior Court Hi-Rise\\Floor 08M\\M813","Suffolk County Superior Court","Active","Available"]
[null,"Wading Pool Chlorine Tank","EQ-1066815","TANK","TANK",null,"319DCR1901","\\Locations\\Sites\\Clinton Pool\\319DCR1901 Wading Pool","Clinton Pool","Active","Available"]
[null,"Wading Pool Spray Features Strainer Basket","EQ-1070858","SWIMMING POOLS","SWIMMING POOL",null,"551MDC9255","\\Locations\\Sites\\Pool - Artesani\\551MDC9255 Artesani Wading Pool","Pool - Artesani","Active","Available"]
[null,"WALK-IN FREEZER UNIT - 397A","EQ-1001519","WALK-IN FREEZER (PROCESS COOLING)","WALK-IN FREEZER (PROCESS COOLING)",null,"551UMMPB03","\\Locations\\Sites\\State Laboratory Institute\\551UMMPB03 Hinton Tower Building\\Floor 03\\397A","State Laboratory Institute","Active","Available"]
[null,"WALK-IN FREEZER UNIT - 797A","EQ-1001524","WALK-IN FREEZER (PROCESS COOLING)","WALK-IN FREEZER (PROCESS COOLING)",null,"551UMMPB03","\\Locations\\Sites\\State Laboratory Institute\\551UMMPB03 Hinton Tower Building\\Floor 07\\797A","State Laboratory Institute","Active","Available"]
[null,"WALK-IN REFRIGERATION UNIT","EQ-1006168","WALK-IN REFRIGERATION UNIT","WALK-IN REFRIGERATION UNIT",null,"316DOC9211","\\Locations\\Sites\\MCI - Shirley\\316DOC9211 Cafeteria Kitchen And Warehouse - Min","MCI - Shirley","Active","Available"]
[null,"WALK-IN REFRIGERATION UNIT","EQ-1041586","WALK-IN REFRIGERATION UNIT",null,null,"669UMD0120","\\Locations\\Sites\\University Of Massachusetts Dartmouth Main Campus\\669UMD0120 Violette Research","","Active","Available"]
[null,"WALK-IN REFRIGERATION UNIT - 397","EQ-1001531","WALK-IN REFRIGERATION UNIT","WALK-IN REFRIGERATION UNIT",null,"551UMMPB03","\\Locations\\Sites\\State Laboratory Institute\\551UMMPB03 Hinton Tower Building\\Floor 03\\397","State Laboratory Institute","Active","Available"]
[null,"WALK-IN REFRIGERATION UNITS","EQ-1006008","WALK-IN REFRIGERATION UNIT","WALK-IN REFRIGERATION UNIT",null,"316DOCPB22","\\Locations\\Sites\\Souza Baranowski Correctional Center\\316DOCPB22 Souza Baranowski Correctional Inst - Max\\C-Floor 01\\Kitch. Level 1 Storage/Coolers","","Active","Available"]
[null,"WALK-IN REFRIGERATION UNITS","EQ-1008922","REFRIGERATION COMPRESSOR","REFRIGERATION COMPRESSOR",null,{"$f":"IFERROR(MID(H28551,FIND(\"\\\",H28551,18)+1,10),\"\")","v":"255DPH9002"},"\\Locations\\Sites\\Western Massachusetts Hospital\\255DPH9002 Western Mass Hospital",{"$f":"IFERROR(MID(H28551,18,FIND(\"\\\",MID(H28551,18,30))-1),\"\")","v":""},"Active","Available"]
[null,"WALK-IN REFRIGERATION UNITS","EQ-1016474","WALK-IN REFRIGERATION UNIT","WALK-IN REFRIGERATION UNIT",null,"430DOC0974","\\Locations\\Sites\\MCI - Concord\\430DOC0974 F Building Warehouse","MCI - Concord","Active","Available"]
[null,"WALK-IN REFRIGERATION UNITS","EQ-1029218",null,null,null,"407DPH0920","\\Locations\\Sites\\Tewksbury State Hospital\\407DPH0920 Dietary Building","Tewksbury State Hospital","Active","Available"]
[null,"WALK-IN REFRIGERATION UNITS # 2","EQ-1009761","WALK-IN REFRIGERATION UNIT","WALK-IN REFRIGERATION UNIT",null,"256HLY0010","\\Locations\\Sites\\Soldiers Home - Holyoke\\256HLY0010 Soldiers Home - Holyoke","Soldiers Home - Holyoke","Active","Available"]
[null,"WALK-IN REFRIGERATION UNITS - COOLER","EQ-1008997","WALK-IN REFRIGERATOR/FREEZER","WALK IN REF/FRZR",null,"625DOCPB91","\\Locations\\Sites\\Pondville Correctional Center\\625DOCPB91 Pondville Correctional Center\\Floor 01\\WALKIN REF","Pondville Correctional Center","Active","Available"]
[null,"WALKIN REFRIDGERATOR TAG R3","EQ-1038645","WALK-IN REFRIGERA (PROCESS COOLING)","WALK-IN REFRIGERA (PROCESS COOLING)",null,"515SDEPB01","\\Locations\\Sites\\Essex County Sheriff's Department - Lawrence\\515SDEPB01 Main Administration Building\\Floor 01\\KITCHEN","","Active","Available"]
[null,"WALL MOUNT TV, FULLY ARTICULATING","EQ-1008362","SPEC EQUIP","SPEC EQUIP",null,"255DPH9002","\\Locations\\Sites\\Western Massachusetts Hospital\\255DPH9002 Western Mass Hospital","","Active","Available"]
[null,"WALL UNIT HEATER","EQ-1037378","UNIT HEATER",null,null,"355TRC9807","\\Locations\\Sites\\Dudley District Housing Court\\355TRC9807 Dudley Courthouse\\Floor 01\\STAIR 2","Dudley District Housing Court","Active","Available"]
[null,"WASHER","EQ-1043652","CLOTHES WASHER","CLOTHES WASHER",null,"339DYS0701","\\Locations\\Sites\\Central Youth Service Center\\339DYS0701 Zara Cisco Brough Center\\Floor 01\\125","Central Youth Service Center","Active","Available"]
[null,"WASHER / EXTRACTOR #2","EQ-1010161","WASH UNIT","WASH UNIT",null,"715DOC9244","\\Locations\\Sites\\Massachusetts Treatment Center\\715DOC9244 Treatment Center\\Floor 01\\A1-16","","Active","Available"]
[null,"WASHING MACHINE, LG FRONT LOADING W/PEDISTAL WHITE","EQ-1008395",null,null,null,"255DPH9002","\\Locations\\Sites\\Western Massachusetts Hospital\\255DPH9002 Western Mass Hospital","","Active","Available"]
[null,"WATER COOLED CHILLER CH-02","EQ-1033905","CHILLER",null,null,"408LOW1000","\\Locations\\Sites\\University Of Massachusetts Lowell - Lowell\\408LOW1000 Health & Social Sciences Building\\Floor 00","","Active","Available"]
[null,"WATER COOLER (4002) - FIRST FLOOR EAST","EQ-1008845","DRINKING FOUNTAIN","DRINKING FOUNTAIN (REFRIGERATED)",null,"530NSC0100","\\Locations\\Sites\\North Shore Community College - Lynn\\530NSC0100 Thomas W. McGee Building\\Floor 01","","Active","Available"]
[null,"WATER FOUNTAIN 1C","EQ-1001989","SPEC EQUIP","SPEC EQUIP",null,"552CAMPB01","\\Locations\\Sites\\Massachusetts Information Technology Center\\552CAMPB01 Massachusetts Information Technology Center\\Floor 01\\1C-1","","Active","Available"]
[null,"WATER FOUNTAIN 4A","EQ-1002384","SPEC EQUIP","SPEC EQUIP",null,"552CAMPB01","\\Locations\\Sites\\Massachusetts Information Technology Center\\552CAMPB01 Massachusetts Information Technology Center\\Floor 04\\4A","","Active","Available"]
[null,"WATER HEATER","EQ-1066617","WATER HEATER / EXCHANGER","WATER HEATER / EXCHANGER",null,"445MDC0150","\\Locations\\Sites\\Magazine Beach Pool\\445MDC0150 Magazine Beach Bath House","Magazine Beach Pool","Active","Available"]
[null,"Water Heater","EQ-1067283","WATER HEATER","HOT WATER HEATER",null,"270DEM9005","\\Locations\\Sites\\Robinson State Park\\270DEM9005 Trestle Bathhouse","Robinson State Park","Active","Available"]
[null,"Water Heater","EQ-1067729","WATER HEATER / EXCHANGER","WATER HEATER / EXCHANGER",null,"669DEM1490","\\Locations\\Sites\\Demarest Lloyd State Park\\669DEM1490 Bathhouse","Demarest Lloyd State Park","Active","Available"]
[null,"Water Heater","EQ-1067755","WATER HEATER / EXCHANGER","WATER HEATER / EXCHANGER",null,"658DEM0401","\\Locations\\Sites\\Massasoit State Park\\658DEM0401 Bathhouse 4","Massasoit State Park","Active","Available"]
[null,"Water Heater","EQ-1069085","WATER HEATER / EXCHANGER","WATER HEATER / EXCHANGER",null,"506DEM0890","\\Locations\\Sites\\Maudslay State Park\\506DEM0890 House/Headquarters","Maudslay State Park","Active","Available"]
[null,"Water Heater","EQ-1069155","WATER HEATER / EXCHANGER","WATER HEATER / EXCHANGER",null,"764DEM0111","\\Locations\\Sites\\Waquoit Bay National Estuarine Research Reserve\\764DEM0111 Visitor's Center","","Active","Available"]
[null,"Water Heater","EQ-1069409","WATER HEATER / EXCHANGER","WATER HEATER / EXCHANGER",null,"721DEMPB02","\\Locations\\Sites\\Myles Standish State Forest\\721DEMPB02 Barrett Pond Area J Bathhouse 1","Myles Standish State Forest","Active","Available"]
[null,"Water Heater","EQ-1070441","WATER HEATER / EXCHANGER","WATER HEATER / EXCHANGER",null,"402DEMPB06","\\Locations\\Sites\\Willard Brook State Forest & Pearl Hill State Park\\402DEMPB06 Pearl Hill Campground Bathhouse 2","","Active","Available"]
[null,"Water Heater","EQ-1070667","WATER HEATER / EXCHANGER","WATER HEATER / EXCHANGER",null,"551MDC9515","\\Locations\\Sites\\Old Harbor Reservation\\551MDC9515 Fort Independence","Old Harbor Reservation","Active","Available"]
[null,"Water Heater","EQ-1070772","WATER HEATER / EXCHANGER","WATER HEATER / EXCHANGER",null,"551MDC9544","\\Locations\\Sites\\Neponset Maintenance Facility & Sign Shop\\551MDC9544 Office And Garage","","Active","Available"]
[null,"Water Heater","EQ-1071084","WATER HEATER / EXCHANGER","WATER HEATER / EXCHANGER",null,"424MDC9503","\\Locations\\Sites\\Stoneham Engineering & Maintenance Facility\\424MDC9503 Carpenter Shop/Field Construction Headquarters","","Active","Available"]
[null,"WATER HEATER","EQ-1072050","WATER HEATER","HOT WATER HEATER",null,"438DMH1402","\\Locations\\Sites\\Interim Care Facility\\438DMH1402 Choice House\\BASEMENT\\Storage Room","Interim Care Facility","Active","Available"]
[null,"WATER HEATER - ELECTRIC, ROOM G0C8D","EQ-1004472",null,null,null,"335DMH1101","\\Locations\\Sites\\Worcester State Hospital\\335DMH1101 Worcester Recovery Center And Hospital\\Ground\\G0C08D","Worcester State Hospital","Active","Available"]
[null,"WATER HEATER 3","EQ-1038376","WATER HEATER","HOT WATER HEATER",null,"517SDEPB08","\\Locations\\Sites\\Essex County Sheriff's Department - Middleton\\517SDEPB08 240 Bed","","Active","Available"]
[null,"Water Heater 3, GHW-3","EQ-1063809","CONDENSING TANKLESS GAS WATER HEATER",null,null,"668BSD0801","\\Locations\\Sites\\Bristol County Sheriff's Office - New Bedford\\668BSD0801 Ash Street Jail\\Floor 01\\AS-18","","Active","Available"]
[null,"WATER HEATER 4","EQ-1038384","WATER HEATER","HOT WATER HEATER",null,"517SDEPB08","\\Locations\\Sites\\Essex County Sheriff's Department - Middleton\\517SDEPB08 240 Bed","","Active","Available"]
[null,"Water Heater 4, GHW-2","EQ-1063794","CONDENSING TANKLESS GAS WATER HEATER",null,null,"668BSD0801","\\Locations\\Sites\\Bristol County Sheriff's Office - New Bedford\\668BSD0801 Ash Street Jail\\BSMT\\CV-24B","","Active","Available"]
[null,"Water Heater 5, GHW-2","EQ-1063798","CONDENSING TANKLESS GAS WATER HEATER",null,null,"668BSD0801","\\Locations\\Sites\\Bristol County Sheriff's Office - New Bedford\\668BSD0801 Ash Street Jail\\BSMT\\CV-24B","","Active","Available"]
[null,"Water Heater 6, GHW-2","EQ-1063796","CONDENSING TANKLESS GAS WATER HEATER",null,null,"668BSD0801","\\Locations\\Sites\\Bristol County Sheriff's Office - New Bedford\\668BSD0801 Ash Street Jail\\BSMT\\CV-24B","","Active","Available"]
[null,"Water Heater Expansion Tank","EQ-1063081","EXPANSION TANK","EXPANSION TANK",null,"653DEMPB05","\\Locations\\Sites\\Borderland State Park\\653DEMPB05 Visitor Center","Borderland State Park","Active","Available"]
[null,"Water Heater [GHW-1]","EQ-1063789","WATER HEATER","HOT WATER HEATER",null,"669BSD0806","\\Locations\\Sites\\Bristol County Sheriff's Office - Dartmouth\\669BSD0806 Modular Facility\\Floor 01\\1-004","","Active","Available"]
[null,"Water Heater [GHW-2]","EQ-1063793","WATER HEATER","HOT WATER HEATER",null,"669BSD0806","\\Locations\\Sites\\Bristol County Sheriff's Office - Dartmouth\\669BSD0806 Modular Facility\\Floor 01\\1W-123","","Active","Available"]
[null,"Water Heater [GHW-3]","EQ-1063786","WATER HEATER","HOT WATER HEATER",null,"669BSD0806","\\Locations\\Sites\\Bristol County Sheriff's Office - Dartmouth\\669BSD0806 Modular Facility\\Floor 01\\1W-123","","Active","Available"]
[null,"Water Heater [GHW-4]","EQ-1063767","WATER HEATER","HOT WATER HEATER",null,"669BSD0806","\\Locations\\Sites\\Bristol County Sheriff's Office - Dartmouth\\669BSD0806 Modular Facility\\Floor 01\\1E-163","","Active","Available"]
[null,"Water Heater [GHW-5]","EQ-1063790","WATER HEATER","HOT WATER HEATER",null,"669BSD0806","\\Locations\\Sites\\Bristol County Sheriff's Office - Dartmouth\\669BSD0806 Modular Facility\\Floor 01\\1E-163","","Active","Available"]
[null,"Water Heater [GHW-6]","EQ-1063780","WATER HEATER","HOT WATER HEATER",null,"669BSD0806","\\Locations\\Sites\\Bristol County Sheriff's Office - Dartmouth\\669BSD0806 Modular Facility\\Floor 02\\2W-223","","Active","Available"]
[null,"Water Heater [GHW-7]","EQ-1063784","WATER HEATER","HOT WATER HEATER",null,"669BSD0806","\\Locations\\Sites\\Bristol County Sheriff's Office - Dartmouth\\669BSD0806 Modular Facility\\Floor 02\\2W-223","","Active","Available"]
[null,"Water Heater [GHW-8]","EQ-1063773","WATER HEATER","HOT WATER HEATER",null,"669BSD0806","\\Locations\\Sites\\Bristol County Sheriff's Office - Dartmouth\\669BSD0806 Modular Facility\\Floor 02","","Active","Available"]
[null,"Water Heater [GHW-9]","EQ-1063774","WATER HEATER","HOT WATER HEATER",null,"669BSD0806","\\Locations\\Sites\\Bristol County Sheriff's Office - Dartmouth\\669BSD0806 Modular Facility\\Floor 02","","Active","Available"]
[null,"Water Heater, GHW-4","EQ-1063805","CONDENSING TANKLESS GAS WATER HEATER",null,null,"668BSD0801","\\Locations\\Sites\\Bristol County Sheriff's Office - New Bedford\\668BSD0801 Ash Street Jail\\Floor 01\\AS-10","","Active","Available"]
[null,"WATER HEATER, RES, EL - DWH","EQ-1004032",null,null,null,"339FWE1200","\\Locations\\Sites\\WMA Westborough\\339FWE1200 DFW Field Headquarters\\Basement\\006","WMA Westborough","Active","Available"]
[null,"WATER HEATER, RES, EL - LWH","EQ-1004537",null,null,null,"339FWE1200","\\Locations\\Sites\\WMA Westborough\\339FWE1200 DFW Field Headquarters\\Basement\\006","WMA Westborough","Active","Available"]
[null,"WATER HEATER, RUDD COMMERCIAL GAS W/UNIVERSAL CONTROL AND WATER HEATER CONTROL","EQ-1008447",null,null,null,"255DPH9002","\\Locations\\Sites\\Western Massachusetts Hospital\\255DPH9002 Western Mass Hospital","","Active","Available"]
[null,"WATER HEATER/EXCHANGER","EQ-1042334","WATER HEATER / EXCHANGER","WATER HEATER / EXCHANGER",null,"328POLPB17","\\Locations\\Sites\\State Police Training Academy\\328POLPB17 Residence And Office-23 Circle Drive","State Police Training Academy","Active","Available"]
[null,"Water Heaters","EQ-1039825",null,null,null,"517DYS1300","\\Locations\\Sites\\DYS Middleton-Ne Reg Youth Serv Ctr\\517DYS1300 DYS Middleton-NE Reg Youth Service Center\\Floor 01\\1126","","Active","Available"]
[null,"Water Heaters","EQ-1039826",null,null,null,"517DYS1300","\\Locations\\Sites\\DYS Middleton-Ne Reg Youth Serv Ctr\\517DYS1300 DYS Middleton-NE Reg Youth Service Center\\Floor 01\\1126","","Active","Available"]
[null,"Water Heaters","EQ-1066453","WATER HEATER / EXCHANGER","WATER HEATER / EXCHANGER",null,"551MDC1500","\\Locations\\Sites\\Kelly Outdoor Rink\\551MDC1500 DCR Kelly Outdoor Rink","Kelly Outdoor Rink","Active","Available"]
[null,"Water Heaters","EQ-1069052","WATER HEATER / EXCHANGER","WATER HEATER / EXCHANGER",null,"505DEM0140","\\Locations\\Sites\\Salisbury Beach State Reservation\\505DEM0140 Bathhouse 4 B","","Active","Available"]
[null,"Water Heaters","EQ-1069398","WATER HEATER / EXCHANGER","WATER HEATER / EXCHANGER",null,"720DCR2005","\\Locations\\Sites\\Myles Standish State Forest\\720DCR2005 Curlew Pond Bathhouse 1","Myles Standish State Forest","Active","Available"]
[null,"Water Heaters","EQ-1069449","WATER HEATER / EXCHANGER","WATER HEATER / EXCHANGER",null,"721DEMPB11","\\Locations\\Sites\\Myles Standish State Forest\\721DEMPB11 Interpretive Center","Myles Standish State Forest","Active","Available"]
[null,"Water heaters","EQ-1069477","WATER HEATER / EXCHANGER","WATER HEATER / EXCHANGER",null,"762DEMPB23","\\Locations\\Sites\\Scusset Beach State Reservation\\762DEMPB23 Campground Bathhouse","","Active","Available"]
[null,"WATER METER","EQ-1038563","REVENUE METER","REVENUE METER",null,"517SDEPB05","\\Locations\\Sites\\Essex County Sheriff's Department - Middleton\\517SDEPB05 Pump House\\Floor 01","","Active","Available"]
[null,"Water Meter","EQ-1070681","REVENUE METER","REVENUE METER",null,"551MDC9516","\\Locations\\Sites\\Old Harbor Reservation\\551MDC9516 Signal Corps Building","Old Harbor Reservation","Active","Available"]
[null,"Water Preheat Tank","EQ-1071237","WATER HEATER / EXCHANGER","WATER HEATER / EXCHANGER",null,"417DCR2124","\\Locations\\Sites\\Great Brook Farm State Park\\417DCR2124 Smart Barn","Great Brook Farm State Park","Active","Available"]
[null,"Water Pressure Tank","EQ-1067237","TANK","TANK",null,"357DEMPB02","\\Locations\\Sites\\Douglas State Forest\\357DEMPB02 Changing Room/Guard Shack","Douglas State Forest","Active","Available"]
[null,"Water Pressure Tank","EQ-1067264","TANK","TANK",null,"357DEMPB01","\\Locations\\Sites\\Douglas State Forest\\357DEMPB01 Admin Building And Three Car Garage","Douglas State Forest","Active","Available"]
[null,"Water Pressure Tank","EQ-1070514","TANK","TANK",null,"307DEM0500","\\Locations\\Sites\\Leominster State Forest\\307DEM0500 Bathhouse","Leominster State Forest","Active","Available"]
[null,"Water Pressure Tank","EQ-1070898","EXPANSION TANK","EXPANSION TANK",null,"102DEM0312","\\Locations\\Sites\\Clarksburg State Park\\102DEM0312 Headquarters and Garage","Clarksburg State Park","Active","Available"]
[null,"Water Pump","EQ-1063083","PUMP","PUMP",null,"166DEM6003","\\Locations\\Sites\\Mohawk Trail State Forest\\166DEM6003 Upper Camp Bathhouse","Mohawk Trail State Forest","Active","Available"]
[null,"Water pump","EQ-1065962",null,null,null,"502DEM0730","\\Locations\\Sites\\Veterans Memorial Rink Haverhill\\502DEM0730 Veterans Memorial Rink","","Active","Available"]
[null,"WATER PUMP","EQ-1066639","PUMP","PUMP",null,"334DEM0521","\\Locations\\Sites\\Daniel S. Horgan Memorial Rink\\334DEM0521 Daniel S. Horgan Memorial Rink","","Active","Available"]
[null,"WATER PUMP","EQ-1066770","PUMP","PUMP",null,"444MDC0005","\\Locations\\Sites\\Veterans Memorial Rink\\444MDC0005 Veterans Memorial Rink","Veterans Memorial Rink","Active","Available"]
[null,"WATER PUMP","EQ-1066962","PUMP","PUMP",null,"408DEM0760","\\Locations\\Sites\\John J. Janas Memorial Rink\\408DEM0760 John J. Janas Memorial Rink","John J. Janas Memorial Rink","Active","Available"]
[null,"Water Pump","EQ-1070923","PUMP","PUMP",null,"104DEM6410","\\Locations\\Sites\\Mount Greylock Reservation\\104DEM6410 Bascom Lodge","Mount Greylock Reservation","Active","Available"]
[null,"WATER PUMP","EQ-1071527","CHILLED WATER PUMP","CHILLED WATER PUMP",null,"322SDW1602","\\Locations\\Sites\\Worcester County Sheriff's Office - West Boylston\\322SDW1602 Combined Intake and Medical Facility\\Floor 01\\129","","Active","Available"]
[null,"WATER PUMP","EQ-1071533","CHILLED WATER PUMP","CHILLED WATER PUMP",null,"322SDW1602","\\Locations\\Sites\\Worcester County Sheriff's Office - West Boylston\\322SDW1602 Combined Intake and Medical Facility\\Floor 01\\129","","Active","Available"]
[null,"Water Pump","EQ-1071745","PUMP","PUMP",null,"251DEM3220","\\Locations\\Sites\\Chester - Blandford State Forest\\251DEM3220 Park Headquarters Building","","Active","Available"]
[null,"WATER PUMP - CHP-1 CHILLED WATER","EQ-1026993","PUMP","PUMP",null,"335TRC0701","\\Locations\\Sites\\Worcester Trial Court\\335TRC0701 Worcester Trial Court\\PENT\\5005","Worcester Trial Court","Active","Available"]
[null,"WATER PUMP - CHP-2 CHILLED WATER","EQ-1026992","PUMP","PUMP",null,"335TRC0701","\\Locations\\Sites\\Worcester Trial Court\\335TRC0701 Worcester Trial Court\\PENT\\5005","Worcester Trial Court","Active","Available"]
[null,"WATER PUMP - CHP-3 CHILLED WATER","EQ-1026996","PUMP","PUMP",null,"335TRC0701","\\Locations\\Sites\\Worcester Trial Court\\335TRC0701 Worcester Trial Court\\PENT\\5005","Worcester Trial Court","Active","Available"]
[null,"WATER PUMP - CWP-1 CONDENSER WATER","EQ-1027005","PUMP","PUMP",null,"335TRC0701","\\Locations\\Sites\\Worcester Trial Court\\335TRC0701 Worcester Trial Court\\PENT\\5006","Worcester Trial Court","Active","Available"]
[null,"WATER PUMP - CWP-2 CONDENSER WATER","EQ-1027001","PUMP","PUMP",null,"335TRC0701","\\Locations\\Sites\\Worcester Trial Court\\335TRC0701 Worcester Trial Court\\PENT\\5006","Worcester Trial Court","Active","Available"]
[null,"WATER PUMP - CWP-3 CONDENSER WATER","EQ-1027004","PUMP","PUMP",null,"335TRC0701","\\Locations\\Sites\\Worcester Trial Court\\335TRC0701 Worcester Trial Court\\PENT\\5006","Worcester Trial Court","Active","Available"]
[null,"WATER PUMP - HWP-1 RADIATION/REHEAT","EQ-1027014","PUMP","PUMP",null,"335TRC0701","\\Locations\\Sites\\Worcester Trial Court\\335TRC0701 Worcester Trial Court\\PENT\\5007","Worcester Trial Court","Active","Available"]
[null,"WATER PUMP - HWP-2 RADIATION/REHEAT","EQ-1027024","PUMP","PUMP",null,"335TRC0701","\\Locations\\Sites\\Worcester Trial Court\\335TRC0701 Worcester Trial Court\\PENT\\5007","Worcester Trial Court","Active","Available"]
[null,"WATER PUMP - HWP-3 RADIATION","EQ-1027037","PUMP","PUMP",null,"335TRC0701","\\Locations\\Sites\\Worcester Trial Court\\335TRC0701 Worcester Trial Court\\PENT\\5007","Worcester Trial Court","Active","Available"]
[null,"WATER PUMP - HWP-4 RADIATION","EQ-1027028","PUMP","PUMP",null,"335TRC0701","\\Locations\\Sites\\Worcester Trial Court\\335TRC0701 Worcester Trial Court\\PENT\\5007","Worcester Trial Court","Active","Available"]
[null,"WATER PUMP - HWP-5 RADIATION","EQ-1027026","PUMP","PUMP",null,"335TRC0701","\\Locations\\Sites\\Worcester Trial Court\\335TRC0701 Worcester Trial Court\\PENT\\5007","Worcester Trial Court","Active","Available"]
[null,"WATER PUMP - HWP-6 RADIATION","EQ-1027030","PUMP","PUMP",null,"335TRC0701","\\Locations\\Sites\\Worcester Trial Court\\335TRC0701 Worcester Trial Court\\PENT\\5007","Worcester Trial Court","Active","Available"]
[null,"WATER PUMP - HWP-7 RADIATION","EQ-1027033","PUMP","PUMP",null,"335TRC0701","\\Locations\\Sites\\Worcester Trial Court\\335TRC0701 Worcester Trial Court\\PENT\\5007","Worcester Trial Court","Active","Available"]
[null,"WATER PUMP 1","EQ-1066942","PUMP","PUMP",null,"441MDC9501","\\Locations\\Sites\\LoConte Rink\\441MDC9501 LoConte Memorial Rink","LoConte Rink","Active","Available"]
[null,"WATER PUMP 2","EQ-1066936","PUMP","PUMP",null,"441MDC9501","\\Locations\\Sites\\LoConte Rink\\441MDC9501 LoConte Memorial Rink","LoConte Rink","Active","Available"]
[null,"WATER PUMP 3","EQ-1066945","PUMP","PUMP",null,"441MDC9501","\\Locations\\Sites\\LoConte Rink\\441MDC9501 LoConte Memorial Rink","LoConte Rink","Active","Available"]
[null,"WATER PUMP 4","EQ-1066940","PUMP","PUMP",null,"441MDC9501","\\Locations\\Sites\\LoConte Rink\\441MDC9501 LoConte Memorial Rink","LoConte Rink","Active","Available"]
[null,"Water Pump Motor","EQ-1070928","PUMP / MOTOR","PUMP / MOTOR",null,{"$f":"IFERROR(MID(H28999,FIND(\"\\\",H28999,18)+1,10),\"\")","v":"104DEM6410"},"\\Locations\\Sites\\Mount Greylock Reservation\\104DEM6410 Bascom Lodge",{"$f":"IFERROR(MID(H28999,18,FIND(\"\\\",MID(H28999,18,30))-1),\"\")","v":"Mount Greylock Reservation"},"Active","Available"]
[null,"WATER PUMP, CENTRIFUGAL, BRIGGS & STRATTON","EQ-1007825","CHILLED WATER PUMP","CHILLED WATER PUMP",null,"255DPH9002","\\Locations\\Sites\\Western Massachusetts Hospital\\255DPH9002 Western Mass Hospital","","Active","Available"]
[null,"Water Pump-Control Panel","EQ-1070394","PUMP","PUMP",null,"302DEM0409","\\Locations\\Sites\\Lake Dennison Recreation Area\\302DEM0409 North 2 Bathhouse","Lake Dennison Recreation Area","Active","Available"]
[null,"WATER RECOVERY SYSTEM CONTROL BOX","EQ-1041216","CONTROLS","CONTROLS",null,"432DFS1000","\\Locations\\Sites\\Massachusetts Firefighting Academy - Stow\\432DFS1000 Fire Station Building\\Floor 01\\F102","","Active","Available"]
[null,"WATER REGULATOR","EQ-1042330","HOT WATER BOILER","HOT WATER BOILER",null,"328POLPB14","\\Locations\\Sites\\State Police Training Academy\\328POLPB14 Residence And Office-19 Circle Drive","State Police Training Academy","Active","Available"]
[null,"Water Shut-Off Valve","EQ-1070654","SHUT OFF VALVE","SHUT OFF VALVE",null,"551DCR2038","\\Locations\\Sites\\Old Harbor Reservation\\551DCR2038 Sailing Center Pier","Old Harbor Reservation","Active","Available"]
[null,"WATER SOFTENER","EQ-1001544","WATER SOFTENER","WATER SOFTENER",null,"551UMMPB03","\\Locations\\Sites\\State Laboratory Institute\\551UMMPB03 Hinton Tower Building","State Laboratory Institute","Active","Available"]
[null,"WATER SOFTENER","EQ-1029046",null,null,null,"407DPH0990","\\Locations\\Sites\\Tewksbury State Hospital\\407DPH0990 Boiler Room","Tewksbury State Hospital","Active","Available"]
[null,"WATER SOFTENER","EQ-1029052",null,null,null,"407DPH0990","\\Locations\\Sites\\Tewksbury State Hospital\\407DPH0990 Boiler Room","Tewksbury State Hospital","Active","Available"]
[null,"WATER SOFTENER","EQ-1029055",null,null,null,"407DPH0990","\\Locations\\Sites\\Tewksbury State Hospital\\407DPH0990 Boiler Room","Tewksbury State Hospital","Active","Available"]
[null,"WATER SOFTENER","EQ-1041528","WATER SOFTENER",null,null,"669UMD0013","\\Locations\\Sites\\University Of Massachusetts Dartmouth Main Campus\\669UMD0013 Public Safety Steam Plant","","Active","Available"]
[null,"WATER SOFTENER","EQ-1041534","WATER SOFTENER",null,null,"669UMD0013","\\Locations\\Sites\\University Of Massachusetts Dartmouth Main Campus\\669UMD0013 Public Safety Steam Plant","","Active","Available"]
[null,"WATER SOFTENER","EQ-1042352","WATER SOFTENER",null,null,"658DMH0090","\\Locations\\Sites\\DYS - Taunton\\658DMH0090 Goss Building","DYS - Taunton","Active","Available"]
[null,"WATER SOFTENER","EQ-1042358","WATER SOFTENER",null,null,"658DMH0090","\\Locations\\Sites\\DYS - Taunton\\658DMH0090 Goss Building","DYS - Taunton","Active","Available"]
[null,"WATER SOFTENER (Water Filter System)","EQ-1062001","WATER SOFTENER",null,null,"408LOW1001","\\Locations\\Sites\\University Of Massachusetts Lowell - Lowell\\408LOW1001 Saab Emerging Technologies and Innovation Center\\Floor 03\\316","","Active","Available"]
[null,"WATER SOFTENER AUTO CLAVE","EQ-1062003","WATER SOFTENER",null,null,"408LOW1001","\\Locations\\Sites\\University Of Massachusetts Lowell - Lowell\\408LOW1001 Saab Emerging Technologies and Innovation Center\\Floor 03\\316","","Active","Available"]
[null,"WATER SOFTENER LOW PRESSURE STEAM BOILERS","EQ-1062002","WATER SOFTENER",null,null,"408LOW1001","\\Locations\\Sites\\University Of Massachusetts Lowell - Lowell\\408LOW1001 Saab Emerging Technologies and Innovation Center\\Floor 05\\515","","Active","Available"]
[null,"WATER SOFTENER R/O SYSTEM","EQ-1034058","WATER SOFTENER",null,null,"408LOW1001","\\Locations\\Sites\\University Of Massachusetts Lowell - Lowell\\408LOW1001 Saab Emerging Technologies and Innovation Center\\Floor 05","","Active","Available"]
[null,"Water Softener System Black Tank","EQ-1071220","WATER SOFTENER","WATER SOFTENER",null,"430DEM1601","\\Locations\\Sites\\Walden Pond State Reservation\\430DEM1601 Walden Pond Visitor Center","Walden Pond State Reservation","Active","Available"]
[null,"Water Softener System Blue Tank","EQ-1071207",null,"WATER SOFTENER",null,"430DEM1601","\\Locations\\Sites\\Walden Pond State Reservation\\430DEM1601 Walden Pond Visitor Center","Walden Pond State Reservation","Active","Available"]
[null,"Water Softener System Valve Assembly","EQ-1071221",null,"WATER SOFTENER",null,"430DEM1601","\\Locations\\Sites\\Walden Pond State Reservation\\430DEM1601 Walden Pond Visitor Center","Walden Pond State Reservation","Active","Available"]
[null,"WATER SOFTNER","EQ-1043867","WATER SOFTENER",null,null,"658DMH0020","\\Locations\\Sites\\Taunton State Hospital\\658DMH0020 Glass Building","Taunton State Hospital","Active","Available"]
[null,"WATER SOFTNER","EQ-1043901","WATER SOFTENER",null,null,"658DMH0220","\\Locations\\Sites\\Taunton State Hospital\\658DMH0220 Cottage 8","Taunton State Hospital","Active","Available"]
[null,"WATER SOFTNER","EQ-1043909","WATER SOFTENER",null,null,"658DMH0210","\\Locations\\Sites\\Taunton State Hospital\\658DMH0210 Gate House Cottage 1","Taunton State Hospital","Active","Available"]
[null,"WATER SOFTNER, BRASSWELL","EQ-1008373","SPEC EQUIP","SPEC EQUIP",null,"255DPH9002","\\Locations\\Sites\\Western Massachusetts Hospital\\255DPH9002 Western Mass Hospital","","Active","Available"]
[null,"Water Spigots","EQ-1071273","PLUMBING FIXTURES - non safety related","Plumbing Equipment",null,"701MDC0310","\\Locations\\Sites\\Nantasket Beach Reservation\\701MDC0310 Mary Jeanette Murray Bathhouse","Nantasket Beach Reservation","Active","Available"]
[null,"WATER STORAGE TANK","EQ-1042386","TANK","TANK",null,"258SDH0700","\\Locations\\Sites\\Hampden County Sheriff's Department - Chicopee\\258SDH0700 Hampden County Women's Support Core\\AA2\\AA-219","","Active","Available"]
[null,"WATER STORAGE TANK","EQ-1042390","TANK","TANK",null,"258SDH0700","\\Locations\\Sites\\Hampden County Sheriff's Department - Chicopee\\258SDH0700 Hampden County Women's Support Core\\AA2\\AA-219","","Active","Available"]
[null,"WATER STORAGE TANK","EQ-1042635","TANK","TANK",null,"258SDH0702","\\Locations\\Sites\\Hampden County Sheriff's Department - Chicopee\\258SDH0702 Hampden County Housing Unit 2\\UNIT 2\\HP-202","","Active","Available"]
[null,"Water Storage Tank","EQ-1067350","TANK","TANK",null,"324DEM1950","\\Locations\\Sites\\Rutland State Park\\324DEM1950 Bathhouse","Rutland State Park","Active","Available"]
[null,"Water Storage Tank","EQ-1070444","TANK","TANK",null,"302DCR0402","\\Locations\\Sites\\Otter River State Forest\\302DCR0402 Bathhouse","Otter River State Forest","Active","Available"]
[null,"WATER STORAGE TANK - MINI","EQ-1042394","TANK","TANK",null,"258SDH0700","\\Locations\\Sites\\Hampden County Sheriff's Department - Chicopee\\258SDH0700 Hampden County Women's Support Core\\AA2\\AA-219","","Active","Available"]
[null,"WATER SUPPLY - QUAD 3A - DOR DATA CENTER ","EQ-1001672","PM Rounds","PM Rounds",null,"552CAMPB01","\\Locations\\Sites\\Massachusetts Information Technology Center\\552CAMPB01 Massachusetts Information Technology Center\\Floor 04","","Active","Available"]
[null,"WATER SUPPLY - QUAD 3A - TELE/COMM ROOM","EQ-1001670","PM Rounds","PM Rounds",null,"552CAMPB01","\\Locations\\Sites\\Massachusetts Information Technology Center\\552CAMPB01 Massachusetts Information Technology Center\\Floor 04","","Active","Available"]
[null,"WATER SUPPLY - QUAD 3B - DOR DATA CENTER ","EQ-1002701","PM Rounds","PM Rounds",null,"552CAMPB01","\\Locations\\Sites\\Massachusetts Information Technology Center\\552CAMPB01 Massachusetts Information Technology Center\\Floor 04","","Active","Available"]
[null,"Water Supply - QUAD 4D - TREASURY DATA CENTER","EQ-1001668","PM Rounds","PM Rounds",null,"552CAMPB01","\\Locations\\Sites\\Massachusetts Information Technology Center\\552CAMPB01 Massachusetts Information Technology Center\\Floor 02","","Active","Available"]
[null,"WATER SUPPLY- QUAD 2C - MECN DATA CENTER","EQ-1001878","PM Rounds","PM Rounds",null,"552CAMPB01","\\Locations\\Sites\\Massachusetts Information Technology Center\\552CAMPB01 Massachusetts Information Technology Center\\Floor 04","","Active","Available"]
[null,"Water System Pressure Tanks","EQ-1067429","TANK","TANK",null,"206DEM1080","\\Locations\\Sites\\Skinner State Park\\206DEM1080 Halfway House","Skinner State Park","Active","Available"]
[null,"WATER SYSTEM PUMP #1","EQ-1042241","PUMP","PUMP",null,"328POL0110","\\Locations\\Sites\\State Police Training Academy\\328POL0110 Pump Building 1","State Police Training Academy","Active","Available"]
[null,"WATER SYSTEM PUMP #1 MOTOR","EQ-1042242","PUMP / MOTOR","PUMP / MOTOR",null,"328POL0110","\\Locations\\Sites\\State Police Training Academy\\328POL0110 Pump Building 1","State Police Training Academy","Active","Available"]
[null,"WATER SYSTEM PUMP #2","EQ-1042239","PUMP","PUMP",null,"328POL0110","\\Locations\\Sites\\State Police Training Academy\\328POL0110 Pump Building 1","State Police Training Academy","Active","Available"]
[null,"WATER SYSTEM PUMP #2 MOTOR","EQ-1042240","PUMP / MOTOR","PUMP / MOTOR",null,"328POL0110","\\Locations\\Sites\\State Police Training Academy\\328POL0110 Pump Building 1","State Police Training Academy","Active","Available"]
[null,"Water Tank","EQ-1071744","WELL TANK","TANK",null,"251DEM3220","\\Locations\\Sites\\Chester - Blandford State Forest\\251DEM3220 Park Headquarters Building","","Active","Available"]
[null,"Water Tank","EQ-1072189","WELL TANK","TANK",null,"176MDC9502","\\Locations\\Sites\\Quabbin Fishing Area 2\\176MDC9502 Restroom","Quabbin Fishing Area 2","Active","Available"]
[null,"WATER TANK PUMP CONTROLLER NO.1","EQ-1023188","MAIN DISCONNECT","MAIN DISCONNECT",null,"551TRC9200","\\Locations\\Sites\\Suffolk County Superior Court\\551TRC9200 Suffolk Superior Court Hi-Rise\\BASEMENT 2","Suffolk County Superior Court","Active","Available"]
[null,"WATER TANK PUMP CONTROLLER NO.2","EQ-1023196","MAIN DISCONNECT","MAIN DISCONNECT",null,"551TRC9200","\\Locations\\Sites\\Suffolk County Superior Court\\551TRC9200 Suffolk Superior Court Hi-Rise\\BASEMENT 2","Suffolk County Superior Court","Active","Available"]
[null,"Water Tanks","EQ-1070894","TANK","TANK",null,"102DEM0340","\\Locations\\Sites\\Clarksburg State Park\\102DEM0340 Campground Bathhouse","Clarksburg State Park","Active","Available"]
[null,"Water Tanks","EQ-1070926","TANK","TANK",null,"104DEM6410","\\Locations\\Sites\\Mount Greylock Reservation\\104DEM6410 Bascom Lodge","Mount Greylock Reservation","Active","Available"]
[null,"WATER TREAMENT SYSTEM","EQ-1006914","WATER TREATMENT","WATER TREATMENT",null,"515TRC9200","\\Locations\\Sites\\Lawrence Superior Court\\515TRC9200 Lawrence Courthouse","Lawrence Superior Court","Active","Available"]
[null,"WATER TREATMENT","EQ-1072255","WATER TREATMENT","WATER TREATMENT",null,"210MDCPB03","\\Locations\\Sites\\Stockroom Area\\210MDCPB03 Stockroom Store Room","Stockroom Area","Active","Available"]
[null,"WATER TREATMENT STATION","EQ-1001168","WATER SOFTENER","WATER SOFTENER",null,"551BSB9000","\\Locations\\Sites\\Lindemann Building\\551BSB9000 Lindemann Building\\Floor 05\\5073","Lindemann Building","Active","Available"]
[null,"WATER TREATMENT SYSTEM","EQ-1006909","WATER TREATMENT","WATER TREATMENT",null,"515TRC9711","\\Locations\\Sites\\Fenton Judicial Center\\515TRC9711 Fenton Center Courthouse","Fenton Judicial Center","Active","Available"]
[null,"WATER TREATMENT SYSTEM","EQ-1025090","WATER TREATMENT","WATER TREATMENT",null,"502TRC9701","\\Locations\\Sites\\Haverhill District Court\\502TRC9701 Haverhill Courthouse","Haverhill District Court","Active","Available"]
[null,"WATER TREATMENT SYSTEM","EQ-1025261","WATER TREATMENT","WATER TREATMENT",null,"408TRC9813","\\Locations\\Sites\\Lowell Superior Probate Family Court\\408TRC9813 Lowell Superior Court\\BASEMENT","","Active","Available"]
[null,"WATER TREATMENT SYSTEM","EQ-1025661","WATER TREATMENT","WATER TREATMENT",null,"720TRC0700","\\Locations\\Sites\\Plymouth Trial Court\\720TRC0700 Plymouth Trial Court","Plymouth Trial Court","Active","Available"]
[null,"WATER TREATMENT SYSTEM","EQ-1026335","WATER TREATMENT","WATER TREATMENT",null,"268TRC0001","\\Locations\\Sites\\Springfield Housing Juvenile Court\\268TRC0001 Springfield Housing and Juvenile Courts","","Active","Available"]
[null,"WATER TREATMENT SYSTEM","EQ-1027054","WATER TREATMENT","WATER TREATMENT",null,"335TRC0701","\\Locations\\Sites\\Worcester Trial Court\\335TRC0701 Worcester Trial Court\\PENT\\5007","Worcester Trial Court","Active","Available"]
[null,"WATER TREATMENT SYSTEM","EQ-1027330","WATER TREATMENT","WATER TREATMENT",null,"527TRC9704","\\Locations\\Sites\\Peabody District Court\\527TRC9704 Peabody Courthouse","Peabody District Court","Active","Available"]
[null,"WATER TREATMENT SYSTEM","EQ-1027912","WATER TREATMENT","WATER TREATMENT",null,"531TRC1001","\\Locations\\Sites\\Salem Court Complex\\531TRC1001 J. Michael Ruane Judicial Center","Salem Court Complex","Active","Available"]
[null,"WATER TREATMENT SYSTEM","EQ-1029793","TREATMENT SYSTEM",null,null,"664TRC9200","\\Locations\\Sites\\Fall River Trial Court - Durfee\\664TRC9200 Fall River Probate and Family Court\\BASEMENT","","Active","Available"]
[null,"WATER TREATMENT SYSTEM","EQ-1031912","WATER TREATMENT","WATER TREATMENT",null,"551TRC9709","\\Locations\\Sites\\Edward W. Brooke Courthouse\\551TRC9709 Edward W. Brooke Courthouse","Edward W. Brooke Courthouse","Active","Available"]
[null,"WATER TREATMENT SYSTEM","EQ-1035249","WATER TREATMENT",null,null,"258TRC9805","\\Locations\\Sites\\Chicopee District Court\\258TRC9805 Chicopee District Court","Chicopee District Court","Active","Available"]
[null,"WATER TREATMENT SYSTEM","EQ-1035395","TREATMENT SYSTEM",null,null,"213TRC9903","\\Locations\\Sites\\Northampton Probate Family Court\\213TRC9903 Northampton Hall Of Records\\BASEMENT\\G 27","","Active","Available"]
[null,"WATER TREATMENT SYSTEM","EQ-1035450","WATER TREATMENT",null,null,"213TRC9902","\\Locations\\Sites\\Northampton Superior District Court\\213TRC9902 Northampton District Court","","Active","Available"]
[null,"WATER TREATMENT SYSTEM","EQ-1036540","WATER TREATMENT",null,null,{"$f":"IFERROR(MID(H29063,FIND(\"\\\",H29063,18)+1,10),\"\")","v":"445TRC9200"},"\\Locations\\Sites\\East Cambridge Trial Court\\445TRC9200 East Cambridge Trial Court",{"$f":"IFERROR(MID(H29063,18,FIND(\"\\\",MID(H29063,18,30))-1),\"\")","v":"East Cambridge Trial Court"},"Active","Available"]
[null,"WATER TREATMENT SYSTEM","EQ-1036618","WATER TREATMENT",null,null,"442TRC9201","\\Locations\\Sites\\Malden District Court\\442TRC9201 Malden District Courthouse\\SUB-BSMT","Malden District Court","Active","Available"]
[null,"WATER TREATMENT SYSTEM","EQ-1036899","WATER TREATMENT",null,null,"444TRC9201","\\Locations\\Sites\\Somerville District Court\\444TRC9201 Somerville District Court\\BASEMENT","Somerville District Court","Active","Available"]
[null,"WATER TREATMENT SYSTEM","EQ-1036951","WATER TREATMENT",null,null,"438TRC9201","\\Locations\\Sites\\Waltham District Court\\438TRC9201 Waltham District Courthouse\\BASEMENT\\B-13","Waltham District Court","Active","Available"]
[null,"WATER TREATMENT SYSTEM","EQ-1037082","WATER TREATMENT",null,null,"426TRC9201","\\Locations\\Sites\\Woburn District Court\\426TRC9201 Woburn District Courthouse","Woburn District Court","Active","Available"]
[null,"WATER TREATMENT SYSTEM","EQ-1037510","WATER TREATMENT",null,null,"304TRC9808","\\Locations\\Sites\\Fitchburg District Court\\304TRC9808 Fitchburg Courthouse","Fitchburg District Court","Active","Available"]
[null,"WATER TREATMENT SYSTEM","EQ-1037714","WATER TREATMENT",null,null,"447TRC9201","\\Locations\\Sites\\Newton District Court\\447TRC9201 Newton District Courthouse","Newton District Court","Active","Available"]
[null,"WATER TREATMENT SYSTEM","EQ-1063281","WATER TREATMENT",null,null,"256TRC9812","\\Locations\\Sites\\Holyoke District Court\\256TRC9812 Holyoke District Court\\BASEMENT\\G7","Holyoke District Court","Active","Available"]
[null,"Water Treatment System","EQ-1071251","WATER TREATMENT","WATER TREATMENT",null,"160DEM1770","\\Locations\\Sites\\Erving State Forest\\160DEM1770 Headquarters and Administration Building","Erving State Forest","Active","Available"]
[null,"WATER TREATMENT SYSTEM        /         INCLUDES GLYCOL TANK","EQ-1037571","WATER TREATMENT",null,null,"450TRC9201","\\Locations\\Sites\\Framingham District Court\\450TRC9201 Framingham Courthouse\\BASEMENT","Framingham District Court","Active","Available"]
[null,"WATER TREATMENT SYSTEM - HEATING WATER ONLY","EQ-1006611","WATER TREATMENT","WATER TREATMENT",null,"506TRC9703","\\Locations\\Sites\\Newburyport Superior Court\\506TRC9703 Newburyport Superior Courthouse\\BASEMENT\\BOILER RM.","Newburyport Superior Court","Active","Available"]
[null,"Water Treatment System/Pumps","EQ-1070537","CONTROL PANEL","CONTROL PANEL",null,"314DEM2480","\\Locations\\Sites\\Wachusett Mountain State Reservation\\314DEM2480 Visitors Center/Administration","","Active","Available"]
[null,"WATER TREATMENT SYSTEMS","EQ-1026127","WATER TREATMENT","WATER TREATMENT",null,"268TRC9817","\\Locations\\Sites\\Springfield Court Complex\\268TRC9817 Hampden County Hall Of Justice","Springfield Court Complex","Active","Available"]
[null,"WATER TREATMENT SYSTEMS","EQ-1027209","WATER TREATMENT","WATER TREATMENT",null,"530TRC9702","\\Locations\\Sites\\Lynn District Court\\530TRC9702 Lynn District Court\\BASEMENT\\BOILER RM.","Lynn District Court","Active","Available"]
[null,"WATER TREATMENT SYSTEMS / WITH SAND FILTER","EQ-1035329","WATER TREATMENT",null,null,"434TRC9201","\\Locations\\Sites\\Marlborough District Court\\434TRC9201 Marlborough District Courthouse\\BSMT\\012","Marlborough District Court","Active","Available"]
[null,"Water Well/Pump","EQ-1067342","WELL PUMP","WELL PUMP",null,"324DEM1950","\\Locations\\Sites\\Rutland State Park\\324DEM1950 Bathhouse","Rutland State Park","Active","Available"]
[null,"Water Well/Pump","EQ-1067355","WELL PUMP","WELL PUMP",null,"324DEM1640","\\Locations\\Sites\\Rutland State Park\\324DEM1640 Headquarters Administration Building","Rutland State Park","Active","Available"]
[null,"WAUKESHA RECIPROCATING COGENERATION STEAM ENGINE","EQ-1046907","GAS ENERGY SYSTEM","GAS ENERGY SYSTEM",null,"407DPH0780","\\Locations\\Sites\\Tewksbury State Hospital\\407DPH0780 Saunders Building\\B BASEMENT\\B15","Tewksbury State Hospital","Active","Available"]
[null,"WEH-1, WALL ELECTRIC HEATER","EQ-1041150","ELECTRIC HEATER","ELECTRIC HEATER",null,"164SDF0603","\\Locations\\Sites\\Franklin County Sheriff's Office - Greenfield\\164SDF0603 Warehouse\\Floor 01\\W08","","Active","Available"]
[null,"WEH-2, WALL ELECTRIC HEATER","EQ-1041173","ELECTRIC HEATER","ELECTRIC HEATER",null,"164SDF0603","\\Locations\\Sites\\Franklin County Sheriff's Office - Greenfield\\164SDF0603 Warehouse\\Floor 01\\W07","","Active","Available"]
[null,"WEH-3, WALL ELECTRIC HEATER","EQ-1041124","ELECTRIC HEATER","ELECTRIC HEATER",null,"164SDF0602","\\Locations\\Sites\\Franklin County Sheriff's Office - Greenfield\\164SDF0602 Vehicle Maintenance\\Floor 01\\V04","","Active","Available"]
[null,"WEIGHT CART, W/ WEIGHTS","EQ-1008372","SPEC EQUIP","SPEC EQUIP",null,"255DPH9002","\\Locations\\Sites\\Western Massachusetts Hospital\\255DPH9002 Western Mass Hospital","","Active","Available"]
[null,"WEIL CONTROL FOR SUMP PUMPS 1&2","EQ-1045403","CONTROLS","CONTROLS",null,"268STC9013","\\Locations\\Sites\\Springfield Tech Community College\\268STC9013 Putnam Hall Building 17\\BASEMENT\\LOWER LEVEL - BOILER ROOM [17-G3]","","Active","Available"]
[null,"WEIL-MCLAIN PROPANE STEAM BOILER","EQ-1042068","STEAM BOILER","STEAM BOILER",null,"328POL0102","\\Locations\\Sites\\State Police Training Academy\\328POL0102 B Building Dining Hall\\BASEMENT\\020","State Police Training Academy","Active","Available"]
[null,"Welder Outlet","EQ-1070538","SWITCH STATION","SWITCH STATION",null,"314DEM2480","\\Locations\\Sites\\Wachusett Mountain State Reservation\\314DEM2480 Visitors Center/Administration","","Active","Available"]
[null,"WELDER, ARC, LINCOLN","EQ-1008375","SPEC EQUIP","SPEC EQUIP",null,"255DPH9002","\\Locations\\Sites\\Western Massachusetts Hospital\\255DPH9002 Western Mass Hospital","","Active","Available"]
[null,"WELDER, HEAD ONLY","EQ-1008377","SPEC EQUIP","SPEC EQUIP",null,"255DPH9002","\\Locations\\Sites\\Western Massachusetts Hospital\\255DPH9002 Western Mass Hospital","","Active","Available"]
[null,"WELDER, M.I.G. LINCOLN, RED & BLACK","EQ-1008380","SPEC EQUIP","SPEC EQUIP",null,"255DPH9002","\\Locations\\Sites\\Western Massachusetts Hospital\\255DPH9002 Western Mass Hospital","","Active","Available"]
[null,"WELDER/GENERATOR, MILLER, BLUE STAR","EQ-1008378","SPEC EQUIP","SPEC EQUIP",null,"255DPH9002","\\Locations\\Sites\\Western Massachusetts Hospital\\255DPH9002 Western Mass Hospital","","Active","Available"]
[null,"Well","EQ-1067235","WELL PUMP","WELL PUMP",null,"357DEMPB02","\\Locations\\Sites\\Douglas State Forest\\357DEMPB02 Changing Room/Guard Shack","Douglas State Forest","Active","Available"]
[null,"Well","EQ-1067262","WELL PUMP","WELL PUMP",null,"357DEMPB01","\\Locations\\Sites\\Douglas State Forest\\357DEMPB01 Admin Building And Three Car Garage","Douglas State Forest","Active","Available"]
[null,"Well","EQ-1067332","WELL PUMP","WELL PUMP",null,"332DEM1811","\\Locations\\Sites\\Moore State Park\\332DEM1811 Spaulding House Old School House","Moore State Park","Active","Available"]
[null,"Well","EQ-1070953","WET WELL","WET WELL",null,"130DEM0020","\\Locations\\Sites\\Sandisfield State Forest\\130DEM0020 York Lake Bathhouse","Sandisfield State Forest","Active","Available"]
[null,"WELL","EQ-1072125","OTHER","OTHER",null,"210MDCPB17","\\Locations\\Sites\\Blue Meadow Road Area\\210MDCPB17 Ranger Station Residence #3","Blue Meadow Road Area","Active","Available"]
[null,"WELL","EQ-1072142","OTHER","OTHER",null,"210MDCPB24","\\Locations\\Sites\\Blue Meadow Road Area\\210MDCPB24 Forestry Residence #1","Blue Meadow Road Area","Active","Available"]
[null,"WELL #1","EQ-1072113","OTHER","OTHER",null,"210DCR2104","\\Locations\\Sites\\Administration Complex\\210DCR2104 Hangar","Administration Complex","Active","Available"]
[null,"WELL #1","EQ-1072148","OTHER","OTHER",null,"210MDCPB19","\\Locations\\Sites\\Blue Meadow Road Area\\210MDCPB19 BMCC Residence #2","Blue Meadow Road Area","Active","Available"]
[null,"Well #1","EQ-1072230","OTHER","OTHER",null,"209MDCPB04","\\Locations\\Sites\\Quabbin Park/Winsor Dam\\209MDCPB04 Quabbin Hill Tower","Quabbin Park/Winsor Dam","Active","Available"]
[null,"WELL #1","EQ-1072246","OTHER","OTHER",null,"210MDCPB03","\\Locations\\Sites\\Stockroom Area\\210MDCPB03 Stockroom Store Room","Stockroom Area","Active","Available"]
[null,"WELL #1 - WATER","EQ-1072243","OTHER","OTHER",null,"209MDCPB05","\\Locations\\Sites\\Quabbin Park/Winsor Dam\\209MDCPB05 Quabbin Tower Restroom","Quabbin Park/Winsor Dam","Active","Available"]
[null,"Well #2","EQ-1072153","OTHER","OTHER",null,"209MDCPB06","\\Locations\\Sites\\Quabbin Cemetery\\209MDCPB06 Cemetery Garage","Quabbin Cemetery","Active","Available"]
[null,"WELL #2","EQ-1072249","OTHER","OTHER",null,"210MDCPB03","\\Locations\\Sites\\Stockroom Area\\210MDCPB03 Stockroom Store Room","Stockroom Area","Active","Available"]
[null,"WELL #2 - WATER","EQ-1072236","OTHER","OTHER",null,"209MDCPB05","\\Locations\\Sites\\Quabbin Park/Winsor Dam\\209MDCPB05 Quabbin Tower Restroom","Quabbin Park/Winsor Dam","Active","Available"]
[null,"WELL #2 – Lot","EQ-1072221","OTHER","OTHER",null,"209MDCPB04","\\Locations\\Sites\\Quabbin Park/Winsor Dam\\209MDCPB04 Quabbin Hill Tower","Quabbin Park/Winsor Dam","Active","Available"]
[null,"Well Booster Pump Control Panel","EQ-1067348","PANEL BOARD","PANEL BOARD",null,"324DEM1950","\\Locations\\Sites\\Rutland State Park\\324DEM1950 Bathhouse","Rutland State Park","Active","Available"]
[null,"Well Booster Pump Variable Speed Controller","EQ-1067346","VARIABLE FAN DRIVE","VARIABLE FREQUENCY DRIVE",null,"324DEM1950","\\Locations\\Sites\\Rutland State Park\\324DEM1950 Bathhouse","Rutland State Park","Active","Available"]
[null,"Well Motor","EQ-1070927","PUMP / MOTOR","PUMP / MOTOR",null,"104DEM6410","\\Locations\\Sites\\Mount Greylock Reservation\\104DEM6410 Bascom Lodge","Mount Greylock Reservation","Active","Available"]
[null,"Well Motor Starter","EQ-1070902","MOTOR CONTROL CENTER > 400 AMPS","MOTOR CONTROL CENTER > 400 AMPS",null,"102DEM2230","\\Locations\\Sites\\Clarksburg State Park\\102DEM2230 Pump House","Clarksburg State Park","Active","Available"]
[null,"Well Pressure Storage Tank","EQ-1071113","TANK","TANK",null,"417DEM0402","\\Locations\\Sites\\Great Brook Farm State Park\\417DEM0402 Interpretive Center","Great Brook Farm State Park","Active","Available"]
[null,"Well Pressure Storage Tank","EQ-1071121","TANK","TANK",null,"417DEM1051","\\Locations\\Sites\\Great Brook Farm State Park\\417DEM1051 Headquarters","Great Brook Farm State Park","Active","Available"]
[null,"Well Pressure Storage Tank","EQ-1071136","TANK","TANK",null,"417DEM1240","\\Locations\\Sites\\Great Brook Farm State Park\\417DEM1240 North Farm House","Great Brook Farm State Park","Active","Available"]
[null,"Well Pressure Tank","EQ-1067251","TANK","TANK",null,"346DEMPB03","\\Locations\\Sites\\Purgatory Chasm State Reservation\\346DEMPB03 Visitors Center","","Active","Available"]
[null,"Well Pressure Tank","EQ-1067325","WELL PUMP","WELL PUMP",null,"331DEM1460","\\Locations\\Sites\\Spencer State Forest\\331DEM1460 Bathhouse","Spencer State Forest","Active","Available"]
[null,"Well Pressure Tank","EQ-1067340","TANK","TANK",null,"324DEM1950","\\Locations\\Sites\\Rutland State Park\\324DEM1950 Bathhouse","Rutland State Park","Active","Available"]
[null,"Well Pressure Tank","EQ-1067349","TANK","TANK",null,"324DEM1640","\\Locations\\Sites\\Rutland State Park\\324DEM1640 Headquarters Administration Building","Rutland State Park","Active","Available"]
[null,"Well Pressure Tank","EQ-1070414","TANK","TANK",null,"402DEM1630","\\Locations\\Sites\\Willard Brook State Forest & Pearl Hill State Park\\402DEM1630 Headquarters","","Active","Available"]
[null,"Well Pressure Tank","EQ-1070533","TANK","TANK",null,"314DEM2480","\\Locations\\Sites\\Wachusett Mountain State Reservation\\314DEM2480 Visitors Center/Administration","","Active","Available"]
[null,"Well Pressure Tank","EQ-1070971","TANK","TANK",null,"127DEM3010","\\Locations\\Sites\\Arthur Warton Swann State Forest\\127DEM3010 Swann Lodge","","Active","Available"]
[null,"Well Pressure Tank","EQ-1070990","TANK","TANK",null,"127DEM3101","\\Locations\\Sites\\Beartown State Forest\\127DEM3101 Headquarters With 5 Bay Garage","Beartown State Forest","Active","Available"]
[null,"Well Pressure Tank","EQ-1071002","TANK","TANK",null,"132DEM4490","\\Locations\\Sites\\Mount Washington State Forest\\132DEM4490 Headquarters and Garage","Mount Washington State Forest","Active","Available"]
[null,"Well Pressure Tank","EQ-1071138","TANK","TANK",null,"417DEM1600","\\Locations\\Sites\\Great Brook Farm State Park\\417DEM1600 Fire Control and Forestry Office","Great Brook Farm State Park","Active","Available"]
[null,"Well Pump","EQ-1063085","WELL PUMP","WELL PUMP",null,"167DEM3910","\\Locations\\Sites\\Dubuque Memorial State Forest\\167DEM3910 King Corner 5 Bay Garage","Dubuque Memorial State Forest","Active","Available"]
[null,"Well Pump","EQ-1067257","PANEL BOARD","PANEL BOARD",null,"341DEM3330","\\Locations\\Sites\\Upton State Forest\\341DEM3330 Park Headquarters","Upton State Forest","Active","Available"]
[null,"Well Pump","EQ-1067324","WELL PUMP","WELL PUMP",null,"331DEM1460","\\Locations\\Sites\\Spencer State Forest\\331DEM1460 Bathhouse","Spencer State Forest","Active","Available"]
[null,"Well pump","EQ-1069122","WELL PUMP","WELL PUMP",null,{"$f":"IFERROR(MID(H29127,FIND(\"\\\",H29127,18)+1,10),\"\")","v":"762DEM3590"},"\\Locations\\Sites\\Shawme-Crowell State Forest\\762DEM3590 Area 1 Bathhouse 3",{"$f":"IFERROR(MID(H29127,18,FIND(\"\\\",MID(H29127,18,30))-1),\"\")","v":"Shawme-Crowell State Forest"},"Active","Available"]
[null,"Well pump","EQ-1069141","WELL PUMP","WELL PUMP",null,"762DEM3600","\\Locations\\Sites\\Shawme-Crowell State Forest\\762DEM3600 Area 1 Bathhouse 4","Shawme-Crowell State Forest","Active","Available"]
[null,"Well Pump","EQ-1070474","WELL PUMP","WELL PUMP",null,"319DEM0406","\\Locations\\Sites\\Clinton Field Office\\319DEM0406 Central Regional Headquarters","Clinton Field Office","Active","Available"]
[null,"Well Pump","EQ-1070507","WELL PUMP","WELL PUMP",null,"307DEM0522","\\Locations\\Sites\\Leominster State Forest\\307DEM0522 Admin Building And 3 Bay Garage","Leominster State Forest","Active","Available"]
[null,"Well Pump","EQ-1070515","WELL PUMP","WELL PUMP",null,"307DEM0500","\\Locations\\Sites\\Leominster State Forest\\307DEM0500 Bathhouse","Leominster State Forest","Active","Available"]
[null,"Well Pump","EQ-1070535","WELL PUMP","WELL PUMP",null,"314DEM2480","\\Locations\\Sites\\Wachusett Mountain State Reservation\\314DEM2480 Visitors Center/Administration","","Active","Available"]
[null,"Well Pump","EQ-1071115","WELL PUMP","WELL PUMP",null,"417DEM0402","\\Locations\\Sites\\Great Brook Farm State Park\\417DEM0402 Interpretive Center","Great Brook Farm State Park","Active","Available"]
[null,"Well Pump","EQ-1071122","WELL PUMP","WELL PUMP",null,"417DEM1051","\\Locations\\Sites\\Great Brook Farm State Park\\417DEM1051 Headquarters","Great Brook Farm State Park","Active","Available"]
[null,"Well Pump","EQ-1071135","WELL PUMP","WELL PUMP",null,"417DEM1240","\\Locations\\Sites\\Great Brook Farm State Park\\417DEM1240 North Farm House","Great Brook Farm State Park","Active","Available"]
[null,"Well Pump","EQ-1071252","WELL PUMP","WELL PUMP",null,"160DEM1770","\\Locations\\Sites\\Erving State Forest\\160DEM1770 Headquarters and Administration Building","Erving State Forest","Active","Available"]
[null,"Well Pump","EQ-1071813","WELL PUMP","WELL PUMP",null,"272DEM9007","\\Locations\\Sites\\Granville State Forest\\272DEM9007 Halfway Brook Camp Bathhouse","Granville State Forest","Active","Available"]
[null,"WELL PUMP","EQ-1072099","WELL PUMP","WELL PUMP",null,"210DCR2104","\\Locations\\Sites\\Administration Complex\\210DCR2104 Hangar","Administration Complex","Active","Available"]
[null,"WELL PUMP","EQ-1072132","WELL PUMP","WELL PUMP",null,"210MDCPB17","\\Locations\\Sites\\Blue Meadow Road Area\\210MDCPB17 Ranger Station Residence #3","Blue Meadow Road Area","Active","Available"]
[null,"WELL PUMP","EQ-1072145","WELL PUMP","WELL PUMP",null,"210MDCPB19","\\Locations\\Sites\\Blue Meadow Road Area\\210MDCPB19 BMCC Residence #2","Blue Meadow Road Area","Active","Available"]
[null,"WELL PUMP","EQ-1072151","WELL PUMP","WELL PUMP",null,"210MDCPB24","\\Locations\\Sites\\Blue Meadow Road Area\\210MDCPB24 Forestry Residence #1","Blue Meadow Road Area","Active","Available"]
[null,"WELL PUMP","EQ-1072172","WELL PUMP","WELL PUMP",null,"209MDCPB06","\\Locations\\Sites\\Quabbin Cemetery\\209MDCPB06 Cemetery Garage","Quabbin Cemetery","Active","Available"]
[null,"WELL PUMP","EQ-1072192","WELL PUMP","WELL PUMP",null,"176MDC9502","\\Locations\\Sites\\Quabbin Fishing Area 2\\176MDC9502 Restroom","Quabbin Fishing Area 2","Active","Available"]
[null,"WELL PUMP","EQ-1072217","WELL PUMP","WELL PUMP",null,"312MDC0350","\\Locations\\Sites\\Quabbin Fishing Area 3\\312MDC0350 Restroom","Quabbin Fishing Area 3","Active","Available"]
[null,"WELL PUMP","EQ-1072245","WELL PUMP","WELL PUMP",null,"210MDCPB03","\\Locations\\Sites\\Stockroom Area\\210MDCPB03 Stockroom Store Room","Stockroom Area","Active","Available"]
[null,"WELL PUMP #1","EQ-1072218","WELL PUMP","WELL PUMP",null,"209MDCPB05","\\Locations\\Sites\\Quabbin Park/Winsor Dam\\209MDCPB05 Quabbin Tower Restroom","Quabbin Park/Winsor Dam","Active","Available"]
[null,"WELL PUMP #1","EQ-1072225","WELL PUMP","WELL PUMP",null,"209MDCPB04","\\Locations\\Sites\\Quabbin Park/Winsor Dam\\209MDCPB04 Quabbin Hill Tower","Quabbin Park/Winsor Dam","Active","Available"]
[null,"WELL PUMP #2","EQ-1072219","WELL PUMP","WELL PUMP",null,"209MDCPB05","\\Locations\\Sites\\Quabbin Park/Winsor Dam\\209MDCPB05 Quabbin Tower Restroom","Quabbin Park/Winsor Dam","Active","Available"]
[null,"WELL PUMP #2","EQ-1072232","WELL PUMP","WELL PUMP",null,"209MDCPB04","\\Locations\\Sites\\Quabbin Park/Winsor Dam\\209MDCPB04 Quabbin Hill Tower","Quabbin Park/Winsor Dam","Active","Available"]
[null,"WELL PUMP A","EQ-1041996","PUMP / MOTOR","PUMP / MOTOR",null,"450CDA0210","\\Locations\\Sites\\Massachusetts Emergency Management Agency\\450CDA0210 MEMA Bunker","","Active","Available"]
[null,"Well Pump and Pressure Tank","EQ-1067255","WELL PUMP","WELL PUMP",null,"346DEM9005","\\Locations\\Sites\\Purgatory Chasm State Reservation\\346DEM9005 Pump House","","Active","Available"]
[null,"WELL PUMP B","EQ-1041995","PUMP / MOTOR","PUMP / MOTOR",null,"450CDA0210","\\Locations\\Sites\\Massachusetts Emergency Management Agency\\450CDA0210 MEMA Bunker","","Active","Available"]
[null,"Well Pump Control Box","EQ-1071250","CONTROL PANEL","CONTROL PANEL",null,"160DEM1770","\\Locations\\Sites\\Erving State Forest\\160DEM1770 Headquarters and Administration Building","Erving State Forest","Active","Available"]
[null,"Well Pump Control Box","EQ-1071748","CONTROL PANEL","CONTROL PANEL",null,"251DCR2104","\\Locations\\Sites\\C.M. Gardner State Park\\251DCR2104 Pump House","C.M. Gardner State Park","Active","Available"]
[null,"Well Pump Controller","EQ-1070978","CONTROLS","CONTROLS",null,"125DEM0022","\\Locations\\Sites\\Beartown State Forest\\125DEM0022 Benedict Pond Bathhouse","Beartown State Forest","Active","Available"]
[null,"Well Pump Controls","EQ-1070890","WELL PUMP","WELL PUMP",null,"102DEM2230","\\Locations\\Sites\\Clarksburg State Park\\102DEM2230 Pump House","Clarksburg State Park","Active","Available"]
[null,"Well Pump Controls","EQ-1070891","CONTROL PANEL","CONTROL PANEL",null,"102DEM0330","\\Locations\\Sites\\Clarksburg State Park\\102DEM0330 Day Use Bathhouse","Clarksburg State Park","Active","Available"]
[null,"Well Pump Controls & Alarm","EQ-1071119","CONTROLS","CONTROLS",null,"417DEM0402","\\Locations\\Sites\\Great Brook Farm State Park\\417DEM0402 Interpretive Center","Great Brook Farm State Park","Active","Available"]
[null,"Well Pump Motor Control Panels","EQ-1067353","PANEL BOARD","PANEL BOARD",null,"324DEM1950","\\Locations\\Sites\\Rutland State Park\\324DEM1950 Bathhouse","Rutland State Park","Active","Available"]
[null,"Well Pump Submersible Motor Control","EQ-1071110","CONTROLS","CONTROLS",null,"417DEM0402","\\Locations\\Sites\\Great Brook Farm State Park\\417DEM0402 Interpretive Center","Great Brook Farm State Park","Active","Available"]
[null,"Well Pump System","EQ-1067248","WELL PUMP","WELL PUMP",null,"346DEMPB03","\\Locations\\Sites\\Purgatory Chasm State Reservation\\346DEMPB03 Visitors Center","","Active","Available"]
[null,"WELL PUMP TEC #1","EQ-1072231","CONTROLS","CONTROLS",null,"209MDCPB04","\\Locations\\Sites\\Quabbin Park/Winsor Dam\\209MDCPB04 Quabbin Hill Tower","Quabbin Park/Winsor Dam","Active","Available"]
[null,"WELL PUMP TEC #1","EQ-1072247","CONTROLS","CONTROLS",null,"209MDCPB05","\\Locations\\Sites\\Quabbin Park/Winsor Dam\\209MDCPB05 Quabbin Tower Restroom","Quabbin Park/Winsor Dam","Active","Available"]
[null,"WELL PUMP TEC #2","EQ-1072237","WELL PUMP","WELL PUMP",null,"209MDCPB04","\\Locations\\Sites\\Quabbin Park/Winsor Dam\\209MDCPB04 Quabbin Hill Tower","Quabbin Park/Winsor Dam","Active","Available"]
[null,"WELL PUMP TEC #2","EQ-1072253","CONTROLS","CONTROLS",null,"209MDCPB05","\\Locations\\Sites\\Quabbin Park/Winsor Dam\\209MDCPB05 Quabbin Tower Restroom","Quabbin Park/Winsor Dam","Active","Available"]
[null,"Well Pump/Control Panel","EQ-1070424","WELL PUMP","WELL PUMP",null,"402DEMPB05","\\Locations\\Sites\\Willard Brook State Forest & Pearl Hill State Park\\402DEMPB05 Pearl Hill Campground Pump House","","Active","Available"]
[null,"Well Pump/Control Panel","EQ-1070429","WELL PUMP","WELL PUMP",null,"401DCRPB11","\\Locations\\Sites\\Willard Brook State Forest & Pearl Hill State Park\\401DCRPB11 Willard Brook Camp Ground Pump House","","Active","Available"]
[null,"Well Pump/Control Panel","EQ-1070433","WELL PUMP","WELL PUMP",null,"402DEM4170","\\Locations\\Sites\\Willard Brook State Forest & Pearl Hill State Park\\402DEM4170 Pearl Hill Day Use Pump House","","Active","Available"]
[null,"Well Pump/Pressure Tank","EQ-1067318","WELL PUMP","WELL PUMP",null,"261DEM0120","\\Locations\\Sites\\Brimfield State Forest\\261DEM0120 Maintenance Garage","Brimfield State Forest","Active","Available"]
[null,"WELL SUMP PUMP 1","EQ-1042009","SUMP PUMP","SUMP PUMP",null,"450CDA0210","\\Locations\\Sites\\Massachusetts Emergency Management Agency\\450CDA0210 MEMA Bunker","","Active","Available"]
[null,"WELL SUMP PUMP 2","EQ-1042011","SUMP PUMP","SUMP PUMP",null,"450CDA0210","\\Locations\\Sites\\Massachusetts Emergency Management Agency\\450CDA0210 MEMA Bunker","","Active","Available"]
[null,"Well System/Pump","EQ-1067368","WELL PUMP","WELL PUMP",null,"353DCR1915","\\Locations\\Sites\\Wells State Park\\353DCR1915 Well Pump House","Wells State Park","Active","Available"]
[null,"Well System/Pump","EQ-1067372","WELL PUMP","WELL PUMP",null,"353DEMPB03","\\Locations\\Sites\\Wells State Park\\353DEMPB03 Contact Station","Wells State Park","Active","Available"]
[null,"Well Tank","EQ-1067334","EXP TANKS","EXP TANKS",null,"332DEM1811","\\Locations\\Sites\\Moore State Park\\332DEM1811 Spaulding House Old School House","Moore State Park","Active","Available"]
[null,"Well Tank","EQ-1067413","WELL PUMP","WELL PUMP",null,"256DEMPB10","\\Locations\\Sites\\Mount Tom Reservation\\256DEMPB10 PWS Well House Former Museum","Mount Tom Reservation","Active","Available"]
[null,"Well Tank","EQ-1070482","TANK","TANK",null,"319DEM0406","\\Locations\\Sites\\Clinton Field Office\\319DEM0406 Central Regional Headquarters","Clinton Field Office","Active","Available"]
[null,"Well Tank","EQ-1070881","TANK","TANK",null,"107DCR2000","\\Locations\\Sites\\Ashuwillticook Rail Trail\\107DCR2000 Headquarters Building","Ashuwillticook Rail Trail","Active","Available"]
[null,"Well Tank","EQ-1070942","TANK","TANK",null,"110DEM6420","\\Locations\\Sites\\Mount Greylock Reservation\\110DEM6420 Visitors Center","Mount Greylock Reservation","Active","Available"]
[null,"Well Tank","EQ-1071747","TANK","TANK",null,"251DCR2104","\\Locations\\Sites\\C.M. Gardner State Park\\251DCR2104 Pump House","C.M. Gardner State Park","Active","Available"]
[null,"Well Tanks","EQ-1070407","TANK","TANK",null,"402DEMPB05","\\Locations\\Sites\\Willard Brook State Forest & Pearl Hill State Park\\402DEMPB05 Pearl Hill Campground Pump House","","Active","Available"]
[null,"Well Tanks","EQ-1070409","TANK","TANK",null,"402DEM4170","\\Locations\\Sites\\Willard Brook State Forest & Pearl Hill State Park\\402DEM4170 Pearl Hill Day Use Pump House","","Active","Available"]
[null,"Well Tanks","EQ-1070437","TANK","TANK",null,"401DCRPB11","\\Locations\\Sites\\Willard Brook State Forest & Pearl Hill State Park\\401DCRPB11 Willard Brook Camp Ground Pump House","","Active","Available"]
[null,"Well Tanks","EQ-1070908","TANK","TANK",null,"102DEM2230","\\Locations\\Sites\\Clarksburg State Park\\102DEM2230 Pump House","Clarksburg State Park","Active","Available"]
[null,"Well Tanks","EQ-1070925","TANK","TANK",null,"104DEM6410","\\Locations\\Sites\\Mount Greylock Reservation\\104DEM6410 Bascom Lodge","Mount Greylock Reservation","Active","Available"]
[null,"Well Tanks","EQ-1070946","TANK","TANK",null,"103DEM0300","\\Locations\\Sites\\Natural Bridge State Park\\103DEM0300 Administrative Building","Natural Bridge State Park","Active","Available"]
[null,"WELL WATER","EQ-1072187","OTHER","OTHER",null,"176MDC9502","\\Locations\\Sites\\Quabbin Fishing Area 2\\176MDC9502 Restroom","Quabbin Fishing Area 2","Active","Available"]
[null,"WELL WATER","EQ-1072215","OTHER","OTHER",null,"312MDC0350","\\Locations\\Sites\\Quabbin Fishing Area 3\\312MDC0350 Restroom","Quabbin Fishing Area 3","Active","Available"]
[null,"WELL WATER BACK FLOW PREVENTER","EQ-1041999","BACKFLOW PREVENTER - FIRE SPRINKLER SYSTEM","MAIN BACK FLOW PREVENTER",null,"450CDA0210","\\Locations\\Sites\\Massachusetts Emergency Management Agency\\450CDA0210 MEMA Bunker","","Active","Available"]
[null,"Well/Booster Pump Control Panel","EQ-1067364","CONTROL PANEL","CONTROL PANEL",null,"353DCR1915","\\Locations\\Sites\\Wells State Park\\353DCR1915 Well Pump House","Wells State Park","Active","Available"]
[null,"Well/Booster Pump Control Panel","EQ-1067371","CONTROL PANEL","CONTROL PANEL",null,"353DCR1915","\\Locations\\Sites\\Wells State Park\\353DCR1915 Well Pump House","Wells State Park","Active","Available"]
[null,"West Culvert","EQ-1072047","CULVERT","TRAIL STREAM CROSSING",null,{"$f":"IFERROR(MID(H29191,FIND(\"\\\",H29191,18)+1,10),\"\")","v":"LIDCR21167"},"\\Locations\\Sites\\Chester - Blandford State Forest\\LIDCR21167 Observation Hill Road",{"$f":"IFERROR(MID(H29191,18,FIND(\"\\\",MID(H29191,18,30))-1),\"\")","v":""},"Active","Available"]
[null,"West Drinking Water Fountain (Combo-Footwash)","EQ-1070757","DRINKING FOUNTAIN","Plumbing Equipment",null,"551DCR2080","\\Locations\\Sites\\Dorchester Shores Reservation\\551DCR2080 Savin Hill Beach","Dorchester Shores Reservation","Active","Available"]
[null,"WEST KITCHEN CONDENSER","EQ-1043503","CONDENSER","CONDENSER",null,"339DMH0002","\\Locations\\Sites\\Central Youth Service Center\\339DMH0002 Sharp Building 55\\GROUNDS","Central Youth Service Center","Active","Available"]
[null,"WET FIRE SUPPRESSION SYSTEM","EQ-1072109","WET FIRE SUPPRESSION SYSTEM","WET FIRE SUPPRESSION SYSTEM",null,"210MDC9501","\\Locations\\Sites\\Administration Complex\\210MDC9501 Main Administration Building","Administration Complex","Active","Available"]
[null,"WET FIRE SUPPRESSION SYSTEM","EQ-1072110","WET FIRE SUPPRESSION SYSTEM","WET FIRE SUPPRESSION SYSTEM",null,"210DCR2104","\\Locations\\Sites\\Administration Complex\\210DCR2104 Hangar","Administration Complex","Active","Available"]
[null,"WET SPRINKLER SYSTEM","EQ-1027896","WET/DRY FIRE SUPPRESSION SYSTEM","WET/DRY FIRE SUPPRESSION SYSTEM",null,"531TRC1001","\\Locations\\Sites\\Salem Court Complex\\531TRC1001 J. Michael Ruane Judicial Center","Salem Court Complex","Active","Available"]
[null,"WET VACUUM, TORNADO TASKFORCE TROTT MOP 17 GAL","EQ-1008382","SPEC EQUIP","SPEC EQUIP",null,"255DPH9002","\\Locations\\Sites\\Western Massachusetts Hospital\\255DPH9002 Western Mass Hospital","","Active","Available"]
[null,"WH-1 GAS HOT WATER HEATER","EQ-1030377","WATER HEATERS (BOILERS)",null,null,"658TRC1001","\\Locations\\Sites\\Taunton Court Complex\\658TRC1001 Taunton Trial Court\\LL\\0216","Taunton Court Complex","Active","Available"]
[null,"WH-1-Wall Hydrant-214","EQ-1040077",null,null,null,"335QCC1601","\\Locations\\Sites\\Quinsigamond Community College\\335QCC1601 QuEST Center, Engineering Science Technology Ctr.\\Floor 02\\214","","Active","Available"]
[null,"WH-2 GAS HOT WATER HEATER","EQ-1030383","WATER HEATERS (BOILERS)",null,null,"658TRC1001","\\Locations\\Sites\\Taunton Court Complex\\658TRC1001 Taunton Trial Court\\LL\\0216","Taunton Court Complex","Active","Available"]
[null,"WH-3 HOT WATER HEATER","EQ-1030307","WATER HEATERS (BOILERS)",null,null,"658TRC1001","\\Locations\\Sites\\Taunton Court Complex\\658TRC1001 Taunton Trial Court\\Floor 04","Taunton Court Complex","Active","Available"]
[null,"Whalen Field Water Fountain","EQ-1070845","DRINKING FOUNTAIN","Plumbing Equipment",null,"445DCR2007","\\Locations\\Sites\\Charles River Reservation\\445DCR2007 Brud Whalen Ball Field","Charles River Reservation","Active","Available"]
[null,"WHEEL CHAIR LIFT #7 - SH 442 MEZZANINE","EQ-1066226","HANDICAP ELEVATOR","HANDICAP ELEVATOR",null,"551BSB9004","\\Locations\\Sites\\State House\\551BSB9004 State House\\Elevator\\WCL7","State House","Active","Available"]
[null,"WHEEL CHAIR LIFT #8 - COAL POCKET","EQ-1066225","HANDICAP ELEVATOR","HANDICAP ELEVATOR",null,"551BSB9004","\\Locations\\Sites\\State House\\551BSB9004 State House\\Elevator\\WCL8","State House","Active","Available"]
[null,"WHEEL CHAIR, INVACARE 9000SL 18\"X18\"","EQ-1008425","WHEELCHAIR","WHEELCHAIR",null,"255DPH9002","\\Locations\\Sites\\Western Massachusetts Hospital\\255DPH9002 Western Mass Hospital","","Active","Available"]
[null,"WHEEL CHAIR, INVACARE IVC TRACER IV EXTRA WIDE","EQ-1008424","WHEELCHAIR","WHEELCHAIR",null,"255DPH9002","\\Locations\\Sites\\Western Massachusetts Hospital\\255DPH9002 Western Mass Hospital","","Active","Available"]
[null,"WHEELCHAIR  # 80018  TH # 93","EQ-1029239","WHEELCHAIR",null,null,"407DPH0780","\\Locations\\Sites\\Tewksbury State Hospital\\407DPH0780 Saunders Building","Tewksbury State Hospital","Active","Available"]
[null,"WHEELCHAIR LIFT #1- SH 116","EQ-1001545","HANDICAP ELEVATOR","HANDICAP ELEVATOR",null,"551BSB9004","\\Locations\\Sites\\State House\\551BSB9004 State House\\Elevator\\WCL1","State House","Active","Available"]
[null,"WHEELCHAIR LIFT #2 - SH DORIC HALL","EQ-1001546","HANDICAP ELEVATOR","HANDICAP ELEVATOR",null,"551BSB9004","\\Locations\\Sites\\State House\\551BSB9004 State House\\Elevator\\WCL2","State House","Active","Available"]
[null,"WHEELCHAIR LIFT #3 - SH 259","EQ-1001547","HANDICAP ELEVATOR","HANDICAP ELEVATOR",null,"551BSB9004","\\Locations\\Sites\\State House\\551BSB9004 State House\\Elevator\\WCL3","State House","Active","Available"]
[null,"WHEELCHAIR LIFT #4 - SH 437A","EQ-1001548","HANDICAP ELEVATOR","HANDICAP ELEVATOR",null,"551BSB9004","\\Locations\\Sites\\State House\\551BSB9004 State House\\Elevator\\WCL4","State House","Active","Available"]
[null,"WHEELCHAIR LIFT #5 - SH 443","EQ-1001549","HANDICAP ELEVATOR","HANDICAP ELEVATOR",null,"551BSB9004","\\Locations\\Sites\\State House\\551BSB9004 State House\\Elevator\\WCL5","State House","Active","Available"]
[null,"WHEELCHAIR LIFT #6 - SH 487","EQ-1001550","HANDICAP ELEVATOR","HANDICAP ELEVATOR",null,"551BSB9004","\\Locations\\Sites\\State House\\551BSB9004 State House\\Elevator\\WCL6","State House","Active","Available"]
[null,"WHEELCHAIR LIFT ( 5TH FLR. SOCIAL LAW ) (1-W-11653)","EQ-1023865","HANDICAP ELEVATOR","HANDICAP ELEVATOR",null,"551TRC9201","\\Locations\\Sites\\Suffolk County Superior Court\\551TRC9201 John Adams Historic Courthouse\\Floor 05\\5-138","Suffolk County Superior Court","Active","Available"]
[null,"WHEELCHAIR LIFT (281-W-1064) (Outside)","EQ-1045527","AUTO LIFT","AUTO LIFT",null,"268STC9014","\\Locations\\Sites\\Springfield Tech Community College\\268STC9014 Health Sciences Building 20\\Floor 02","","Active","Available"]
[null,"WHEELCHAIR LIFT (281-W-1122)","EQ-1045288","AUTO LIFT","AUTO LIFT",null,"268STC9008","\\Locations\\Sites\\Springfield Tech Community College\\268STC9008 Graphic Arts Building 14\\GROUNDS","","Active","Available"]
[null,"WHEELCHAIR LIFT (281-W-1124)","EQ-1045220","MISC. LIFT","MISC. LIFT",null,"268STC6666","\\Locations\\Sites\\Springfield Tech Community College\\268STC6666 Scibelli Hall Building 2\\Floor 01\\AUDITORIUM [02-A1]","","Active","Available"]
[null,"WHEELCHAIR LIFT (7 JUSTICE COURTROOM) (1-W-11873)","EQ-1023595","HANDICAP ELEVATOR","HANDICAP ELEVATOR",null,"551TRC9201","\\Locations\\Sites\\Suffolk County Superior Court\\551TRC9201 John Adams Historic Courthouse\\Floor 02","Suffolk County Superior Court","Active","Available"]
[null,"WHEELCHAIR LIFT - SALLYPORT (95-W-382)","EQ-1029799","ELEVATOR",null,null,"664TRC9200","\\Locations\\Sites\\Fall River Trial Court - Durfee\\664TRC9200 Fall River Probate and Family Court\\Floor 01\\127","","Active","Available"]
[null,"WHEELCHAIR, 24\"X18\" SENTRA HD","EQ-1008402","WHEELCHAIR","WHEELCHAIR",null,"255DPH9002","\\Locations\\Sites\\Western Massachusetts Hospital\\255DPH9002 Western Mass Hospital","","Active","Available"]
[null,"WHEELCHAIR, EXCEL 2000","EQ-1008420","WHEELCHAIR","WHEELCHAIR",null,"255DPH9002","\\Locations\\Sites\\Western Massachusetts Hospital\\255DPH9002 Western Mass Hospital","","Active","Available"]
[null,"WHEELCHAIR, INVACARE 20\"X18\"","EQ-1008432","WHEELCHAIR","WHEELCHAIR",null,"255DPH9002","\\Locations\\Sites\\Western Massachusetts Hospital\\255DPH9002 Western Mass Hospital","","Active","Available"]
[null,"WHEELCHAIR, INVACARE 9SL","EQ-1008417","WHEELCHAIR","WHEELCHAIR",null,"255DPH9002","\\Locations\\Sites\\Western Massachusetts Hospital\\255DPH9002 Western Mass Hospital","","Active","Available"]
[null,"WHEELCHAIR, INVACARE CUSTOM POWER","EQ-1008416","WHEELCHAIR","WHEELCHAIR",null,"255DPH9002","\\Locations\\Sites\\Western Massachusetts Hospital\\255DPH9002 Western Mass Hospital","","Active","Available"]
[null,"WHEELCHAIR, INVACARE SOLARA TILT-N-SPACE","EQ-1008443","WHEELCHAIR","WHEELCHAIR",null,"255DPH9002","\\Locations\\Sites\\Western Massachusetts Hospital\\255DPH9002 Western Mass Hospital","","Active","Available"]
[null,"WHEELCHAIR, INVACARE TDX3 SE","EQ-1008423","WHEELCHAIR","WHEELCHAIR",null,"255DPH9002","\\Locations\\Sites\\Western Massachusetts Hospital\\255DPH9002 Western Mass Hospital","","Active","Available"]
[null,"WHEELCHAIR, INVACARE TILT","EQ-1008428","WHEELCHAIR","WHEELCHAIR",null,"255DPH9002","\\Locations\\Sites\\Western Massachusetts Hospital\\255DPH9002 Western Mass Hospital","","Active","Available"]
[null,"WHEELCHAIR, INVACARE TOPAZ MANUAL BARIATRIC","EQ-1008436","WHEELCHAIR","WHEELCHAIR",null,"255DPH9002","\\Locations\\Sites\\Western Massachusetts Hospital\\255DPH9002 Western Mass Hospital","","Active","Available"]
[null,"WHEELCHAIR, IRIS","EQ-1008427","WHEELCHAIR","WHEELCHAIR",null,"255DPH9002","\\Locations\\Sites\\Western Massachusetts Hospital\\255DPH9002 Western Mass Hospital","","Active","Available"]
[null,"WHEELCHAIR, MANUAL INVACARE 18X18","EQ-1008419","WHEELCHAIR","WHEELCHAIR",null,"255DPH9002","\\Locations\\Sites\\Western Massachusetts Hospital\\255DPH9002 Western Mass Hospital","","Active","Available"]
[null,"WHEELCHAIR, MANUAL INVACARE 20X16","EQ-1008405","WHEELCHAIR","WHEELCHAIR",null,"255DPH9002","\\Locations\\Sites\\Western Massachusetts Hospital\\255DPH9002 Western Mass Hospital","","Active","Available"]
[null,"WHEELCHAIR, MANUAL INVACARE 22X16","EQ-1008410","WHEELCHAIR","WHEELCHAIR",null,"255DPH9002","\\Locations\\Sites\\Western Massachusetts Hospital\\255DPH9002 Western Mass Hospital","","Active","Available"]
[null,"WHEELCHAIR, MANUAL INVACARE 22X18","EQ-1008412","WHEELCHAIR","WHEELCHAIR",null,"255DPH9002","\\Locations\\Sites\\Western Massachusetts Hospital\\255DPH9002 Western Mass Hospital","","Active","Available"]
[null,"WHEELCHAIR, PRONTO M91 SURESTEP","EQ-1008442","WHEELCHAIR","WHEELCHAIR",null,"255DPH9002","\\Locations\\Sites\\Western Massachusetts Hospital\\255DPH9002 Western Mass Hospital","","Active","Available"]
[null,"WHEELCHAIR, STORM TDX3","EQ-1008441","WHEELCHAIR","WHEELCHAIR",null,"255DPH9002","\\Locations\\Sites\\Western Massachusetts Hospital\\255DPH9002 Western Mass Hospital","","Active","Available"]
[null,"WHEELCHAIR, TILT-N-SPACE QUICKIE IRIS","EQ-1008439","WHEELCHAIR","WHEELCHAIR",null,"255DPH9002","\\Locations\\Sites\\Western Massachusetts Hospital\\255DPH9002 Western Mass Hospital","","Active","Available"]
[null,"WHEELCHAIR, TILT-N-SPACE QUICKIE IRIS","EQ-1008440","WHEELCHAIR","WHEELCHAIR",null,"255DPH9002","\\Locations\\Sites\\Western Massachusetts Hospital\\255DPH9002 Western Mass Hospital","","Active","Available"]
[null,"WHEELCHAIRS - 1 NORTH","EQ-1009901","WHEELCHAIR","WHEELCHAIR",null,"256HLY0010","\\Locations\\Sites\\Soldiers Home - Holyoke\\256HLY0010 Soldiers Home - Holyoke\\Floor 01 N","Soldiers Home - Holyoke","Active","Available"]
[null,"WHEELCHAIRS - 2 EAST","EQ-1009908","WHEELCHAIR","WHEELCHAIR",null,"256HLY0010","\\Locations\\Sites\\Soldiers Home - Holyoke\\256HLY0010 Soldiers Home - Holyoke\\Floor 02 E","Soldiers Home - Holyoke","Active","Available"]
[null,"WHEELCHAIRS - 2 NORTH","EQ-1009879","WHEELCHAIR","WHEELCHAIR",null,"256HLY0010","\\Locations\\Sites\\Soldiers Home - Holyoke\\256HLY0010 Soldiers Home - Holyoke\\Floor 02 N","Soldiers Home - Holyoke","Active","Available"]
[null,"WHEELCHAIRS - 2 SOUTH","EQ-1009895","WHEELCHAIR","WHEELCHAIR",null,"256HLY0010","\\Locations\\Sites\\Soldiers Home - Holyoke\\256HLY0010 Soldiers Home - Holyoke\\Floor 02S","Soldiers Home - Holyoke","Active","Available"]
[null,"WHEELCHAIRS - 2 WEST","EQ-1009902","WHEELCHAIR","WHEELCHAIR",null,"256HLY0010","\\Locations\\Sites\\Soldiers Home - Holyoke\\256HLY0010 Soldiers Home - Holyoke\\Floor 02 W","Soldiers Home - Holyoke","Active","Available"]
[null,"WHEELCHAIRS - 3 EAST","EQ-1009894","WHEELCHAIR","WHEELCHAIR",null,"256HLY0010","\\Locations\\Sites\\Soldiers Home - Holyoke\\256HLY0010 Soldiers Home - Holyoke\\Floor 03 E","Soldiers Home - Holyoke","Active","Available"]
[null,"WHEELCHAIRS - 3 NORTH","EQ-1009881","WHEELCHAIR","WHEELCHAIR",null,"256HLY0010","\\Locations\\Sites\\Soldiers Home - Holyoke\\256HLY0010 Soldiers Home - Holyoke\\Floor 03 N","Soldiers Home - Holyoke","Active","Available"]
[null,"WHEELCHAIRS - 4 EAST","EQ-1009931","WHEELCHAIR","WHEELCHAIR",null,"256HLY0010","\\Locations\\Sites\\Soldiers Home - Holyoke\\256HLY0010 Soldiers Home - Holyoke\\Floor 04 E","Soldiers Home - Holyoke","Active","Available"]
[null,"WHEELCHAIRS - 4 WEST","EQ-1009923","WHEELCHAIR","WHEELCHAIR",null,"256HLY0010","\\Locations\\Sites\\Soldiers Home - Holyoke\\256HLY0010 Soldiers Home - Holyoke\\Floor 04 W","Soldiers Home - Holyoke","Active","Available"]
[null,"WHEELCHAIRS - OUT PATIENT DEPARTMENT","EQ-1009917","WHEELCHAIR","WHEELCHAIR",null,"256HLY0010","\\Locations\\Sites\\Soldiers Home - Holyoke\\256HLY0010 Soldiers Home - Holyoke\\Floor 01\\199","Soldiers Home - Holyoke","Active","Available"]
[null,"WHEELCHAIRS - PHYSICAL THERAPY","EQ-1010013","WHEELCHAIR","WHEELCHAIR",null,"256HLY0010","\\Locations\\Sites\\Soldiers Home - Holyoke\\256HLY0010 Soldiers Home - Holyoke\\GROUND\\N011","Soldiers Home - Holyoke","Active","Available"]
[null,"WHEELED REFRIDGERATOR TAG R2","EQ-1038642","WALK-IN REFRIGERA (PROCESS COOLING)","WALK-IN REFRIGERA (PROCESS COOLING)",null,"515SDEPB01","\\Locations\\Sites\\Essex County Sheriff's Department - Lawrence\\515SDEPB01 Main Administration Building\\Floor 01\\KITCHEN","","Active","Available"]
[null,"WHITE ROGERS/TRIPLE AQUASTAT.","EQ-1042305","BOILER","BOILER",null,"328POLPB11","\\Locations\\Sites\\State Police Training Academy\\328POLPB11 Residence And Office-13 Circle Drive","State Police Training Academy","Active","Available"]
[null,"WII CONSOLE SYSTEM W/4 CONTROLERS AND SPORTS RESORT GAME","EQ-1008376","SPEC EQUIP","SPEC EQUIP",null,"255DPH9002","\\Locations\\Sites\\Western Massachusetts Hospital\\255DPH9002 Western Mass Hospital","","Active","Available"]
[null,"WII, WITH WII FIT PLUS AND 2 CONTOLERS AND CHARGER","EQ-1008379","SPEC EQUIP","SPEC EQUIP",null,"255DPH9002","\\Locations\\Sites\\Western Massachusetts Hospital\\255DPH9002 Western Mass Hospital","","Active","Available"]
[null,"Wind Power Turbine Generator","EQ-1063813","TURBINE GENERATOR","TURBINE GENERATOR",null,"","\\Locations\\Sites\\Massachusetts Maritime Academy","","Active","Available"]
[null,"WINDOW A/C - COURTHOUSE TOTAL 2","EQ-1027242","AIR CONDITIONING UNIT","AIR CONDITIONING UNIT",null,"530TRC9702","\\Locations\\Sites\\Lynn District Court\\530TRC9702 Lynn District Court","Lynn District Court","Active","Available"]
[null,"WINDOW A/C - EDU","EQ-1028539","WINDOW AIR CONDITIONER","WINDOW AIR CONDITIONER",null,{"$f":"IFERROR(MID(H29255,FIND(\"\\\",H29255,18)+1,10),\"\")","v":"450DOC0010"},"\\Locations\\Sites\\MCI - Framingham\\450DOC0010 Old Administration 10\\Floor 02\\212",{"$f":"IFERROR(MID(H29255,18,FIND(\"\\\",MID(H29255,18,30))-1),\"\")","v":"MCI - Framingham"},"Active","Available"]
[null,"WINDOW A/C - EDU","EQ-1028540","WINDOW AIR CONDITIONER","WINDOW AIR CONDITIONER",null,"450DOC0010","\\Locations\\Sites\\MCI - Framingham\\450DOC0010 Old Administration 10\\Floor 02\\212","MCI - Framingham","Active","Available"]
[null,"WINDOW AC - PTAC1","EQ-1040213","WINDOW AIR CONDITIONER","WINDOW AIR CONDITIONER",null,"551DYS0010","\\Locations\\Sites\\Judge Connelly Youth Center\\551DYS0010 Connelly Youth Center\\Floor 02","Judge Connelly Youth Center","Active","Available"]
[null,"WINDOW AC - PTAC10","EQ-1040181","WINDOW AIR CONDITIONER","WINDOW AIR CONDITIONER",null,"551DYS0010","\\Locations\\Sites\\Judge Connelly Youth Center\\551DYS0010 Connelly Youth Center\\Floor 02","Judge Connelly Youth Center","Active","Available"]
[null,"WINDOW AC - PTAC11","EQ-1040207","WINDOW AIR CONDITIONER","WINDOW AIR CONDITIONER",null,"551DYS0010","\\Locations\\Sites\\Judge Connelly Youth Center\\551DYS0010 Connelly Youth Center\\Floor 02","Judge Connelly Youth Center","Active","Available"]
[null,"WINDOW AC - PTAC12","EQ-1040206","WINDOW AIR CONDITIONER","WINDOW AIR CONDITIONER",null,"551DYS0010","\\Locations\\Sites\\Judge Connelly Youth Center\\551DYS0010 Connelly Youth Center\\Floor 02","Judge Connelly Youth Center","Active","Available"]
[null,"WINDOW AC - PTAC13","EQ-1040175","WINDOW AIR CONDITIONER","WINDOW AIR CONDITIONER",null,"551DYS0010","\\Locations\\Sites\\Judge Connelly Youth Center\\551DYS0010 Connelly Youth Center\\Floor 02","Judge Connelly Youth Center","Active","Available"]
[null,"WINDOW AC - PTAC14","EQ-1040203","WINDOW AIR CONDITIONER","WINDOW AIR CONDITIONER",null,"551DYS0010","\\Locations\\Sites\\Judge Connelly Youth Center\\551DYS0010 Connelly Youth Center\\Floor 02","Judge Connelly Youth Center","Active","Available"]
[null,"WINDOW AC - PTAC15","EQ-1040179","WINDOW AIR CONDITIONER","WINDOW AIR CONDITIONER",null,"551DYS0010","\\Locations\\Sites\\Judge Connelly Youth Center\\551DYS0010 Connelly Youth Center\\Floor 02","Judge Connelly Youth Center","Active","Available"]
[null,"WINDOW AC - PTAC16","EQ-1040177","WINDOW AIR CONDITIONER","WINDOW AIR CONDITIONER",null,"551DYS0010","\\Locations\\Sites\\Judge Connelly Youth Center\\551DYS0010 Connelly Youth Center\\Floor 02","Judge Connelly Youth Center","Active","Available"]
[null,"WINDOW AC - PTAC17","EQ-1040210","WINDOW AIR CONDITIONER","WINDOW AIR CONDITIONER",null,"551DYS0010","\\Locations\\Sites\\Judge Connelly Youth Center\\551DYS0010 Connelly Youth Center\\Floor 02","Judge Connelly Youth Center","Active","Available"]
[null,"WINDOW AC - PTAC18","EQ-1040184","WINDOW AIR CONDITIONER","WINDOW AIR CONDITIONER",null,"551DYS0010","\\Locations\\Sites\\Judge Connelly Youth Center\\551DYS0010 Connelly Youth Center\\Floor 02","Judge Connelly Youth Center","Active","Available"]
[null,"WINDOW AC - PTAC19","EQ-1040231","WINDOW AIR CONDITIONER","WINDOW AIR CONDITIONER",null,"551DYS0010","\\Locations\\Sites\\Judge Connelly Youth Center\\551DYS0010 Connelly Youth Center\\Floor 02","Judge Connelly Youth Center","Active","Available"]
[null,"WINDOW AC - PTAC2","EQ-1040183","WINDOW AIR CONDITIONER","WINDOW AIR CONDITIONER",null,"551DYS0010","\\Locations\\Sites\\Judge Connelly Youth Center\\551DYS0010 Connelly Youth Center\\Floor 02","Judge Connelly Youth Center","Active","Available"]
[null,"WINDOW AC - PTAC20","EQ-1040209","WINDOW AIR CONDITIONER","WINDOW AIR CONDITIONER",null,"551DYS0010","\\Locations\\Sites\\Judge Connelly Youth Center\\551DYS0010 Connelly Youth Center\\Floor 02","Judge Connelly Youth Center","Active","Available"]
[null,"WINDOW AC - PTAC21","EQ-1040211","WINDOW AIR CONDITIONER","WINDOW AIR CONDITIONER",null,"551DYS0010","\\Locations\\Sites\\Judge Connelly Youth Center\\551DYS0010 Connelly Youth Center\\Floor 02","Judge Connelly Youth Center","Active","Available"]
[null,"WINDOW AC - PTAC22","EQ-1040187","WINDOW AIR CONDITIONER","WINDOW AIR CONDITIONER",null,"551DYS0010","\\Locations\\Sites\\Judge Connelly Youth Center\\551DYS0010 Connelly Youth Center\\Floor 02","Judge Connelly Youth Center","Active","Available"]
[null,"WINDOW AC - PTAC23","EQ-1040214","WINDOW AIR CONDITIONER","WINDOW AIR CONDITIONER",null,"551DYS0010","\\Locations\\Sites\\Judge Connelly Youth Center\\551DYS0010 Connelly Youth Center\\Floor 02","Judge Connelly Youth Center","Active","Available"]
[null,"WINDOW AC - PTAC24","EQ-1040223","WINDOW AIR CONDITIONER","WINDOW AIR CONDITIONER",null,"551DYS0010","\\Locations\\Sites\\Judge Connelly Youth Center\\551DYS0010 Connelly Youth Center\\Floor 02","Judge Connelly Youth Center","Active","Available"]
[null,"WINDOW AC - PTAC25","EQ-1040216","WINDOW AIR CONDITIONER","WINDOW AIR CONDITIONER",null,"551DYS0010","\\Locations\\Sites\\Judge Connelly Youth Center\\551DYS0010 Connelly Youth Center\\Floor 02","Judge Connelly Youth Center","Active","Available"]
[null,"WINDOW AC - PTAC26","EQ-1040190","WINDOW AIR CONDITIONER","WINDOW AIR CONDITIONER",null,"551DYS0010","\\Locations\\Sites\\Judge Connelly Youth Center\\551DYS0010 Connelly Youth Center\\Floor 02","Judge Connelly Youth Center","Active","Available"]
[null,"WINDOW AC - PTAC27","EQ-1040182","WINDOW AIR CONDITIONER","WINDOW AIR CONDITIONER",null,"551DYS0010","\\Locations\\Sites\\Judge Connelly Youth Center\\551DYS0010 Connelly Youth Center\\Floor 02","Judge Connelly Youth Center","Active","Available"]
[null,"WINDOW AC - PTAC28","EQ-1040204","WINDOW AIR CONDITIONER","WINDOW AIR CONDITIONER",null,"551DYS0010","\\Locations\\Sites\\Judge Connelly Youth Center\\551DYS0010 Connelly Youth Center\\Floor 02","Judge Connelly Youth Center","Active","Available"]
[null,"WINDOW AC - PTAC29","EQ-1040174","WINDOW AIR CONDITIONER","WINDOW AIR CONDITIONER",null,"551DYS0010","\\Locations\\Sites\\Judge Connelly Youth Center\\551DYS0010 Connelly Youth Center\\Floor 02","Judge Connelly Youth Center","Active","Available"]
[null,"WINDOW AC - PTAC3","EQ-1040191","WINDOW AIR CONDITIONER","WINDOW AIR CONDITIONER",null,"551DYS0010","\\Locations\\Sites\\Judge Connelly Youth Center\\551DYS0010 Connelly Youth Center\\Floor 02","Judge Connelly Youth Center","Active","Available"]
[null,"WINDOW AC - PTAC30","EQ-1040194","WINDOW AIR CONDITIONER","WINDOW AIR CONDITIONER",null,"551DYS0010","\\Locations\\Sites\\Judge Connelly Youth Center\\551DYS0010 Connelly Youth Center\\Floor 02","Judge Connelly Youth Center","Active","Available"]
[null,"WINDOW AC - PTAC31","EQ-1040176","WINDOW AIR CONDITIONER","WINDOW AIR CONDITIONER",null,"551DYS0010","\\Locations\\Sites\\Judge Connelly Youth Center\\551DYS0010 Connelly Youth Center\\Floor 02","Judge Connelly Youth Center","Active","Available"]
[null,"WINDOW AC - PTAC32","EQ-1040199","WINDOW AIR CONDITIONER","WINDOW AIR CONDITIONER",null,"551DYS0010","\\Locations\\Sites\\Judge Connelly Youth Center\\551DYS0010 Connelly Youth Center\\Floor 02","Judge Connelly Youth Center","Active","Available"]
[null,"WINDOW AC - PTAC33","EQ-1040205","WINDOW AIR CONDITIONER","WINDOW AIR CONDITIONER",null,"551DYS0010","\\Locations\\Sites\\Judge Connelly Youth Center\\551DYS0010 Connelly Youth Center\\Floor 03","Judge Connelly Youth Center","Active","Available"]
[null,"WINDOW AC - PTAC34","EQ-1040178","WINDOW AIR CONDITIONER","WINDOW AIR CONDITIONER",null,"551DYS0010","\\Locations\\Sites\\Judge Connelly Youth Center\\551DYS0010 Connelly Youth Center\\Floor 03","Judge Connelly Youth Center","Active","Available"]
[null,"WINDOW AC - PTAC35","EQ-1040180","WINDOW AIR CONDITIONER","WINDOW AIR CONDITIONER",null,"551DYS0010","\\Locations\\Sites\\Judge Connelly Youth Center\\551DYS0010 Connelly Youth Center\\Floor 03","Judge Connelly Youth Center","Active","Available"]
[null,"WINDOW AC - PTAC36","EQ-1040198","WINDOW AIR CONDITIONER","WINDOW AIR CONDITIONER",null,"551DYS0010","\\Locations\\Sites\\Judge Connelly Youth Center\\551DYS0010 Connelly Youth Center\\Floor 03","Judge Connelly Youth Center","Active","Available"]
[null,"WINDOW AC - PTAC37","EQ-1040185","WINDOW AIR CONDITIONER","WINDOW AIR CONDITIONER",null,"551DYS0010","\\Locations\\Sites\\Judge Connelly Youth Center\\551DYS0010 Connelly Youth Center\\Floor 03","Judge Connelly Youth Center","Active","Available"]
[null,"WINDOW AC - PTAC38","EQ-1040208","WINDOW AIR CONDITIONER","WINDOW AIR CONDITIONER",null,"551DYS0010","\\Locations\\Sites\\Judge Connelly Youth Center\\551DYS0010 Connelly Youth Center\\Floor 03","Judge Connelly Youth Center","Active","Available"]
[null,"WINDOW AC - PTAC39","EQ-1040192","WINDOW AIR CONDITIONER","WINDOW AIR CONDITIONER",null,"551DYS0010","\\Locations\\Sites\\Judge Connelly Youth Center\\551DYS0010 Connelly Youth Center\\Floor 03","Judge Connelly Youth Center","Active","Available"]
[null,"WINDOW AC - PTAC4","EQ-1040215","WINDOW AIR CONDITIONER","WINDOW AIR CONDITIONER",null,"551DYS0010","\\Locations\\Sites\\Judge Connelly Youth Center\\551DYS0010 Connelly Youth Center\\Floor 02","Judge Connelly Youth Center","Active","Available"]
[null,"WINDOW AC - PTAC40","EQ-1040233","WINDOW AIR CONDITIONER","WINDOW AIR CONDITIONER",null,"551DYS0010","\\Locations\\Sites\\Judge Connelly Youth Center\\551DYS0010 Connelly Youth Center\\Floor 03","Judge Connelly Youth Center","Active","Available"]
[null,"WINDOW AC - PTAC41","EQ-1040247","WINDOW AIR CONDITIONER","WINDOW AIR CONDITIONER",null,"551DYS0010","\\Locations\\Sites\\Judge Connelly Youth Center\\551DYS0010 Connelly Youth Center\\Floor 03","Judge Connelly Youth Center","Active","Available"]
[null,"WINDOW AC - PTAC42","EQ-1040224","WINDOW AIR CONDITIONER","WINDOW AIR CONDITIONER",null,"551DYS0010","\\Locations\\Sites\\Judge Connelly Youth Center\\551DYS0010 Connelly Youth Center\\Floor 03","Judge Connelly Youth Center","Active","Available"]
[null,"WINDOW AC - PTAC43","EQ-1040220","WINDOW AIR CONDITIONER","WINDOW AIR CONDITIONER",null,"551DYS0010","\\Locations\\Sites\\Judge Connelly Youth Center\\551DYS0010 Connelly Youth Center\\Floor 03","Judge Connelly Youth Center","Active","Available"]
[null,"WINDOW AC - PTAC44","EQ-1040221","WINDOW AIR CONDITIONER","WINDOW AIR CONDITIONER",null,"551DYS0010","\\Locations\\Sites\\Judge Connelly Youth Center\\551DYS0010 Connelly Youth Center\\Floor 03","Judge Connelly Youth Center","Active","Available"]
[null,"WINDOW AC - PTAC45","EQ-1040229","WINDOW AIR CONDITIONER","WINDOW AIR CONDITIONER",null,"551DYS0010","\\Locations\\Sites\\Judge Connelly Youth Center\\551DYS0010 Connelly Youth Center\\Floor 03","Judge Connelly Youth Center","Active","Available"]
[null,"WINDOW AC - PTAC46","EQ-1040225","WINDOW AIR CONDITIONER","WINDOW AIR CONDITIONER",null,"551DYS0010","\\Locations\\Sites\\Judge Connelly Youth Center\\551DYS0010 Connelly Youth Center\\Floor 03","Judge Connelly Youth Center","Active","Available"]
[null,"WINDOW AC - PTAC47","EQ-1040217","WINDOW AIR CONDITIONER","WINDOW AIR CONDITIONER",null,"551DYS0010","\\Locations\\Sites\\Judge Connelly Youth Center\\551DYS0010 Connelly Youth Center\\Floor 03","Judge Connelly Youth Center","Active","Available"]
[null,"WINDOW AC - PTAC48","EQ-1040186","WINDOW AIR CONDITIONER","WINDOW AIR CONDITIONER",null,"551DYS0010","\\Locations\\Sites\\Judge Connelly Youth Center\\551DYS0010 Connelly Youth Center\\Floor 03","Judge Connelly Youth Center","Active","Available"]
[null,"WINDOW AC - PTAC49","EQ-1040188","WINDOW AIR CONDITIONER","WINDOW AIR CONDITIONER",null,"551DYS0010","\\Locations\\Sites\\Judge Connelly Youth Center\\551DYS0010 Connelly Youth Center\\Floor 03","Judge Connelly Youth Center","Active","Available"]
[null,"WINDOW AC - PTAC5","EQ-1040200","WINDOW AIR CONDITIONER","WINDOW AIR CONDITIONER",null,"551DYS0010","\\Locations\\Sites\\Judge Connelly Youth Center\\551DYS0010 Connelly Youth Center\\Floor 02","Judge Connelly Youth Center","Active","Available"]
[null,"WINDOW AC - PTAC50","EQ-1040195","WINDOW AIR CONDITIONER","WINDOW AIR CONDITIONER",null,"551DYS0010","\\Locations\\Sites\\Judge Connelly Youth Center\\551DYS0010 Connelly Youth Center\\Floor 03","Judge Connelly Youth Center","Active","Available"]
[null,"WINDOW AC - PTAC51","EQ-1040212","WINDOW AIR CONDITIONER","WINDOW AIR CONDITIONER",null,"551DYS0010","\\Locations\\Sites\\Judge Connelly Youth Center\\551DYS0010 Connelly Youth Center\\Floor 03","Judge Connelly Youth Center","Active","Available"]
[null,"WINDOW AC - PTAC52","EQ-1040193","WINDOW AIR CONDITIONER","WINDOW AIR CONDITIONER",null,"551DYS0010","\\Locations\\Sites\\Judge Connelly Youth Center\\551DYS0010 Connelly Youth Center\\Floor 03","Judge Connelly Youth Center","Active","Available"]
[null,"WINDOW AC - PTAC53","EQ-1040196","WINDOW AIR CONDITIONER","WINDOW AIR CONDITIONER",null,"551DYS0010","\\Locations\\Sites\\Judge Connelly Youth Center\\551DYS0010 Connelly Youth Center\\Floor 03","Judge Connelly Youth Center","Active","Available"]
[null,"WINDOW AC - PTAC54","EQ-1040197","WINDOW AIR CONDITIONER","WINDOW AIR CONDITIONER",null,"551DYS0010","\\Locations\\Sites\\Judge Connelly Youth Center\\551DYS0010 Connelly Youth Center\\Floor 03","Judge Connelly Youth Center","Active","Available"]
[null,"WINDOW AC - PTAC55","EQ-1040232","WINDOW AIR CONDITIONER","WINDOW AIR CONDITIONER",null,"551DYS0010","\\Locations\\Sites\\Judge Connelly Youth Center\\551DYS0010 Connelly Youth Center\\Floor 03","Judge Connelly Youth Center","Active","Available"]
[null,"WINDOW AC - PTAC56","EQ-1040239","WINDOW AIR CONDITIONER","WINDOW AIR CONDITIONER",null,"551DYS0010","\\Locations\\Sites\\Judge Connelly Youth Center\\551DYS0010 Connelly Youth Center\\Floor 03","Judge Connelly Youth Center","Active","Available"]
[null,"WINDOW AC - PTAC57","EQ-1040230","WINDOW AIR CONDITIONER","WINDOW AIR CONDITIONER",null,"551DYS0010","\\Locations\\Sites\\Judge Connelly Youth Center\\551DYS0010 Connelly Youth Center\\Floor 03","Judge Connelly Youth Center","Active","Available"]
[null,"WINDOW AC - PTAC58","EQ-1040219","WINDOW AIR CONDITIONER","WINDOW AIR CONDITIONER",null,"551DYS0010","\\Locations\\Sites\\Judge Connelly Youth Center\\551DYS0010 Connelly Youth Center\\Floor 03","Judge Connelly Youth Center","Active","Available"]
[null,"WINDOW AC - PTAC6","EQ-1040201","WINDOW AIR CONDITIONER","WINDOW AIR CONDITIONER",null,"551DYS0010","\\Locations\\Sites\\Judge Connelly Youth Center\\551DYS0010 Connelly Youth Center\\Floor 02","Judge Connelly Youth Center","Active","Available"]
[null,"WINDOW AC - PTAC7","EQ-1040189","WINDOW AIR CONDITIONER","WINDOW AIR CONDITIONER",null,"551DYS0010","\\Locations\\Sites\\Judge Connelly Youth Center\\551DYS0010 Connelly Youth Center\\Floor 02","Judge Connelly Youth Center","Active","Available"]
[null,"WINDOW AC - PTAC8","EQ-1040218","WINDOW AIR CONDITIONER","WINDOW AIR CONDITIONER",null,"551DYS0010","\\Locations\\Sites\\Judge Connelly Youth Center\\551DYS0010 Connelly Youth Center\\Floor 02","Judge Connelly Youth Center","Active","Available"]
[null,"WINDOW AC - PTAC9","EQ-1040227","WINDOW AIR CONDITIONER","WINDOW AIR CONDITIONER",null,"551DYS0010","\\Locations\\Sites\\Judge Connelly Youth Center\\551DYS0010 Connelly Youth Center\\Floor 02","Judge Connelly Youth Center","Active","Available"]
[null,"WINDOW AC UNIT - CLASS ROOM 10","EQ-1040226","WINDOW AIR CONDITIONER","WINDOW AIR CONDITIONER",null,"551DYS0010","\\Locations\\Sites\\Judge Connelly Youth Center\\551DYS0010 Connelly Youth Center\\Floor 01","Judge Connelly Youth Center","Active","Available"]
[null,"WINDOW AC UNIT - CLASS ROOM 7","EQ-1040202","WINDOW AIR CONDITIONER","WINDOW AIR CONDITIONER",null,"551DYS0010","\\Locations\\Sites\\Judge Connelly Youth Center\\551DYS0010 Connelly Youth Center\\Floor 01\\Conference/classroom 7","Judge Connelly Youth Center","Active","Available"]
[null,"WINDOW AC UNIT - CLASS ROOM 8","EQ-1040222","WINDOW AIR CONDITIONER","WINDOW AIR CONDITIONER",null,"551DYS0010","\\Locations\\Sites\\Judge Connelly Youth Center\\551DYS0010 Connelly Youth Center\\Floor 01\\Classroom 8","Judge Connelly Youth Center","Active","Available"]
[null,"WINDOW AC UNIT - CLASS ROOM 9","EQ-1040228","WINDOW AIR CONDITIONER","WINDOW AIR CONDITIONER",null,"551DYS0010","\\Locations\\Sites\\Judge Connelly Youth Center\\551DYS0010 Connelly Youth Center\\Floor 01\\classroom 9","Judge Connelly Youth Center","Active","Available"]
[null,"Window Actuators","EQ-1039690","CONTROLS","CONTROLS",null,{"$f":"IFERROR(MID(H29319,FIND(\"\\\",H29319,18)+1,10),\"\")","v":"517DYS1300"},"\\Locations\\Sites\\DYS Middleton-Ne Reg Youth Serv Ctr\\517DYS1300 DYS Middleton-NE Reg Youth Service Center\\Floor 02\\2134",{"$f":"IFERROR(MID(H29319,18,FIND(\"\\\",MID(H29319,18,30))-1),\"\")","v":""},"Active","Available"]
[null,"Window Actuators","EQ-1039695","CONTROLS","CONTROLS",null,"517DYS1300","\\Locations\\Sites\\DYS Middleton-Ne Reg Youth Serv Ctr\\517DYS1300 DYS Middleton-NE Reg Youth Service Center\\Floor 02\\2127","","Active","Available"]
[null,"Window Actuators","EQ-1039698","CONTROLS","CONTROLS",null,"517DYS1300","\\Locations\\Sites\\DYS Middleton-Ne Reg Youth Serv Ctr\\517DYS1300 DYS Middleton-NE Reg Youth Service Center\\Floor 02\\2141","","Active","Available"]
[null,"WINDOW AIR CONDITION UNITS - 3 TOTAL","EQ-1006610","WINDOW AIR CONDITIONER","WINDOW AIR CONDITIONER",null,"506TRC9703","\\Locations\\Sites\\Newburyport Superior Court\\506TRC9703 Newburyport Superior Courthouse\\Floor 01","Newburyport Superior Court","Active","Available"]
[null,"WINDOW EXHAUST FAN","EQ-1028619","EXHAUST FAN","EXHAUST FAN",null,"450DOC0170","\\Locations\\Sites\\MCI - Framingham\\450DOC0170 Maintenance 4","MCI - Framingham","Active","Available"]
[null,"WINDOW EXHAUST FAN #1","EQ-1028618","EXHAUST FAN","EXHAUST FAN",null,"450DOC0010","\\Locations\\Sites\\MCI - Framingham\\450DOC0010 Old Administration 10\\BASEMENT\\CK","MCI - Framingham","Active","Available"]
[null,"WINDOW EXHAUST FAN #2","EQ-1028611","EXHAUST FAN","EXHAUST FAN",null,"450DOC0010","\\Locations\\Sites\\MCI - Framingham\\450DOC0010 Old Administration 10\\BASEMENT\\CK","MCI - Framingham","Active","Available"]
[null,"Window/Skylight Control Panel","EQ-1039667","CONTROLS","CONTROLS",null,"517DYS1300","\\Locations\\Sites\\DYS Middleton-Ne Reg Youth Serv Ctr\\517DYS1300 DYS Middleton-NE Reg Youth Service Center\\Floor 02\\2204","","Active","Available"]
[null,"Window/Skylight Control Panel","EQ-1039672","CONTROLS","CONTROLS",null,"517DYS1300","\\Locations\\Sites\\DYS Middleton-Ne Reg Youth Serv Ctr\\517DYS1300 DYS Middleton-NE Reg Youth Service Center\\Floor 02\\2200","","Active","Available"]
[null,"Window/Skylight Control Panel","EQ-1039678","CONTROLS","CONTROLS",null,"517DYS1300","\\Locations\\Sites\\DYS Middleton-Ne Reg Youth Serv Ctr\\517DYS1300 DYS Middleton-NE Reg Youth Service Center\\Floor 02\\2400","","Active","Available"]
[null,"Window/Skylight Control Panel","EQ-1039682","CONTROLS","CONTROLS",null,"517DYS1300","\\Locations\\Sites\\DYS Middleton-Ne Reg Youth Serv Ctr\\517DYS1300 DYS Middleton-NE Reg Youth Service Center\\Floor 02\\2300","","Active","Available"]
[null,"Window/Skylight Control Panel","EQ-1039687","CONTROLS","CONTROLS",null,"517DYS1300","\\Locations\\Sites\\DYS Middleton-Ne Reg Youth Serv Ctr\\517DYS1300 DYS Middleton-NE Reg Youth Service Center\\Floor 02\\2304","","Active","Available"]
[null,"Window/Skylight Control Panel","EQ-1039694","CONTROLS","CONTROLS",null,"517DYS1300","\\Locations\\Sites\\DYS Middleton-Ne Reg Youth Serv Ctr\\517DYS1300 DYS Middleton-NE Reg Youth Service Center\\Floor 02\\2404","","Active","Available"]
[null,"WIRE SHELF TRUCK, ADJ-FOR STORAGE","EQ-1008381","SPEC EQUIP","SPEC EQUIP",null,"255DPH9002","\\Locations\\Sites\\Western Massachusetts Hospital\\255DPH9002 Western Mass Hospital","","Active","Available"]
[null,"Women's Bathroom Fan","EQ-1070729","FAN COIL UNIT","FAN COIL UNIT",null,"551MDC9241","\\Locations\\Sites\\Dorchester Shores Reservation\\551MDC9241 Malibu Beach Bathhouse","Dorchester Shores Reservation","Active","Available"]
[null,"Women's bathroom heater","EQ-1065954","ELECTRIC HEATER","ELECTRIC HEATER",null,"502DEM0730","\\Locations\\Sites\\Veterans Memorial Rink Haverhill\\502DEM0730 Veterans Memorial Rink","","Active","Available"]
[null,"Women's room water heater","EQ-1068962","WATER HEATER / EXCHANGER","WATER HEATER / EXCHANGER",null,"551MDC0412","\\Locations\\Sites\\Kelly Outdoor Rink\\551MDC0412 Kelly Rink Restrooms","Kelly Outdoor Rink","Active","Available"]
[null,"Women's Shower Shut-Off Valves","EQ-1070728","SHUT OFF VALVE","SHUT OFF VALVE",null,"551MDC9241","\\Locations\\Sites\\Dorchester Shores Reservation\\551MDC9241 Malibu Beach Bathhouse","Dorchester Shores Reservation","Active","Available"]
[null,"Women’s Room Heater","EQ-1070738","UNIT HEATER","UNIT HEATER",null,"606MDC9900","\\Locations\\Sites\\Quincy Shores Reservation\\606MDC9900 Brett Bathhouse","Quincy Shores Reservation","Active","Available"]
[null,"Wood Burning Stove","EQ-1070546","FUEL HTR","FUEL HTR",null,"518DEM0250","\\Locations\\Sites\\Bradley Palmer State Park\\518DEM0250 Nature Center","Bradley Palmer State Park","Active","Available"]
[null,"Wood Furnace","EQ-1067222","FURNACE","FURNACE",null,"358DEM0402","\\Locations\\Sites\\Blackstone River Heritage Park\\358DEM0402 Maintenance Garage","","Active","Available"]
[null,"Wood Furnace","EQ-1067261","FURNACE","FURNACE",null,"357DEMPB01","\\Locations\\Sites\\Douglas State Forest\\357DEMPB01 Admin Building And Three Car Garage","Douglas State Forest","Active","Available"]
[null,"Wood Furnace","EQ-1067381","FURNACE","FURNACE",null,"105DEMPB03","\\Locations\\Sites\\Savoy Mountain State Forest\\105DEMPB03 Headquarters Administration Building and Garage","Savoy Mountain State Forest","Active","Available"]
[null,"Wood Furnace","EQ-1070983","FUEL HTR","FUEL HTR",null,"127DEM3101","\\Locations\\Sites\\Beartown State Forest\\127DEM3101 Headquarters With 5 Bay Garage","Beartown State Forest","Active","Available"]
[null,"Wood Pellet Boiler","EQ-1070526","BOILER","BOILER",null,"314DEM2480","\\Locations\\Sites\\Wachusett Mountain State Reservation\\314DEM2480 Visitors Center/Administration","","Active","Available"]
[null,"Wood Pellet Heater","EQ-1071077","FUEL HTR","FUEL HTR",null,"529MDC2160","\\Locations\\Sites\\Camp Nihan\\529MDC2160 Sprague Lodge","Camp Nihan","Active","Available"]
[null,"Wood Pellet Hopper","EQ-1070540","TANK","TANK",null,"314DEM2480","\\Locations\\Sites\\Wachusett Mountain State Reservation\\314DEM2480 Visitors Center/Administration","","Active","Available"]
[null,"Wood Stove","EQ-1063086","SPEC EQUIP","SPEC EQUIP",null,"167DEM3850","\\Locations\\Sites\\Dubuque Memorial State Forest\\167DEM3850 Headquarters","Dubuque Memorial State Forest","Active","Available"]
[null,"Wood Stove","EQ-1063087","SPEC EQUIP","SPEC EQUIP",null,"167DEM3850","\\Locations\\Sites\\Dubuque Memorial State Forest\\167DEM3850 Headquarters","Dubuque Memorial State Forest","Active","Available"]
[null,"Wood Stove","EQ-1067409","FURNACE","FURNACE",null,"256DEMPB11","\\Locations\\Sites\\Mount Tom Reservation\\256DEMPB11 Maintenance Building","Mount Tom Reservation","Active","Available"]
[null,"Wood Stove","EQ-1067415","FURNACE","FURNACE",null,"256DEMPB09","\\Locations\\Sites\\Mount Tom Reservation\\256DEMPB09 Visitor's Center Stone Building","Mount Tom Reservation","Active","Available"]
[null,"Wood Stove","EQ-1067416","FURNACE","FURNACE",null,"256DEMPB09","\\Locations\\Sites\\Mount Tom Reservation\\256DEMPB09 Visitor's Center Stone Building","Mount Tom Reservation","Active","Available"]
[null,"Wood Stove","EQ-1069086","MISC. EQUIPMENT","MISC. EQUIPMENT",null,"506DCR2001","\\Locations\\Sites\\Maudslay State Park\\506DCR2001 Bathhouse","Maudslay State Park","Active","Available"]
[null,"Wood Stove","EQ-1070997","FUEL HTR","FUEL HTR",null,"132DCR2023","\\Locations\\Sites\\Mount Washington State Forest\\132DCR2023 Alander Mountain Cabin","Mount Washington State Forest","Active","Available"]
[null,"Wood Stove","EQ-1070998","FUEL HTR","FUEL HTR",null,"132DEMPB12","\\Locations\\Sites\\Mount Washington State Forest\\132DEMPB12 Old Headquarters and Garage","Mount Washington State Forest","Active","Available"]
[null,"Wood Stove","EQ-1071742","FUEL HTR","FUEL HTR",null,"251DEM3220","\\Locations\\Sites\\Chester - Blandford State Forest\\251DEM3220 Park Headquarters Building","","Active","Available"]
[null,"Wood Stove","EQ-1071799","FUEL HTR","FUEL HTR",null,"272DEM0360","\\Locations\\Sites\\Granville State Forest\\272DEM0360 Headquarters Building","Granville State Forest","Active","Available"]
[null,"Wood Stove/Fireplace Insert","EQ-1063088","SPEC EQUIP","SPEC EQUIP",null,"166DEM0630","\\Locations\\Sites\\Mohawk Trail State Forest\\166DEM0630 Cabin 01","Mohawk Trail State Forest","Active","Available"]
[null,"Wood-burning furnace","EQ-1067284","FURNACE","FURNACE",null,"270DEM0990","\\Locations\\Sites\\Robinson State Park\\270DEM0990 Park Headquarters","Robinson State Park","Active","Available"]
[null,"WORK PLACE AIR SYSTEM COMPRESSOR SF11F","EQ-1046246","AIR COMPRESSOR","AIR COMPRESSOR",null,"515DEP9201","\\Locations\\Sites\\Sen William X Wall Laboratory Lawrence\\515DEP9201 Senator William X Wall Laboratory\\Penthouse\\MECHANICAL","","Active","Available"]
[null,"WORKPLACE AIR SYSTEM COMPRESSOR (ATLAS COPCO AIR POWER)","EQ-1008738","AIR COMPRESSOR","AIR COMPRESSOR",null,"526NSC1100","\\Locations\\Sites\\North Shore Community College - Danvers\\526NSC1100 Health Professions And Student Services\\Floor 01\\123","","Active","Available"]
[null,"WRENCH, AIR IMPACT HUSKEY","EQ-1008393","SPEC EQUIP","SPEC EQUIP",null,"255DPH9002","\\Locations\\Sites\\Western Massachusetts Hospital\\255DPH9002 Western Mass Hospital","","Active","Available"]
[null,"WRENCH, CORDLESS 1/2\" IMPACT KIT","EQ-1008390","SPEC EQUIP","SPEC EQUIP",null,"255DPH9002","\\Locations\\Sites\\Western Massachusetts Hospital\\255DPH9002 Western Mass Hospital","","Active","Available"]
[null,"WRENCH, IMPACT ELECTRIC DEWALT","EQ-1008389","SPEC EQUIP","SPEC EQUIP",null,"255DPH9002","\\Locations\\Sites\\Western Massachusetts Hospital\\255DPH9002 Western Mass Hospital","","Active","Available"]
[null,"WRENCH, IMPACT, 1/2\" DRIVE CP 9541-RS","EQ-1008391","SPEC EQUIP","SPEC EQUIP",null,"255DPH9002","\\Locations\\Sites\\Western Massachusetts Hospital\\255DPH9002 Western Mass Hospital","","Active","Available"]
[null,"WRENCH, MILWAUKEE IMPACT","EQ-1008387","SPEC EQUIP","SPEC EQUIP",null,"255DPH9002","\\Locations\\Sites\\Western Massachusetts Hospital\\255DPH9002 Western Mass Hospital","","Active","Available"]
[null,"X-RAY UNIT, GENDEX 770 INTRA-ORAL","EQ-1007536","BIOMEDICAL","BIOMEDICAL",null,"255DPH9002","\\Locations\\Sites\\Western Massachusetts Hospital\\255DPH9002 Western Mass Hospital","","Active","Available"]
[null,"X-RAY UNIT, GENDEX 770 INTRA-ORAL","EQ-1007551","BIOMEDICAL","BIOMEDICAL",null,"255DPH9002","\\Locations\\Sites\\Western Massachusetts Hospital\\255DPH9002 Western Mass Hospital","","Active","Available"]
[null,"X-RAY VIEW LIGHT","EQ-1007537","BIOMEDICAL","BIOMEDICAL",null,"255DPH9002","\\Locations\\Sites\\Western Massachusetts Hospital\\255DPH9002 Western Mass Hospital","","Active","Available"]
[null,"XCUT SHREDDERS","EQ-1008383","SPEC EQUIP","SPEC EQUIP",null,"255DPH9002","\\Locations\\Sites\\Western Massachusetts Hospital\\255DPH9002 Western Mass Hospital","","Active","Available"]
[null,"YORK 30 TON CHILLER","EQ-1006044","CHILLER","CHILLER",null,"316DOCPB49","\\Locations\\Sites\\MCI - Shirley\\316DOCPB49 Training Building 3 - Min","MCI - Shirley","Active","Available"]
[null,"York Glute/Ham Machine","EQ-1071539","MISC. EQUIPMENT","MISC. EQUIPMENT",null,"111SDBPB03","\\Locations\\Sites\\Berkshire County Sheriff's Office - Pittsfield\\111SDBPB03 Main Jail\\Floor 01\\SS06 - STAFF FITNESS","","Active","Available"]
[null,"YORK MAXE CHILLER RU-1","EQ-1010197","CHILLER","CHILLER",null,"551CAM9603","\\Locations\\Sites\\State Transportation Building\\551CAM9603 State Transportation Building\\UGARAGE","State Transportation Building","Active","Available"]
[null,"YORK MAXE CHILLER RU-2","EQ-1010198","CHILLER","CHILLER",null,"551CAM9603","\\Locations\\Sites\\State Transportation Building\\551CAM9603 State Transportation Building\\UGARAGE","State Transportation Building","Active","Available"]
[null,"YORK MAXE CHILLER RU-3","EQ-1010200","CHILLER","CHILLER",null,"551CAM9603","\\Locations\\Sites\\State Transportation Building\\551CAM9603 State Transportation Building\\UGARAGE","State Transportation Building","Active","Available"]
[null,"YORK YIA SINGLE EFFECT ABSORPTION CHILLER #1","EQ-1029128","CHILLER",null,null,"407DPH0780","\\Locations\\Sites\\Tewksbury State Hospital\\407DPH0780 Saunders Building","Tewksbury State Hospital","Active","Available"]
[null,"YORK YIA SINGLE EFFECT ABSORPTION CHILLER #2","EQ-1029130","CHILLER",null,null,"407DPH0780","\\Locations\\Sites\\Tewksbury State Hospital\\407DPH0780 Saunders Building","Tewksbury State Hospital","Active","Available"]
[null,"Zamboni Battery Charger","EQ-1065991",null,null,null,"551MDC9533","\\Locations\\Sites\\Lt. James F. Reilly Recreation Rink/Pool Complex\\551MDC9533 DCR Reilly Memorial Rink","","Active","Available"]
[null,"Zephyr Power Vent","EQ-1072166","INSTRUMENTATION","SOLAR ENERGY SYSTEM",null,"210MDCPB05","\\Locations\\Sites\\Quabbin Fishing Area 1\\210MDCPB05 Photovoltaic Building","Quabbin Fishing Area 1","Active","Available"]
[null,"Zephyr Power Vent","EQ-1072197","INSTRUMENTATION","SOLAR ENERGY SYSTEM",null,"176MDCPB03","\\Locations\\Sites\\Quabbin Fishing Area 2\\176MDCPB03 Photovoltaic Shed  BLA II","Quabbin Fishing Area 2","Active","Available"]
[null,"ZONE DAMPER - ZD2","EQ-1036967","VARIABLE AIR VOLUME BOX",null,null,"551TRC9204","\\Locations\\Sites\\West Roxbury Municipal Court\\551TRC9204 West Roxbury Municipal Court\\Floor 01","West Roxbury Municipal Court","Active","Available"]
[null,"ZONE DAMPER - ZD2","EQ-1037025","VARIABLE AIR VOLUME BOX",null,null,"551TRC9204","\\Locations\\Sites\\West Roxbury Municipal Court\\551TRC9204 West Roxbury Municipal Court\\GROUND","West Roxbury Municipal Court","Active","Available"]
[null,"ZONE DAMPER - ZD3","EQ-1036952","VARIABLE AIR VOLUME BOX",null,null,"551TRC9204","\\Locations\\Sites\\West Roxbury Municipal Court\\551TRC9204 West Roxbury Municipal Court\\Floor 01","West Roxbury Municipal Court","Active","Available"]
[null,"ZONE DAMPER - ZD3","EQ-1037009","VARIABLE AIR VOLUME BOX",null,null,"551TRC9204","\\Locations\\Sites\\West Roxbury Municipal Court\\551TRC9204 West Roxbury Municipal Court\\GROUND","West Roxbury Municipal Court","Active","Available"]
[null,"ZONE DAMPER - ZD3","EQ-1037013","VARIABLE AIR VOLUME BOX",null,null,{"$f":"IFERROR(MID(H29383,FIND(\"\\\",H29383,18)+1,10),\"\")","v":"551TRC9204"},"\\Locations\\Sites\\West Roxbury Municipal Court\\551TRC9204 West Roxbury Municipal Court\\GROUND",{"$f":"IFERROR(MID(H29383,18,FIND(\"\\\",MID(H29383,18,30))-1),\"\")","v":"West Roxbury Municipal Court"},"Active","Available"]
[null,"ZONE DAMPER - ZD3","EQ-1037016","VARIABLE AIR VOLUME BOX",null,null,"551TRC9204","\\Locations\\Sites\\West Roxbury Municipal Court\\551TRC9204 West Roxbury Municipal Court\\GROUND","West Roxbury Municipal Court","Active","Available"]
[null,"ZONE DAMPER - ZD3","EQ-1037020","VARIABLE AIR VOLUME BOX",null,null,"551TRC9204","\\Locations\\Sites\\West Roxbury Municipal Court\\551TRC9204 West Roxbury Municipal Court\\GROUND","West Roxbury Municipal Court","Active","Available"]
[null,"ZONE DAMPER - ZD3","EQ-1037021","VARIABLE AIR VOLUME BOX",null,null,"551TRC9204","\\Locations\\Sites\\West Roxbury Municipal Court\\551TRC9204 West Roxbury Municipal Court\\GROUND","West Roxbury Municipal Court","Active","Available"]
[null,"ZONE DAMPER - ZD3","EQ-1037024","VARIABLE AIR VOLUME BOX",null,null,"551TRC9204","\\Locations\\Sites\\West Roxbury Municipal Court\\551TRC9204 West Roxbury Municipal Court\\GROUND","West Roxbury Municipal Court","Active","Available"]
[null,"ZONE DAMPER - ZD3","EQ-1037031","VARIABLE AIR VOLUME BOX",null,null,"551TRC9204","\\Locations\\Sites\\West Roxbury Municipal Court\\551TRC9204 West Roxbury Municipal Court\\Floor 02","West Roxbury Municipal Court","Active","Available"]
[null,"ZONE DAMPER - ZD4","EQ-1036972","VARIABLE AIR VOLUME BOX",null,null,"551TRC9204","\\Locations\\Sites\\West Roxbury Municipal Court\\551TRC9204 West Roxbury Municipal Court\\Floor 01","West Roxbury Municipal Court","Active","Available"]
[null,"ZONE DAMPER - ZD4","EQ-1036973","VARIABLE AIR VOLUME BOX",null,null,"551TRC9204","\\Locations\\Sites\\West Roxbury Municipal Court\\551TRC9204 West Roxbury Municipal Court\\Floor 01","West Roxbury Municipal Court","Active","Available"]
[null,"ZONE DAMPER - ZD4","EQ-1036980","VARIABLE AIR VOLUME BOX",null,null,"551TRC9204","\\Locations\\Sites\\West Roxbury Municipal Court\\551TRC9204 West Roxbury Municipal Court\\Floor 01","West Roxbury Municipal Court","Active","Available"]
[null,"ZONE DAMPER - ZD4","EQ-1037008","VARIABLE AIR VOLUME BOX",null,null,"551TRC9204","\\Locations\\Sites\\West Roxbury Municipal Court\\551TRC9204 West Roxbury Municipal Court\\GROUND","West Roxbury Municipal Court","Active","Available"]
[null,"ZONE DAMPER - ZD4","EQ-1037011","VARIABLE AIR VOLUME BOX",null,null,"551TRC9204","\\Locations\\Sites\\West Roxbury Municipal Court\\551TRC9204 West Roxbury Municipal Court\\GROUND","West Roxbury Municipal Court","Active","Available"]
[null,"ZONE DAMPER - ZD4","EQ-1037014","VARIABLE AIR VOLUME BOX",null,null,"551TRC9204","\\Locations\\Sites\\West Roxbury Municipal Court\\551TRC9204 West Roxbury Municipal Court\\GROUND","West Roxbury Municipal Court","Active","Available"]
[null,"ZONE DAMPER - ZD4","EQ-1037017","VARIABLE AIR VOLUME BOX",null,null,"551TRC9204","\\Locations\\Sites\\West Roxbury Municipal Court\\551TRC9204 West Roxbury Municipal Court\\GROUND","West Roxbury Municipal Court","Active","Available"]
[null,"ZONE DAMPER - ZD4","EQ-1037028","VARIABLE AIR VOLUME BOX",null,null,"551TRC9204","\\Locations\\Sites\\West Roxbury Municipal Court\\551TRC9204 West Roxbury Municipal Court\\GROUND","West Roxbury Municipal Court","Active","Available"]
[null,"ZONE DAMPER - ZD4","EQ-1037029","VARIABLE AIR VOLUME BOX",null,null,"551TRC9204","\\Locations\\Sites\\West Roxbury Municipal Court\\551TRC9204 West Roxbury Municipal Court\\GROUND","West Roxbury Municipal Court","Active","Available"]
[null,"ZONE DAMPER - ZD4","EQ-1037047","VARIABLE AIR VOLUME BOX",null,null,"551TRC9204","\\Locations\\Sites\\West Roxbury Municipal Court\\551TRC9204 West Roxbury Municipal Court\\GROUND","West Roxbury Municipal Court","Active","Available"]
[null,"ZONE DAMPER - ZD5","EQ-1036956","VARIABLE AIR VOLUME BOX",null,null,"551TRC9204","\\Locations\\Sites\\West Roxbury Municipal Court\\551TRC9204 West Roxbury Municipal Court\\Floor 01","West Roxbury Municipal Court","Active","Available"]
[null,"ZONE DAMPER - ZD5","EQ-1036961","VARIABLE AIR VOLUME BOX",null,null,"551TRC9204","\\Locations\\Sites\\West Roxbury Municipal Court\\551TRC9204 West Roxbury Municipal Court\\Floor 01","West Roxbury Municipal Court","Active","Available"]
[null,"ZONE DAMPER - ZD5","EQ-1036963","VARIABLE AIR VOLUME BOX",null,null,"551TRC9204","\\Locations\\Sites\\West Roxbury Municipal Court\\551TRC9204 West Roxbury Municipal Court\\Floor 01","West Roxbury Municipal Court","Active","Available"]
[null,"ZONE DAMPER - ZD5","EQ-1036964","VARIABLE AIR VOLUME BOX",null,null,"551TRC9204","\\Locations\\Sites\\West Roxbury Municipal Court\\551TRC9204 West Roxbury Municipal Court\\Floor 01","West Roxbury Municipal Court","Active","Available"]
[null,"ZONE DAMPER - ZD5","EQ-1036965","VARIABLE AIR VOLUME BOX",null,null,"551TRC9204","\\Locations\\Sites\\West Roxbury Municipal Court\\551TRC9204 West Roxbury Municipal Court\\Floor 01","West Roxbury Municipal Court","Active","Available"]
[null,"ZONE DAMPER - ZD5","EQ-1037019","VARIABLE AIR VOLUME BOX",null,null,"551TRC9204","\\Locations\\Sites\\West Roxbury Municipal Court\\551TRC9204 West Roxbury Municipal Court\\GROUND","West Roxbury Municipal Court","Active","Available"]
[null,"ZONE DAMPER - ZD5","EQ-1037027","VARIABLE AIR VOLUME BOX",null,null,"551TRC9204","\\Locations\\Sites\\West Roxbury Municipal Court\\551TRC9204 West Roxbury Municipal Court\\GROUND","West Roxbury Municipal Court","Active","Available"]
[null,"ZONE DAMPER - ZD5","EQ-1037034","VARIABLE AIR VOLUME BOX",null,null,"551TRC9204","\\Locations\\Sites\\West Roxbury Municipal Court\\551TRC9204 West Roxbury Municipal Court\\Floor 02","West Roxbury Municipal Court","Active","Available"]
[null,"ZONE DAMPER - ZD6","EQ-1036984","VARIABLE AIR VOLUME BOX",null,null,"551TRC9204","\\Locations\\Sites\\West Roxbury Municipal Court\\551TRC9204 West Roxbury Municipal Court\\Floor 01","West Roxbury Municipal Court","Active","Available"]
[null,"ZONE DAMPER - ZD6","EQ-1037012","VARIABLE AIR VOLUME BOX",null,null,"551TRC9204","\\Locations\\Sites\\West Roxbury Municipal Court\\551TRC9204 West Roxbury Municipal Court\\GROUND","West Roxbury Municipal Court","Active","Available"]
[null,"ZONE DAMPER - ZD6","EQ-1037038","VARIABLE AIR VOLUME BOX",null,null,"551TRC9204","\\Locations\\Sites\\West Roxbury Municipal Court\\551TRC9204 West Roxbury Municipal Court\\GROUND","West Roxbury Municipal Court","Active","Available"]
[null,"ZONE DAMPER W/ RADIATION - ZD2","EQ-1036955","VARIABLE AIR VOLUME BOX",null,null,"551TRC9204","\\Locations\\Sites\\West Roxbury Municipal Court\\551TRC9204 West Roxbury Municipal Court\\Floor 01","West Roxbury Municipal Court","Active","Available"]
[null,"ZONE DAMPER W/ RADIATION - ZD2","EQ-1037052","VARIABLE AIR VOLUME BOX",null,null,"551TRC9204","\\Locations\\Sites\\West Roxbury Municipal Court\\551TRC9204 West Roxbury Municipal Court\\Floor 02","West Roxbury Municipal Court","Active","Available"]
[null,"ZONE DAMPER W/ RADIATION - ZD3","EQ-1036957","VARIABLE AIR VOLUME BOX",null,null,"551TRC9204","\\Locations\\Sites\\West Roxbury Municipal Court\\551TRC9204 West Roxbury Municipal Court\\Floor 01","West Roxbury Municipal Court","Active","Available"]
[null,"ZONE DAMPER W/ RADIATION - ZD3","EQ-1036966","VARIABLE AIR VOLUME BOX",null,null,"551TRC9204","\\Locations\\Sites\\West Roxbury Municipal Court\\551TRC9204 West Roxbury Municipal Court\\Floor 01","West Roxbury Municipal Court","Active","Available"]
[null,"ZONE DAMPER W/ RADIATION - ZD4","EQ-1036953","VARIABLE AIR VOLUME BOX",null,null,"551TRC9204","\\Locations\\Sites\\West Roxbury Municipal Court\\551TRC9204 West Roxbury Municipal Court\\Floor 01","West Roxbury Municipal Court","Active","Available"]
[null,"ZONE DAMPER W/ RADIATION - ZD4","EQ-1036959","VARIABLE AIR VOLUME BOX",null,null,"551TRC9204","\\Locations\\Sites\\West Roxbury Municipal Court\\551TRC9204 West Roxbury Municipal Court\\Floor 01","West Roxbury Municipal Court","Active","Available"]
[null,"ZONE DAMPER W/ RADIATION - ZD4","EQ-1037037","VARIABLE AIR VOLUME BOX",null,null,"551TRC9204","\\Locations\\Sites\\West Roxbury Municipal Court\\551TRC9204 West Roxbury Municipal Court\\Floor 02","West Roxbury Municipal Court","Active","Available"]
[null,"ZONE DAMPER W/ RADIATION - ZD5","EQ-1036942","VARIABLE AIR VOLUME BOX",null,null,"551TRC9204","\\Locations\\Sites\\West Roxbury Municipal Court\\551TRC9204 West Roxbury Municipal Court\\Floor 01","West Roxbury Municipal Court","Active","Available"]
[null,"ZONE DAMPER W/ RADIATION - ZD5","EQ-1036944","VARIABLE AIR VOLUME BOX",null,null,"551TRC9204","\\Locations\\Sites\\West Roxbury Municipal Court\\551TRC9204 West Roxbury Municipal Court\\Floor 01","West Roxbury Municipal Court","Active","Available"]
[null,"ZONE DAMPER W/ RADIATION - ZD5","EQ-1036946","VARIABLE AIR VOLUME BOX",null,null,"551TRC9204","\\Locations\\Sites\\West Roxbury Municipal Court\\551TRC9204 West Roxbury Municipal Court\\Floor 01","West Roxbury Municipal Court","Active","Available"]
[null,"ZONE DAMPER W/ RADIATION - ZD5","EQ-1037023","VARIABLE AIR VOLUME BOX",null,null,"551TRC9204","\\Locations\\Sites\\West Roxbury Municipal Court\\551TRC9204 West Roxbury Municipal Court\\GROUND","West Roxbury Municipal Court","Active","Available"]
[null,"ZONE DAMPER W/ RADIATION - ZD6","EQ-1036945","VARIABLE AIR VOLUME BOX",null,null,"551TRC9204","\\Locations\\Sites\\West Roxbury Municipal Court\\551TRC9204 West Roxbury Municipal Court\\Floor 01","West Roxbury Municipal Court","Active","Available"]
[null,"ZONE DAMPER W/ RADIATION - ZD6","EQ-1036947","VARIABLE AIR VOLUME BOX",null,null,"551TRC9204","\\Locations\\Sites\\West Roxbury Municipal Court\\551TRC9204 West Roxbury Municipal Court\\Floor 01","West Roxbury Municipal Court","Active","Available"]
[null,"ZONE DAMPER W/ RADIATION - ZD6","EQ-1037042","VARIABLE AIR VOLUME BOX",null,null,"551TRC9204","\\Locations\\Sites\\West Roxbury Municipal Court\\551TRC9204 West Roxbury Municipal Court\\Floor 02","West Roxbury Municipal Court","Active","Available"]
[null,"ZONE PUMP P-1","EQ-1001169","PUMP","PUMP",null,"551BSB9001","\\Locations\\Sites\\Hurley Building\\551BSB9001 Hurley Building\\Basement\\BS-MECH2","Hurley Building","Active","Available"]
[null,"ZONE PUMP P-10","EQ-1001170","PUMP","PUMP",null,"551BSB9001","\\Locations\\Sites\\Hurley Building\\551BSB9001 Hurley Building\\Basement\\BS-MECH2","Hurley Building","Active","Available"]
[null,"ZONE PUMP P-11","EQ-1001171","PUMP","PUMP",null,"551BSB9001","\\Locations\\Sites\\Hurley Building\\551BSB9001 Hurley Building\\Basement\\BS-MECH2","Hurley Building","Active","Available"]
[null,"ZONE PUMP P-12","EQ-1001172","PUMP","PUMP",null,"551BSB9001","\\Locations\\Sites\\Hurley Building\\551BSB9001 Hurley Building\\Basement\\BS-MECH2","Hurley Building","Active","Available"]
[null,"ZONE PUMP P-2","EQ-1001173","PUMP","PUMP",null,"551BSB9001","\\Locations\\Sites\\Hurley Building\\551BSB9001 Hurley Building\\Basement\\BS-MECH2","Hurley Building","Active","Available"]
[null,"ZONE PUMP P-3","EQ-1001174","PUMP","PUMP",null,"551BSB9001","\\Locations\\Sites\\Hurley Building\\551BSB9001 Hurley Building\\Basement\\BS-MECH2","Hurley Building","Active","Available"]
[null,"ZONE PUMP P-4","EQ-1001175","PUMP","PUMP",null,"551BSB9001","\\Locations\\Sites\\Hurley Building\\551BSB9001 Hurley Building\\Basement\\BS-MECH2","Hurley Building","Active","Available"]
[null,"ZONE PUMP P-5","EQ-1001176","PUMP","PUMP",null,"551BSB9001","\\Locations\\Sites\\Hurley Building\\551BSB9001 Hurley Building\\Basement\\BS-MECH2","Hurley Building","Active","Available"]
[null,"ZONE PUMP P-6","EQ-1001177","PUMP","PUMP",null,"551BSB9001","\\Locations\\Sites\\Hurley Building\\551BSB9001 Hurley Building\\Basement\\BS-MECH2","Hurley Building","Active","Available"]
[null,"ZONE PUMP P-7","EQ-1001178","PUMP","PUMP",null,"551BSB9001","\\Locations\\Sites\\Hurley Building\\551BSB9001 Hurley Building\\Basement\\BS-MECH2","Hurley Building","Active","Available"]
[null,"ZONE PUMP P-8","EQ-1001179","PUMP","PUMP",null,"551BSB9001","\\Locations\\Sites\\Hurley Building\\551BSB9001 Hurley Building\\Basement\\BS-MECH2","Hurley Building","Active","Available"]
[null,"ZONE PUMP P-9","EQ-1001180","PUMP","PUMP",null,"551BSB9001","\\Locations\\Sites\\Hurley Building\\551BSB9001 Hurley Building\\Basement\\BS-MECH2","Hurley Building","Active","Available"]
[null,null,"EQ-1034588",null,null,null,"408LOW1111","\\Locations\\Sites\\University Of Massachusetts Lowell - Tsongas Center\\408LOW1111 Tsongas Center at UMass Lowell","","Active","Available"]
[null,null,"EQ-1034589",null,null,null,"408LOW1111","\\Locations\\Sites\\University Of Massachusetts Lowell - Tsongas Center\\408LOW1111 Tsongas Center at UMass Lowell","","Active","Available"]
[null,null,null,null,null,null,null,null,""]

{"sheet":"LiveLists","index":4,"n_rows":858,"n_cols":21,"rows_kept":858,"cut":false,"hidden":true,"merged":[]}
["Building Name:",{"$f":"'Climate Resilience Assessment'!E15","v":"(Select Building Name for Drop-Down)"},{"$f":"'Climate Resilience Assessment'!E16","v":""}]
["Site Name",{"$f":"'Climate Resilience Assessment'!E12","v":"(Select Site Name from Drop-Down)"},null,null,null,null,null,null,null,null,null,null,null,"(Select Site Name from Drop-Down)"]
[null,null,null,null,null,"Equipment Name",null,null,null,null,null,null,null,{"$f":"_xlfn._xlws.SORT(_xlfn.UNIQUE(Table2[Site Name]))","v":"1010 Commonwealth Avenue"}]
[null,null,"(Select Building Name for Drop-Down)","Asset Type",null,"(Select)",null,null,"Selected Equipment",null,null,null,null,"Administration Complex"]
[null,null,{"$f":"_xlfn._xlws.SORT(_xlfn.UNIQUE(IF(Table2[Site Name]=LiveLists!B2,Table2[Building N],\"00 - New Construction\")))","v":"00 - New Construction"},{"$f":"_xlfn._xlws.SORT(_xlfn.UNIQUE(IF(EquipmentActive!G:G=LiveLists!C1,EquipmentActive!D:D,\"\")))","v":0},null,{"$f":"_xlfn._xlws.SORT(_xlfn.UNIQUE(IF(EquipmentActive!G:G=LiveLists!C1,EquipmentActive!B:B,\"00 - Not Listed\")))","v":0},null,null,{"$f":"IFERROR(_xlfn._xlws.SORT(_xlfn.UNIQUE(IF(LiveLists!S6:S18,LiveLists!R6:R18,\"\"))),\"\")","v":""},null,null,null,null,"Agawam State Pool - Agawam",null,null,null,"Critical Equipment in Flood Zone"]
[null,null,null,"",null,"00 - Not Listed",null,null,null,null,null,null,null,"Agricultural Experiment Station",null,null,null,"Switchgear",{"$f":"IF(T6=U6,\"\",T6)","v":""},false,false]
[null,null,null,"AIR HANDLER UNIT",null,"AHU 10-1B FIRST FLOOR CNTR.",null,null,null,null,null,null,null,"Alfond Memorial Spray Deck",null,null,null,"Transformer","",false,false]
[null,null,null,"BACKHOE",null,"BACKFLOW PREVENTER - 1 1/2 makeup water room 013",null,null,null,null,null,null,null,"Allied Veterans Memorial Pool, Everett",null,null,null,"Distribution Panel","",false,false]
[null,null,null,"BUILDING EXHAUST",null,"CABINET U/H 1B LOADING DOCK",null,null,null,null,null,null,null,"Allied Veterans Memorial Rink",null,null,null,"Substation","",false,false]
[null,null,null,"ELEVATOR",null,"CEF-8 LOADING DOCK EXH.",null,null,null,null,null,null,null,"Amelia Earhart Dam",null,null,null,"Emergency Generator","",false,false]
[null,null,null,"EXHAUST FAN",null,"DOCK UNIT HEATER #LD-1",null,null,null,null,null,null,null,"Ames Nowell State Park",null,null,null,"Communications","",false,false]
[null,null,null,"FAN COIL UNIT",null,"DOCK UNIT HEATER #LD-2",null,null,null,null,null,null,null,"Amherst Field Office",null,null,null,"Water heater","",false,false]
[null,null,null,"FENCE",null,"DOCK UNIT HEATER #LD-3",null,null,null,null,null,null,null,"Andover River Road - D4",null,null,null,"Air handling unit","",false,false]
[null,null,null,"MISC. EQUIPMENT",null,"ELEVATOR #7 (SERVICE)",null,null,null,null,null,null,null,"Ann Lee Historic Site",null,null,null,"Boiler","",false,false]
[null,null,null,"TURBINE GENERATOR",null,"ELEVATOR #8 (FREIGHT)",null,null,null,null,null,null,null,"Annisquam River Marine Fishery Station",null,null,null,"Server","",false,false]
[null,null,null,"UNIT HEATER",null,"Elevator Freight",null,null,null,null,null,null,null,"Appalachian Trail Corridor",null,null,null,"Elevator pit","",false,false]
[null,null,null,null,null,"EXHAUST FAN A SUBSTATION1&2",null,null,null,null,null,null,null,"Armory - Agawam",null,null,null,{"$f":"'Climate Resilience Assessment'!E109","v":0},"",false,false]
[null,null,null,null,null,"EXHAUST FAN BATTERY RM CEF7",null,null,null,null,null,null,null,"Armory - Ayer",null,null,null,"Other Critical Equipment below *BFE:","",{"$f":"'Climate Resilience Assessment'!A109","v":"Other Critical Equipment below *BFE:"},"Other Critical Equipment below *BFE:"]
[null,null,null,null,null,"FCU-FAN COIL UNIT 3-5 ton",null,null,null,null,null,null,null,"Armory - Bourne"]
[null,null,null,null,null,"INDUCTION UNITS-KITCHEN AND CAFE FLOOR AREA",null,null,null,null,null,null,null,"Armory - Braintree"]
[null,null,null,null,null,"Kitchen Exhaust Fan #2",null,null,null,null,null,null,null,"Armory - Bridgewater"]
[null,null,null,null,null,"KITCHEN EXHAUST FANS 1-4",null,null,null,null,null,null,null,"Armory - Brockton"]
[null,null,null,null,null,"LOADING DOCK PLATE",null,null,null,null,null,null,null,"Armory - Cambridge"]
[null,null,null,null,null,"PROP: FRICTION-FORCE (RED) DOOR",null,null,null,null,null,null,null,"Armory - Chicopee"]
[null,null,null,null,null,"PROP: MULTI-FORCE (BLUE) DOOR",null,null,null,null,null,null,null,"Armory - Clinton"]
[null,null,null,null,null,"SECURITY FENCE - PERIMETER",null,null,null,null,null,null,null,"Armory - Concord"]
[null,null,null,null,null,"Wind Power Turbine Generator",null,null,null,null,null,null,null,"Armory - Danvers"]
[null,null,null,null,null,null,null,null,null,null,null,null,null,"Armory - Dorchester"]
[null,null,null,null,null,null,null,null,null,null,null,null,null,"Armory - Fall River"]
[null,null,null,null,null,null,null,null,null,null,null,null,null,"Armory - Framingham"]
[null,null,null,null,null,null,null,null,null,null,null,null,null,"Armory - Gardner"]
[null,null,null,null,null,null,null,null,null,null,null,null,null,"Armory - Greenfield"]
[null,null,null,null,null,null,null,null,null,null,null,null,null,"Armory - Hingham"]
[null,null,null,null,null,null,null,null,null,null,null,null,null,"Armory - Hudson"]
[null,null,null,null,null,null,null,null,null,null,null,null,null,"Armory - Leominster"]
[null,null,null,null,null,null,null,null,null,null,null,null,null,"Armory - Lexington"]
[null,null,null,null,null,null,null,null,null,null,null,null,null,"Armory - Melrose"]
[null,null,null,null,null,null,null,null,null,null,null,null,null,"Armory - Methuen"]
[null,null,null,null,null,null,null,null,null,null,null,null,null,"Armory - Middleborough"]
[null,null,null,null,null,null,null,null,null,null,null,null,null,"Armory - New Bedford"]
[null,null,null,null,null,null,null,null,null,null,null,null,null,"Armory - Newburyport"]
[null,null,null,null,null,null,null,null,null,null,null,null,null,"Armory - Northampton"]
[null,null,null,null,null,null,null,null,null,null,null,null,null,"Armory - Northbridge"]
[null,null,null,null,null,null,null,null,null,null,null,null,null,"Armory - Pittsfield"]
[null,null,null,null,null,null,null,null,null,null,null,null,null,"Armory - Quincy"]
[null,null,null,null,null,null,null,null,null,null,null,null,null,"Armory - Springfield"]
[null,null,null,null,null,null,null,null,null,null,null,null,null,"Armory - Taunton"]
[null,null,null,null,null,null,null,null,null,null,null,null,null,"Armory - Ware"]
[null,null,null,null,null,null,null,null,null,null,null,null,null,"Armory - Wellesley"]
[null,null,null,null,null,null,null,null,null,null,null,null,null,"Armory - Westfield"]
[null,null,null,null,null,null,null,null,null,null,null,null,null,"Armory - Worcester"]
[null,null,null,null,null,null,null,null,null,null,null,null,null,"Arthur F. Sullivan  Fish Hatchery"]
[null,null,null,null,null,null,null,null,null,null,null,null,null,"Arthur R. Driscoll Memorial Rink"]
[null,null,null,null,null,null,null,null,null,null,null,null,null,"Arthur Warton Swann State Forest"]
[null,null,null,null,null,null,null,null,null,null,null,null,null,"Ashland State Park"]
[null,null,null,null,null,null,null,null,null,null,null,null,null,"Ashuwillticook Rail Trail"]
[null,null,null,null,null,null,null,null,null,null,null,null,null,"Asnacomet Pond"]
[null,null,null,null,null,null,null,null,null,null,null,null,null,"Athol Depot - D2"]
[null,null,null,null,null,null,null,null,null,null,null,null,null,"Attleboro District - Juvenile Court"]
[null,null,null,null,null,null,null,null,null,null,null,null,null,"Auburn, M-5 Maintenance Facility, I-90"]
[null,null,null,null,null,null,null,null,null,null,null,null,null,"Avon Depot - D5"]
[null,null,null,null,null,null,null,null,null,null,null,null,null,"Ayer District Court"]
[null,null,null,null,null,null,null,null,null,null,null,null,null,"Ayer Game Farm"]
[null,null,null,null,null,null,null,null,null,null,null,null,null,"Bajko Memorial Rink"]
[null,null,null,null,null,null,null,null,null,null,null,null,null,"Barnes Air National Guard"]
[null,null,null,null,null,null,null,null,null,null,null,null,null,"Barnstable County Sheriff's Office - Bourne"]
[null,null,null,null,null,null,null,null,null,null,null,null,null,"Barnstable Depot - D5"]
[null,null,null,null,null,null,null,null,null,null,null,null,null,"Barnstable District - Juvenile"]
[null,null,null,null,null,null,null,null,null,null,null,null,null,"Barnstable Probate"]
[null,null,null,null,null,null,null,null,null,null,null,null,null,"Barnstable Superior Court"]
[null,null,null,null,null,null,null,null,null,null,null,null,null,"Battleship Cove"]
[null,null,null,null,null,null,null,null,null,null,null,null,null,"Bay State Correctional Center"]
[null,null,null,null,null,null,null,null,null,null,null,null,null,"Beartown State Forest"]
[null,null,null,null,null,null,null,null,null,null,null,null,null,"Beaver Brook Reservation"]
[null,null,null,null,null,null,null,null,null,null,null,null,null,"Becket Depot - D1"]
[null,null,null,null,null,null,null,null,null,null,null,null,null,"Belchertown Depot - D2"]
[null,null,null,null,null,null,null,null,null,null,null,null,null,"Belchertown State Police Barracks"]
[null,null,null,null,null,null,null,null,null,null,null,null,null,"Berkshire Community College"]
[null,null,null,null,null,null,null,null,null,null,null,null,null,"Berkshire County Sheriff's Office - Pittsfield"]
[null,null,null,null,null,null,null,null,null,null,null,null,null,"Berkshire County Sheriff's Office - Second Street - Pittsfield"]
[null,null,null,null,null,null,null,null,null,null,null,null,null,"Bernardston Depot - D2"]
[null,null,null,null,null,null,null,null,null,null,null,null,null,"Billerica Depot - D4"]
[null,null,null,null,null,null,null,null,null,null,null,null,null,"Bitzer Fish Hatchery"]
[null,null,null,null,null,null,null,null,null,null,null,null,null,"Blackstone River Heritage Park"]
[null,null,null,null,null,null,null,null,null,null,null,null,null,"Blandford, M-2 Maintenance Facility, I-90"]
[null,null,null,null,null,null,null,null,null,null,null,null,null,"Blue Hills Reservation"]
[null,null,null,null,null,null,null,null,null,null,null,null,null,"Blue Meadow Road Area"]
[null,null,null,null,null,null,null,null,null,null,null,null,null,"Borderland State Park"]
[null,null,null,null,null,null,null,null,null,null,null,null,null,"Boston Harbor Islands"]
[null,null,null,null,null,null,null,null,null,null,null,null,null,"Boston Pre - Release Center"]
[null,null,null,null,null,null,null,null,null,null,null,null,null,"Boston Public Market / Rose Kennedy Greenway"]
[null,null,null,null,null,null,null,null,null,null,null,null,null,"Bourne, Sagamore Park & Ride, Route 3/6"]
[null,null,null,null,null,null,null,null,null,null,null,null,null,"Boxborough Depot D3"]
[null,null,null,null,null,null,null,null,null,null,null,null,null,"Boxford Depot - D4"]
[null,null,null,null,null,null,null,null,null,null,null,null,null,"Boylston Depot - D3"]
[null,null,null,null,null,null,null,null,null,null,null,null,null,"Bradley Palmer State Park"]
[null,null,null,null,null,null,null,null,null,null,null,null,null,"Braga Bridge - D5"]
[null,null,null,null,null,null,null,null,null,null,null,null,null,"Braintree Depot - D4"]
[null,null,null,null,null,null,null,null,null,null,null,null,null,"Breakheart Reservation"]
[null,null,null,null,null,null,null,null,null,null,null,null,null,"Brewster Multiservice Center"]
[null,null,null,null,null,null,null,null,null,null,null,null,null,"Bridgewater Correctional Core Services"]
[null,null,null,null,null,null,null,null,null,null,null,null,null,"Bridgewater Depot - D5"]
[null,null,null,null,null,null,null,null,null,null,null,null,null,"Bridgewater Rest Area - D5"]
[null,null,null,null,null,null,null,null,null,null,null,null,null,"Bridgewater State Hospital"]
[null,null,null,null,null,null,null,null,null,null,null,null,null,"Bridgewater State University"]
[null,null,null,null,null,null,null,null,null,null,null,null,null,"Brighton Municipal Court"]
[null,null,null,null,null,null,null,null,null,null,null,null,null,"Brighton State Police Barracks"]
[null,null,null,null,null,null,null,null,null,null,null,null,null,"Brimfield State Forest"]
[null,null,null,null,null,null,null,null,null,null,null,null,null,"Bristol Community College"]
[null,null,null,null,null,null,null,null,null,null,null,null,null,"Bristol Community College Attleboro"]
[null,null,null,null,null,null,null,null,null,null,null,null,null,"Bristol County Sheriff's Office - Dartmouth"]
[null,null,null,null,null,null,null,null,null,null,null,null,null,"Bristol County Sheriff's Office - New Bedford"]
[null,null,null,null,null,null,null,null,null,null,null,null,null,"Brockton (Manning) Pool"]
[null,null,null,null,null,null,null,null,null,null,null,null,null,"Brockton Mental Health Center"]
[null,null,null,null,null,null,null,null,null,null,null,null,null,"Brockton Superior Court"]
[null,null,null,null,null,null,null,null,null,null,null,null,null,"Brockton Trial Court"]
[null,null,null,null,null,null,null,null,null,null,null,null,null,"Brook Farm"]
[null,null,null,null,null,null,null,null,null,null,null,null,null,"Brookline District - Juvenile Court"]
[null,null,null,null,null,null,null,null,null,null,null,null,null,"Buckland Depot - D1"]
[null,null,null,null,null,null,null,null,null,null,null,null,null,"Bulfinch Building"]
[null,null,null,null,null,null,null,null,null,null,null,null,null,"Bumpkin Island"]
[null,null,null,null,null,null,null,null,null,null,null,null,null,"Bunker Hill Community College"]
[null,null,null,null,null,null,null,null,null,null,null,null,null,"Burger King Rest Area 132 - Barnstable - D5"]
[null,null,null,null,null,null,null,null,null,null,null,null,null,"Burlington Depot - D4"]
[null,null,null,null,null,null,null,null,null,null,null,null,null,"Burrage Pond WMA"]
[null,null,null,null,null,null,null,null,null,null,null,null,null,"C River Resrvn - Connors Pool - Waltham"]
[null,null,null,null,null,null,null,null,null,null,null,null,null,"C.M. Gardner State Park"]
[null,null,null,null,null,null,null,null,null,null,null,null,null,"Callahan State Park"]
[null,null,null,null,null,null,null,null,null,null,null,null,null,"Cambridge Probate Family Court"]
[null,null,null,null,null,null,null,null,null,null,null,null,null,"Camp Curtis Guild"]
[null,null,null,null,null,null,null,null,null,null,null,null,null,"Camp Edwards Otis ANG"]
[null,null,null,null,null,null,null,null,null,null,null,null,null,"Camp Nihan"]
[null,null,null,null,null,null,null,null,null,null,null,null,null,"Cape Cod - Islands Mental Health Center"]
[null,null,null,null,null,null,null,null,null,null,null,null,null,"Cape Cod Community College"]
[null,null,null,null,null,null,null,null,null,null,null,null,null,"Cape Cod Community College - Hyannis Campus - Leased"]
[null,null,null,null,null,null,null,null,null,null,null,null,null,"Cape Cod Rail Trail"]
[null,null,null,null,null,null,null,null,null,null,null,null,null,"Carver Depot - D5"]
[null,null,null,null,null,null,null,null,null,null,null,null,null,"Central Youth Service Center"]
[null,null,null,null,null,null,null,null,null,null,null,null,null,"Charles J. Buffone Rink"]
[null,null,null,null,null,null,null,null,null,null,null,null,null,"Charles River Dam"]
[null,null,null,null,null,null,null,null,null,null,null,null,null,"Charles River Reservation"]
[null,null,null,null,null,null,null,null,null,null,null,null,null,"Charlestown Municipal Court"]
[null,null,null,null,null,null,null,null,null,null,null,null,null,"Charlton Depot - D3"]
[null,null,null,null,null,null,null,null,null,null,null,null,null,"Chelmsford Depot - D4"]
[null,null,null,null,null,null,null,null,null,null,null,null,null,"Chelmsford, I-495 NB, South of Route 4"]
[null,null,null,null,null,null,null,null,null,null,null,null,null,"Chelmsford, I-495 SB, South of Route 4"]
[null,null,null,null,null,null,null,null,null,null,null,null,null,"Chelsea District Court"]
[null,null,null,null,null,null,null,null,null,null,null,null,null,"Chelsea Pool"]
[null,null,null,null,null,null,null,null,null,null,null,null,null,"Chester - Blandford State Forest"]
[null,null,null,null,null,null,null,null,null,null,null,null,null,"Chestnut Hill Reservation"]
[null,null,null,null,null,null,null,null,null,null,null,null,null,"Chicopee District Court"]
[null,null,null,null,null,null,null,null,null,null,null,null,null,"Chicopee Memorial State Park"]
[null,null,null,null,null,null,null,null,null,null,null,null,null,"Chicopee Pool"]
[null,null,null,null,null,null,null,null,null,null,null,null,null,"Chicopee, M-3 Maintenance Facility, I-90"]
[null,null,null,null,null,null,null,null,null,null,null,null,null,"Chief Justice Joseph Feeney Court"]
[null,null,null,null,null,null,null,null,null,null,null,null,null,"Chief Medical Examiner - Boston"]
[null,null,null,null,null,null,null,null,null,null,null,null,null,"Chief Medical Examiner - Sandwich"]
[null,null,null,null,null,null,null,null,null,null,null,null,null,"Chief Medical Examiner - Westfield"]
[null,null,null,null,null,null,null,null,null,null,null,null,null,"Choice Housing Andover"]
[null,null,null,null,null,null,null,null,null,null,null,null,null,"Choice Housing Brookline"]
[null,null,null,null,null,null,null,null,null,null,null,null,null,"Choice Housing Chelsea"]
[null,null,null,null,null,null,null,null,null,null,null,null,null,"Choice Housing Danvers"]
[null,null,null,null,null,null,null,null,null,null,null,null,null,"Clarksburg State Park"]
[null,null,null,null,null,null,null,null,null,null,null,null,null,"Clinton Complex"]
[null,null,null,null,null,null,null,null,null,null,null,null,null,"Clinton District Court"]
[null,null,null,null,null,null,null,null,null,null,null,null,null,"Clinton Field Office"]
[null,null,null,null,null,null,null,null,null,null,null,null,null,"Clinton Pool"]
[null,null,null,null,null,null,null,null,null,null,null,null,null,"Cochituate State Park"]
[null,null,null,null,null,null,null,null,null,null,null,null,null,"Cohasset Depot - D5"]
[null,null,null,null,null,null,null,null,null,null,null,null,null,"Cold Spring Orchard Research and Educational Center"]
[null,null,null,null,null,null,null,null,null,null,null,null,null,"Collins-Moylan Memorial Rink"]
[null,null,null,null,null,null,null,null,null,null,null,null,null,"Concord Prob Family District Court"]
[null,null,null,null,null,null,null,null,null,null,null,null,null,"Connecticut River Greenway State Park"]
[null,null,null,null,null,null,null,null,null,null,null,null,null,"Connecticut Valley District Office"]
[null,null,null,null,null,null,null,null,null,null,null,null,null,"Connell Memorial Pool and Rink"]
[null,null,null,null,null,null,null,null,null,null,null,null,null,"Connery Memorial Rink"]
[null,null,null,null,null,null,null,null,null,null,null,null,null,"Constitution Beach"]
[null,null,null,null,null,null,null,null,null,null,null,null,null,"Corrigan Mental Health Center"]
[null,null,null,null,null,null,null,null,null,null,null,null,null,"Crane Fish And Wildlife Preserve"]
[null,null,null,null,null,null,null,null,null,null,null,null,null,"Cronin Memorial Rink"]
[null,null,null,null,null,null,null,null,null,null,null,null,null,"Crop and Animal Research and Educational Center"]
[null,null,null,null,null,null,null,null,null,null,null,null,null,"Crosby Corner Facility"]
[null,null,null,null,null,null,null,null,null,null,null,null,null,"Cutler Park Reservation"]
[null,null,null,null,null,null,null,null,null,null,null,null,null,"D.A.R. State Forest"]
[null,null,null,null,null,null,null,null,null,null,null,null,null,"Dalton Depot - D1"]
[null,null,null,null,null,null,null,null,null,null,null,null,null,"Daly Memorial Rink"]
[null,null,null,null,null,null,null,null,null,null,null,null,null,"Daniel S. Horgan Memorial Rink"]
[null,null,null,null,null,null,null,null,null,null,null,null,null,"Dartmouth Faunce Corner - D5"]
[null,null,null,null,null,null,null,null,null,null,null,null,null,"Dartmouth State Police Barracks"]
[null,null,null,null,null,null,null,null,null,null,null,null,null,"Dartmouth State Road - D5"]
[null,null,null,null,null,null,null,null,null,null,null,null,null,"DCAMM Maintenance Facility"]
[null,null,null,null,null,null,null,null,null,null,null,null,null,"DCAMM Transitional Site"]
[null,null,null,null,null,null,null,null,null,null,null,null,null,"DDS  -  Westboro"]
[null,null,null,null,null,null,null,null,null,null,null,null,null,"DDS -  Acton"]
[null,null,null,null,null,null,null,null,null,null,null,null,null,"DDS - Central Residential Services"]
[null,null,null,null,null,null,null,null,null,null,null,null,null,"DDS - Commonwealth Community Services"]
[null,null,null,null,null,null,null,null,null,null,null,null,null,"DDS - Dorchester"]
[null,null,null,null,null,null,null,null,null,null,null,null,null,"DDS - Framingham"]
[null,null,null,null,null,null,null,null,null,null,null,null,null,"DDS - Lancaster"]
[null,null,null,null,null,null,null,null,null,null,null,null,null,"DDS - Metro Residential Services"]
[null,null,null,null,null,null,null,null,null,null,null,null,null,"DDS - Northeast Residential Services"]
[null,null,null,null,null,null,null,null,null,null,null,null,null,"DDS - Saugus"]
[null,null,null,null,null,null,null,null,null,null,null,null,null,"DDS - Southeast Residential Services"]
[null,null,null,null,null,null,null,null,null,null,null,null,null,"DDS - Taunton"]
[null,null,null,null,null,null,null,null,null,null,null,null,null,"DDS - Templeton Community Services"]
[null,null,null,null,null,null,null,null,null,null,null,null,null,"DDS - Wareham"]
[null,null,null,null,null,null,null,null,null,null,null,null,null,"Dealtry Pool"]
[null,null,null,null,null,null,null,null,null,null,null,null,null,"Dedham Depot - D4"]
[null,null,null,null,null,null,null,null,null,null,null,null,null,"Dedham District Court"]
[null,null,null,null,null,null,null,null,null,null,null,null,null,"Dedham Probate Court"]
[null,null,null,null,null,null,null,null,null,null,null,null,null,"Dedham Superior Court"]
[null,null,null,null,null,null,null,null,null,null,null,null,null,"Deerfield Depot - D2"]
[null,null,null,null,null,null,null,null,null,null,null,null,null,"Demarest Lloyd State Park"]
[null,null,null,null,null,null,null,null,null,null,null,null,null,"Dennis Depot - D5"]
[null,null,null,null,null,null,null,null,null,null,null,null,null,"Devens Campus"]
[null,null,null,null,null,null,null,null,null,null,null,null,null,"Devine Memorial Rink"]
[null,null,null,null,null,null,null,null,null,null,null,null,null,"Dighton Rock State Park"]
[null,null,null,null,null,null,null,null,null,null,null,null,null,"Dilboy Stadium And Pool"]
[null,null,null,null,null,null,null,null,null,null,null,null,null,"District 8 Electric Sub - Station 8.28"]
[null,null,null,null,null,null,null,null,null,null,null,null,null,"DMH Group Home"]
[null,null,null,null,null,null,null,null,null,null,null,null,null,"DMH House"]
[null,null,null,null,null,null,null,null,null,null,null,null,null,"DOC Headquarters"]
[null,null,null,null,null,null,null,null,null,null,null,null,null,"DOC Resource Management"]
[null,null,null,null,null,null,null,null,null,null,null,null,null,"Dorchester Municipal Court"]
[null,null,null,null,null,null,null,null,null,null,null,null,null,"Dorchester Shores Reservation"]
[null,null,null,null,null,null,null,null,null,null,null,null,null,"Dorothy Quincy House"]
[null,null,null,null,null,null,null,null,null,null,null,null,null,"DOT - All Locations"]
[null,null,null,null,null,null,null,null,null,null,null,null,null,"DOT / Charlton State Police"]
[null,null,null,null,null,null,null,null,null,null,null,null,null,"DOT Highway Division D4"]
[null,null,null,null,null,null,null,null,null,null,null,null,null,"DOT Transitional Sites"]
[null,null,null,null,null,null,null,null,null,null,null,null,null,"Douglas State Forest"]
[null,null,null,null,null,null,null,null,null,null,null,null,null,"DUA Brockton"]
[null,null,null,null,null,null,null,null,null,null,null,null,null,"Dubuque Memorial State Forest"]
[null,null,null,null,null,null,null,null,null,null,null,null,null,"Dudley District Housing Court"]
[null,null,null,null,null,null,null,null,null,null,null,null,null,"Dukes County Courthouse"]
[null,null,null,null,null,null,null,null,null,null,null,null,null,"Dukes County Sheriff's Office - Airport - West Tisbury"]
[null,null,null,null,null,null,null,null,null,null,null,null,null,"Dukes County Sheriff's Office - Edgartown"]
[null,null,null,null,null,null,null,null,null,null,null,null,null,"Dunn State Park"]
[null,null,null,null,null,null,null,null,null,null,null,null,null,"Duxbury Depot - D5"]
[null,null,null,null,null,null,null,null,null,null,null,null,null,"DYS - Grafton"]
[null,null,null,null,null,null,null,null,null,null,null,null,null,"DYS - Taunton"]
[null,null,null,null,null,null,null,null,null,null,null,null,null,"DYS Middleton-Ne Reg Youth Serv Ctr"]
[null,null,null,null,null,null,null,null,null,null,null,null,null,"East Boston Municipal Court"]
[null,null,null,null,null,null,null,null,null,null,null,null,null,"East Brookfield District Court"]
[null,null,null,null,null,null,null,null,null,null,null,null,null,"East Cambridge Trial Court"]
[null,null,null,null,null,null,null,null,null,null,null,null,null,"East Mountain State Forest"]
[null,null,null,null,null,null,null,null,null,null,null,null,null,"Eastern States Exposition Grounds"]
[null,null,null,null,null,null,null,null,null,null,null,null,null,"Ed Burns Arena & Ice Skating Rink, Arlington"]
[null,null,null,null,null,null,null,null,null,null,null,null,null,"Edward W. Brooke Courthouse"]
[null,null,null,null,null,null,null,null,null,null,null,null,null,"Ellisville Harbor State Park"]
[null,null,null,null,null,null,null,null,null,null,null,null,null,"Elm Bank Reservation"]
[null,null,null,null,null,null,null,null,null,null,null,null,null,"Elm Street Facility - D4"]
[null,null,null,null,null,null,null,null,null,null,null,null,null,"Emmons Horrigan O'Neill Memorial Rink"]
[null,null,null,null,null,null,null,null,null,null,null,null,null,"Erving Depot - D2"]
[null,null,null,null,null,null,null,null,null,null,null,null,null,"Erving State Forest"]
[null,null,null,null,null,null,null,null,null,null,null,null,null,"Essex Agricultural Technical Institute"]
[null,null,null,null,null,null,null,null,null,null,null,null,null,"Essex County Sheriff's Department - Lawrence"]
[null,null,null,null,null,null,null,null,null,null,null,null,null,"Essex County Sheriff's Department - Middleton"]
[null,null,null,null,null,null,null,null,null,null,null,null,null,"Essex County Sheriff's Department - Regional 911 Call Center - Middleton"]
[null,null,null,null,null,null,null,null,null,null,null,null,null,"Essex County Sheriff's Department - Salisbury"]
[null,null,null,null,null,null,null,null,null,null,null,null,null,"Extension Service Station"]
[null,null,null,null,null,null,null,null,null,null,null,null,null,"F. Gilbert Hills State Forest"]
[null,null,null,null,null,null,null,null,null,null,null,null,null,"Fall River Choice Housing"]
[null,null,null,null,null,null,null,null,null,null,null,null,null,"Fall River Heritage State Park"]
[null,null,null,null,null,null,null,null,null,null,null,null,null,"Fall River Justice Center"]
[null,null,null,null,null,null,null,null,null,null,null,null,null,"Fall River Main - Alton - D5"]
[null,null,null,null,null,null,null,null,null,null,null,null,null,"Fall River Pool"]
[null,null,null,null,null,null,null,null,null,null,null,null,null,"Fall River Trial Court - Durfee"]
[null,null,null,null,null,null,null,null,null,null,null,null,null,"Falmouth Choice Housing"]
[null,null,null,null,null,null,null,null,null,null,null,null,null,"Falmouth Depot - D5"]
[null,null,null,null,null,null,null,null,null,null,null,null,null,"Falmouth District - Juvenile Court"]
[null,null,null,null,null,null,null,null,null,null,null,null,null,"Federated Womens Club State Forest"]
[null,null,null,null,null,null,null,null,null,null,null,null,null,"Fenton Judicial Center"]
[null,null,null,null,null,null,null,null,null,null,null,null,null,"Fire District 1 - Barnstable Fire Tower"]
[null,null,null,null,null,null,null,null,null,null,null,null,null,"Fire District 1 - Dennis Fire Tower"]
[null,null,null,null,null,null,null,null,null,null,null,null,null,"Fire District 1 - Falmouth Fire Tower"]
[null,null,null,null,null,null,null,null,null,null,null,null,null,"Fire District 1 - Signal Hill Fire Tower"]
[null,null,null,null,null,null,null,null,null,null,null,null,null,"Fire District 2 - Norwell Fire Tower"]
[null,null,null,null,null,null,null,null,null,null,null,null,null,"Fire District 2 - Plymouth Fire Tower"]
[null,null,null,null,null,null,null,null,null,null,null,null,null,"Fire District 3 - Achushnet Fire Tower"]
[null,null,null,null,null,null,null,null,null,null,null,null,null,"Fire District 3 - Long Hill Fire Tower"]
[null,null,null,null,null,null,null,null,null,null,null,null,null,"Fire District 6 - Chelmsford Fire Tower"]
[null,null,null,null,null,null,null,null,null,null,null,null,null,"Fire District 6 - Groton Fire Tower"]
[null,null,null,null,null,null,null,null,null,null,null,null,null,"First Lt. Louis E. Porrazzo Skating Rink"]
[null,null,null,null,null,null,null,null,null,null,null,null,null,"Fitchburg District Court"]
[null,null,null,null,null,null,null,null,null,null,null,null,null,"Fitchburg Family Prob Law Library"]
[null,null,null,null,null,null,null,null,null,null,null,null,null,"Fitchburg Pool"]
[null,null,null,null,null,null,null,null,null,null,null,null,null,"Fitchburg State University"]
[null,null,null,null,null,null,null,null,null,null,null,null,null,"Flood Control"]
[null,null,null,null,null,null,null,null,null,null,null,null,null,"Flynn Memorial Rink"]
[null,null,null,null,null,null,null,null,null,null,null,null,null,"Former District Headquarters - Pittsfield"]
[null,null,null,null,null,null,null,null,null,null,null,null,null,"Fort Phoenix Beach Reservation"]
[null,null,null,null,null,null,null,null,null,null,null,null,null,"Fort Revere Park"]
[null,null,null,null,null,null,null,null,null,null,null,null,null,"Foxborough Depot - D5"]
[null,null,null,null,null,null,null,null,null,null,null,null,null,"Framingham District Court"]
[null,null,null,null,null,null,null,null,null,null,null,null,null,"Framingham Facility D3"]
[null,null,null,null,null,null,null,null,null,null,null,null,null,"Framingham State University"]
[null,null,null,null,null,null,null,null,null,null,null,null,null,"Framingham State University Warren Center"]
[null,null,null,null,null,null,null,null,null,null,null,null,null,"Francis L. Murphy Memorial Ice Skating Rink"]
[null,null,null,null,null,null,null,null,null,null,null,null,null,"Franklin County Justice Center"]
[null,null,null,null,null,null,null,null,null,null,null,null,null,"Franklin County Mental Health Association"]
[null,null,null,null,null,null,null,null,null,null,null,null,null,"Franklin County Sheriff's Office - Greenfield"]
[null,null,null,null,null,null,null,null,null,null,null,null,null,"Franklin Depot - D3"]
[null,null,null,null,null,null,null,null,null,null,null,null,null,"Franklin Park Zoo"]
[null,null,null,null,null,null,null,null,null,null,null,null,null,"Freetown Braley Road - D5"]
[null,null,null,null,null,null,null,null,null,null,null,null,null,"Freetown So Main Street - D5"]
[null,null,null,null,null,null,null,null,null,null,null,null,null,"Freetown-Fall River State Forest & Wading Pool/Spray Deck"]
[null,null,null,null,null,null,null,null,null,null,null,null,null,"Game Farm"]
[null,null,null,null,null,null,null,null,null,null,null,null,null,"Gandara Mental Health Center"]
[null,null,null,null,null,null,null,null,null,null,null,null,null,"Gardner District Court"]
[null,null,null,null,null,null,null,null,null,null,null,null,null,"Gardner Heritage State Park"]
[null,null,null,null,null,null,null,null,null,null,null,null,null,"Gardner Veterans Rink"]
[null,null,null,null,null,null,null,null,null,null,null,null,null,"Geisler Memorial Pool"]
[null,null,null,null,null,null,null,null,null,null,null,null,null,"General Headquarters Compound"]
[null,null,null,null,null,null,null,null,null,null,null,null,null,"Georges Island"]
[null,null,null,null,null,null,null,null,null,null,null,null,null,"Gloucester District Court"]
[null,null,null,null,null,null,null,null,null,null,null,null,null,"Gloucester Drawbridge - D4"]
[null,null,null,null,null,null,null,null,null,null,null,null,null,"Gloucester State Fish Pier"]
[null,null,null,null,null,null,null,null,null,null,null,null,null,"Goshen Depot - D1"]
[null,null,null,null,null,null,null,null,null,null,null,null,null,"Grafton Complex Job Corp"]
[null,null,null,null,null,null,null,null,null,null,null,null,null,"Grafton State Hospital OSP"]
[null,null,null,null,null,null,null,null,null,null,null,null,null,"Granby Depot - D2"]
[null,null,null,null,null,null,null,null,null,null,null,null,null,"Granville State Forest"]
[null,null,null,null,null,null,null,null,null,null,null,null,null,"Grape Island"]
[null,null,null,null,null,null,null,null,null,null,null,null,null,"Great Barrington District Court"]
[null,null,null,null,null,null,null,null,null,null,null,null,null,"Great Brewster Island"]
[null,null,null,null,null,null,null,null,null,null,null,null,null,"Great Brook Farm State Park"]
[null,null,null,null,null,null,null,null,null,null,null,null,null,"Great Falls Discovery Center"]
[null,null,null,null,null,null,null,null,null,null,null,null,null,"Greenfield Community College"]
[null,null,null,null,null,null,null,null,null,null,null,null,null,"Greenfield Depot - D2"]
[null,null,null,null,null,null,null,null,null,null,null,null,null,"Greenfield, I-91, Route 2A"]
[null,null,null,null,null,null,null,null,null,null,null,null,null,"Greycourt State Park"]
[null,null,null,null,null,null,null,null,null,null,null,null,null,"Hadley Equine and Livestock Research and Educational Center"]
[null,null,null,null,null,null,null,null,null,null,null,null,null,"Halibut Point State Park"]
[null,null,null,null,null,null,null,null,null,null,null,null,null,"Hall Pool, Stoneham"]
[null,null,null,null,null,null,null,null,null,null,null,null,null,"Hampden County Sheriff's Department - Chicopee"]
[null,null,null,null,null,null,null,null,null,null,null,null,null,"Hampden County Sheriff's Department - Ludlow"]
[null,null,null,null,null,null,null,null,null,null,null,null,null,"Hampden County Sheriff's Department - Springfield"]
[null,null,null,null,null,null,null,null,null,null,null,null,null,"Hampshire County Sheriff's Office - Northampton"]
[null,null,null,null,null,null,null,null,null,null,null,null,null,"Hampton Ponds State Park"]
[null,null,null,null,null,null,null,null,null,null,null,null,null,"Hanover Depot - D5"]
[null,null,null,null,null,null,null,null,null,null,null,null,null,"Harold Parker State Forest"]
[null,null,null,null,null,null,null,null,null,null,null,null,null,"Harry C. Solomon Mental Health Center"]
[null,null,null,null,null,null,null,null,null,null,null,null,null,"Haverhill Choice Housing"]
[null,null,null,null,null,null,null,null,null,null,null,null,null,"Haverhill Depot - D4"]
[null,null,null,null,null,null,null,null,null,null,null,null,null,"Haverhill District Court"]
[null,null,null,null,null,null,null,null,null,null,null,null,null,"Hemlock Gorge Reservation"]
[null,null,null,null,null,null,null,null,null,null,null,null,null,"Henry Graf, Jr. Rink"]
[null,null,null,null,null,null,null,null,null,null,null,null,null,"Henry J. Fitzpatrick  Rink"]
[null,null,null,null,null,null,null,null,null,null,null,null,null,"Hetland Memorial Skating Arena"]
[null,null,null,null,null,null,null,null,null,null,null,null,null,"Higgins Pool"]
[null,null,null,null,null,null,null,null,null,null,null,null,null,"Highway District 3 Office"]
[null,null,null,null,null,null,null,null,null,null,null,null,null,"Hingham District - Juvenile Court"]
[null,null,null,null,null,null,null,null,null,null,null,null,null,"Hogan Regional Center"]
[null,null,null,null,null,null,null,null,null,null,null,null,null,"Holland Memorial Pool"]
[null,null,null,null,null,null,null,null,null,null,null,null,null,"Holyoke Community College"]
[null,null,null,null,null,null,null,null,null,null,null,null,null,"Holyoke District Court"]
[null,null,null,null,null,null,null,null,null,null,null,null,null,"Holyoke Heritage State Park"]
[null,null,null,null,null,null,null,null,null,null,null,null,null,"Hopkinton Depot - D3"]
[null,null,null,null,null,null,null,null,null,null,null,null,null,"Hopkinton State Park"]
[null,null,null,null,null,null,null,null,null,null,null,null,null,"Hopkinton, I-90"]
[null,null,null,null,null,null,null,null,null,null,null,null,null,"Horseneck Beach Reservation"]
[null,null,null,null,null,null,null,null,null,null,null,null,null,"Hudson Depot - D3"]
[null,null,null,null,null,null,null,null,null,null,null,null,null,"Huntington Depot - D1"]
[null,null,null,null,null,null,null,null,null,null,null,null,null,"Huntington State Forest"]
[null,null,null,null,null,null,null,null,null,null,null,null,null,"Hurley Building"]
[null,null,null,null,null,null,null,null,null,null,null,null,null,"Hurleys Boatyard Public Access"]
[null,null,null,null,null,null,null,null,null,null,null,null,null,"Interim Care Facility"]
[null,null,null,null,null,null,null,null,null,null,null,null,null,"Ipswich Depot - D4"]
[null,null,null,null,null,null,null,null,null,null,null,null,null,"Irish Dam"]
[null,null,null,null,null,null,null,null,null,null,null,null,null,"ITD Data Center at Springfield"]
[null,null,null,null,null,null,null,null,null,null,null,null,null,"James McVann-Louis O'Keefe Memorial Rink"]
[null,null,null,null,null,null,null,null,null,null,null,null,null,"Jim Roche Community Ice Arena (Bryan Rink)"]
[null,null,null,null,null,null,null,null,null,null,null,null,null,"Job Center - Brockton"]
[null,null,null,null,null,null,null,null,null,null,null,null,null,"Job Center - Fall River"]
[null,null,null,null,null,null,null,null,null,null,null,null,null,"Job Center - New Bedford"]
[null,null,null,null,null,null,null,null,null,null,null,null,null,"Job Center - Taunton"]
[null,null,null,null,null,null,null,null,null,null,null,null,null,"John A. Armstrong Memorial Rink"]
[null,null,null,null,null,null,null,null,null,null,null,null,null,"John Augustus Hall"]
[null,null,null,null,null,null,null,null,null,null,null,null,null,"John Fitzgerald Kennedy Park"]
[null,null,null,null,null,null,null,null,null,null,null,null,null,"John G. Asiaf Memorial Rink"]
[null,null,null,null,null,null,null,null,null,null,null,null,null,"John J. Janas Memorial Rink"]
[null,null,null,null,null,null,null,null,null,null,null,null,null,"John J. Navin Rink"]
[null,null,null,null,null,null,null,null,null,null,null,null,null,"John P. Metropolis Skating Rink"]
[null,null,null,null,null,null,null,null,null,null,null,null,null,"Judge Connelly Youth Center"]
[null,null,null,null,null,null,null,null,null,null,null,null,null,"Jug End State Reservation"]
[null,null,null,null,null,null,null,null,null,null,null,null,null,"Kasabuski Brothers Memorial Rink"]
[null,null,null,null,null,null,null,null,null,null,null,null,null,"Kelly Outdoor Rink"]
[null,null,null,null,null,null,null,null,null,null,null,null,null,"Krug Sugarbush"]
[null,null,null,null,null,null,null,null,null,null,null,null,null,"Lake Dennison Recreation Area"]
[null,null,null,null,null,null,null,null,null,null,null,null,null,"Lake Lorraine Access"]
[null,null,null,null,null,null,null,null,null,null,null,null,null,"Lake Lorraine State Park"]
[null,null,null,null,null,null,null,null,null,null,null,null,null,"Lake Park at Quinsigamond State Park"]
[null,null,null,null,null,null,null,null,null,null,null,null,null,"Lake Wyola State Park"]
[null,null,null,null,null,null,null,null,null,null,null,null,null,"Lancaster Complex OSP"]
[null,null,null,null,null,null,null,null,null,null,null,null,null,"Lancaster Depot - D3"]
[null,null,null,null,null,null,null,null,null,null,null,null,null,"Lancaster, Route 2 WB, East of I-190"]
[null,null,null,null,null,null,null,null,null,null,null,null,null,"Latta Brothers Pool & Foss Park"]
[null,null,null,null,null,null,null,null,null,null,null,null,null,"Lawrence Heritage State Park"]
[null,null,null,null,null,null,null,null,null,null,null,null,null,"Lawrence Marston Street Depot - D4"]
[null,null,null,null,null,null,null,null,null,null,null,null,null,"Lawrence Riverfront State Park"]
[null,null,null,null,null,null,null,null,null,null,null,null,null,"Lawrence Superior Court"]
[null,null,null,null,null,null,null,null,null,null,null,null,null,"Lawrence Winthrop Av - D4"]
[null,null,null,null,null,null,null,null,null,null,null,null,null,"Lee Depot - D1"]
[null,null,null,null,null,null,null,null,null,null,null,null,null,"Lee, M-1 Maintenance Facility, I-90"]
[null,null,null,null,null,null,null,null,null,null,null,null,null,"Lemuel Shattuck Hospital"]
[null,null,null,null,null,null,null,null,null,null,null,null,null,"Lenox Depot - D1"]
[null,null,null,null,null,null,null,null,null,null,null,null,null,"Leo J. Martin Golf Course"]
[null,null,null,null,null,null,null,null,null,null,null,null,null,"Leominster Campus"]
[null,null,null,null,null,null,null,null,null,null,null,null,null,"Leominster District Court"]
[null,null,null,null,null,null,null,null,null,null,null,null,null,"Leominster Pool"]
[null,null,null,null,null,null,null,null,null,null,null,null,null,"Leominster State Forest"]
[null,null,null,null,null,null,null,null,null,null,null,null,null,"Lexington - Arlington Headquarters Depot - D4"]
[null,null,null,null,null,null,null,null,null,null,null,null,null,"Lexington - Arlington Storage Depot - D4"]
[null,null,null,null,null,null,null,null,null,null,null,null,null,"Limited Group Region V - Taunton"]
[null,null,null,null,null,null,null,null,null,null,null,null,null,"Limited Group Residence Region II Gardner"]
[null,null,null,null,null,null,null,null,null,null,null,null,null,"Limited Group Residence Region II Grafton"]
[null,null,null,null,null,null,null,null,null,null,null,null,null,"Limited Group Residence Region III - Danvers"]
[null,null,null,null,null,null,null,null,null,null,null,null,null,"Limited Group Residence Region V - Brockton"]
[null,null,null,null,null,null,null,null,null,null,null,null,null,"Limited Group Residence Region V - Foxborough"]
[null,null,null,null,null,null,null,null,null,null,null,null,null,"Limited Group Residence Region V - New Bedford"]
[null,null,null,null,null,null,null,null,null,null,null,null,null,"Limited Group Residence Region V - Norton"]
[null,null,null,null,null,null,null,null,null,null,null,null,null,"Limited Group Residence Region V - Wrentham"]
[null,null,null,null,null,null,null,null,null,null,null,null,null,"Lindemann Building"]
[null,null,null,null,null,null,null,null,null,null,null,null,null,"Littleton Depot - D3"]
[null,null,null,null,null,null,null,null,null,null,null,null,null,"Lloyd Pool, Melrose"]
[null,null,null,null,null,null,null,null,null,null,null,null,null,"Lobster Hatchery"]
[null,null,null,null,null,null,null,null,null,null,null,null,null,"LoConte Rink"]
[null,null,null,null,null,null,null,null,null,null,null,null,null,"Lovells Island"]
[null,null,null,null,null,null,null,null,null,null,null,null,null,"Lowell District Court"]
[null,null,null,null,null,null,null,null,null,null,null,null,null,"Lowell Heritage State Park"]
[null,null,null,null,null,null,null,null,null,null,null,null,null,"Lowell Justice Center"]
[null,null,null,null,null,null,null,null,null,null,null,null,null,"Lowell Superior Probate Family Court"]
[null,null,null,null,null,null,null,null,null,null,null,null,null,"Lt. James F. Reilly Recreation Rink/Pool Complex"]
[null,null,null,null,null,null,null,null,null,null,null,null,null,"Ludlow State Forest"]
[null,null,null,null,null,null,null,null,null,null,null,null,null,"Lynn Choice Housing"]
[null,null,null,null,null,null,null,null,null,null,null,null,null,"Lynn District Court"]
[null,null,null,null,null,null,null,null,null,null,null,null,null,"Lynn Heritage State Park"]
[null,null,null,null,null,null,null,null,null,null,null,null,null,"Lynn Shore & Nahant Beach Maintenance Facility"]
[null,null,null,null,null,null,null,null,null,null,null,null,null,"Lynn Shore & Nahant Beach Reservation"]
[null,null,null,null,null,null,null,null,null,null,null,null,null,"MacArthur Boulevard Depot - D5"]
[null,null,null,null,null,null,null,null,null,null,null,null,null,"Magazine Beach Pool"]
[null,null,null,null,null,null,null,null,null,null,null,null,null,"Malden District Court"]
[null,null,null,null,null,null,null,null,null,null,null,null,null,"Manchester Depot - D4"]
[null,null,null,null,null,null,null,null,null,null,null,null,null,"Mansfield, I-95 NB, South of 495"]
[null,null,null,null,null,null,null,null,null,null,null,null,null,"Manuel F. Correllus State Forest"]
[null,null,null,null,null,null,null,null,null,null,null,null,null,"Marine Biological Research Station"]
[null,null,null,null,null,null,null,null,null,null,null,null,null,"Marlborough District Court"]
[null,null,null,null,null,null,null,null,null,null,null,null,null,"Martin H. Burns WMA"]
[null,null,null,null,null,null,null,null,null,null,null,null,null,"Martin L. Olsen Swimming Pool and Spray Deck"]
[null,null,null,null,null,null,null,null,null,null,null,null,null,"Mary O'Malley Waterfront Park"]
[null,null,null,null,null,null,null,null,null,null,null,null,null,"MASAC at Plymouth"]
[null,null,null,null,null,null,null,null,null,null,null,null,null,"Massachusetts Bay Ashland Leased Facility"]
[null,null,null,null,null,null,null,null,null,null,null,null,null,"Massachusetts Bay Community College"]
[null,null,null,null,null,null,null,null,null,null,null,null,null,"Massachusetts Bay Community College Framingham"]
[null,null,null,null,null,null,null,null,null,null,null,null,null,"Massachusetts College Of Art And Design"]
[null,null,null,null,null,null,null,null,null,null,null,null,null,"Massachusetts College Of Liberal Arts"]
[null,null,null,null,null,null,null,null,null,null,null,null,null,"Massachusetts Emergency Management Agency"]
[null,null,null,null,null,null,null,null,null,null,null,null,null,"Massachusetts Firefighting Academy - Bridgewater"]
[null,null,null,null,null,null,null,null,null,null,null,null,null,"Massachusetts Firefighting Academy - Springfield"]
[null,null,null,null,null,null,null,null,null,null,null,null,null,"Massachusetts Firefighting Academy - Stow"]
[null,null,null,null,null,null,null,null,null,null,null,null,null,"Massachusetts Information Technology Center"]
[null,null,null,null,null,null,null,null,null,null,null,null,null,"Massachusetts Maritime Academy"]
[null,null,null,null,null,null,null,null,null,null,null,null,null,"Massachusetts Mental Health Center"]
[null,null,null,null,null,null,null,null,null,null,null,null,null,"Massachusetts National Guard Joint Force Headquarters"]
[null,null,null,null,null,null,null,null,null,null,null,null,null,"Massachusetts National Guard Supply Depot"]
[null,null,null,null,null,null,null,null,null,null,null,null,null,"Massachusetts Treatment Center"]
[null,null,null,null,null,null,null,null,null,null,null,null,null,"Massasoit Community College - Brockton"]
[null,null,null,null,null,null,null,null,null,null,null,null,null,"Massasoit Community College - Canton"]
[null,null,null,null,null,null,null,null,null,null,null,null,null,"Massasoit Community College - Middleborough"]
[null,null,null,null,null,null,null,null,null,null,null,null,null,"Massasoit State Park"]
[null,null,null,null,null,null,null,null,null,null,null,null,null,"Mattapoisett Depot - D5"]
[null,null,null,null,null,null,null,null,null,null,null,null,null,"Maudslay State Park"]
[null,null,null,null,null,null,null,null,null,null,null,null,null,"McCormack Building"]
[null,null,null,null,null,null,null,null,null,null,null,null,null,"MCI - Cedar Junction"]
[null,null,null,null,null,null,null,null,null,null,null,null,null,"MCI - Concord"]
[null,null,null,null,null,null,null,null,null,null,null,null,null,"MCI - Framingham"]
[null,null,null,null,null,null,null,null,null,null,null,null,null,"MCI - Norfolk"]
[null,null,null,null,null,null,null,null,null,null,null,null,null,"MCI - Shirley"]
[null,null,null,null,null,null,null,null,null,null,null,null,null,"McLaughlin State Trout Hatchery"]
[null,null,null,null,null,null,null,null,null,null,null,null,null,"Medford Facility - D4"]
[null,null,null,null,null,null,null,null,null,null,null,null,null,"Melnea A. Cass Recreation Complex"]
[null,null,null,null,null,null,null,null,null,null,null,null,null,"MEP - Grafton"]
[null,null,null,null,null,null,null,null,null,null,null,null,null,"MEP - Westborough"]
[null,null,null,null,null,null,null,null,null,null,null,null,null,"Merrimac, I-495 SB, North of Route 110"]
[null,null,null,null,null,null,null,null,null,null,null,null,null,"Metropolitan Youth Service Center"]
[null,null,null,null,null,null,null,null,null,null,null,null,null,"Middleborough Bridge - D5"]
[null,null,null,null,null,null,null,null,null,null,null,null,null,"Middleborough Garage and Traffic - D5"]
[null,null,null,null,null,null,null,null,null,null,null,null,null,"Middleborough Maintenance - D5"]
[null,null,null,null,null,null,null,null,null,null,null,null,null,"Middlesex Community College"]
[null,null,null,null,null,null,null,null,null,null,null,null,null,"Middlesex Community College Lowell"]
[null,null,null,null,null,null,null,null,null,null,null,null,null,"Middlesex County Sheriff's Office - Billerica"]
[null,null,null,null,null,null,null,null,null,null,null,null,null,"Middlesex Fells Reservation"]
[null,null,null,null,null,null,null,null,null,null,null,null,null,"Middleton Colony"]
[null,null,null,null,null,null,null,null,null,null,null,null,null,"Milford District Court"]
[null,null,null,null,null,null,null,null,null,null,null,null,null,"Millbury Depot - D3"]
[null,null,null,null,null,null,null,null,null,null,null,null,null,"Milton Depot - D4"]
[null,null,null,null,null,null,null,null,null,null,null,null,null,"Miscellaneous MDC - Revere"]
[null,null,null,null,null,null,null,null,null,null,null,null,null,"Miscellaneous MDC - Somerville"]
[null,null,null,null,null,null,null,null,null,null,null,null,null,"Mohawk Trail State Forest"]
[null,null,null,null,null,null,null,null,null,null,null,null,null,"Monroe State Forest"]
[null,null,null,null,null,null,null,null,null,null,null,null,null,"Monson Developmental Center"]
[null,null,null,null,null,null,null,null,null,null,null,null,null,"Moore State Park"]
[null,null,null,null,null,null,null,null,null,null,null,null,null,"Mother Brook Reservation"]
[null,null,null,null,null,null,null,null,null,null,null,null,null,"Mount Everett State Reservation"]
[null,null,null,null,null,null,null,null,null,null,null,null,null,"Mount Grace State Forest"]
[null,null,null,null,null,null,null,null,null,null,null,null,null,"Mount Greylock Reservation"]
[null,null,null,null,null,null,null,null,null,null,null,null,null,"Mount Holyoke Range State Park"]
[null,null,null,null,null,null,null,null,null,null,null,null,null,"Mount Sugarloaf Reservation"]
[null,null,null,null,null,null,null,null,null,null,null,null,null,"Mount Toby State Forest"]
[null,null,null,null,null,null,null,null,null,null,null,null,null,"Mount Tom Reservation"]
[null,null,null,null,null,null,null,null,null,null,null,null,null,"Mount Wachusett Community College"]
[null,null,null,null,null,null,null,null,null,null,null,null,null,"Mount Washington State Forest"]
[null,null,null,null,null,null,null,null,null,null,null,null,null,"Murray Community Services"]
[null,null,null,null,null,null,null,null,null,null,null,null,null,"MWR - All Locations"]
[null,null,null,null,null,null,null,null,null,null,null,null,null,"Myles Standish State Forest"]
[null,null,null,null,null,null,null,null,null,null,null,null,null,"Mystic River Reservation"]
[null,null,null,null,null,null,null,null,null,null,null,null,null,"Nantasket Beach Reservation"]
[null,null,null,null,null,null,null,null,null,null,null,null,null,"Nantucket Choice Housing"]
[null,null,null,null,null,null,null,null,null,null,null,null,null,"Nantucket County Courthouse"]
[null,null,null,null,null,null,null,null,null,null,null,null,null,"National Guard Armory - Worcester"]
[null,null,null,null,null,null,null,null,null,null,null,null,null,"National Monument to the Forefathers"]
[null,null,null,null,null,null,null,null,null,null,null,null,null,"Natural Bridge State Park"]
[null,null,null,null,null,null,null,null,null,null,null,null,null,"Neponset Maintenance Facility & Sign Shop"]
[null,null,null,null,null,null,null,null,null,null,null,null,null,"Neponset River Dam Control"]
[null,null,null,null,null,null,null,null,null,null,null,null,null,"Neponset River Reservation"]
[null,null,null,null,null,null,null,null,null,null,null,null,null,"New Bedford Depot - D5"]
[null,null,null,null,null,null,null,null,null,null,null,null,null,"New Bedford District - Juvenile"]
[null,null,null,null,null,null,null,null,null,null,null,null,null,"New Bedford Probate Family Court"]
[null,null,null,null,null,null,null,null,null,null,null,null,null,"New Bedford State Pier"]
[null,null,null,null,null,null,null,null,null,null,null,null,null,"New Bedford Superior Court"]
[null,null,null,null,null,null,null,null,null,null,null,null,null,"New England Small Farm Institute"]
[null,null,null,null,null,null,null,null,null,null,null,null,null,"Newbury Depot - D4"]
[null,null,null,null,null,null,null,null,null,null,null,null,null,"Newburyport District Court"]
[null,null,null,null,null,null,null,null,null,null,null,null,null,"Newburyport Superior Court"]
[null,null,null,null,null,null,null,null,null,null,null,null,null,"Newton District Court"]
[null,null,null,null,null,null,null,null,null,null,null,null,null,"Newton Pavilion"]
[null,null,null,null,null,null,null,null,null,null,null,null,null,"Nickerson State Park"]
[null,null,null,null,null,null,null,null,null,null,null,null,null,"Norfolk County Sheriff's Office - Braintree"]
[null,null,null,null,null,null,null,null,null,null,null,null,null,"Norfolk County Sheriff's Office - Dedham"]
[null,null,null,null,null,null,null,null,null,null,null,null,null,"North Adams Depot - D1"]
[null,null,null,null,null,null,null,null,null,null,null,null,null,"North American Indian Affairs"]
[null,null,null,null,null,null,null,null,null,null,null,null,null,"North Attleborough Depot - D5"]
[null,null,null,null,null,null,null,null,null,null,null,null,null,"North Central Correctional Institution"]
[null,null,null,null,null,null,null,null,null,null,null,null,null,"North Point Maintenance Facility"]
[null,null,null,null,null,null,null,null,null,null,null,null,null,"North Shore Community College - Danvers"]
[null,null,null,null,null,null,null,null,null,null,null,null,null,"North Shore Community College - Lynn"]
[null,null,null,null,null,null,null,null,null,null,null,null,null,"Northampton Center For Children - Family"]
[null,null,null,null,null,null,null,null,null,null,null,null,null,"Northampton Headquarters - D2"]
[null,null,null,null,null,null,null,null,null,null,null,null,null,"Northampton Probate Family Court"]
[null,null,null,null,null,null,null,null,null,null,null,null,null,"Northampton Route 5 Depot - D2"]
[null,null,null,null,null,null,null,null,null,null,null,null,null,"Northampton Route 9 Depot - D2"]
[null,null,null,null,null,null,null,null,null,null,null,null,null,"Northampton Superior District Court"]
[null,null,null,null,null,null,null,null,null,null,null,null,null,"Northborough Depot - D3"]
[null,null,null,null,null,null,null,null,null,null,null,null,null,"Northeast District Headquarters"]
[null,null,null,null,null,null,null,null,null,null,null,null,null,"Northeastern Correctional Center"]
[null,null,null,null,null,null,null,null,null,null,null,null,null,"Northern Essex Community College - Haverhill"]
[null,null,null,null,null,null,null,null,null,null,null,null,null,"Northern Essex Community College - Lawrence"]
[null,null,null,null,null,null,null,null,null,null,null,null,null,"Norton Depot - D5"]
[null,null,null,null,null,null,null,null,null,null,null,null,null,"Norwottuck Rail Trail"]
[null,null,null,null,null,null,null,null,null,null,null,null,null,"Oakham Field Office"]
[null,null,null,null,null,null,null,null,null,null,null,null,null,"October Mountain State Forest"]
[null,null,null,null,null,null,null,null,null,null,null,null,null,"Old Colony Correctional Center"]
[null,null,null,null,null,null,null,null,null,null,null,null,null,"Old Harbor Reservation"]
[null,null,null,null,null,null,null,null,null,null,null,null,null,"One Land Blvd Maintenance Facility"]
[null,null,null,null,null,null,null,null,null,null,null,null,null,"Orange Depot - D2"]
[null,null,null,null,null,null,null,null,null,null,null,null,null,"Orange District Court"]
[null,null,null,null,null,null,null,null,null,null,null,null,null,"Orleans Depot - D5"]
[null,null,null,null,null,null,null,null,null,null,null,null,null,"Orleans District - Juvenile"]
[null,null,null,null,null,null,null,null,null,null,null,null,null,"Otis Depot - D1"]
[null,null,null,null,null,null,null,null,null,null,null,null,null,"Otis State Forest"]
[null,null,null,null,null,null,null,null,null,null,null,null,null,"Otter River State Forest"]
[null,null,null,null,null,null,null,null,null,null,null,null,null,"Oxford Depot - D3"]
[null,null,null,null,null,null,null,null,null,null,null,null,null,"Palmer Depot - D2"]
[null,null,null,null,null,null,null,null,null,null,null,null,null,"Palmer District Court"]
[null,null,null,null,null,null,null,null,null,null,null,null,null,"Park & Ride Facility - D5"]
[null,null,null,null,null,null,null,null,null,null,null,null,null,"Paul A. Dever State School"]
[null,null,null,null,null,null,null,null,null,null,null,null,null,"Paul T. Leahy Center"]
[null,null,null,null,null,null,null,null,null,null,null,null,null,"Peabody District Court"]
[null,null,null,null,null,null,null,null,null,null,null,null,null,"Peddocks Island"]
[null,null,null,null,null,null,null,null,null,null,null,null,null,"Peter W. Foote Vietnam Veterans Memorial Rink"]
[null,null,null,null,null,null,null,null,null,null,null,null,null,"Petro Pool, Southbridge"]
[null,null,null,null,null,null,null,null,null,null,null,null,null,"Pilgrim Memorial State Park"]
[null,null,null,null,null,null,null,null,null,null,null,null,null,"Pittsfield Depot - D1"]
[null,null,null,null,null,null,null,null,null,null,null,null,null,"Pittsfield District Court"]
[null,null,null,null,null,null,null,null,null,null,null,null,null,"Pittsfield Probate Family Court"]
[null,null,null,null,null,null,null,null,null,null,null,null,null,"Pittsfield State Forest"]
[null,null,null,null,null,null,null,null,null,null,null,null,null,"Pittsfield State Office Site"]
[null,null,null,null,null,null,null,null,null,null,null,null,null,"Pittsfield Superior Court"]
[null,null,null,null,null,null,null,null,null,null,null,null,null,"Plum Island Fishery"]
[null,null,null,null,null,null,null,null,null,null,null,null,null,"Plymouth County Sheriff's Department - Farm and Horticultural Center - Plymouth"]
[null,null,null,null,null,null,null,null,null,null,null,null,null,"Plymouth County Sheriff's Department - Plymouth"]
[null,null,null,null,null,null,null,null,null,null,null,null,null,"Plymouth Depot - D5"]
[null,null,null,null,null,null,null,null,null,null,null,null,null,"Plymouth Trial Court"]
[null,null,null,null,null,null,null,null,null,null,null,null,null,"Plymouth, Route 25 EB, West of Bourne Bridge"]
[null,null,null,null,null,null,null,null,null,null,null,null,null,"Police Barn - Acton"]
[null,null,null,null,null,null,null,null,null,null,null,null,null,"Police Station - Andover"]
[null,null,null,null,null,null,null,null,null,null,null,null,null,"Police Station - Athol"]
[null,null,null,null,null,null,null,null,null,null,null,null,null,"Police Station - Boston East Boston"]
[null,null,null,null,null,null,null,null,null,null,null,null,null,"Police Station - Bourne S"]
[null,null,null,null,null,null,null,null,null,null,null,null,null,"Police Station - Brookfield"]
[null,null,null,null,null,null,null,null,null,null,null,null,null,"Police Station - Cheshire"]
[null,null,null,null,null,null,null,null,null,null,null,null,null,"Police Station - Concord"]
[null,null,null,null,null,null,null,null,null,null,null,null,null,"Police Station - Danvers"]
[null,null,null,null,null,null,null,null,null,null,null,null,null,"Police Station - Foxborough"]
[null,null,null,null,null,null,null,null,null,null,null,null,null,"Police Station - Holden"]
[null,null,null,null,null,null,null,null,null,null,null,null,null,"Police Station - Lee"]
[null,null,null,null,null,null,null,null,null,null,null,null,null,"Police Station - Leominster"]
[null,null,null,null,null,null,null,null,null,null,null,null,null,"Police Station - Medford"]
[null,null,null,null,null,null,null,null,null,null,null,null,null,"Police Station - Middleborough"]
[null,null,null,null,null,null,null,null,null,null,null,null,null,"Police Station - Millbury"]
[null,null,null,null,null,null,null,null,null,null,null,null,null,"Police Station - Milton"]
[null,null,null,null,null,null,null,null,null,null,null,null,null,"Police Station - Nantucket"]
[null,null,null,null,null,null,null,null,null,null,null,null,null,"Police Station - Newbury"]
[null,null,null,null,null,null,null,null,null,null,null,null,null,"Police Station - Northampton"]
[null,null,null,null,null,null,null,null,null,null,null,null,null,"Police Station - Norwell"]
[null,null,null,null,null,null,null,null,null,null,null,null,null,"Police Station - Oak Bluffs"]
[null,null,null,null,null,null,null,null,null,null,null,null,null,"Police Station - Russell"]
[null,null,null,null,null,null,null,null,null,null,null,null,null,"Police Station - Shelburne"]
[null,null,null,null,null,null,null,null,null,null,null,null,null,"Police Station - Springfield"]
[null,null,null,null,null,null,null,null,null,null,null,null,null,"Police Station - Yarmouth"]
[null,null,null,null,null,null,null,null,null,null,null,null,null,"Pondville Correctional Center"]
[null,null,null,null,null,null,null,null,null,null,null,null,null,"Ponkapoag Golf Course"]
[null,null,null,null,null,null,null,null,null,null,null,null,null,"Pool - Artesani"]
[null,null,null,null,null,null,null,null,null,null,null,null,null,"Pool - McCrehan Memorial"]
[null,null,null,null,null,null,null,null,null,null,null,null,null,"Purgatory Chasm State Reservation"]
[null,null,null,null,null,null,null,null,null,null,null,null,null,"Quabbin Cemetery"]
[null,null,null,null,null,null,null,null,null,null,null,null,null,"Quabbin Fishing Area 1"]
[null,null,null,null,null,null,null,null,null,null,null,null,null,"Quabbin Fishing Area 2"]
[null,null,null,null,null,null,null,null,null,null,null,null,null,"Quabbin Fishing Area 3"]
[null,null,null,null,null,null,null,null,null,null,null,null,null,"Quabbin Park/Winsor Dam"]
[null,null,null,null,null,null,null,null,null,null,null,null,null,"Quincy District Court"]
[null,null,null,null,null,null,null,null,null,null,null,null,null,"Quincy Mental Health Center"]
[null,null,null,null,null,null,null,null,null,null,null,null,null,"Quincy Shores Reservation"]
[null,null,null,null,null,null,null,null,null,null,null,null,null,"Quinsigamond Community College"]
[null,null,null,null,null,null,null,null,null,null,null,null,null,"Quinsigamond Community College - Off Campus"]
[null,null,null,null,null,null,null,null,null,null,null,null,null,"Ray Smead Memorial Rink"]
[null,null,null,null,null,null,null,null,null,null,null,null,null,"Raymond Lord Pool, Lowell"]
[null,null,null,null,null,null,null,null,null,null,null,null,null,"Reading Depot - D4"]
[null,null,null,null,null,null,null,null,null,null,null,null,null,"Regatta Point at Quinsigamond State Park"]
[null,null,null,null,null,null,null,null,null,null,null,null,null,"Registry Of Motor Vehicles - Worcester"]
[null,null,null,null,null,null,null,null,null,null,null,null,null,"Rehoboth Complex"]
[null,null,null,null,null,null,null,null,null,null,null,null,null,"Rest Area Route 128 - Beverly"]
[null,null,null,null,null,null,null,null,null,null,null,null,null,"Rest Area Route 128 - Newton"]
[null,null,null,null,null,null,null,null,null,null,null,null,null,"Revere Beach Maintenance Facility"]
[null,null,null,null,null,null,null,null,null,null,null,null,null,"Revere Beach Reservation"]
[null,null,null,null,null,null,null,null,null,null,null,null,null,"Revere Depot - D4"]
[null,null,null,null,null,null,null,null,null,null,null,null,null,"Revere State Police Barracks"]
[null,null,null,null,null,null,null,null,null,null,null,null,null,"Robinson State Park"]
[null,null,null,null,null,null,null,null,null,null,null,null,null,"Roger Reed Salmon Hatchery"]
[null,null,null,null,null,null,null,null,null,null,null,null,null,"Rowley Depot - D4"]
[null,null,null,null,null,null,null,null,null,null,null,null,null,"Roxbury Community College"]
[null,null,null,null,null,null,null,null,null,null,null,null,null,"Roxbury Heritage State Park"]
[null,null,null,null,null,null,null,null,null,null,null,null,null,"Roxbury Municipal Court"]
[null,null,null,null,null,null,null,null,null,null,null,null,null,"Roy Rogers Restaurant"]
[null,null,null,null,null,null,null,null,null,null,null,null,null,"Rutland Depot - D3"]
[null,null,null,null,null,null,null,null,null,null,null,null,null,"Rutland State Park"]
[null,null,null,null,null,null,null,null,null,null,null,null,null,"Sagamore Depot - D5"]
[null,null,null,null,null,null,null,null,null,null,null,null,null,"Salem - Beverly Bridge House - D4"]
[null,null,null,null,null,null,null,null,null,null,null,null,null,"Salem Court Complex"]
[null,null,null,null,null,null,null,null,null,null,null,null,null,"Salem End Road"]
[null,null,null,null,null,null,null,null,null,null,null,null,null,"Salem Probate Court"]
[null,null,null,null,null,null,null,null,null,null,null,null,null,"Salem State University"]
[null,null,null,null,null,null,null,null,null,null,null,null,null,"Salem Superior Court"]
[null,null,null,null,null,null,null,null,null,null,null,null,null,"Salisbury Beach State Reservation"]
[null,null,null,null,null,null,null,null,null,null,null,null,null,"Salisbury Depot - D4"]
[null,null,null,null,null,null,null,null,null,null,null,null,null,"Salisbury, I-95 SB, South of NH Border"]
[null,null,null,null,null,null,null,null,null,null,null,null,null,"Saltonstall Building"]
[null,null,null,null,null,null,null,null,null,null,null,null,null,"Sandisfield State Forest"]
[null,null,null,null,null,null,null,null,null,null,null,null,null,"Sandwich Depot - D5"]
[null,null,null,null,null,null,null,null,null,null,null,null,null,"Sandwich Fish Hatchery"]
[null,null,null,null,null,null,null,null,null,null,null,null,null,"Sandy Point State Reservation"]
[null,null,null,null,null,null,null,null,null,null,null,null,null,"Saugus Choice Housing"]
[null,null,null,null,null,null,null,null,null,null,null,null,null,"Savoy Mountain State Forest"]
[null,null,null,null,null,null,null,null,null,null,null,null,null,"Science Park - Craigie Bridge - Locks"]
[null,null,null,null,null,null,null,null,null,null,null,null,null,"Scusset Beach State Reservation"]
[null,null,null,null,null,null,null,null,null,null,null,null,null,"Seekonk Depot - D5"]
[null,null,null,null,null,null,null,null,null,null,null,null,null,"Sen William X Wall Laboratory Lawrence"]
[null,null,null,null,null,null,null,null,null,null,null,null,null,"Senator P. Eugene Casey State Pool"]
[null,null,null,null,null,null,null,null,null,null,null,null,null,"Sharon Walpole Depot - D5"]
[null,null,null,null,null,null,null,null,null,null,null,null,null,"Shawme-Crowell State Forest"]
[null,null,null,null,null,null,null,null,null,null,null,null,null,"Shea Memorial Rink"]
[null,null,null,null,null,null,null,null,null,null,null,null,null,"Sheffield Depot - D1"]
[null,null,null,null,null,null,null,null,null,null,null,null,null,"Shelburne Radio Tower - D1"]
[null,null,null,null,null,null,null,null,null,null,null,null,null,"Silk Mill Dam"]
[null,null,null,null,null,null,null,null,null,null,null,null,null,"Simoni Memorial Rink"]
[null,null,null,null,null,null,null,null,null,null,null,null,null,"Skinner State Park"]
[null,null,null,null,null,null,null,null,null,null,null,null,null,"Soldiers Home - Chelsea"]
[null,null,null,null,null,null,null,null,null,null,null,null,null,"Soldiers Home - Holyoke"]
[null,null,null,null,null,null,null,null,null,null,null,null,null,"Solomon Carter Fuller Mental Health"]
[null,null,null,null,null,null,null,null,null,null,null,null,null,"Somerville District Court"]
[null,null,null,null,null,null,null,null,null,null,null,null,null,"South Beach State Park"]
[null,null,null,null,null,null,null,null,null,null,null,null,null,"South Boston State Police"]
[null,null,null,null,null,null,null,null,null,null,null,null,null,"South Cape Beach State Park"]
[null,null,null,null,null,null,null,null,null,null,null,null,null,"South Hadley Depot - D2"]
[null,null,null,null,null,null,null,null,null,null,null,null,null,"South Middlesex Correctional Center"]
[null,null,null,null,null,null,null,null,null,null,null,null,null,"South Neponset River Reservation"]
[null,null,null,null,null,null,null,null,null,null,null,null,null,"South River State Forest"]
[null,null,null,null,null,null,null,null,null,null,null,null,null,"Southborough, I-90"]
[null,null,null,null,null,null,null,null,null,null,null,null,null,"Southeast District Headquarters"]
[null,null,null,null,null,null,null,null,null,null,null,null,null,"Southeastern Correctional Center"]
[null,null,null,null,null,null,null,null,null,null,null,null,null,"Southwest Corridor Park"]
[null,null,null,null,null,null,null,null,null,null,null,null,null,"Souza Baranowski Correctional Center"]
[null,null,null,null,null,null,null,null,null,null,null,null,null,"Spatcher Pool, Attleboro"]
[null,null,null,null,null,null,null,null,null,null,null,null,null,"Special Operations Marine Division"]
[null,null,null,null,null,null,null,null,null,null,null,null,null,"Spectacle Island"]
[null,null,null,null,null,null,null,null,null,null,null,null,null,"Spencer State Forest"]
[null,null,null,null,null,null,null,null,null,null,null,null,null,"Springfield Court Complex"]
[null,null,null,null,null,null,null,null,null,null,null,null,null,"Springfield Depot - D2"]
[null,null,null,null,null,null,null,null,null,null,null,null,null,"Springfield Housing Juvenile Court"]
[null,null,null,null,null,null,null,null,null,null,null,null,null,"Springfield Pool"]
[null,null,null,null,null,null,null,null,null,null,null,null,null,"Springfield State Office - Dwight Street"]
[null,null,null,null,null,null,null,null,null,null,null,null,null,"Springfield State Office - Liberty Street"]
[null,null,null,null,null,null,null,null,null,null,null,null,null,"Springfield Tech Community College"]
[null,null,null,null,null,null,null,null,null,null,null,null,null,"Squantum Point Park"]
[null,null,null,null,null,null,null,null,null,null,null,null,null,"Staff Sgt. Robt. Pirelli Veterans Mem. Skating Rink"]
[null,null,null,null,null,null,null,null,null,null,null,null,null,"State Archives Building"]
[null,null,null,null,null,null,null,null,null,null,null,null,null,"State House"]
[null,null,null,null,null,null,null,null,null,null,null,null,null,"State Laboratory Institute"]
[null,null,null,null,null,null,null,null,null,null,null,null,null,"State Material Recovery Facility"]
[null,null,null,null,null,null,null,null,null,null,null,null,null,"State Pier Facility"]
[null,null,null,null,null,null,null,null,null,null,null,null,null,"State Police Crime Lab"]
[null,null,null,null,null,null,null,null,null,null,null,null,null,"State Police Station - Devens"]
[null,null,null,null,null,null,null,null,null,null,null,null,null,"State Police Training Academy"]
[null,null,null,null,null,null,null,null,null,null,null,null,null,"State Police Westfield Barracks"]
[null,null,null,null,null,null,null,null,null,null,null,null,null,"State Transportation Building"]
[null,null,null,null,null,null,null,null,null,null,null,null,null,"Steriti Memorial Rink"]
[null,null,null,null,null,null,null,null,null,null,null,null,null,"Sterling Depot - D3"]
[null,null,null,null,null,null,null,null,null,null,null,null,null,"Stillwater Farm"]
[null,null,null,null,null,null,null,null,null,null,null,null,null,"Stockroom Area"]
[null,null,null,null,null,null,null,null,null,null,null,null,null,"Stoneham Engineering & Maintenance Facility"]
[null,null,null,null,null,null,null,null,null,null,null,null,null,"Stony Brook Reservation"]
[null,null,null,null,null,null,null,null,null,null,null,null,null,"Stoughton Depot - D5"]
[null,null,null,null,null,null,null,null,null,null,null,null,null,"Stoughton District Court"]
[null,null,null,null,null,null,null,null,null,null,null,null,null,"Sturbridge Depot - D3"]
[null,null,null,null,null,null,null,null,null,null,null,null,null,"Sturbridge State Police Barracks"]
[null,null,null,null,null,null,null,null,null,null,null,null,null,"Sudbury Depot - D3"]
[null,null,null,null,null,null,null,null,null,null,null,null,null,"Suffolk County Sheriff's Department - Chelsea"]
[null,null,null,null,null,null,null,null,null,null,null,null,null,"Suffolk County Sheriff's Department - House of Correction - Boston"]
[null,null,null,null,null,null,null,null,null,null,null,null,null,"Suffolk County Sheriff's Department - Nashua Street Jail - Boston"]
[null,null,null,null,null,null,null,null,null,null,null,null,null,"Suffolk County Superior Court"]
[null,null,null,null,null,null,null,null,null,null,null,null,null,"Sunderland Fish Hatchery"]
[null,null,null,null,null,null,null,null,null,null,null,null,null,"Surplus Danvers State Hospital"]
[null,null,null,null,null,null,null,null,null,null,null,null,null,"Surplus Lyman School For Boys"]
[null,null,null,null,null,null,null,null,null,null,null,null,null,"Swampscott Choice Housing"]
[null,null,null,null,null,null,null,null,null,null,null,null,null,"Swansea Depot - D5"]
[null,null,null,null,null,null,null,null,null,null,null,null,null,"Sweets Knoll State Park"]
[null,null,null,null,null,null,null,null,null,null,null,null,null,"Taconic Trail State Forest"]
[null,null,null,null,null,null,null,null,null,null,null,null,null,"Taunton Administration - D5"]
[null,null,null,null,null,null,null,null,null,null,null,null,null,"Taunton Bridges - D5"]
[null,null,null,null,null,null,null,null,null,null,null,null,null,"Taunton Court Complex"]
[null,null,null,null,null,null,null,null,null,null,null,null,null,"Taunton Probate Court"]
[null,null,null,null,null,null,null,null,null,null,null,null,null,"Taunton State Hospital"]
[null,null,null,null,null,null,null,null,null,null,null,null,null,"Taunton Superior - Juvenile - Law Library"]
[null,null,null,null,null,null,null,null,null,null,null,null,null,"Templeton Developmental Center"]
[null,null,null,null,null,null,null,null,null,null,null,null,null,"Tewksbury Depot - D4"]
[null,null,null,null,null,null,null,null,null,null,null,null,null,"Tewksbury State Hospital"]
[null,null,null,null,null,null,null,null,null,null,null,null,null,"The Pappas Rehabilitation Hospital for Children"]
[null,null,null,null,null,null,null,null,null,null,null,null,null,"Theodore Aleixo Rink"]
[null,null,null,null,null,null,null,null,null,null,null,null,null,"Thompson Pool, Ludlow"]
[null,null,null,null,null,null,null,null,null,null,null,null,null,"Tolland State Forest"]
[null,null,null,null,null,null,null,null,null,null,null,null,null,"Townsend Depot - D3"]
[null,null,null,null,null,null,null,null,null,null,null,null,null,"Truro Depot - D5"]
[null,null,null,null,null,null,null,null,null,null,null,null,null,"Ulin Memorial Rink"]
[null,null,null,null,null,null,null,null,null,null,null,null,null,"UMA - Cranberry Station"]
[null,null,null,null,null,null,null,null,null,null,null,null,null,"University Of Massachusetts  -  Mount Lincoln Radio Tower"]
[null,null,null,null,null,null,null,null,null,null,null,null,null,"University Of Massachusetts - Amherst"]
[null,null,null,null,null,null,null,null,null,null,null,null,null,"University Of Massachusetts - Boston"]
[null,null,null,null,null,null,null,null,null,null,null,null,null,"University Of Massachusetts Boston Agr Exp Station  -  Ntk"]
[null,null,null,null,null,null,null,null,null,null,null,null,null,"University Of Massachusetts Chan Medical Center"]
[null,null,null,null,null,null,null,null,null,null,null,null,null,"University Of Massachusetts Dartmouth Main Campus"]
[null,null,null,null,null,null,null,null,null,null,null,null,null,"University of Massachusetts Dartmouth Off-Campus"]
[null,null,null,null,null,null,null,null,null,null,null,null,null,"University of Massachusetts Lowell - ICC"]
[null,null,null,null,null,null,null,null,null,null,null,null,null,"University Of Massachusetts Lowell - Lowell"]
[null,null,null,null,null,null,null,null,null,null,null,null,null,"University Of Massachusetts Lowell - Tsongas Center"]
[null,null,null,null,null,null,null,null,null,null,null,null,null,"Upper Charles River Reservation"]
[null,null,null,null,null,null,null,null,null,null,null,null,null,"Upton Depot - D3"]
[null,null,null,null,null,null,null,null,null,null,null,null,null,"Upton State Forest"]
[null,null,null,null,null,null,null,null,null,null,null,null,null,"Uxbridge Depot - D3"]
[null,null,null,null,null,null,null,null,null,null,null,null,null,"Uxbridge District Court"]
[null,null,null,null,null,null,null,null,null,null,null,null,null,"Vernon Hill/Shine Memorial Pool"]
[null,null,null,null,null,null,null,null,null,null,null,null,null,"Veteran's Cemetery - Agawam"]
[null,null,null,null,null,null,null,null,null,null,null,null,null,"Veteran's Cemetery - Winchendon"]
[null,null,null,null,null,null,null,null,null,null,null,null,null,"Veterans Memorial (Bennett Field) Pool"]
[null,null,null,null,null,null,null,null,null,null,null,null,null,"Veterans Memorial Rink"]
[null,null,null,null,null,null,null,null,null,null,null,null,null,"Veterans Memorial Rink Haverhill"]
[null,null,null,null,null,null,null,null,null,null,null,null,null,"Veterans Memorial Rink Waltham"]
[null,null,null,null,null,null,null,null,null,null,null,null,null,"Victory Road Depot - District 6"]
[null,null,null,null,null,null,null,null,null,null,null,null,null,"W. Roxbury Choice Housing"]
[null,null,null,null,null,null,null,null,null,null,null,null,null,"Wachusett Mountain State Reservation"]
[null,null,null,null,null,null,null,null,null,null,null,null,null,"Wachusett Watershed"]
[null,null,null,null,null,null,null,null,null,null,null,null,null,"Wahconah Falls State Park"]
[null,null,null,null,null,null,null,null,null,null,null,null,null,"Walden Pond State Reservation"]
[null,null,null,null,null,null,null,null,null,null,null,null,null,"Walter Stone Zoo - Stoneham"]
[null,null,null,null,null,null,null,null,null,null,null,null,null,"Waltham District Court"]
[null,null,null,null,null,null,null,null,null,null,null,null,null,"Wang Building"]
[null,null,null,null,null,null,null,null,null,null,null,null,null,"Waquoit Bay National Estuarine Research Reserve"]
[null,null,null,null,null,null,null,null,null,null,null,null,null,"Ware Depot - D2"]
[null,null,null,null,null,null,null,null,null,null,null,null,null,"Ware River Watershed"]
[null,null,null,null,null,null,null,null,null,null,null,null,null,"Wareham Depot - D5"]
[null,null,null,null,null,null,null,null,null,null,null,null,null,"Wareham District - Juvenile Court"]
[null,null,null,null,null,null,null,null,null,null,null,null,null,"Warren H. Manning State Forest and Wading Pool/Spray Deck"]
[null,null,null,null,null,null,null,null,null,null,null,null,null,"Warren, M-4 Maintenance Facility, I-90"]
[null,null,null,null,null,null,null,null,null,null,null,null,null,"Watson Pond State Park"]
[null,null,null,null,null,null,null,null,null,null,null,null,null,"Webb Memorial State Park"]
[null,null,null,null,null,null,null,null,null,null,null,null,null,"Wellfleet Hollow State Campground"]
[null,null,null,null,null,null,null,null,null,null,null,null,null,"Wells State Park"]
[null,null,null,null,null,null,null,null,null,null,null,null,null,"Wendell State Forest"]
[null,null,null,null,null,null,null,null,null,null,null,null,null,"Wenham Choice Housing"]
[null,null,null,null,null,null,null,null,null,null,null,null,null,"West Boylston Maintenance Facility"]
[null,null,null,null,null,null,null,null,null,null,null,null,null,"West Brookfield Facility - D2"]
[null,null,null,null,null,null,null,null,null,null,null,null,null,"West Region Headquarters at South Mountain"]
[null,null,null,null,null,null,null,null,null,null,null,null,null,"West Roxbury Municipal Court"]
[null,null,null,null,null,null,null,null,null,null,null,null,null,"West Springfield Depot - D2"]
[null,null,null,null,null,null,null,null,null,null,null,null,null,"Westborough District Court"]
[null,null,null,null,null,null,null,null,null,null,null,null,null,"Westborough State Hospital"]
[null,null,null,null,null,null,null,null,null,null,null,null,null,"Western District Headquarters"]
[null,null,null,null,null,null,null,null,null,null,null,null,null,"Western Gateway Heritage State Park"]
[null,null,null,null,null,null,null,null,null,null,null,null,null,"Western Massachusetts Area Office"]
[null,null,null,null,null,null,null,null,null,null,null,null,null,"Western Massachusetts Hospital"]
[null,null,null,null,null,null,null,null,null,null,null,null,null,"Western Youth Service Center"]
[null,null,null,null,null,null,null,null,null,null,null,null,null,"Westfield Depot - D2"]
[null,null,null,null,null,null,null,null,null,null,null,null,null,"Westfield State University"]
[null,null,null,null,null,null,null,null,null,null,null,null,null,"Westfield Youth Service Center"]
[null,null,null,null,null,null,null,null,null,null,null,null,null,"Westford Depot - D3"]
[null,null,null,null,null,null,null,null,null,null,null,null,null,"Westminster Depot - D3"]
[null,null,null,null,null,null,null,null,null,null,null,null,null,"Weston, Maintenance Facility, I-90"]
[null,null,null,null,null,null,null,null,null,null,null,null,null,"Westwood Depot - D4"]
[null,null,null,null,null,null,null,null,null,null,null,null,null,"Westwood, I-95 SB, North of University Avenue"]
[null,null,null,null,null,null,null,null,null,null,null,null,null,"Whitman Choice Housing"]
[null,null,null,null,null,null,null,null,null,null,null,null,null,"Whitman Depot - D5"]
[null,null,null,null,null,null,null,null,null,null,null,null,null,"Willard Brook State Forest & Pearl Hill State Park"]
[null,null,null,null,null,null,null,null,null,null,null,null,null,"Williamstown Depot - D1"]
[null,null,null,null,null,null,null,null,null,null,null,null,null,"Willowdale State Forest"]
[null,null,null,null,null,null,null,null,null,null,null,null,null,"Winchendon Depot - D2"]
[null,null,null,null,null,null,null,null,null,null,null,null,null,"Windsor Radio Tower - D1"]
[null,null,null,null,null,null,null,null,null,null,null,null,null,"Windsor State Forest"]
[null,null,null,null,null,null,null,null,null,null,null,null,null,"Winthrop Shore Reservation"]
[null,null,null,null,null,null,null,null,null,null,null,null,null,"WMA Agawam Lake"]
[null,null,null,null,null,null,null,null,null,null,null,null,null,"WMA Delaney"]
[null,null,null,null,null,null,null,null,null,null,null,null,null,"WMA Fox Den"]
[null,null,null,null,null,null,null,null,null,null,null,null,null,"WMA Otis Churchill Road"]
[null,null,null,null,null,null,null,null,null,null,null,null,null,"WMA Peru"]
[null,null,null,null,null,null,null,null,null,null,null,null,null,"WMA Squannacook River"]
[null,null,null,null,null,null,null,null,null,null,null,null,null,"WMA Stafford Hill"]
[null,null,null,null,null,null,null,null,null,null,null,null,null,"WMA Swift River"]
[null,null,null,null,null,null,null,null,null,null,null,null,null,"WMA Westborough"]
[null,null,null,null,null,null,null,null,null,null,null,null,null,"WMA Winimusset"]
[null,null,null,null,null,null,null,null,null,null,null,null,null,"Woburn District Court"]
[null,null,null,null,null,null,null,null,null,null,null,null,null,"Wompatuck State Park"]
[null,null,null,null,null,null,null,null,null,null,null,null,null,"Worcester County Sheriff's Office - West Boylston"]
[null,null,null,null,null,null,null,null,null,null,null,null,null,"Worcester State Hospital"]
[null,null,null,null,null,null,null,null,null,null,null,null,null,"Worcester State University"]
[null,null,null,null,null,null,null,null,null,null,null,null,null,"Worcester Trial Court"]
[null,null,null,null,null,null,null,null,null,null,null,null,null,"Wrentham Depot - D5"]
[null,null,null,null,null,null,null,null,null,null,null,null,null,"Wrentham Developmental Center"]
[null,null,null,null,null,null,null,null,null,null,null,null,null,"Wrentham District Court"]
[null,null,null,null,null,null,null,null,null,null,null,null,null,"Yarmouth Depot - D5"]

{"sheet":"State Buildings with all resili","index":5,"n_rows":5733,"n_cols":201,"rows_kept":281,"cut":true,"hidden":true,"merged":[],"bounds":{"rows_first":125,"rows_last":31,"rows_between":125,"halvings":4}}
["Site Code","Legacy Sit","Site Name","Building N","Building C","Gross Squa","field_7","Address Nu","Address St","Municipali","County","Neighborho","Building S","Tenure","Controllin","Maintenanc","Replacemen","field_18","Improvemen","GIS Latitu","GIS Longit","OBJECTID","COUNTY_2","TRACT","BLOCKGROUP","NAMELSAD","GeoNAME","GEO_ID","GEOID10","split_for_","TOWN_ID","MUNICIPA_1","MUNI2","EJ_2010_cr","TOTAL_POP","WhiteAlone","pct_minori","total_HH","pct_limEng","BG_MHHI201","BG_pctMAHH","muni_MHHI2","muniMHHI_p","medianHHI","limitedEng","minority_p","EJ","EJ_CRITERI","EJ_crite_1","EJ_CRIT_DE","Shape_Leng","Shape_Area","DFIRM_ID","VERSION_ID","FLD_AR_ID","STUDY_TYP","FLD_ZONE","ZONE_SUBTY","SFHA_TF","STATIC_BFE","V_DATUM","DEPTH","LEN_UNIT","VELOCITY","VEL_UNIT","AR_REVERT","AR_SUBTRV","BFE_REVERT","DEP_REVERT","DUAL_ZONE","SOURCE_CIT","LABEL","SHAPE_AR_1","SHAPE_LEN","HURR_CAT","SHAPE_AR_2","SHAPE_LEN_","0.1% 2020","layer","path","0.1% 2030","layer_2","path_2","0.1% 2050","layer_3","path_3","0.1% 2070","layer_4","path_4","1% 2020","layer_5","path_5","1% 2030","layer_6","path_6","1% 2050","layer_7","path_7","1% 2070","layer_8","path_8","OBJECTID_2","ij","ix","PrecCh2050","lat","lon","OBJECTID_3","ij_2","ix_2","PrecCh2000","lat_2","lon_2","OBJECTID_4","ij_3","ix_3","lat_3","lon_3","HeatWv2000","OBJECTID_5","ij_4","ix_4","lat_4","lon_4","HeatWv2050","OBJECTID_6","ij_5","ix_5","HeatWv2090","lat_5","lon_5","OBJECTID_7","ij_6","ix_6","TXX","lat_6","lon_6","PeakT2000","OBJECTID_8","ij_7","ix_7","TXX_2","lat_7","lon_7","PeakT2050","OBJECTID_9","ij_8","ix_8","TXX_3","lat_8","lon_8","PeakT2090","OBJECTID_1","ij_9","ix_9","lat_9","lon_9","Precip2000","PrecipChan","OBJECTID10","ij_10","ix_10","lat_10","lon_10","Precip2050","OBJECTID11","ij_11","ix_11","Precip2090","lat_11","lon_11","OBJECTID102","ij_103","ix_104","lat_105","lon_106","Precip20507","OBJECTID118","ij_119","ix_1110","Precip209011","lat_1112","lon_1113","TOWN","TOWN_ID_2","GAS","GAS_LABEL","SHAPE_Le_1","SHAPE_Ar_3","TOWN_2","TOWN_ID_3","ELEC","ELEC_LABEL","SHAPE_Le_2","SHAPE_Ar_4","TOWN_3","TOWN_ID_4","CABLE","CABL_LABEL","SHAPE_AR_5","SHAPE_LE_3"]
["UMD00",null,"University Of Massachusetts Dartmouth Main Campus","Health Services Modular Building","669UMD0709","2,717","square-feet","285","Old Westport Road","Dartmouth","Bristol",null,"In Use","State Owned","UMD","UMD","$1,766,050.00","US Dollars","1 - Major Building",41.628430000000002,-71.999211000000003,null,null,null,null,null,null,null,null,null,null,null,null,null,null,null,null,null,null,null,null,null,null,null,null,null,null,null,null,null,null,null,null,null,null,null,null,null,null,null,null,null,null,null,null,null,null,null,null,null,null,null,null,null,null,null,null,null,null,null,null,null,null,null,null,null,null,null,null,null,null,null,null,null,null,null,null,null,null,null,null,128705,215,519,12.764099999999999,41.578600000000002,-72.017099999999999,128705,215,519,16.488,41.578600000000002,-72.017099999999999,128705,215,519,41.578600000000002,-72.017099999999999,1,128705,215,519,41.578600000000002,-72.017099999999999,9,128705,215,519,70,41.578600000000002,-72.017099999999999,128705,215,519,304.45699999999999,41.578600000000002,-72.017099999999999,88.353150634800002,128705,215,519,306.67,41.578600000000002,-72.017099999999999,92.3360241699,128705,215,519,310.46499999999997,41.578600000000002,-72.017099999999999,99.167268066399998,128705,215,519,41.578600000000002,-72.017099999999999,36.072600000000001,0,128705,215,519,41.578600000000002,-72.017099999999999,47.439300000000003,128705,215,519,48.003700000000002,41.578600000000002,-72.017099999999999,129909,217,525,41.493499999999997,-71.081999999999994,48.061,129909,217,525,55.321899999999999,41.493499999999997,-71.081999999999994,0,0,0,0,0,0,0,0,0,0,0,0,0,0,0,0,0,0]
["UMD00",null,"University Of Massachusetts Dartmouth Main Campus","Maple Ridge Hall","669UMD0719","98,235","square-feet","285","Old Westport Road","Dartmouth","Bristol",null,"In Use","Authority Owned","UMBA","UMD","$39,294,000.00","US Dollars","1 - Major Building",41.629823999999999,-71.999089999999995,null,null,null,null,null,null,null,null,null,null,null,null,null,null,null,null,null,null,null,null,null,null,null,null,null,null,null,null,null,null,null,null,null,null,null,null,null,null,null,null,null,null,null,null,null,null,null,null,null,null,null,null,null,null,null,null,null,null,null,null,null,null,null,null,null,null,null,null,null,null,null,null,null,null,null,null,null,null,null,null,128705,215,519,12.764099999999999,41.578600000000002,-72.017099999999999,128705,215,519,16.488,41.578600000000002,-72.017099999999999,128705,215,519,41.578600000000002,-72.017099999999999,1,128705,215,519,41.578600000000002,-72.017099999999999,9,128705,215,519,70,41.578600000000002,-72.017099999999999,128705,215,519,304.45699999999999,41.578600000000002,-72.017099999999999,88.353150634800002,128705,215,519,306.67,41.578600000000002,-72.017099999999999,92.3360241699,128705,215,519,310.46499999999997,41.578600000000002,-72.017099999999999,99.167268066399998,128705,215,519,41.578600000000002,-72.017099999999999,36.072600000000001,0,128705,215,519,41.578600000000002,-72.017099999999999,47.439300000000003,128705,215,519,48.003700000000002,41.578600000000002,-72.017099999999999,129909,217,525,41.493499999999997,-71.081999999999994,48.061,129909,217,525,55.321899999999999,41.493499999999997,-71.081999999999994,0,0,0,0,0,0,0,0,0,0,0,0,0,0,0,0,0,0]
["UMD00",null,"University Of Massachusetts Dartmouth Main Campus","Chestnut Hall","669UMD0720","94,261","square-feet","285","Old Westport Road","Dartmouth","Bristol",null,"In Use","Authority Owned","UMBA","UMD","$37,704,400.00","US Dollars","1 - Major Building",41.629061,-71.998181000000002,null,null,null,null,null,null,null,null,null,null,null,null,null,null,null,null,null,null,null,null,null,null,null,null,null,null,null,null,null,null,null,null,null,null,null,null,null,null,null,null,null,null,null,null,null,null,null,null,null,null,null,null,null,null,null,null,null,null,null,null,null,null,null,null,null,null,null,null,null,null,null,null,null,null,null,null,null,null,null,null,128705,215,519,12.764099999999999,41.578600000000002,-72.017099999999999,128705,215,519,16.488,41.578600000000002,-72.017099999999999,128705,215,519,41.578600000000002,-72.017099999999999,1,128705,215,519,41.578600000000002,-72.017099999999999,9,128705,215,519,70,41.578600000000002,-72.017099999999999,128705,215,519,304.45699999999999,41.578600000000002,-72.017099999999999,88.353150634800002,128705,215,519,306.67,41.578600000000002,-72.017099999999999,92.3360241699,128705,215,519,310.46499999999997,41.578600000000002,-72.017099999999999,99.167268066399998,128705,215,519,41.578600000000002,-72.017099999999999,36.072600000000001,0,128705,215,519,41.578600000000002,-72.017099999999999,47.439300000000003,128705,215,519,48.003700000000002,41.578600000000002,-72.017099999999999,129909,217,525,41.493499999999997,-71.081999999999994,48.061,129909,217,525,55.321899999999999,41.493499999999997,-71.081999999999994,0,0,0,0,0,0,0,0,0,0,0,0,0,0,0,0,0,0]
["DCRSBSP","DCRSBSR","South Beach State Park","Donnelly Beach House","807DEMPB01","800","square-feet","0","Atlantic Drive","Edgartown","Dukes",null,"In Use","State Owned","DCR","PRIV","$240,000.00","US Dollars","2 - Minor Building",41.350152999999999,-70.526889999999995,1590,"007","200300","2","Block Group 2","Block Group 2, Census Tract 2003, Dukes County, Massachusetts","1500000US250072003002","250072003002",null,89,"EDGARTOWN","Edgartown",null,761,464,39.027595269400003,219,0,0,0,78902,91.914299999999997,"0",null,"M","Yes","M",1,"Minority",22497.5502227,13793893.568399999,"25007C","1.1.1.0","25007C_172","NP","AE",null,"T",10,"NAVD88",-9999,"Feet",-9999,null,null,null,-9999,-9999,null,"25007C_STUDY1","AE: 1% Annual Chance of Flooding, with BFE",1960548.51146,36949.263304200002,2,725250.949808,39402.65139530001,null,null,null,1,"S_2030_Pt1Perc","C:/Users/tspencer/Commonwealth of Massachusetts/DCP-TEAMS - DCAMM Energy - Documents/Resilience/Resilience/MC-FRM GIS/pt1PercentExtent/South_2030_Dpt1percent/S_2030_Pt1Perc.shp",1,"S_2050_Pt1Perc","C:/Users/tspencer/Commonwealth of Massachusetts/DCP-TEAMS - DCAMM Energy - Documents/Resilience/Resilience/MC-FRM GIS/pt1PercentExtent/South_2050_Dpt1percent/S_2050_Pt1Perc.shp",1,"S_2070_Pt1Perc","C:/Users/tspencer/Commonwealth of Massachusetts/DCP-TEAMS - DCAMM Energy - Documents/Resilience/Resilience/MC-FRM GIS/pt1PercentExtent/South_2070_Dpt1percent/S_2070_Pt1Perc.shp",null,null,null,1,"S_2030_1Perc","C:/Users/tspencer/Commonwealth of Massachusetts/DCP-TEAMS - DCAMM Energy - Documents/Resilience/Resilience/MC-FRM GIS/1PercentExtent/South_2030_D1percent/S_2030_1Perc.shp",1,"S_2050_1Perc","C:/Users/tspencer/Commonwealth of Massachusetts/DCP-TEAMS - DCAMM Energy - Documents/Resilience/Resilience/MC-FRM GIS/1PercentExtent/South_2050_D1percent/S_2050_1Perc.shp",1,"S_2070_1Perc","C:/Users/tspencer/Commonwealth of Massachusetts/DCP-TEAMS - DCAMM Energy - Documents/Resilience/Resilience/MC-FRM GIS/1PercentExtent/South_2070_D1percent/S_2070_1Perc.shp",129913,217,529,7.2302099999999996,41.2988,-70.547200000000004,129913,217,529,17.831199999999999,41.2988,-70.547200000000004,129913,217,529,41.2988,-70.547200000000004,0,129913,217,529,41.2988,-70.547200000000004,0,129913,217,529,0,41.2988,-70.547200000000004,129913,217,529,295.32299999999998,41.2988,-70.547200000000004,71.911835937500001,129913,217,529,296.80900000000003,41.2988,-70.547200000000004,74.586787109400007,129913,217,529,298.86599999999999,41.2988,-70.547200000000004,78.2892346191,129913,217,529,41.2988,-70.547200000000004,37.668599999999998,0,129913,217,529,41.2988,-70.547200000000004,41.714399999999998,129913,217,529,45.307600000000001,41.2988,-70.547200000000004,129909,217,525,41.493499999999997,-71.081999999999994,48.061,129909,217,525,55.321899999999999,41.493499999999997,-71.081999999999994,"EDGARTOWN",89,0,"No Natural Gas Service",101713.475504,73621094.0537,"EDGARTOWN",89,"Eversource Energy (NSTAR Electric)","NSTAR Electric d/b/a Eversource Energy",101713.475504,73621094.0537,"EDGARTOWN",89,"Comcast","Comcast",73621453.988700002,101696.66308300001]
["TRC80",null,"Nantucket County Courthouse","Nantucket County Courthouse","851TRC0400","13,091","square-feet","16","Broad Street","Nantucket","Nantucket",null,"In Use","County Owned","PRIV","PRIV","$9,163,700.00","US Dollars","1 - Major Building",41.285063000000001,-70.099072000000007,null,null,null,null,null,null,null,null,null,null,null,null,null,null,null,null,null,null,null,null,null,null,null,null,null,null,null,null,null,null,null,null,null,null,null,null,null,null,null,null,null,null,null,null,null,null,null,null,null,null,null,null,null,3,16758.9096259,2107.2621881999999,1,"S_Present_Pt1Perc","C:/Users/tspencer/Commonwealth of Massachusetts/DCP-TEAMS - DCAMM Energy - Documents/Resilience/Resilience/MC-FRM GIS/pt1PercentExtent/South_Present_Dpt1percent/S_Present_Pt1Perc.shp",1,"S_2030_Pt1Perc","C:/Users/tspencer/Commonwealth of Massachusetts/DCP-TEAMS - DCAMM Energy - Documents/Resilience/Resilience/MC-FRM GIS/pt1PercentExtent/South_2030_Dpt1percent/S_2030_Pt1Perc.shp",1,"S_2050_Pt1Perc","C:/Users/tspencer/Commonwealth of Massachusetts/DCP-TEAMS - DCAMM Energy - Documents/Resilience/Resilience/MC-FRM GIS/pt1PercentExtent/South_2050_Dpt1percent/S_2050_Pt1Perc.shp",1,"S_2070_Pt1Perc","C:/Users/tspencer/Commonwealth of Massachusetts/DCP-TEAMS - DCAMM Energy - Documents/Resilience/Resilience/MC-FRM GIS/pt1PercentExtent/South_2070_Dpt1percent/S_2070_Pt1Perc.shp",1,"S_Present_1Perc","C:/Users/tspencer/Commonwealth of Massachusetts/DCP-TEAMS - DCAMM Energy - Documents/Resilience/Resilience/MC-FRM GIS/1PercentExtent/South_Present_D1Percent/S_Present_1Perc.shp",1,"S_2030_1Perc","C:/Users/tspencer/Commonwealth of Massachusetts/DCP-TEAMS - DCAMM Energy - Documents/Resilience/Resilience/MC-FRM GIS/1PercentExtent/South_2030_D1percent/S_2030_1Perc.shp",1,"S_2050_1Perc","C:/Users/tspencer/Commonwealth of Massachusetts/DCP-TEAMS - DCAMM Energy - Documents/Resilience/Resilience/MC-FRM GIS/1PercentExtent/South_2050_D1percent/S_2050_1Perc.shp",1,"S_2070_1Perc","C:/Users/tspencer/Commonwealth of Massachusetts/DCP-TEAMS - DCAMM Energy - Documents/Resilience/Resilience/MC-FRM GIS/1PercentExtent/South_2070_D1percent/S_2070_1Perc.shp",130515,218,532,13.416700000000001,41.250900000000001,-70.082599999999999,130515,218,532,23.001899999999999,41.250900000000001,-70.082599999999999,130515,218,532,41.250900000000001,-70.082599999999999,0,130515,218,532,41.250900000000001,-70.082599999999999,0,130515,218,532,0,41.250900000000001,-70.082599999999999,130515,218,532,295.01499999999999,41.250900000000001,-70.082599999999999,71.3569714355,130515,218,532,296.45699999999999,41.250900000000001,-70.082599999999999,73.952711181599994,130515,218,532,298.59800000000001,41.250900000000001,-70.082599999999999,77.805671386699998,130515,218,532,41.250900000000001,-70.082599999999999,33.626899999999999,0,130515,218,532,41.250900000000001,-70.082599999999999,40.274000000000001,130515,218,532,47.208300000000001,41.250900000000001,-70.082599999999999,129909,217,525,41.493499999999997,-71.081999999999994,48.061,129909,217,525,55.321899999999999,41.493499999999997,-71.081999999999994,"NANTUCKET",197,0,"No Natural Gas Service",141537.16298699999,127264767.351,"NANTUCKET",197,"National Grid (Nantucket Electric)","Nantucket Electric Company d/b/a National Grid",141537.16298699999,127264767.351,"NANTUCKET",197,"Comcast","Comcast",127265062.11499999,141521.59362900001]
["UMB05",null,"University Of Massachusetts Boston Agr Exp Station  -  Ntk","180 Polpis Road - Beach House -13","851UMB3160","520","square-feet","180","Polpis Road","Nantucket","Nantucket",null,"Inactive","Private Entity","PRIV","UMB","$156,000.00","US Dollars","2 - Minor Building",41.295799260000003,-70.041099549999998,null,null,null,null,null,null,null,null,null,null,null,null,null,null,null,null,null,null,null,null,null,null,null,null,null,null,null,null,null,null,null,null,null,null,null,null,null,null,null,null,null,null,null,null,null,null,null,null,null,null,null,null,null,null,null,null,1,"S_Present_Pt1Perc","C:/Users/tspencer/Commonwealth of Massachusetts/DCP-TEAMS - DCAMM Energy - Documents/Resilience/Resilience/MC-FRM GIS/pt1PercentExtent/South_Present_Dpt1percent/S_Present_Pt1Perc.shp",1,"S_2030_Pt1Perc","C:/Users/tspencer/Commonwealth of Massachusetts/DCP-TEAMS - DCAMM Energy - Documents/Resilience/Resilience/MC-FRM GIS/pt1PercentExtent/South_2030_Dpt1percent/S_2030_Pt1Perc.shp",1,"S_2050_Pt1Perc","C:/Users/tspencer/Commonwealth of Massachusetts/DCP-TEAMS - DCAMM Energy - Documents/Resilience/Resilience/MC-FRM GIS/pt1PercentExtent/South_2050_Dpt1percent/S_2050_Pt1Perc.shp",1,"S_2070_Pt1Perc","C:/Users/tspencer/Commonwealth of Massachusetts/DCP-TEAMS - DCAMM Energy - Documents/Resilience/Resilience/MC-FRM GIS/pt1PercentExtent/South_2070_Dpt1percent/S_2070_Pt1Perc.shp",1,"S_Present_1Perc","C:/Users/tspencer/Commonwealth of Massachusetts/DCP-TEAMS - DCAMM Energy - Documents/Resilience/Resilience/MC-FRM GIS/1PercentExtent/South_Present_D1Percent/S_Present_1Perc.shp",1,"S_2030_1Perc","C:/Users/tspencer/Commonwealth of Massachusetts/DCP-TEAMS - DCAMM Energy - Documents/Resilience/Resilience/MC-FRM GIS/1PercentExtent/South_2030_D1percent/S_2030_1Perc.shp",1,"S_2050_1Perc","C:/Users/tspencer/Commonwealth of Massachusetts/DCP-TEAMS - DCAMM Energy - Documents/Resilience/Resilience/MC-FRM GIS/1PercentExtent/South_2050_D1percent/S_2050_1Perc.shp",1,"S_2070_1Perc","C:/Users/tspencer/Commonwealth of Massachusetts/DCP-TEAMS - DCAMM Energy - Documents/Resilience/Resilience/MC-FRM GIS/1PercentExtent/South_2070_D1percent/S_2070_1Perc.shp",130515,218,532,13.416700000000001,41.250900000000001,-70.082599999999999,130515,218,532,23.001899999999999,41.250900000000001,-70.082599999999999,130515,218,532,41.250900000000001,-70.082599999999999,0,130515,218,532,41.250900000000001,-70.082599999999999,0,130515,218,532,0,41.250900000000001,-70.082599999999999,130515,218,532,295.01499999999999,41.250900000000001,-70.082599999999999,71.3569714355,130515,218,532,296.45699999999999,41.250900000000001,-70.082599999999999,73.952711181599994,130515,218,532,298.59800000000001,41.250900000000001,-70.082599999999999,77.805671386699998,130515,218,532,41.250900000000001,-70.082599999999999,33.626899999999999,0,130515,218,532,41.250900000000001,-70.082599999999999,40.274000000000001,130515,218,532,47.208300000000001,41.250900000000001,-70.082599999999999,129909,217,525,41.493499999999997,-71.081999999999994,48.061,129909,217,525,55.321899999999999,41.493499999999997,-71.081999999999994,"NANTUCKET",197,0,"No Natural Gas Service",141537.16298699999,127264767.351,"NANTUCKET",197,"National Grid (Nantucket Electric)","Nantucket Electric Company d/b/a National Grid",141537.16298699999,127264767.351,"NANTUCKET",197,"Comcast","Comcast",127265062.11499999,141521.59362900001]
["UMB05",null,"University Of Massachusetts Boston Agr Exp Station  -  Ntk","Apartment Workshop","851UMB3130","2,115","square-feet","180","Polpis Road","Nantucket","Nantucket",null,"In Use","Private Entity","PRIV","UMB","$846,000.00","US Dollars","1 - Major Building",41.29499817,-70.04060364,null,null,null,null,null,null,null,null,null,null,null,null,null,null,null,null,null,null,null,null,null,null,null,null,null,null,null,null,null,null,null,null,null,null,null,null,null,null,null,null,null,null,null,null,null,null,null,null,null,null,null,null,null,3,3894.6044680300001,738.361682664,1,"S_Present_Pt1Perc","C:/Users/tspencer/Commonwealth of Massachusetts/DCP-TEAMS - DCAMM Energy - Documents/Resilience/Resilience/MC-FRM GIS/pt1PercentExtent/South_Present_Dpt1percent/S_Present_Pt1Perc.shp",1,"S_2030_Pt1Perc","C:/Users/tspencer/Commonwealth of Massachusetts/DCP-TEAMS - DCAMM Energy - Documents/Resilience/Resilience/MC-FRM GIS/pt1PercentExtent/South_2030_Dpt1percent/S_2030_Pt1Perc.shp",1,"S_2050_Pt1Perc","C:/Users/tspencer/Commonwealth of Massachusetts/DCP-TEAMS - DCAMM Energy - Documents/Resilience/Resilience/MC-FRM GIS/pt1PercentExtent/South_2050_Dpt1percent/S_2050_Pt1Perc.shp",1,"S_2070_Pt1Perc","C:/Users/tspencer/Commonwealth of Massachusetts/DCP-TEAMS - DCAMM Energy - Documents/Resilience/Resilience/MC-FRM GIS/pt1PercentExtent/South_2070_Dpt1percent/S_2070_Pt1Perc.shp",1,"S_Present_1Perc","C:/Users/tspencer/Commonwealth of Massachusetts/DCP-TEAMS - DCAMM Energy - Documents/Resilience/Resilience/MC-FRM GIS/1PercentExtent/South_Present_D1Percent/S_Present_1Perc.shp",1,"S_2030_1Perc","C:/Users/tspencer/Commonwealth of Massachusetts/DCP-TEAMS - DCAMM Energy - Documents/Resilience/Resilience/MC-FRM GIS/1PercentExtent/South_2030_D1percent/S_2030_1Perc.shp",1,"S_2050_1Perc","C:/Users/tspencer/Commonwealth of Massachusetts/DCP-TEAMS - DCAMM Energy - Documents/Resilience/Resilience/MC-FRM GIS/1PercentExtent/South_2050_D1percent/S_2050_1Perc.shp",1,"S_2070_1Perc","C:/Users/tspencer/Commonwealth of Massachusetts/DCP-TEAMS - DCAMM Energy - Documents/Resilience/Resilience/MC-FRM GIS/1PercentExtent/South_2070_D1percent/S_2070_1Perc.shp",130515,218,532,13.416700000000001,41.250900000000001,-70.082599999999999,130515,218,532,23.001899999999999,41.250900000000001,-70.082599999999999,130515,218,532,41.250900000000001,-70.082599999999999,0,130515,218,532,41.250900000000001,-70.082599999999999,0,130515,218,532,0,41.250900000000001,-70.082599999999999,130515,218,532,295.01499999999999,41.250900000000001,-70.082599999999999,71.3569714355,130515,218,532,296.45699999999999,41.250900000000001,-70.082599999999999,73.952711181599994,130515,218,532,298.59800000000001,41.250900000000001,-70.082599999999999,77.805671386699998,130515,218,532,41.250900000000001,-70.082599999999999,33.626899999999999,0,130515,218,532,41.250900000000001,-70.082599999999999,40.274000000000001,130515,218,532,47.208300000000001,41.250900000000001,-70.082599999999999,129909,217,525,41.493499999999997,-71.081999999999994,48.061,129909,217,525,55.321899999999999,41.493499999999997,-71.081999999999994,"NANTUCKET",197,0,"No Natural Gas Service",141537.16298699999,127264767.351,"NANTUCKET",197,"National Grid (Nantucket Electric)","Nantucket Electric Company d/b/a National Grid",141537.16298699999,127264767.351,"NANTUCKET",197,"Comcast","Comcast",127265062.11499999,141521.59362900001]
["UMB05",null,"University Of Massachusetts Boston Agr Exp Station  -  Ntk","Dormitory","851UMB5791","1,975","square-feet","180","Polpis Road","Nantucket","Nantucket",null,"In Use","Private Entity","PRIV","UMB","$790,000.00","US Dollars","1 - Major Building",41.296100619999997,-70.04060364,null,null,null,null,null,null,null,null,null,null,null,null,null,null,null,null,null,null,null,null,null,null,null,null,null,null,null,null,null,null,null,null,null,null,null,null,null,null,null,null,null,null,null,null,null,null,null,null,null,null,null,null,null,null,null,null,1,"S_Present_Pt1Perc","C:/Users/tspencer/Commonwealth of Massachusetts/DCP-TEAMS - DCAMM Energy - Documents/Resilience/Resilience/MC-FRM GIS/pt1PercentExtent/South_Present_Dpt1percent/S_Present_Pt1Perc.shp",1,"S_2030_Pt1Perc","C:/Users/tspencer/Commonwealth of Massachusetts/DCP-TEAMS - DCAMM Energy - Documents/Resilience/Resilience/MC-FRM GIS/pt1PercentExtent/South_2030_Dpt1percent/S_2030_Pt1Perc.shp",1,"S_2050_Pt1Perc","C:/Users/tspencer/Commonwealth of Massachusetts/DCP-TEAMS - DCAMM Energy - Documents/Resilience/Resilience/MC-FRM GIS/pt1PercentExtent/South_2050_Dpt1percent/S_2050_Pt1Perc.shp",1,"S_2070_Pt1Perc","C:/Users/tspencer/Commonwealth of Massachusetts/DCP-TEAMS - DCAMM Energy - Documents/Resilience/Resilience/MC-FRM GIS/pt1PercentExtent/South_2070_Dpt1percent/S_2070_Pt1Perc.shp",1,"S_Present_1Perc","C:/Users/tspencer/Commonwealth of Massachusetts/DCP-TEAMS - DCAMM Energy - Documents/Resilience/Resilience/MC-FRM GIS/1PercentExtent/South_Present_D1Percent/S_Present_1Perc.shp",1,"S_2030_1Perc","C:/Users/tspencer/Commonwealth of Massachusetts/DCP-TEAMS - DCAMM Energy - Documents/Resilience/Resilience/MC-FRM GIS/1PercentExtent/South_2030_D1percent/S_2030_1Perc.shp",1,"S_2050_1Perc","C:/Users/tspencer/Commonwealth of Massachusetts/DCP-TEAMS - DCAMM Energy - Documents/Resilience/Resilience/MC-FRM GIS/1PercentExtent/South_2050_D1percent/S_2050_1Perc.shp",1,"S_2070_1Perc","C:/Users/tspencer/Commonwealth of Massachusetts/DCP-TEAMS - DCAMM Energy - Documents/Resilience/Resilience/MC-FRM GIS/1PercentExtent/South_2070_D1percent/S_2070_1Perc.shp",130515,218,532,13.416700000000001,41.250900000000001,-70.082599999999999,130515,218,532,23.001899999999999,41.250900000000001,-70.082599999999999,130515,218,532,41.250900000000001,-70.082599999999999,0,130515,218,532,41.250900000000001,-70.082599999999999,0,130515,218,532,0,41.250900000000001,-70.082599999999999,130515,218,532,295.01499999999999,41.250900000000001,-70.082599999999999,71.3569714355,130515,218,532,296.45699999999999,41.250900000000001,-70.082599999999999,73.952711181599994,130515,218,532,298.59800000000001,41.250900000000001,-70.082599999999999,77.805671386699998,130515,218,532,41.250900000000001,-70.082599999999999,33.626899999999999,0,130515,218,532,41.250900000000001,-70.082599999999999,40.274000000000001,130515,218,532,47.208300000000001,41.250900000000001,-70.082599999999999,129909,217,525,41.493499999999997,-71.081999999999994,48.061,129909,217,525,55.321899999999999,41.493499999999997,-71.081999999999994,"NANTUCKET",197,0,"No Natural Gas Service",141537.16298699999,127264767.351,"NANTUCKET",197,"National Grid (Nantucket Electric)","Nantucket Electric Company d/b/a National Grid",141537.16298699999,127264767.351,"NANTUCKET",197,"Comcast","Comcast",127265062.11499999,141521.59362900001]
["UMB05",null,"University Of Massachusetts Boston Agr Exp Station  -  Ntk","Laboratory","851UMB3140","1,133","square-feet","180","Polpis Road","Nantucket","Nantucket",null,"In Use","Private Entity","PRIV","UMB","$1,133,000.00","US Dollars","1 - Major Building",41.294399259999999,-70.040000919999997,null,null,null,null,null,null,null,null,null,null,null,null,null,null,null,null,null,null,null,null,null,null,null,null,null,null,null,null,null,null,null,null,null,null,null,null,null,null,null,null,null,null,null,null,null,null,null,null,null,null,null,null,null,4,2222.15084467,407.09423825099998,1,"S_Present_Pt1Perc","C:/Users/tspencer/Commonwealth of Massachusetts/DCP-TEAMS - DCAMM Energy - Documents/Resilience/Resilience/MC-FRM GIS/pt1PercentExtent/South_Present_Dpt1percent/S_Present_Pt1Perc.shp",1,"S_2030_Pt1Perc","C:/Users/tspencer/Commonwealth of Massachusetts/DCP-TEAMS - DCAMM Energy - Documents/Resilience/Resilience/MC-FRM GIS/pt1PercentExtent/South_2030_Dpt1percent/S_2030_Pt1Perc.shp",1,"S_2050_Pt1Perc","C:/Users/tspencer/Commonwealth of Massachusetts/DCP-TEAMS - DCAMM Energy - Documents/Resilience/Resilience/MC-FRM GIS/pt1PercentExtent/South_2050_Dpt1percent/S_2050_Pt1Perc.shp",1,"S_2070_Pt1Perc","C:/Users/tspencer/Commonwealth of Massachusetts/DCP-TEAMS - DCAMM Energy - Documents/Resilience/Resilience/MC-FRM GIS/pt1PercentExtent/South_2070_Dpt1percent/S_2070_Pt1Perc.shp",null,null,null,1,"S_2030_1Perc","C:/Users/tspencer/Commonwealth of Massachusetts/DCP-TEAMS - DCAMM Energy - Documents/Resilience/Resilience/MC-FRM GIS/1PercentExtent/South_2030_D1percent/S_2030_1Perc.shp",1,"S_2050_1Perc","C:/Users/tspencer/Commonwealth of Massachusetts/DCP-TEAMS - DCAMM Energy - Documents/Resilience/Resilience/MC-FRM GIS/1PercentExtent/South_2050_D1percent/S_2050_1Perc.shp",1,"S_2070_1Perc","C:/Users/tspencer/Commonwealth of Massachusetts/DCP-TEAMS - DCAMM Energy - Documents/Resilience/Resilience/MC-FRM GIS/1PercentExtent/South_2070_D1percent/S_2070_1Perc.shp",130515,218,532,13.416700000000001,41.250900000000001,-70.082599999999999,130515,218,532,23.001899999999999,41.250900000000001,-70.082599999999999,130515,218,532,41.250900000000001,-70.082599999999999,0,130515,218,532,41.250900000000001,-70.082599999999999,0,130515,218,532,0,41.250900000000001,-70.082599999999999,130515,218,532,295.01499999999999,41.250900000000001,-70.082599999999999,71.3569714355,130515,218,532,296.45699999999999,41.250900000000001,-70.082599999999999,73.952711181599994,130515,218,532,298.59800000000001,41.250900000000001,-70.082599999999999,77.805671386699998,130515,218,532,41.250900000000001,-70.082599999999999,33.626899999999999,0,130515,218,532,41.250900000000001,-70.082599999999999,40.274000000000001,130515,218,532,47.208300000000001,41.250900000000001,-70.082599999999999,129909,217,525,41.493499999999997,-71.081999999999994,48.061,129909,217,525,55.321899999999999,41.493499999999997,-71.081999999999994,"NANTUCKET",197,0,"No Natural Gas Service",141537.16298699999,127264767.351,"NANTUCKET",197,"National Grid (Nantucket Electric)","Nantucket Electric Company d/b/a National Grid",141537.16298699999,127264767.351,"NANTUCKET",197,"Comcast","Comcast",127265062.11499999,141521.59362900001]
["POL15",null,"Police Station - Nantucket","State Police Barracks - Nantucket","851POL0590","3,577","square-feet","83","North Liberty Street","Nantucket","Nantucket",null,"In Use","State Owned","POL","POL","$2,503,900.00","US Dollars","1 - Major Building",41.290000919999997,-70.10749817,null,null,null,null,null,null,null,null,null,null,null,null,null,null,null,null,null,null,null,null,null,null,null,null,null,null,null,null,null,null,null,null,null,null,null,null,null,null,null,null,null,null,null,null,null,null,null,null,null,null,null,null,null,null,null,null,null,null,null,null,null,null,null,null,null,null,null,null,null,null,null,null,null,null,null,null,null,null,null,null,130515,218,532,13.416700000000001,41.250900000000001,-70.082599999999999,130515,218,532,23.001899999999999,41.250900000000001,-70.082599999999999,130515,218,532,41.250900000000001,-70.082599999999999,0,130515,218,532,41.250900000000001,-70.082599999999999,0,130515,218,532,0,41.250900000000001,-70.082599999999999,130515,218,532,295.01499999999999,41.250900000000001,-70.082599999999999,71.3569714355,130515,218,532,296.45699999999999,41.250900000000001,-70.082599999999999,73.952711181599994,130515,218,532,298.59800000000001,41.250900000000001,-70.082599999999999,77.805671386699998,130515,218,532,41.250900000000001,-70.082599999999999,33.626899999999999,0,130515,218,532,41.250900000000001,-70.082599999999999,40.274000000000001,130515,218,532,47.208300000000001,41.250900000000001,-70.082599999999999,129909,217,525,41.493499999999997,-71.081999999999994,48.061,129909,217,525,55.321899999999999,41.493499999999997,-71.081999999999994,"NANTUCKET",197,0,"No Natural Gas Service",141537.16298699999,127264767.351,"NANTUCKET",197,"National Grid (Nantucket Electric)","Nantucket Electric Company d/b/a National Grid",141537.16298699999,127264767.351,"NANTUCKET",197,"Comcast","Comcast",127265062.11499999,141521.59362900001]
["POL15",null,"Police Station - Nantucket","Garage With Loft","851POL0600","960","square-feet","83","North Liberty Street","Nantucket","Nantucket",null,"In Use","State Owned","POL","POL","$336,000.00","US Dollars","2 - Minor Building",41.290000919999997,-70.10749817,null,null,null,null,null,null,null,null,null,null,null,null,null,null,null,null,null,null,null,null,null,null,null,null,null,null,null,null,null,null,null,null,null,null,null,null,null,null,null,null,null,null,null,null,null,null,null,null,null,null,null,null,null,null,null,null,null,null,null,null,null,null,null,null,null,null,null,null,null,null,null,null,null,null,null,null,null,null,null,null,130515,218,532,13.416700000000001,41.250900000000001,-70.082599999999999,130515,218,532,23.001899999999999,41.250900000000001,-70.082599999999999,130515,218,532,41.250900000000001,-70.082599999999999,0,130515,218,532,41.250900000000001,-70.082599999999999,0,130515,218,532,0,41.250900000000001,-70.082599999999999,130515,218,532,295.01499999999999,41.250900000000001,-70.082599999999999,71.3569714355,130515,218,532,296.45699999999999,41.250900000000001,-70.082599999999999,73.952711181599994,130515,218,532,298.59800000000001,41.250900000000001,-70.082599999999999,77.805671386699998,130515,218,532,41.250900000000001,-70.082599999999999,33.626899999999999,0,130515,218,532,41.250900000000001,-70.082599999999999,40.274000000000001,130515,218,532,47.208300000000001,41.250900000000001,-70.082599999999999,130509,218,526,41.545400000000001,-70.883099999999999,45.551099999999998,130509,218,526,50.803199999999997,41.545400000000001,-70.883099999999999,"NANTUCKET",197,0,"No Natural Gas Service",141537.16298699999,127264767.351,"NANTUCKET",197,"National Grid (Nantucket Electric)","Nantucket Electric Company d/b/a National Grid",141537.16298699999,127264767.351,"NANTUCKET",197,"Comcast","Comcast",127265062.11499999,141521.59362900001]
["DMH20",null,"Nantucket Choice Housing","Choice House","851DMH9201","5,471","square-feet",null,null,"Nantucket","Nantucket",null,"In Use","State Owned","DMH","DMH","$2,188,400.00","US Dollars","1 - Major Building",41.26499939,-70.090797420000001,null,null,null,null,null,null,null,null,null,null,null,null,null,null,null,null,null,null,null,null,null,null,null,null,null,null,null,null,null,null,null,null,null,null,null,null,null,null,null,null,null,null,null,null,null,null,null,null,null,null,null,null,null,null,null,null,null,null,null,null,null,null,null,null,null,null,null,null,null,null,null,null,null,null,null,null,null,null,null,null,130515,218,532,13.416700000000001,41.250900000000001,-70.082599999999999,130515,218,532,23.001899999999999,41.250900000000001,-70.082599999999999,130515,218,532,41.250900000000001,-70.082599999999999,0,130515,218,532,41.250900000000001,-70.082599999999999,0,130515,218,532,0,41.250900000000001,-70.082599999999999,130515,218,532,295.01499999999999,41.250900000000001,-70.082599999999999,71.3569714355,130515,218,532,296.45699999999999,41.250900000000001,-70.082599999999999,73.952711181599994,130515,218,532,298.59800000000001,41.250900000000001,-70.082599999999999,77.805671386699998,130515,218,532,41.250900000000001,-70.082599999999999,33.626899999999999,0,130515,218,532,41.250900000000001,-70.082599999999999,40.274000000000001,130515,218,532,47.208300000000001,41.250900000000001,-70.082599999999999,130509,218,526,41.545400000000001,-70.883099999999999,45.551099999999998,130509,218,526,50.803199999999997,41.545400000000001,-70.883099999999999,"NANTUCKET",197,0,"No Natural Gas Service",141537.16298699999,127264767.351,"NANTUCKET",197,"National Grid (Nantucket Electric)","Nantucket Electric Company d/b/a National Grid",141537.16298699999,127264767.351,"NANTUCKET",197,"Comcast","Comcast",127265062.11499999,141521.59362900001]
["UMB05",null,"University Of Massachusetts Boston Agr Exp Station  -  Ntk","Gouin Apartment Building","851UMB9210","3,060","square-feet","20","Vesper Lane","Nantucket","Nantucket",null,"In Use","Private Entity","PRIV","UMB","$1,224,000.00","US Dollars","1 - Major Building",41.273300169999999,-70.102500919999997,null,null,null,null,null,null,null,null,null,null,null,null,null,null,null,null,null,null,null,null,null,null,null,null,null,null,null,null,null,null,null,null,null,null,null,null,null,null,null,null,null,null,null,null,null,null,null,null,null,null,null,null,null,null,null,null,null,null,null,null,null,null,null,null,null,null,null,null,null,null,null,null,null,null,null,null,null,null,null,null,130515,218,532,13.416700000000001,41.250900000000001,-70.082599999999999,130515,218,532,23.001899999999999,41.250900000000001,-70.082599999999999,130515,218,532,41.250900000000001,-70.082599999999999,0,130515,218,532,41.250900000000001,-70.082599999999999,0,130515,218,532,0,41.250900000000001,-70.082599999999999,130515,218,532,295.01499999999999,41.250900000000001,-70.082599999999999,71.3569714355,130515,218,532,296.45699999999999,41.250900000000001,-70.082599999999999,73.952711181599994,130515,218,532,298.59800000000001,41.250900000000001,-70.082599999999999,77.805671386699998,130515,218,532,41.250900000000001,-70.082599999999999,33.626899999999999,0,130515,218,532,41.250900000000001,-70.082599999999999,40.274000000000001,130515,218,532,47.208300000000001,41.250900000000001,-70.082599999999999,130507,218,524,41.642299999999999,-71.151700000000005,45.08,130507,218,524,48.3018,41.642299999999999,-71.151700000000005,"NANTUCKET",197,0,"No Natural Gas Service",141537.16298699999,127264767.351,"NANTUCKET",197,"National Grid (Nantucket Electric)","Nantucket Electric Company d/b/a National Grid",141537.16298699999,127264767.351,"NANTUCKET",197,"Comcast","Comcast",127265062.11499999,141521.59362900001]
["DCRHNBR","HBCH1","Horseneck Beach Reservation","Campground Bathhouse","670DEM0360","1,728","square-feet",null,"Campground Road","Westport","Bristol",null,"In Use","State Owned","DCR","DCR","$604,800.00","US Dollars","2 - Minor Building",41.500284999999998,-71.041455999999997,null,null,null,null,null,null,null,null,null,null,null,null,null,null,null,null,null,null,null,null,null,null,null,null,null,null,null,null,null,null,null,"25005C","1.1.1.0","25005C_762","NP","AE",null,"T",13,"NAVD88",-9999,"Feet",-9999,null,null,null,-9999,-9999,null,"25005C_FIRM","AE: 1% Annual Chance of Flooding, with BFE",54376.8291943,1542.3140015500001,3,1169.00755435,161.033615553,1,"S_Present_Pt1Perc","C:/Users/tspencer/Commonwealth of Massachusetts/DCP-TEAMS - DCAMM Energy - Documents/Resilience/Resilience/MC-FRM GIS/pt1PercentExtent/South_Present_Dpt1percent/S_Present_Pt1Perc.shp",1,"S_2030_Pt1Perc","C:/Users/tspencer/Commonwealth of Massachusetts/DCP-TEAMS - DCAMM Energy - Documents/Resilience/Resilience/MC-FRM GIS/pt1PercentExtent/South_2030_Dpt1percent/S_2030_Pt1Perc.shp",1,"S_2050_Pt1Perc","C:/Users/tspencer/Commonwealth of Massachusetts/DCP-TEAMS - DCAMM Energy - Documents/Resilience/Resilience/MC-FRM GIS/pt1PercentExtent/South_2050_Dpt1percent/S_2050_Pt1Perc.shp",1,"S_2070_Pt1Perc","C:/Users/tspencer/Commonwealth of Massachusetts/DCP-TEAMS - DCAMM Energy - Documents/Resilience/Resilience/MC-FRM GIS/pt1PercentExtent/South_2070_Dpt1percent/S_2070_Pt1Perc.shp",1,"S_Present_1Perc","C:/Users/tspencer/Commonwealth of Massachusetts/DCP-TEAMS - DCAMM Energy - Documents/Resilience/Resilience/MC-FRM GIS/1PercentExtent/South_Present_D1Percent/S_Present_1Perc.shp",1,"S_2030_1Perc","C:/Users/tspencer/Commonwealth of Massachusetts/DCP-TEAMS - DCAMM Energy - Documents/Resilience/Resilience/MC-FRM GIS/1PercentExtent/South_2030_D1percent/S_2030_1Perc.shp",1,"S_2050_1Perc","C:/Users/tspencer/Commonwealth of Massachusetts/DCP-TEAMS - DCAMM Energy - Documents/Resilience/Resilience/MC-FRM GIS/1PercentExtent/South_2050_D1percent/S_2050_1Perc.shp",1,"S_2070_1Perc","C:/Users/tspencer/Commonwealth of Massachusetts/DCP-TEAMS - DCAMM Energy - Documents/Resilience/Resilience/MC-FRM GIS/1PercentExtent/South_2070_D1percent/S_2070_1Perc.shp",129909,217,525,8.3215900000000005,41.493499999999997,-71.081999999999994,129909,217,525,26.019500000000001,41.493499999999997,-71.081999999999994,129909,217,525,41.493499999999997,-71.081999999999994,0,129909,217,525,41.493499999999997,-71.081999999999994,0,129909,217,525,0,41.493499999999997,-71.081999999999994,129909,217,525,296.18299999999999,41.493499999999997,-71.081999999999994,73.459754638700005,129909,217,525,298.36700000000002,41.493499999999997,-71.081999999999994,77.3900036621,129909,217,525,300.44600000000003,41.493499999999997,-71.081999999999994,81.133155517600002,129909,217,525,41.493499999999997,-71.081999999999994,43.979399999999998,0,129909,217,525,41.493499999999997,-71.081999999999994,48.061,129909,217,525,55.321899999999999,41.493499999999997,-71.081999999999994,129293,216,508,42.1892,-73.4542,44.921700000000001,129293,216,508,48.376899999999999,42.1892,-73.4542,"WESTPORT",334,"Liberty Utilities","Liberty Utilities",61995.949699999997,148115973.05399999,"WESTPORT",334,"Eversource Energy (NSTAR Electric), National Grid (Massachusetts Electric)","NSTAR Electric d/b/a Eversource Energy, Massachusetts Electric d/b/a National Grid",61995.949699999997,148115973.05399999,"WESTPORT",334,"Charter","Charter",148116069.52599999,61992.850034199997]
["DCRHNBR","HBCH1","Horseneck Beach Reservation","Campground Contact Station","670DEM0190","224","square-feet",null,"Campground Road","Westport","Bristol",null,"In Use","State Owned","DCR","DCR","$78,400.00","US Dollars","2 - Minor Building",41.501719999999999,-71.039947999999995,null,null,null,null,null,null,null,null,null,null,null,null,null,null,null,null,null,null,null,null,null,null,null,null,null,null,null,null,null,null,null,"25005C","1.1.1.0","25005C_2020","NP","VE",null,"T",19,"NAVD88",-9999,"Feet",-9999,null,null,null,-9999,-9999,null,"25005C_FIRM","VE: High Risk Coastal Area",3272752.7609299999,19943.4659522,2,618887.262308,34209.797520200002,1,"S_Present_Pt1Perc","C:/Users/tspencer/Commonwealth of Massachusetts/DCP-TEAMS - DCAMM Energy - Documents/Resilience/Resilience/MC-FRM GIS/pt1PercentExtent/South_Present_Dpt1percent/S_Present_Pt1Perc.shp",1,"S_2030_Pt1Perc","C:/Users/tspencer/Commonwealth of Massachusetts/DCP-TEAMS - DCAMM Energy - Documents/Resilience/Resilience/MC-FRM GIS/pt1PercentExtent/South_2030_Dpt1percent/S_2030_Pt1Perc.shp",1,"S_2050_Pt1Perc","C:/Users/tspencer/Commonwealth of Massachusetts/DCP-TEAMS - DCAMM Energy - Documents/Resilience/Resilience/MC-FRM GIS/pt1PercentExtent/South_2050_Dpt1percent/S_2050_Pt1Perc.shp",1,"S_2070_Pt1Perc","C:/Users/tspencer/Commonwealth of Massachusetts/DCP-TEAMS - DCAMM Energy - Documents/Resilience/Resilience/MC-FRM GIS/pt1PercentExtent/South_2070_Dpt1percent/S_2070_Pt1Perc.shp",1,"S_Present_1Perc","C:/Users/tspencer/Commonwealth of Massachusetts/DCP-TEAMS - DCAMM Energy - Documents/Resilience/Resilience/MC-FRM GIS/1PercentExtent/South_Present_D1Percent/S_Present_1Perc.shp",1,"S_2030_1Perc","C:/Users/tspencer/Commonwealth of Massachusetts/DCP-TEAMS - DCAMM Energy - Documents/Resilience/Resilience/MC-FRM GIS/1PercentExtent/South_2030_D1percent/S_2030_1Perc.shp",1,"S_2050_1Perc","C:/Users/tspencer/Commonwealth of Massachusetts/DCP-TEAMS - DCAMM Energy - Documents/Resilience/Resilience/MC-FRM GIS/1PercentExtent/South_2050_D1percent/S_2050_1Perc.shp",1,"S_2070_1Perc","C:/Users/tspencer/Commonwealth of Massachusetts/DCP-TEAMS - DCAMM Energy - Documents/Resilience/Resilience/MC-FRM GIS/1PercentExtent/South_2070_D1percent/S_2070_1Perc.shp",129909,217,525,8.3215900000000005,41.493499999999997,-71.081999999999994,129909,217,525,26.019500000000001,41.493499999999997,-71.081999999999994,129909,217,525,41.493499999999997,-71.081999999999994,0,129909,217,525,41.493499999999997,-71.081999999999994,0,129909,217,525,0,41.493499999999997,-71.081999999999994,129909,217,525,296.18299999999999,41.493499999999997,-71.081999999999994,73.459754638700005,129909,217,525,298.36700000000002,41.493499999999997,-71.081999999999994,77.3900036621,129909,217,525,300.44600000000003,41.493499999999997,-71.081999999999994,81.133155517600002,129909,217,525,41.493499999999997,-71.081999999999994,43.979399999999998,0,129909,217,525,41.493499999999997,-71.081999999999994,48.061,129909,217,525,55.321899999999999,41.493499999999997,-71.081999999999994,129898,217,514,42.0152,-72.5702,41.712499999999999,129898,217,514,46.520200000000003,42.0152,-72.5702,"WESTPORT",334,"Liberty Utilities","Liberty Utilities",61995.949699999997,148115973.05399999,"WESTPORT",334,"Eversource Energy (NSTAR Electric), National Grid (Massachusetts Electric)","NSTAR Electric d/b/a Eversource Energy, Massachusetts Electric d/b/a National Grid",61995.949699999997,148115973.05399999,"WESTPORT",334,"Charter","Charter",148116069.52599999,61992.850034199997]
["DCRHNBR","HBCH1","Horseneck Beach Reservation","East Bathhouse","670DCR1901","2,600","square-feet",null,"John Reed Road","Westport","Bristol",null,"In Use","State Owned","DCR","DCR","$1,170,000.00","US Dollars","1 - Major Building",41.505623999999997,-71.050985999999995,null,null,null,null,null,null,null,null,null,null,null,null,null,null,null,null,null,null,null,null,null,null,null,null,null,null,null,null,null,null,null,"25005C","1.1.1.0","25005C_1810","NP","AE",null,"T",12,"NAVD88",-9999,"Feet",-9999,null,null,null,-9999,-9999,null,"25005C_FIRM","AE: 1% Annual Chance of Flooding, with BFE",748100.08586200001,10245.4930336,2,618887.262308,34209.797520200002,1,"S_Present_Pt1Perc","C:/Users/tspencer/Commonwealth of Massachusetts/DCP-TEAMS - DCAMM Energy - Documents/Resilience/Resilience/MC-FRM GIS/pt1PercentExtent/South_Present_Dpt1percent/S_Present_Pt1Perc.shp",1,"S_2030_Pt1Perc","C:/Users/tspencer/Commonwealth of Massachusetts/DCP-TEAMS - DCAMM Energy - Documents/Resilience/Resilience/MC-FRM GIS/pt1PercentExtent/South_2030_Dpt1percent/S_2030_Pt1Perc.shp",1,"S_2050_Pt1Perc","C:/Users/tspencer/Commonwealth of Massachusetts/DCP-TEAMS - DCAMM Energy - Documents/Resilience/Resilience/MC-FRM GIS/pt1PercentExtent/South_2050_Dpt1percent/S_2050_Pt1Perc.shp",1,"S_2070_Pt1Perc","C:/Users/tspencer/Commonwealth of Massachusetts/DCP-TEAMS - DCAMM Energy - Documents/Resilience/Resilience/MC-FRM GIS/pt1PercentExtent/South_2070_Dpt1percent/S_2070_Pt1Perc.shp",1,"S_Present_1Perc","C:/Users/tspencer/Commonwealth of Massachusetts/DCP-TEAMS - DCAMM Energy - Documents/Resilience/Resilience/MC-FRM GIS/1PercentExtent/South_Present_D1Percent/S_Present_1Perc.shp",1,"S_2030_1Perc","C:/Users/tspencer/Commonwealth of Massachusetts/DCP-TEAMS - DCAMM Energy - Documents/Resilience/Resilience/MC-FRM GIS/1PercentExtent/South_2030_D1percent/S_2030_1Perc.shp",1,"S_2050_1Perc","C:/Users/tspencer/Commonwealth of Massachusetts/DCP-TEAMS - DCAMM Energy - Documents/Resilience/Resilience/MC-FRM GIS/1PercentExtent/South_2050_D1percent/S_2050_1Perc.shp",1,"S_2070_1Perc","C:/Users/tspencer/Commonwealth of Massachusetts/DCP-TEAMS - DCAMM Energy - Documents/Resilience/Resilience/MC-FRM GIS/1PercentExtent/South_2070_D1percent/S_2070_1Perc.shp",129909,217,525,8.3215900000000005,41.493499999999997,-71.081999999999994,129909,217,525,26.019500000000001,41.493499999999997,-71.081999999999994,129909,217,525,41.493499999999997,-71.081999999999994,0,129909,217,525,41.493499999999997,-71.081999999999994,0,129909,217,525,0,41.493499999999997,-71.081999999999994,129909,217,525,296.18299999999999,41.493499999999997,-71.081999999999994,73.459754638700005,129909,217,525,298.36700000000002,41.493499999999997,-71.081999999999994,77.3900036621,129909,217,525,300.44600000000003,41.493499999999997,-71.081999999999994,81.133155517600002,129909,217,525,41.493499999999997,-71.081999999999994,43.979399999999998,0,129909,217,525,41.493499999999997,-71.081999999999994,48.061,129909,217,525,55.321899999999999,41.493499999999997,-71.081999999999994,129898,217,514,42.0152,-72.5702,41.712499999999999,129898,217,514,46.520200000000003,42.0152,-72.5702,"WESTPORT",334,"Liberty Utilities","Liberty Utilities",61995.949699999997,148115973.05399999,"WESTPORT",334,"Eversource Energy (NSTAR Electric), National Grid (Massachusetts Electric)","NSTAR Electric d/b/a Eversource Energy, Massachusetts Electric d/b/a National Grid",61995.949699999997,148115973.05399999,"WESTPORT",334,"Charter","Charter",148116069.52599999,61992.850034199997]
["DCRHNBR","HBCH1","Horseneck Beach Reservation","Horseneck Point Life Saving Station","670DCR1801","544","square-feet","241","East Beach Road","Westport","Bristol",null,"Leased","State Owned","DCR","PRIV","$217,600.00","US Dollars","2 - Minor Building",41.496707999999998,-71.038673000000003,null,null,null,null,null,null,null,null,null,null,null,null,null,null,null,null,null,null,null,null,null,null,null,null,null,null,null,null,null,null,null,"25005C","1.1.1.0","25005C_1608","NP","VE",null,"T",21,"NAVD88",-9999,"Feet",-9999,null,null,null,-9999,-9999,null,"25005C_FIRM","VE: High Risk Coastal Area",8061.0007538899999,553.76091001899999,2,618887.262308,34209.797520200002,1,"S_Present_Pt1Perc","C:/Users/tspencer/Commonwealth of Massachusetts/DCP-TEAMS - DCAMM Energy - Documents/Resilience/Resilience/MC-FRM GIS/pt1PercentExtent/South_Present_Dpt1percent/S_Present_Pt1Perc.shp",1,"S_2030_Pt1Perc","C:/Users/tspencer/Commonwealth of Massachusetts/DCP-TEAMS - DCAMM Energy - Documents/Resilience/Resilience/MC-FRM GIS/pt1PercentExtent/South_2030_Dpt1percent/S_2030_Pt1Perc.shp",1,"S_2050_Pt1Perc","C:/Users/tspencer/Commonwealth of Massachusetts/DCP-TEAMS - DCAMM Energy - Documents/Resilience/Resilience/MC-FRM GIS/pt1PercentExtent/South_2050_Dpt1percent/S_2050_Pt1Perc.shp",1,"S_2070_Pt1Perc","C:/Users/tspencer/Commonwealth of Massachusetts/DCP-TEAMS - DCAMM Energy - Documents/Resilience/Resilience/MC-FRM GIS/pt1PercentExtent/South_2070_Dpt1percent/S_2070_Pt1Perc.shp",1,"S_Present_1Perc","C:/Users/tspencer/Commonwealth of Massachusetts/DCP-TEAMS - DCAMM Energy - Documents/Resilience/Resilience/MC-FRM GIS/1PercentExtent/South_Present_D1Percent/S_Present_1Perc.shp",1,"S_2030_1Perc","C:/Users/tspencer/Commonwealth of Massachusetts/DCP-TEAMS - DCAMM Energy - Documents/Resilience/Resilience/MC-FRM GIS/1PercentExtent/South_2030_D1percent/S_2030_1Perc.shp",1,"S_2050_1Perc","C:/Users/tspencer/Commonwealth of Massachusetts/DCP-TEAMS - DCAMM Energy - Documents/Resilience/Resilience/MC-FRM GIS/1PercentExtent/South_2050_D1percent/S_2050_1Perc.shp",1,"S_2070_1Perc","C:/Users/tspencer/Commonwealth of Massachusetts/DCP-TEAMS - DCAMM Energy - Documents/Resilience/Resilience/MC-FRM GIS/1PercentExtent/South_2070_D1percent/S_2070_1Perc.shp",129909,217,525,8.3215900000000005,41.493499999999997,-71.081999999999994,129909,217,525,26.019500000000001,41.493499999999997,-71.081999999999994,129909,217,525,41.493499999999997,-71.081999999999994,0,129909,217,525,41.493499999999997,-71.081999999999994,0,129909,217,525,0,41.493499999999997,-71.081999999999994,129909,217,525,296.18299999999999,41.493499999999997,-71.081999999999994,73.459754638700005,129909,217,525,298.36700000000002,41.493499999999997,-71.081999999999994,77.3900036621,129909,217,525,300.44600000000003,41.493499999999997,-71.081999999999994,81.133155517600002,129909,217,525,41.493499999999997,-71.081999999999994,43.979399999999998,0,129909,217,525,41.493499999999997,-71.081999999999994,48.061,129909,217,525,55.321899999999999,41.493499999999997,-71.081999999999994,129898,217,514,42.0152,-72.5702,41.712499999999999,129898,217,514,46.520200000000003,42.0152,-72.5702,"WESTPORT",334,"Liberty Utilities","Liberty Utilities",61995.949699999997,148115973.05399999,"WESTPORT",334,"Eversource Energy (NSTAR Electric), National Grid (Massachusetts Electric)","NSTAR Electric d/b/a Eversource Energy, Massachusetts Electric d/b/a National Grid",61995.949699999997,148115973.05399999,"WESTPORT",334,"Charter","Charter",148116069.52599999,61992.850034199997]
["DCRHNBR","HBCH1","Horseneck Beach Reservation","Lifesaving Station Visitor Center","670DEM0340","680","square-feet","241","East Beach Road","Westport","Bristol",null,"In Use","State Owned","DCR","DCR","$952,000.00","US Dollars","1 - Major Building",41.496617999999998,-71.038685999999998,null,null,null,null,null,null,null,null,null,null,null,null,null,null,null,null,null,null,null,null,null,null,null,null,null,null,null,null,null,null,null,"25005C","1.1.1.0","25005C_1608","NP","VE",null,"T",21,"NAVD88",-9999,"Feet",-9999,null,null,null,-9999,-9999,null,"25005C_FIRM","VE: High Risk Coastal Area",8061.0007538899999,553.76091001899999,2,618887.262308,34209.797520200002,1,"S_Present_Pt1Perc","C:/Users/tspencer/Commonwealth of Massachusetts/DCP-TEAMS - DCAMM Energy - Documents/Resilience/Resilience/MC-FRM GIS/pt1PercentExtent/South_Present_Dpt1percent/S_Present_Pt1Perc.shp",1,"S_2030_Pt1Perc","C:/Users/tspencer/Commonwealth of Massachusetts/DCP-TEAMS - DCAMM Energy - Documents/Resilience/Resilience/MC-FRM GIS/pt1PercentExtent/South_2030_Dpt1percent/S_2030_Pt1Perc.shp",1,"S_2050_Pt1Perc","C:/Users/tspencer/Commonwealth of Massachusetts/DCP-TEAMS - DCAMM Energy - Documents/Resilience/Resilience/MC-FRM GIS/pt1PercentExtent/South_2050_Dpt1percent/S_2050_Pt1Perc.shp",1,"S_2070_Pt1Perc","C:/Users/tspencer/Commonwealth of Massachusetts/DCP-TEAMS - DCAMM Energy - Documents/Resilience/Resilience/MC-FRM GIS/pt1PercentExtent/South_2070_Dpt1percent/S_2070_Pt1Perc.shp",1,"S_Present_1Perc","C:/Users/tspencer/Commonwealth of Massachusetts/DCP-TEAMS - DCAMM Energy - Documents/Resilience/Resilience/MC-FRM GIS/1PercentExtent/South_Present_D1Percent/S_Present_1Perc.shp",1,"S_2030_1Perc","C:/Users/tspencer/Commonwealth of Massachusetts/DCP-TEAMS - DCAMM Energy - Documents/Resilience/Resilience/MC-FRM GIS/1PercentExtent/South_2030_D1percent/S_2030_1Perc.shp",1,"S_2050_1Perc","C:/Users/tspencer/Commonwealth of Massachusetts/DCP-TEAMS - DCAMM Energy - Documents/Resilience/Resilience/MC-FRM GIS/1PercentExtent/South_2050_D1percent/S_2050_1Perc.shp",1,"S_2070_1Perc","C:/Users/tspencer/Commonwealth of Massachusetts/DCP-TEAMS - DCAMM Energy - Documents/Resilience/Resilience/MC-FRM GIS/1PercentExtent/South_2070_D1percent/S_2070_1Perc.shp",129909,217,525,8.3215900000000005,41.493499999999997,-71.081999999999994,129909,217,525,26.019500000000001,41.493499999999997,-71.081999999999994,129909,217,525,41.493499999999997,-71.081999999999994,0,129909,217,525,41.493499999999997,-71.081999999999994,0,129909,217,525,0,41.493499999999997,-71.081999999999994,129909,217,525,296.18299999999999,41.493499999999997,-71.081999999999994,73.459754638700005,129909,217,525,298.36700000000002,41.493499999999997,-71.081999999999994,77.3900036621,129909,217,525,300.44600000000003,41.493499999999997,-71.081999999999994,81.133155517600002,129909,217,525,41.493499999999997,-71.081999999999994,43.979399999999998,0,129909,217,525,41.493499999999997,-71.081999999999994,48.061,129909,217,525,55.321899999999999,41.493499999999997,-71.081999999999994,129897,217,513,42.061599999999999,-72.706800000000001,45.487699999999997,129897,217,513,48.239100000000001,42.061599999999999,-72.706800000000001,"WESTPORT",334,"Liberty Utilities","Liberty Utilities",61995.949699999997,148115973.05399999,"WESTPORT",334,"Eversource Energy (NSTAR Electric), National Grid (Massachusetts Electric)","NSTAR Electric d/b/a Eversource Energy, Massachusetts Electric d/b/a National Grid",61995.949699999997,148115973.05399999,"WESTPORT",334,"Charter","Charter",148116069.52599999,61992.850034199997]
["DCRHNBR","HBCH1","Horseneck Beach Reservation","Maintenance & Storage Garage","670DEMPB04","1,704","square-feet",null,"John Reed Road","Westport","Bristol",null,"In Use","State Owned","DCR","DCR","$511,200.00","US Dollars","2 - Minor Building",41.505854999999997,-71.043256999999997,null,null,null,null,null,null,null,null,null,null,null,null,null,null,null,null,null,null,null,null,null,null,null,null,null,null,null,null,null,null,null,"25005C","1.1.1.0","25005C_2020","NP","VE",null,"T",19,"NAVD88",-9999,"Feet",-9999,null,null,null,-9999,-9999,null,"25005C_FIRM","VE: High Risk Coastal Area",3272752.7609299999,19943.4659522,2,618887.262308,34209.797520200002,1,"S_Present_Pt1Perc","C:/Users/tspencer/Commonwealth of Massachusetts/DCP-TEAMS - DCAMM Energy - Documents/Resilience/Resilience/MC-FRM GIS/pt1PercentExtent/South_Present_Dpt1percent/S_Present_Pt1Perc.shp",1,"S_2030_Pt1Perc","C:/Users/tspencer/Commonwealth of Massachusetts/DCP-TEAMS - DCAMM Energy - Documents/Resilience/Resilience/MC-FRM GIS/pt1PercentExtent/South_2030_Dpt1percent/S_2030_Pt1Perc.shp",1,"S_2050_Pt1Perc","C:/Users/tspencer/Commonwealth of Massachusetts/DCP-TEAMS - DCAMM Energy - Documents/Resilience/Resilience/MC-FRM GIS/pt1PercentExtent/South_2050_Dpt1percent/S_2050_Pt1Perc.shp",1,"S_2070_Pt1Perc","C:/Users/tspencer/Commonwealth of Massachusetts/DCP-TEAMS - DCAMM Energy - Documents/Resilience/Resilience/MC-FRM GIS/pt1PercentExtent/South_2070_Dpt1percent/S_2070_Pt1Perc.shp",1,"S_Present_1Perc","C:/Users/tspencer/Commonwealth of Massachusetts/DCP-TEAMS - DCAMM Energy - Documents/Resilience/Resilience/MC-FRM GIS/1PercentExtent/South_Present_D1Percent/S_Present_1Perc.shp",1,"S_2030_1Perc","C:/Users/tspencer/Commonwealth of Massachusetts/DCP-TEAMS - DCAMM Energy - Documents/Resilience/Resilience/MC-FRM GIS/1PercentExtent/South_2030_D1percent/S_2030_1Perc.shp",1,"S_2050_1Perc","C:/Users/tspencer/Commonwealth of Massachusetts/DCP-TEAMS - DCAMM Energy - Documents/Resilience/Resilience/MC-FRM GIS/1PercentExtent/South_2050_D1percent/S_2050_1Perc.shp",1,"S_2070_1Perc","C:/Users/tspencer/Commonwealth of Massachusetts/DCP-TEAMS - DCAMM Energy - Documents/Resilience/Resilience/MC-FRM GIS/1PercentExtent/South_2070_D1percent/S_2070_1Perc.shp",129909,217,525,8.3215900000000005,41.493499999999997,-71.081999999999994,129909,217,525,26.019500000000001,41.493499999999997,-71.081999999999994,129909,217,525,41.493499999999997,-71.081999999999994,0,129909,217,525,41.493499999999997,-71.081999999999994,0,129909,217,525,0,41.493499999999997,-71.081999999999994,129909,217,525,296.18299999999999,41.493499999999997,-71.081999999999994,73.459754638700005,129909,217,525,298.36700000000002,41.493499999999997,-71.081999999999994,77.3900036621,129909,217,525,300.44600000000003,41.493499999999997,-71.081999999999994,81.133155517600002,129909,217,525,41.493499999999997,-71.081999999999994,43.979399999999998,0,129909,217,525,41.493499999999997,-71.081999999999994,48.061,129909,217,525,55.321899999999999,41.493499999999997,-71.081999999999994,129897,217,513,42.061599999999999,-72.706800000000001,45.487699999999997,129897,217,513,48.239100000000001,42.061599999999999,-72.706800000000001,"WESTPORT",334,"Liberty Utilities","Liberty Utilities",61995.949699999997,148115973.05399999,"WESTPORT",334,"Eversource Energy (NSTAR Electric), National Grid (Massachusetts Electric)","NSTAR Electric d/b/a Eversource Energy, Massachusetts Electric d/b/a National Grid",61995.949699999997,148115973.05399999,"WESTPORT",334,"Charter","Charter",148116069.52599999,61992.850034199997]
["DCRHNBR","HBCH1","Horseneck Beach Reservation","State Police Horse Barn","670DEMPB03","2,592","square-feet",null,"John Reed Road","Westport","Bristol",null,"Inactive","State Owned","DCR","DCR","$1,036,800.00","US Dollars","2 - Minor Building",41.505645000000001,-71.042974999999998,null,null,null,null,null,null,null,null,null,null,null,null,null,null,null,null,null,null,null,null,null,null,null,null,null,null,null,null,null,null,null,"25005C","1.1.1.0","25005C_2020","NP","VE",null,"T",19,"NAVD88",-9999,"Feet",-9999,null,null,null,-9999,-9999,null,"25005C_FIRM","VE: High Risk Coastal Area",3272752.7609299999,19943.4659522,2,618887.262308,34209.797520200002,1,"S_Present_Pt1Perc","C:/Users/tspencer/Commonwealth of Massachusetts/DCP-TEAMS - DCAMM Energy - Documents/Resilience/Resilience/MC-FRM GIS/pt1PercentExtent/South_Present_Dpt1percent/S_Present_Pt1Perc.shp",1,"S_2030_Pt1Perc","C:/Users/tspencer/Commonwealth of Massachusetts/DCP-TEAMS - DCAMM Energy - Documents/Resilience/Resilience/MC-FRM GIS/pt1PercentExtent/South_2030_Dpt1percent/S_2030_Pt1Perc.shp",1,"S_2050_Pt1Perc","C:/Users/tspencer/Commonwealth of Massachusetts/DCP-TEAMS - DCAMM Energy - Documents/Resilience/Resilience/MC-FRM GIS/pt1PercentExtent/South_2050_Dpt1percent/S_2050_Pt1Perc.shp",1,"S_2070_Pt1Perc","C:/Users/tspencer/Commonwealth of Massachusetts/DCP-TEAMS - DCAMM Energy - Documents/Resilience/Resilience/MC-FRM GIS/pt1PercentExtent/South_2070_Dpt1percent/S_2070_Pt1Perc.shp",1,"S_Present_1Perc","C:/Users/tspencer/Commonwealth of Massachusetts/DCP-TEAMS - DCAMM Energy - Documents/Resilience/Resilience/MC-FRM GIS/1PercentExtent/South_Present_D1Percent/S_Present_1Perc.shp",1,"S_2030_1Perc","C:/Users/tspencer/Commonwealth of Massachusetts/DCP-TEAMS - DCAMM Energy - Documents/Resilience/Resilience/MC-FRM GIS/1PercentExtent/South_2030_D1percent/S_2030_1Perc.shp",1,"S_2050_1Perc","C:/Users/tspencer/Commonwealth of Massachusetts/DCP-TEAMS - DCAMM Energy - Documents/Resilience/Resilience/MC-FRM GIS/1PercentExtent/South_2050_D1percent/S_2050_1Perc.shp",1,"S_2070_1Perc","C:/Users/tspencer/Commonwealth of Massachusetts/DCP-TEAMS - DCAMM Energy - Documents/Resilience/Resilience/MC-FRM GIS/1PercentExtent/South_2070_D1percent/S_2070_1Perc.shp",129909,217,525,8.3215900000000005,41.493499999999997,-71.081999999999994,129909,217,525,26.019500000000001,41.493499999999997,-71.081999999999994,129909,217,525,41.493499999999997,-71.081999999999994,0,129909,217,525,41.493499999999997,-71.081999999999994,0,129909,217,525,0,41.493499999999997,-71.081999999999994,129909,217,525,296.18299999999999,41.493499999999997,-71.081999999999994,73.459754638700005,129909,217,525,298.36700000000002,41.493499999999997,-71.081999999999994,77.3900036621,129909,217,525,300.44600000000003,41.493499999999997,-71.081999999999994,81.133155517600002,129909,217,525,41.493499999999997,-71.081999999999994,43.979399999999998,0,129909,217,525,41.493499999999997,-71.081999999999994,48.061,129909,217,525,55.321899999999999,41.493499999999997,-71.081999999999994,129897,217,513,42.061599999999999,-72.706800000000001,45.487699999999997,129897,217,513,48.239100000000001,42.061599999999999,-72.706800000000001,"WESTPORT",334,"Liberty Utilities","Liberty Utilities",61995.949699999997,148115973.05399999,"WESTPORT",334,"Eversource Energy (NSTAR Electric), National Grid (Massachusetts Electric)","NSTAR Electric d/b/a Eversource Energy, Massachusetts Electric d/b/a National Grid",61995.949699999997,148115973.05399999,"WESTPORT",334,"Charter","Charter",148116069.52599999,61992.850034199997]
["DCRHNBR","HBCH1","Horseneck Beach Reservation","West Bathhouse","670DCR1902","2,600","square-feet",null,"John Reed Road","Westport","Bristol",null,"In Use","State Owned","DCR","DCR","$1,170,000.00","US Dollars","1 - Major Building",41.507652,-71.057588999999993,null,null,null,null,null,null,null,null,null,null,null,null,null,null,null,null,null,null,null,null,null,null,null,null,null,null,null,null,null,null,null,"25005C","1.1.1.0","25005C_1810","NP","AE",null,"T",12,"NAVD88",-9999,"Feet",-9999,null,null,null,-9999,-9999,null,"25005C_FIRM","AE: 1% Annual Chance of Flooding, with BFE",748100.08586200001,10245.4930336,1,5395833.7515399996,143241.53428399999,1,"S_Present_Pt1Perc","C:/Users/tspencer/Commonwealth of Massachusetts/DCP-TEAMS - DCAMM Energy - Documents/Resilience/Resilience/MC-FRM GIS/pt1PercentExtent/South_Present_Dpt1percent/S_Present_Pt1Perc.shp",1,"S_2030_Pt1Perc","C:/Users/tspencer/Commonwealth of Massachusetts/DCP-TEAMS - DCAMM Energy - Documents/Resilience/Resilience/MC-FRM GIS/pt1PercentExtent/South_2030_Dpt1percent/S_2030_Pt1Perc.shp",1,"S_2050_Pt1Perc","C:/Users/tspencer/Commonwealth of Massachusetts/DCP-TEAMS - DCAMM Energy - Documents/Resilience/Resilience/MC-FRM GIS/pt1PercentExtent/South_2050_Dpt1percent/S_2050_Pt1Perc.shp",1,"S_2070_Pt1Perc","C:/Users/tspencer/Commonwealth of Massachusetts/DCP-TEAMS - DCAMM Energy - Documents/Resilience/Resilience/MC-FRM GIS/pt1PercentExtent/South_2070_Dpt1percent/S_2070_Pt1Perc.shp",1,"S_Present_1Perc","C:/Users/tspencer/Commonwealth of Massachusetts/DCP-TEAMS - DCAMM Energy - Documents/Resilience/Resilience/MC-FRM GIS/1PercentExtent/South_Present_D1Percent/S_Present_1Perc.shp",1,"S_2030_1Perc","C:/Users/tspencer/Commonwealth of Massachusetts/DCP-TEAMS - DCAMM Energy - Documents/Resilience/Resilience/MC-FRM GIS/1PercentExtent/South_2030_D1percent/S_2030_1Perc.shp",1,"S_2050_1Perc","C:/Users/tspencer/Commonwealth of Massachusetts/DCP-TEAMS - DCAMM Energy - Documents/Resilience/Resilience/MC-FRM GIS/1PercentExtent/South_2050_D1percent/S_2050_1Perc.shp",1,"S_2070_1Perc","C:/Users/tspencer/Commonwealth of Massachusetts/DCP-TEAMS - DCAMM Energy - Documents/Resilience/Resilience/MC-FRM GIS/1PercentExtent/South_2070_D1percent/S_2070_1Perc.shp",129909,217,525,8.3215900000000005,41.493499999999997,-71.081999999999994,129909,217,525,26.019500000000001,41.493499999999997,-71.081999999999994,129909,217,525,41.493499999999997,-71.081999999999994,0,129909,217,525,41.493499999999997,-71.081999999999994,0,129909,217,525,0,41.493499999999997,-71.081999999999994,129909,217,525,296.18299999999999,41.493499999999997,-71.081999999999994,73.459754638700005,129909,217,525,298.36700000000002,41.493499999999997,-71.081999999999994,77.3900036621,129909,217,525,300.44600000000003,41.493499999999997,-71.081999999999994,81.133155517600002,129909,217,525,41.493499999999997,-71.081999999999994,43.979399999999998,0,129909,217,525,41.493499999999997,-71.081999999999994,48.061,129909,217,525,55.321899999999999,41.493499999999997,-71.081999999999994,129897,217,513,42.061599999999999,-72.706800000000001,45.487699999999997,129897,217,513,48.239100000000001,42.061599999999999,-72.706800000000001,"WESTPORT",334,"Liberty Utilities","Liberty Utilities",61995.949699999997,148115973.05399999,"WESTPORT",334,"Eversource Energy (NSTAR Electric), National Grid (Massachusetts Electric)","NSTAR Electric d/b/a Eversource Energy, Massachusetts Electric d/b/a National Grid",61995.949699999997,148115973.05399999,"WESTPORT",334,"Charter","Charter",148116069.52599999,61992.850034199997]
["DCRHNBR","HBCH1","Horseneck Beach Reservation","Wood Shed","670DEM0290","160","square-feet",null,"Campground Road","Westport","Bristol",null,"In Use","State Owned","DCR","DCR","$48,000.00","US Dollars","2 - Minor Building",41.501396999999997,-71.040374,null,null,null,null,null,null,null,null,null,null,null,null,null,null,null,null,null,null,null,null,null,null,null,null,null,null,null,null,null,null,null,null,null,null,null,null,null,null,null,null,null,null,null,null,null,null,null,null,null,null,null,null,null,2,618887.262308,34209.797520200002,1,"S_Present_Pt1Perc","C:/Users/tspencer/Commonwealth of Massachusetts/DCP-TEAMS - DCAMM Energy - Documents/Resilience/Resilience/MC-FRM GIS/pt1PercentExtent/South_Present_Dpt1percent/S_Present_Pt1Perc.shp",1,"S_2030_Pt1Perc","C:/Users/tspencer/Commonwealth of Massachusetts/DCP-TEAMS - DCAMM Energy - Documents/Resilience/Resilience/MC-FRM GIS/pt1PercentExtent/South_2030_Dpt1percent/S_2030_Pt1Perc.shp",1,"S_2050_Pt1Perc","C:/Users/tspencer/Commonwealth of Massachusetts/DCP-TEAMS - DCAMM Energy - Documents/Resilience/Resilience/MC-FRM GIS/pt1PercentExtent/South_2050_Dpt1percent/S_2050_Pt1Perc.shp",1,"S_2070_Pt1Perc","C:/Users/tspencer/Commonwealth of Massachusetts/DCP-TEAMS - DCAMM Energy - Documents/Resilience/Resilience/MC-FRM GIS/pt1PercentExtent/South_2070_Dpt1percent/S_2070_Pt1Perc.shp",1,"S_Present_1Perc","C:/Users/tspencer/Commonwealth of Massachusetts/DCP-TEAMS - DCAMM Energy - Documents/Resilience/Resilience/MC-FRM GIS/1PercentExtent/South_Present_D1Percent/S_Present_1Perc.shp",1,"S_2030_1Perc","C:/Users/tspencer/Commonwealth of Massachusetts/DCP-TEAMS - DCAMM Energy - Documents/Resilience/Resilience/MC-FRM GIS/1PercentExtent/South_2030_D1percent/S_2030_1Perc.shp",1,"S_2050_1Perc","C:/Users/tspencer/Commonwealth of Massachusetts/DCP-TEAMS - DCAMM Energy - Documents/Resilience/Resilience/MC-FRM GIS/1PercentExtent/South_2050_D1percent/S_2050_1Perc.shp",1,"S_2070_1Perc","C:/Users/tspencer/Commonwealth of Massachusetts/DCP-TEAMS - DCAMM Energy - Documents/Resilience/Resilience/MC-FRM GIS/1PercentExtent/South_2070_D1percent/S_2070_1Perc.shp",129909,217,525,8.3215900000000005,41.493499999999997,-71.081999999999994,129909,217,525,26.019500000000001,41.493499999999997,-71.081999999999994,129909,217,525,41.493499999999997,-71.081999999999994,0,129909,217,525,41.493499999999997,-71.081999999999994,0,129909,217,525,0,41.493499999999997,-71.081999999999994,129909,217,525,296.18299999999999,41.493499999999997,-71.081999999999994,73.459754638700005,129909,217,525,298.36700000000002,41.493499999999997,-71.081999999999994,77.3900036621,129909,217,525,300.44600000000003,41.493499999999997,-71.081999999999994,81.133155517600002,129909,217,525,41.493499999999997,-71.081999999999994,43.979399999999998,0,129909,217,525,41.493499999999997,-71.081999999999994,48.061,129909,217,525,55.321899999999999,41.493499999999997,-71.081999999999994,129897,217,513,42.061599999999999,-72.706800000000001,45.487699999999997,129897,217,513,48.239100000000001,42.061599999999999,-72.706800000000001,"WESTPORT",334,"Liberty Utilities","Liberty Utilities",61995.949699999997,148115973.05399999,"WESTPORT",334,"Eversource Energy (NSTAR Electric), National Grid (Massachusetts Electric)","NSTAR Electric d/b/a Eversource Energy, Massachusetts Electric d/b/a National Grid",61995.949699999997,148115973.05399999,"WESTPORT",334,"Charter","Charter",148116069.52599999,61992.850034199997]
["DCRHNBR","HBCH1","Horseneck Beach Reservation","Electric Substation","670DEM0160","180","square-feet",null,"Administrative Road","Westport","Bristol",null,"In Use","State Owned","DCR","DCR","$72,000.00","US Dollars","2 - Minor Building",41.506754999999998,-71.053832999999997,null,null,null,null,null,null,null,null,null,null,null,null,null,null,null,null,null,null,null,null,null,null,null,null,null,null,null,null,null,null,null,"25005C","1.1.1.0","25005C_612","NP","VE",null,"T",21,"NAVD88",-9999,"Feet",-9999,null,null,null,-9999,-9999,null,"25005C_FIRM","VE: High Risk Coastal Area",1022861.7784299999,9888.2091135999999,3,27300.852469000001,1411.39949533,null,null,null,1,"S_2030_Pt1Perc","C:/Users/tspencer/Commonwealth of Massachusetts/DCP-TEAMS - DCAMM Energy - Documents/Resilience/Resilience/MC-FRM GIS/pt1PercentExtent/South_2030_Dpt1percent/S_2030_Pt1Perc.shp",1,"S_2050_Pt1Perc","C:/Users/tspencer/Commonwealth of Massachusetts/DCP-TEAMS - DCAMM Energy - Documents/Resilience/Resilience/MC-FRM GIS/pt1PercentExtent/South_2050_Dpt1percent/S_2050_Pt1Perc.shp",1,"S_2070_Pt1Perc","C:/Users/tspencer/Commonwealth of Massachusetts/DCP-TEAMS - DCAMM Energy - Documents/Resilience/Resilience/MC-FRM GIS/pt1PercentExtent/South_2070_Dpt1percent/S_2070_Pt1Perc.shp",null,null,null,1,"S_2030_1Perc","C:/Users/tspencer/Commonwealth of Massachusetts/DCP-TEAMS - DCAMM Energy - Documents/Resilience/Resilience/MC-FRM GIS/1PercentExtent/South_2030_D1percent/S_2030_1Perc.shp",1,"S_2050_1Perc","C:/Users/tspencer/Commonwealth of Massachusetts/DCP-TEAMS - DCAMM Energy - Documents/Resilience/Resilience/MC-FRM GIS/1PercentExtent/South_2050_D1percent/S_2050_1Perc.shp",1,"S_2070_1Perc","C:/Users/tspencer/Commonwealth of Massachusetts/DCP-TEAMS - DCAMM Energy - Documents/Resilience/Resilience/MC-FRM GIS/1PercentExtent/South_2070_D1percent/S_2070_1Perc.shp",129909,217,525,8.3215900000000005,41.493499999999997,-71.081999999999994,129909,217,525,26.019500000000001,41.493499999999997,-71.081999999999994,129909,217,525,41.493499999999997,-71.081999999999994,0,129909,217,525,41.493499999999997,-71.081999999999994,0,129909,217,525,0,41.493499999999997,-71.081999999999994,129909,217,525,296.18299999999999,41.493499999999997,-71.081999999999994,73.459754638700005,129909,217,525,298.36700000000002,41.493499999999997,-71.081999999999994,77.3900036621,129909,217,525,300.44600000000003,41.493499999999997,-71.081999999999994,81.133155517600002,129909,217,525,41.493499999999997,-71.081999999999994,43.979399999999998,0,129909,217,525,41.493499999999997,-71.081999999999994,48.061,129909,217,525,55.321899999999999,41.493499999999997,-71.081999999999994,129897,217,513,42.061599999999999,-72.706800000000001,45.487699999999997,129897,217,513,48.239100000000001,42.061599999999999,-72.706800000000001,"WESTPORT",334,"Liberty Utilities","Liberty Utilities",61995.949699999997,148115973.05399999,"WESTPORT",334,"Eversource Energy (NSTAR Electric), National Grid (Massachusetts Electric)","NSTAR Electric d/b/a Eversource Energy, Massachusetts Electric d/b/a National Grid",61995.949699999997,148115973.05399999,"WESTPORT",334,"Charter","Charter",148116069.52599999,61992.850034199997]
["DCRHNBR","HBCH1","Horseneck Beach Reservation","Electric Substation Shed","670DEM0251","80","square-feet",null,"Administrative Road","Westport","Bristol",null,"In Use","State Owned","DCR","DCR","$24,000.00","US Dollars","2 - Minor Building",41.506787000000003,-71.053956999999997,null,null,null,null,null,null,null,null,null,null,null,null,null,null,null,null,null,null,null,null,null,null,null,null,null,null,null,null,null,null,null,"25005C","1.1.1.0","25005C_612","NP","VE",null,"T",21,"NAVD88",-9999,"Feet",-9999,null,null,null,-9999,-9999,null,"25005C_FIRM","VE: High Risk Coastal Area",1022861.7784299999,9888.2091135999999,3,27300.852469000001,1411.39949533,null,null,null,1,"S_2030_Pt1Perc","C:/Users/tspencer/Commonwealth of Massachusetts/DCP-TEAMS - DCAMM Energy - Documents/Resilience/Resilience/MC-FRM GIS/pt1PercentExtent/South_2030_Dpt1percent/S_2030_Pt1Perc.shp",1,"S_2050_Pt1Perc","C:/Users/tspencer/Commonwealth of Massachusetts/DCP-TEAMS - DCAMM Energy - Documents/Resilience/Resilience/MC-FRM GIS/pt1PercentExtent/South_2050_Dpt1percent/S_2050_Pt1Perc.shp",1,"S_2070_Pt1Perc","C:/Users/tspencer/Commonwealth of Massachusetts/DCP-TEAMS - DCAMM Energy - Documents/Resilience/Resilience/MC-FRM GIS/pt1PercentExtent/South_2070_Dpt1percent/S_2070_Pt1Perc.shp",null,null,null,1,"S_2030_1Perc","C:/Users/tspencer/Commonwealth of Massachusetts/DCP-TEAMS - DCAMM Energy - Documents/Resilience/Resilience/MC-FRM GIS/1PercentExtent/South_2030_D1percent/S_2030_1Perc.shp",1,"S_2050_1Perc","C:/Users/tspencer/Commonwealth of Massachusetts/DCP-TEAMS - DCAMM Energy - Documents/Resilience/Resilience/MC-FRM GIS/1PercentExtent/South_2050_D1percent/S_2050_1Perc.shp",1,"S_2070_1Perc","C:/Users/tspencer/Commonwealth of Massachusetts/DCP-TEAMS - DCAMM Energy - Documents/Resilience/Resilience/MC-FRM GIS/1PercentExtent/South_2070_D1percent/S_2070_1Perc.shp",129909,217,525,8.3215900000000005,41.493499999999997,-71.081999999999994,129909,217,525,26.019500000000001,41.493499999999997,-71.081999999999994,129909,217,525,41.493499999999997,-71.081999999999994,0,129909,217,525,41.493499999999997,-71.081999999999994,0,129909,217,525,0,41.493499999999997,-71.081999999999994,129909,217,525,296.18299999999999,41.493499999999997,-71.081999999999994,73.459754638700005,129909,217,525,298.36700000000002,41.493499999999997,-71.081999999999994,77.3900036621,129909,217,525,300.44600000000003,41.493499999999997,-71.081999999999994,81.133155517600002,129909,217,525,41.493499999999997,-71.081999999999994,43.979399999999998,0,129909,217,525,41.493499999999997,-71.081999999999994,48.061,129909,217,525,55.321899999999999,41.493499999999997,-71.081999999999994,129897,217,513,42.061599999999999,-72.706800000000001,45.487699999999997,129897,217,513,48.239100000000001,42.061599999999999,-72.706800000000001,"WESTPORT",334,"Liberty Utilities","Liberty Utilities",61995.949699999997,148115973.05399999,"WESTPORT",334,"Eversource Energy (NSTAR Electric), National Grid (Massachusetts Electric)","NSTAR Electric d/b/a Eversource Energy, Massachusetts Electric d/b/a National Grid",61995.949699999997,148115973.05399999,"WESTPORT",334,"Charter","Charter",148116069.52599999,61992.850034199997]
["DCRHNBR","HBCH1","Horseneck Beach Reservation","Dayuse Pump Control Building","670DEM0240","144","square-feet",null,"John Reed Road","Westport","Bristol",null,"In Use","State Owned","DCR","DCR","$57,600.00","US Dollars","2 - Minor Building",41.507033999999997,-71.048378,null,null,null,null,null,null,null,null,null,null,null,null,null,null,null,null,null,null,null,null,null,null,null,null,null,null,null,null,null,null,null,"25005C","1.1.1.0","25005C_350","NP","AE",null,"T",12,"NAVD88",-9999,"Feet",-9999,null,null,null,-9999,-9999,null,"25005C_FIRM","AE: 1% Annual Chance of Flooding, with BFE",74363.61785520002,2166.90025062,2,618887.262308,34209.797520200002,1,"S_Present_Pt1Perc","C:/Users/tspencer/Commonwealth of Massachusetts/DCP-TEAMS - DCAMM Energy - Documents/Resilience/Resilience/MC-FRM GIS/pt1PercentExtent/South_Present_Dpt1percent/S_Present_Pt1Perc.shp",1,"S_2030_Pt1Perc","C:/Users/tspencer/Commonwealth of Massachusetts/DCP-TEAMS - DCAMM Energy - Documents/Resilience/Resilience/MC-FRM GIS/pt1PercentExtent/South_2030_Dpt1percent/S_2030_Pt1Perc.shp",1,"S_2050_Pt1Perc","C:/Users/tspencer/Commonwealth of Massachusetts/DCP-TEAMS - DCAMM Energy - Documents/Resilience/Resilience/MC-FRM GIS/pt1PercentExtent/South_2050_Dpt1percent/S_2050_Pt1Perc.shp",1,"S_2070_Pt1Perc","C:/Users/tspencer/Commonwealth of Massachusetts/DCP-TEAMS - DCAMM Energy - Documents/Resilience/Resilience/MC-FRM GIS/pt1PercentExtent/South_2070_Dpt1percent/S_2070_Pt1Perc.shp",null,null,null,null,null,null,1,"S_2050_1Perc","C:/Users/tspencer/Commonwealth of Massachusetts/DCP-TEAMS - DCAMM Energy - Documents/Resilience/Resilience/MC-FRM GIS/1PercentExtent/South_2050_D1percent/S_2050_1Perc.shp",1,"S_2070_1Perc","C:/Users/tspencer/Commonwealth of Massachusetts/DCP-TEAMS - DCAMM Energy - Documents/Resilience/Resilience/MC-FRM GIS/1PercentExtent/South_2070_D1percent/S_2070_1Perc.shp",129909,217,525,8.3215900000000005,41.493499999999997,-71.081999999999994,129909,217,525,26.019500000000001,41.493499999999997,-71.081999999999994,129909,217,525,41.493499999999997,-71.081999999999994,0,129909,217,525,41.493499999999997,-71.081999999999994,0,129909,217,525,0,41.493499999999997,-71.081999999999994,129909,217,525,296.18299999999999,41.493499999999997,-71.081999999999994,73.459754638700005,129909,217,525,298.36700000000002,41.493499999999997,-71.081999999999994,77.3900036621,129909,217,525,300.44600000000003,41.493499999999997,-71.081999999999994,81.133155517600002,129909,217,525,41.493499999999997,-71.081999999999994,43.979399999999998,0,129909,217,525,41.493499999999997,-71.081999999999994,48.061,129909,217,525,55.321899999999999,41.493499999999997,-71.081999999999994,129897,217,513,42.061599999999999,-72.706800000000001,45.487699999999997,129897,217,513,48.239100000000001,42.061599999999999,-72.706800000000001,"WESTPORT",334,"Liberty Utilities","Liberty Utilities",61995.949699999997,148115973.05399999,"WESTPORT",334,"Eversource Energy (NSTAR Electric), National Grid (Massachusetts Electric)","NSTAR Electric d/b/a Eversource Energy, Massachusetts Electric d/b/a National Grid",61995.949699999997,148115973.05399999,"WESTPORT",334,"Charter","Charter",148116069.52599999,61992.850034199997]
["DCRHNBR","HBCH1","Horseneck Beach Reservation","Administration Building","670DCR1903","3,150","square-feet",null,"John Reed Road","Westport","Bristol",null,"In Use","State Owned","DCR","DCR","$2,047,500.00","US Dollars","1 - Major Building",41.506393000000003,-71.053977000000003,null,null,null,null,null,null,null,null,null,null,null,null,null,null,null,null,null,null,null,null,null,null,null,null,null,null,null,null,null,null,null,"25005C","1.1.1.0","25005C_612","NP","VE",null,"T",21,"NAVD88",-9999,"Feet",-9999,null,null,null,-9999,-9999,null,"25005C_FIRM","VE: High Risk Coastal Area",1022861.7784299999,9888.2091135999999,3,27300.852469000001,1411.39949533,null,null,null,1,"S_2030_Pt1Perc","C:/Users/tspencer/Commonwealth of Massachusetts/DCP-TEAMS - DCAMM Energy - Documents/Resilience/Resilience/MC-FRM GIS/pt1PercentExtent/South_2030_Dpt1percent/S_2030_Pt1Perc.shp",1,"S_2050_Pt1Perc","C:/Users/tspencer/Commonwealth of Massachusetts/DCP-TEAMS - DCAMM Energy - Documents/Resilience/Resilience/MC-FRM GIS/pt1PercentExtent/South_2050_Dpt1percent/S_2050_Pt1Perc.shp",1,"S_2070_Pt1Perc","C:/Users/tspencer/Commonwealth of Massachusetts/DCP-TEAMS - DCAMM Energy - Documents/Resilience/Resilience/MC-FRM GIS/pt1PercentExtent/South_2070_Dpt1percent/S_2070_Pt1Perc.shp",null,null,null,null,null,null,null,null,null,1,"S_2070_1Perc","C:/Users/tspencer/Commonwealth of Massachusetts/DCP-TEAMS - DCAMM Energy - Documents/Resilience/Resilience/MC-FRM GIS/1PercentExtent/South_2070_D1percent/S_2070_1Perc.shp",129909,217,525,8.3215900000000005,41.493499999999997,-71.081999999999994,129909,217,525,26.019500000000001,41.493499999999997,-71.081999999999994,129909,217,525,41.493499999999997,-71.081999999999994,0,129909,217,525,41.493499999999997,-71.081999999999994,0,129909,217,525,0,41.493499999999997,-71.081999999999994,129909,217,525,296.18299999999999,41.493499999999997,-71.081999999999994,73.459754638700005,129909,217,525,298.36700000000002,41.493499999999997,-71.081999999999994,77.3900036621,129909,217,525,300.44600000000003,41.493499999999997,-71.081999999999994,81.133155517600002,129909,217,525,41.493499999999997,-71.081999999999994,43.979399999999998,0,129909,217,525,41.493499999999997,-71.081999999999994,48.061,129909,217,525,55.321899999999999,41.493499999999997,-71.081999999999994,129897,217,513,42.061599999999999,-72.706800000000001,45.487699999999997,129897,217,513,48.239100000000001,42.061599999999999,-72.706800000000001,"WESTPORT",334,"Liberty Utilities","Liberty Utilities",61995.949699999997,148115973.05399999,"WESTPORT",334,"Eversource Energy (NSTAR Electric), National Grid (Massachusetts Electric)","NSTAR Electric d/b/a Eversource Energy, Massachusetts Electric d/b/a National Grid",61995.949699999997,148115973.05399999,"WESTPORT",334,"Charter","Charter",148116069.52599999,61992.850034199997]
["TRC79",null,"Dukes County Courthouse","Dukes County Courthouse","807TRC0400","8,618","square-feet","81","Main Street","Edgartown","Dukes",null,"In Use","County Owned","SDD","SDD","$6,032,600.00","US Dollars","1 - Major Building",41.390366,-70.514792999999997,1590,"007","200300","2","Block Group 2","Block Group 2, Census Tract 2003, Dukes County, Massachusetts","1500000US250072003002","250072003002",null,89,"EDGARTOWN","Edgartown",null,761,464,39.027595269400003,219,0,0,0,78902,91.914299999999997,"0",null,"M","Yes","M",1,"Minority",22497.5502227,13793893.568399999,null,null,null,null,null,null,null,null,null,null,null,null,null,null,null,null,null,null,null,null,null,null,null,null,null,null,null,null,null,null,null,null,null,null,null,null,null,null,null,null,null,null,null,null,null,null,null,null,null,130512,218,529,7.2221200000000003,41.398899999999998,-70.481899999999996,130512,218,529,20.156300000000002,41.398899999999998,-70.481899999999996,130512,218,529,41.398899999999998,-70.481899999999996,0,130512,218,529,41.398899999999998,-70.481899999999996,0,130512,218,529,0,41.398899999999998,-70.481899999999996,130512,218,529,295.37,41.398899999999998,-70.481899999999996,71.995661621099998,130512,218,529,296.77999999999997,41.398899999999998,-70.481899999999996,74.5339978027,130512,218,529,298.92599999999999,41.398899999999998,-70.481899999999996,78.396021728500003,130512,218,529,41.398899999999998,-70.481899999999996,37.882300000000001,0,130512,218,529,41.398899999999998,-70.481899999999996,41.048699999999997,130512,218,529,46.798699999999997,41.398899999999998,-70.481899999999996,129897,217,513,42.061599999999999,-72.706800000000001,45.487699999999997,129897,217,513,48.239100000000001,42.061599999999999,-72.706800000000001,"EDGARTOWN",89,0,"No Natural Gas Service",101713.475504,73621094.0537,"EDGARTOWN",89,"Eversource Energy (NSTAR Electric)","NSTAR Electric d/b/a Eversource Energy",101713.475504,73621094.0537,"EDGARTOWN",89,"Comcast","Comcast",73621453.988700002,101696.66308300001]
["SDD00",null,"Dukes County Sheriff's Office - Edgartown","Shed","807SDD2001","278","square-feet","149","Main Street","Edgartown","Dukes",null,"In Use","State Owned","SDD","SDD","$83,400.00","US Dollars","2 - Minor Building",41.3913765,-70.519317630000003,null,null,null,null,null,null,null,null,null,null,null,null,null,null,null,null,null,null,null,null,null,null,null,null,null,null,null,null,null,null,null,null,null,null,null,null,null,null,null,null,null,null,null,null,null,null,null,null,null,null,null,null,null,null,null,null,null,null,null,null,null,null,null,null,null,null,null,null,null,null,null,null,null,null,null,null,null,null,null,null,130512,218,529,7.2221200000000003,41.398899999999998,-70.481899999999996,130512,218,529,20.156300000000002,41.398899999999998,-70.481899999999996,130512,218,529,41.398899999999998,-70.481899999999996,0,130512,218,529,41.398899999999998,-70.481899999999996,0,130512,218,529,0,41.398899999999998,-70.481899999999996,130512,218,529,295.37,41.398899999999998,-70.481899999999996,71.995661621099998,130512,218,529,296.77999999999997,41.398899999999998,-70.481899999999996,74.5339978027,130512,218,529,298.92599999999999,41.398899999999998,-70.481899999999996,78.396021728500003,130512,218,529,41.398899999999998,-70.481899999999996,37.882300000000001,0,130512,218,529,41.398899999999998,-70.481899999999996,41.048699999999997,130512,218,529,46.798699999999997,41.398899999999998,-70.481899999999996,129897,217,513,42.061599999999999,-72.706800000000001,45.487699999999997,129897,217,513,48.239100000000001,42.061599999999999,-72.706800000000001,"EDGARTOWN",89,0,"No Natural Gas Service",101713.475504,73621094.0537,"EDGARTOWN",89,"Eversource Energy (NSTAR Electric)","NSTAR Electric d/b/a Eversource Energy",101713.475504,73621094.0537,"EDGARTOWN",89,"Comcast","Comcast",73621453.988700002,101696.66308300001]
["SDD00",null,"Dukes County Sheriff's Office - Edgartown","Sheriff's Department-Dukes","807SDD0906","336","square-feet","149","Main Street","Edgartown","Dukes",null,"In Use","State Owned","SDD","SDD","$268,800.00","US Dollars","1 - Major Building",41.392477,-70.519418999999999,null,null,null,null,null,null,null,null,null,null,null,null,null,null,null,null,null,null,null,null,null,null,null,null,null,null,null,null,null,null,null,null,null,null,null,null,null,null,null,null,null,null,null,null,null,null,null,null,null,null,null,null,null,null,null,null,null,null,null,null,null,null,null,null,null,null,null,null,null,null,null,null,null,null,null,null,null,null,null,null,130512,218,529,7.2221200000000003,41.398899999999998,-70.481899999999996,130512,218,529,20.156300000000002,41.398899999999998,-70.481899999999996,130512,218,529,41.398899999999998,-70.481899999999996,0,130512,218,529,41.398899999999998,-70.481899999999996,0,130512,218,529,0,41.398899999999998,-70.481899999999996,130512,218,529,295.37,41.398899999999998,-70.481899999999996,71.995661621099998,130512,218,529,296.77999999999997,41.398899999999998,-70.481899999999996,74.5339978027,130512,218,529,298.92599999999999,41.398899999999998,-70.481899999999996,78.396021728500003,130512,218,529,41.398899999999998,-70.481899999999996,37.882300000000001,0,130512,218,529,41.398899999999998,-70.481899999999996,41.048699999999997,130512,218,529,46.798699999999997,41.398899999999998,-70.481899999999996,129897,217,513,42.061599999999999,-72.706800000000001,45.487699999999997,129897,217,513,48.239100000000001,42.061599999999999,-72.706800000000001,"EDGARTOWN",89,0,"No Natural Gas Service",101713.475504,73621094.0537,"EDGARTOWN",89,"Eversource Energy (NSTAR Electric)","NSTAR Electric d/b/a Eversource Energy",101713.475504,73621094.0537,"EDGARTOWN",89,"Comcast","Comcast",73621453.988700002,101696.66308300001]
["SDD00",null,"Dukes County Sheriff's Office - Edgartown","Storage Shed","807SDD0907","192","square-feet","149","Main Street","Edgartown","Dukes",null,"In Use","State Owned","SDD","SDD","$57,600.00","US Dollars","2 - Minor Building",41.392009000000002,-70.519537,null,null,null,null,null,null,null,null,null,null,null,null,null,null,null,null,null,null,null,null,null,null,null,null,null,null,null,null,null,null,null,null,null,null,null,null,null,null,null,null,null,null,null,null,null,null,null,null,null,null,null,null,null,null,null,null,null,null,null,null,null,null,null,null,null,null,null,null,null,null,null,null,null,null,null,null,null,null,null,null,130512,218,529,7.2221200000000003,41.398899999999998,-70.481899999999996,130512,218,529,20.156300000000002,41.398899999999998,-70.481899999999996,130512,218,529,41.398899999999998,-70.481899999999996,0,130512,218,529,41.398899999999998,-70.481899999999996,0,130512,218,529,0,41.398899999999998,-70.481899999999996,130512,218,529,295.37,41.398899999999998,-70.481899999999996,71.995661621099998,130512,218,529,296.77999999999997,41.398899999999998,-70.481899999999996,74.5339978027,130512,218,529,298.92599999999999,41.398899999999998,-70.481899999999996,78.396021728500003,130512,218,529,41.398899999999998,-70.481899999999996,37.882300000000001,0,130512,218,529,41.398899999999998,-70.481899999999996,41.048699999999997,130512,218,529,46.798699999999997,41.398899999999998,-70.481899999999996,129897,217,513,42.061599999999999,-72.706800000000001,45.487699999999997,129897,217,513,48.239100000000001,42.061599999999999,-72.706800000000001,"EDGARTOWN",89,0,"No Natural Gas Service",101713.475504,73621094.0537,"EDGARTOWN",89,"Eversource Energy (NSTAR Electric)","NSTAR Electric d/b/a Eversource Energy",101713.475504,73621094.0537,"EDGARTOWN",89,"Comcast","Comcast",73621453.988700002,101696.66308300001]
["SDD00",null,"Dukes County Sheriff's Office - Edgartown","Training Building","807SDD0905","576","square-feet","149","Main Street","Edgartown","Dukes",null,"In Use","State Owned","SDD","SDD","$460,800.00","US Dollars","1 - Major Building",41.391990999999997,-70.519272000000001,null,null,null,null,null,null,null,null,null,null,null,null,null,null,null,null,null,null,null,null,null,null,null,null,null,null,null,null,null,null,null,null,null,null,null,null,null,null,null,null,null,null,null,null,null,null,null,null,null,null,null,null,null,null,null,null,null,null,null,null,null,null,null,null,null,null,null,null,null,null,null,null,null,null,null,null,null,null,null,null,130512,218,529,7.2221200000000003,41.398899999999998,-70.481899999999996,130512,218,529,20.156300000000002,41.398899999999998,-70.481899999999996,130512,218,529,41.398899999999998,-70.481899999999996,0,130512,218,529,41.398899999999998,-70.481899999999996,0,130512,218,529,0,41.398899999999998,-70.481899999999996,130512,218,529,295.37,41.398899999999998,-70.481899999999996,71.995661621099998,130512,218,529,296.77999999999997,41.398899999999998,-70.481899999999996,74.5339978027,130512,218,529,298.92599999999999,41.398899999999998,-70.481899999999996,78.396021728500003,130512,218,529,41.398899999999998,-70.481899999999996,37.882300000000001,0,130512,218,529,41.398899999999998,-70.481899999999996,41.048699999999997,130512,218,529,46.798699999999997,41.398899999999998,-70.481899999999996,129897,217,513,42.061599999999999,-72.706800000000001,45.487699999999997,129897,217,513,48.239100000000001,42.061599999999999,-72.706800000000001,"EDGARTOWN",89,0,"No Natural Gas Service",101713.475504,73621094.0537,"EDGARTOWN",89,"Eversource Energy (NSTAR Electric)","NSTAR Electric d/b/a Eversource Energy",101713.475504,73621094.0537,"EDGARTOWN",89,"Comcast","Comcast",73621453.988700002,101696.66308300001]
["SDD00",null,"Dukes County Sheriff's Office - Edgartown","House Of Correction","807SDD0901","7,992","square-feet","149","Main Street","Edgartown","Dukes",null,"In Use","State Owned","SDD","SDD","$6,793,200.00","US Dollars","1 - Major Building",41.391582999999997,-70.519453999999996,null,null,null,null,null,null,null,null,null,null,null,null,null,null,null,null,null,null,null,null,null,null,null,null,null,null,null,null,null,null,null,null,null,null,null,null,null,null,null,null,null,null,null,null,null,null,null,null,null,null,null,null,null,null,null,null,null,null,null,null,null,null,null,null,null,null,null,null,null,null,null,null,null,null,null,null,null,null,null,null,130512,218,529,7.2221200000000003,41.398899999999998,-70.481899999999996,130512,218,529,20.156300000000002,41.398899999999998,-70.481899999999996,130512,218,529,41.398899999999998,-70.481899999999996,0,130512,218,529,41.398899999999998,-70.481899999999996,0,130512,218,529,0,41.398899999999998,-70.481899999999996,130512,218,529,295.37,41.398899999999998,-70.481899999999996,71.995661621099998,130512,218,529,296.77999999999997,41.398899999999998,-70.481899999999996,74.5339978027,130512,218,529,298.92599999999999,41.398899999999998,-70.481899999999996,78.396021728500003,130512,218,529,41.398899999999998,-70.481899999999996,37.882300000000001,0,130512,218,529,41.398899999999998,-70.481899999999996,41.048699999999997,130512,218,529,46.798699999999997,41.398899999999998,-70.481899999999996,129897,217,513,42.061599999999999,-72.706800000000001,45.487699999999997,129897,217,513,48.239100000000001,42.061599999999999,-72.706800000000001,"EDGARTOWN",89,0,"No Natural Gas Service",101713.475504,73621094.0537,"EDGARTOWN",89,"Eversource Energy (NSTAR Electric)","NSTAR Electric d/b/a Eversource Energy",101713.475504,73621094.0537,"EDGARTOWN",89,"Comcast","Comcast",73621453.988700002,101696.66308300001]
["FWE23",null,"Lobster Hatchery","State Lobster Hatchery","806FWE0010","5,115","square-feet",null,null,"Oak Bluffs","Dukes",null,"In Use","State Owned","DFG","DFG","$3,836,250.00","US Dollars","1 - Major Building",41.457500459999999,-70.58029938,null,null,null,null,null,null,null,null,null,null,null,null,null,null,null,null,null,null,null,null,null,null,null,null,null,null,null,null,null,null,null,"25007C","1.1.1.0","25007C_320","NP","AE",null,"T",10,"NAVD88",-9999,"Feet",-9999,null,null,null,-9999,-9999,null,"25007C_STUDY1","AE: 1% Annual Chance of Flooding, with BFE",937002.94496500003,8749.1940048100005,2,55917.3715705,4376.9925549899999,1,"S_Present_Pt1Perc","C:/Users/tspencer/Commonwealth of Massachusetts/DCP-TEAMS - DCAMM Energy - Documents/Resilience/Resilience/MC-FRM GIS/pt1PercentExtent/South_Present_Dpt1percent/S_Present_Pt1Perc.shp",1,"S_2030_Pt1Perc","C:/Users/tspencer/Commonwealth of Massachusetts/DCP-TEAMS - DCAMM Energy - Documents/Resilience/Resilience/MC-FRM GIS/pt1PercentExtent/South_2030_Dpt1percent/S_2030_Pt1Perc.shp",1,"S_2050_Pt1Perc","C:/Users/tspencer/Commonwealth of Massachusetts/DCP-TEAMS - DCAMM Energy - Documents/Resilience/Resilience/MC-FRM GIS/pt1PercentExtent/South_2050_Dpt1percent/S_2050_Pt1Perc.shp",1,"S_2070_Pt1Perc","C:/Users/tspencer/Commonwealth of Massachusetts/DCP-TEAMS - DCAMM Energy - Documents/Resilience/Resilience/MC-FRM GIS/pt1PercentExtent/South_2070_Dpt1percent/S_2070_Pt1Perc.shp",1,"S_Present_1Perc","C:/Users/tspencer/Commonwealth of Massachusetts/DCP-TEAMS - DCAMM Energy - Documents/Resilience/Resilience/MC-FRM GIS/1PercentExtent/South_Present_D1Percent/S_Present_1Perc.shp",1,"S_2030_1Perc","C:/Users/tspencer/Commonwealth of Massachusetts/DCP-TEAMS - DCAMM Energy - Documents/Resilience/Resilience/MC-FRM GIS/1PercentExtent/South_2030_D1percent/S_2030_1Perc.shp",1,"S_2050_1Perc","C:/Users/tspencer/Commonwealth of Massachusetts/DCP-TEAMS - DCAMM Energy - Documents/Resilience/Resilience/MC-FRM GIS/1PercentExtent/South_2050_D1percent/S_2050_1Perc.shp",1,"S_2070_1Perc","C:/Users/tspencer/Commonwealth of Massachusetts/DCP-TEAMS - DCAMM Energy - Documents/Resilience/Resilience/MC-FRM GIS/1PercentExtent/South_2070_D1percent/S_2070_1Perc.shp",130511,218,528,6.9770799999999999,41.447899999999997,-70.615399999999994,130511,218,528,22.435099999999998,41.447899999999997,-70.615399999999994,130511,218,528,41.447899999999997,-70.615399999999994,0,130511,218,528,41.447899999999997,-70.615399999999994,0,130511,218,528,0,41.447899999999997,-70.615399999999994,130511,218,528,295.553,41.447899999999997,-70.615399999999994,72.326130371100007,130511,218,528,297.12799999999999,41.447899999999997,-70.615399999999994,75.160273437499995,130511,218,528,299.197,41.447899999999997,-70.615399999999994,78.883979492199998,130511,218,528,41.447899999999997,-70.615399999999994,37.547400000000003,0,130511,218,528,41.447899999999997,-70.615399999999994,40.1051,130511,218,528,46.018900000000002,41.447899999999997,-70.615399999999994,131107,219,525,41.694299999999998,-70.952399999999997,44.371400000000001,131107,219,525,45.691200000000002,41.694299999999998,-70.952399999999997,"OAK BLUFFS",221,0,"No Natural Gas Service",34455.92502100001,19175172.088300001,"OAK BLUFFS",221,"Eversource Energy (NSTAR Electric)","NSTAR Electric d/b/a Eversource Energy",34455.92502100001,19175172.088300001,"OAK BLUFFS",221,"Comcast","Comcast",19175294.771899998,34447.853751000002]
["DCRCORR","CORR1","Manuel F. Correllus State Forest","Deer Barn","807DEM3540","900","square-feet",null,"Barnes Road","Edgartown","Dukes",null,"In Use","State Owned","DCR","DCR","$360,000.00","US Dollars","2 - Minor Building",41.407518000000003,-70.604061999999999,null,null,null,null,null,null,null,null,null,null,null,null,null,null,null,null,null,null,null,null,null,null,null,null,null,null,null,null,null,null,null,null,null,null,null,null,null,null,null,null,null,null,null,null,null,null,null,null,null,null,null,null,null,null,null,null,null,null,null,null,null,null,null,null,null,null,null,null,null,null,null,null,null,null,null,null,null,null,null,null,130511,218,528,6.9770799999999999,41.447899999999997,-70.615399999999994,130511,218,528,22.435099999999998,41.447899999999997,-70.615399999999994,130511,218,528,41.447899999999997,-70.615399999999994,0,130511,218,528,41.447899999999997,-70.615399999999994,0,130511,218,528,0,41.447899999999997,-70.615399999999994,130511,218,528,295.553,41.447899999999997,-70.615399999999994,72.326130371100007,130511,218,528,297.12799999999999,41.447899999999997,-70.615399999999994,75.160273437499995,130511,218,528,299.197,41.447899999999997,-70.615399999999994,78.883979492199998,130511,218,528,41.447899999999997,-70.615399999999994,37.547400000000003,0,130511,218,528,41.447899999999997,-70.615399999999994,40.1051,130511,218,528,46.018900000000002,41.447899999999997,-70.615399999999994,131107,219,525,41.694299999999998,-70.952399999999997,44.371400000000001,131107,219,525,45.691200000000002,41.694299999999998,-70.952399999999997,"EDGARTOWN",89,0,"No Natural Gas Service",101713.475504,73621094.0537,"EDGARTOWN",89,"Eversource Energy (NSTAR Electric)","NSTAR Electric d/b/a Eversource Energy",101713.475504,73621094.0537,"EDGARTOWN",89,"Comcast","Comcast",73621453.988700002,101696.66308300001]
["DCRCORR","CORR1","Manuel F. Correllus State Forest","Explosives Magazine","807DCR1801","0","square-feet",null,"Barnes Road","Edgartown","Dukes",null,"In Use","Private Entity","PRIV","PRIV","$0.00","US Dollars","2 - Minor Building",41.395653000000003,-70.583918999999995,null,null,null,null,null,null,null,null,null,null,null,null,null,null,null,null,null,null,null,null,null,null,null,null,null,null,null,null,null,null,null,null,null,null,null,null,null,null,null,null,null,null,null,null,null,null,null,null,null,null,null,null,null,null,null,null,null,null,null,null,null,null,null,null,null,null,null,null,null,null,null,null,null,null,null,null,null,null,null,null,130511,218,528,6.9770799999999999,41.447899999999997,-70.615399999999994,130511,218,528,22.435099999999998,41.447899999999997,-70.615399999999994,130511,218,528,41.447899999999997,-70.615399999999994,0,130511,218,528,41.447899999999997,-70.615399999999994,0,130511,218,528,0,41.447899999999997,-70.615399999999994,130511,218,528,295.553,41.447899999999997,-70.615399999999994,72.326130371100007,130511,218,528,297.12799999999999,41.447899999999997,-70.615399999999994,75.160273437499995,130511,218,528,299.197,41.447899999999997,-70.615399999999994,78.883979492199998,130511,218,528,41.447899999999997,-70.615399999999994,37.547400000000003,0,130511,218,528,41.447899999999997,-70.615399999999994,40.1051,130511,218,528,46.018900000000002,41.447899999999997,-70.615399999999994,131107,219,525,41.694299999999998,-70.952399999999997,44.371400000000001,131107,219,525,45.691200000000002,41.694299999999998,-70.952399999999997,"EDGARTOWN",89,0,"No Natural Gas Service",101713.475504,73621094.0537,"EDGARTOWN",89,"Eversource Energy (NSTAR Electric)","NSTAR Electric d/b/a Eversource Energy",101713.475504,73621094.0537,"EDGARTOWN",89,"Comcast","Comcast",73621453.988700002,101696.66308300001]
["DCRCORR","CORR1","Manuel F. Correllus State Forest","Maintenance Garage","807DEM0401","2,880","square-feet",null,"Sanderson Avenue","Edgartown","Dukes",null,"In Use","State Owned","DCR","DCR","$1,872,000.00","US Dollars","1 - Major Building",41.405602999999999,-70.601117000000002,null,null,null,null,null,null,null,null,null,null,null,null,null,null,null,null,null,null,null,null,null,null,null,null,null,null,null,null,null,null,null,null,null,null,null,null,null,null,null,null,null,null,null,null,null,null,null,null,null,null,null,null,null,null,null,null,null,null,null,null,null,null,null,null,null,null,null,null,null,null,null,null,null,null,null,null,null,null,null,null,130511,218,528,6.9770799999999999,41.447899999999997,-70.615399999999994,130511,218,528,22.435099999999998,41.447899999999997,-70.615399999999994,130511,218,528,41.447899999999997,-70.615399999999994,0,130511,218,528,41.447899999999997,-70.615399999999994,0,130511,218,528,0,41.447899999999997,-70.615399999999994,130511,218,528,295.553,41.447899999999997,-70.615399999999994,72.326130371100007,130511,218,528,297.12799999999999,41.447899999999997,-70.615399999999994,75.160273437499995,130511,218,528,299.197,41.447899999999997,-70.615399999999994,78.883979492199998,130511,218,528,41.447899999999997,-70.615399999999994,37.547400000000003,0,130511,218,528,41.447899999999997,-70.615399999999994,40.1051,130511,218,528,46.018900000000002,41.447899999999997,-70.615399999999994,131107,219,525,41.694299999999998,-70.952399999999997,44.371400000000001,131107,219,525,45.691200000000002,41.694299999999998,-70.952399999999997,"EDGARTOWN",89,0,"No Natural Gas Service",101713.475504,73621094.0537,"EDGARTOWN",89,"Eversource Energy (NSTAR Electric)","NSTAR Electric d/b/a Eversource Energy",101713.475504,73621094.0537,"EDGARTOWN",89,"Comcast","Comcast",73621453.988700002,101696.66308300001]
["DCRCORR","CORR1","Manuel F. Correllus State Forest","Rangers Residence","807DEM3500","1,518","square-feet",null,"Sanderson Avenue","Edgartown","Dukes",null,"In Use","State Owned","DCR","DCR","$607,200.00","US Dollars","1 - Major Building",41.406135999999996,-70.600751000000002,null,null,null,null,null,null,null,null,null,null,null,null,null,null,null,null,null,null,null,null,null,null,null,null,null,null,null,null,null,null,null,null,null,null,null,null,null,null,null,null,null,null,null,null,null,null,null,null,null,null,null,null,null,null,null,null,null,null,null,null,null,null,null,null,null,null,null,null,null,null,null,null,null,null,null,null,null,null,null,null,130511,218,528,6.9770799999999999,41.447899999999997,-70.615399999999994,130511,218,528,22.435099999999998,41.447899999999997,-70.615399999999994,130511,218,528,41.447899999999997,-70.615399999999994,0,130511,218,528,41.447899999999997,-70.615399999999994,0,130511,218,528,0,41.447899999999997,-70.615399999999994,130511,218,528,295.553,41.447899999999997,-70.615399999999994,72.326130371100007,130511,218,528,297.12799999999999,41.447899999999997,-70.615399999999994,75.160273437499995,130511,218,528,299.197,41.447899999999997,-70.615399999999994,78.883979492199998,130511,218,528,41.447899999999997,-70.615399999999994,37.547400000000003,0,130511,218,528,41.447899999999997,-70.615399999999994,40.1051,130511,218,528,46.018900000000002,41.447899999999997,-70.615399999999994,131107,219,525,41.694299999999998,-70.952399999999997,44.371400000000001,131107,219,525,45.691200000000002,41.694299999999998,-70.952399999999997,"EDGARTOWN",89,0,"No Natural Gas Service",101713.475504,73621094.0537,"EDGARTOWN",89,"Eversource Energy (NSTAR Electric)","NSTAR Electric d/b/a Eversource Energy",101713.475504,73621094.0537,"EDGARTOWN",89,"Comcast","Comcast",73621453.988700002,101696.66308300001]
["DCRCORR","CORR1","Manuel F. Correllus State Forest","Steel Shed","807DEM3510","600","square-feet",null,"Sanderson Avenue","Edgartown","Dukes",null,"In Use","State Owned","DCR","DCR","$180,000.00","US Dollars","2 - Minor Building",41.405451999999997,-70.601102999999995,null,null,null,null,null,null,null,null,null,null,null,null,null,null,null,null,null,null,null,null,null,null,null,null,null,null,null,null,null,null,null,null,null,null,null,null,null,null,null,null,null,null,null,null,null,null,null,null,null,null,null,null,null,null,null,null,null,null,null,null,null,null,null,null,null,null,null,null,null,null,null,null,null,null,null,null,null,null,null,null,130511,218,528,6.9770799999999999,41.447899999999997,-70.615399999999994,130511,218,528,22.435099999999998,41.447899999999997,-70.615399999999994,130511,218,528,41.447899999999997,-70.615399999999994,0,130511,218,528,41.447899999999997,-70.615399999999994,0,130511,218,528,0,41.447899999999997,-70.615399999999994,130511,218,528,295.553,41.447899999999997,-70.615399999999994,72.326130371100007,130511,218,528,297.12799999999999,41.447899999999997,-70.615399999999994,75.160273437499995,130511,218,528,299.197,41.447899999999997,-70.615399999999994,78.883979492199998,130511,218,528,41.447899999999997,-70.615399999999994,37.547400000000003,0,130511,218,528,41.447899999999997,-70.615399999999994,40.1051,130511,218,528,46.018900000000002,41.447899999999997,-70.615399999999994,131107,219,525,41.694299999999998,-70.952399999999997,44.371400000000001,131107,219,525,45.691200000000002,41.694299999999998,-70.952399999999997,"EDGARTOWN",89,0,"No Natural Gas Service",101713.475504,73621094.0537,"EDGARTOWN",89,"Eversource Energy (NSTAR Electric)","NSTAR Electric d/b/a Eversource Energy",101713.475504,73621094.0537,"EDGARTOWN",89,"Comcast","Comcast",73621453.988700002,101696.66308300001]
["POL19",null,"Police Station - Oak Bluffs","State Police Barracks - Oak Bluffs","806POL0570","5,110","square-feet","51","Temahigan Avenue","Oak Bluffs","Dukes",null,"In Use","State Owned","POL","POL","$7,154,000.00","US Dollars","1 - Major Building",41.462501529999997,-70.578002929999997,null,null,null,null,null,null,null,null,null,null,null,null,null,null,null,null,null,null,null,null,null,null,null,null,null,null,null,null,null,null,null,null,null,null,null,null,null,null,null,null,null,null,null,null,null,null,null,null,null,null,null,null,null,4,148544.02713599999,13006.089159700001,null,null,null,null,null,null,null,null,null,null,null,null,null,null,null,null,null,null,null,null,null,null,null,null,130511,218,528,6.9770799999999999,41.447899999999997,-70.615399999999994,130511,218,528,22.435099999999998,41.447899999999997,-70.615399999999994,130511,218,528,41.447899999999997,-70.615399999999994,0,130511,218,528,41.447899999999997,-70.615399999999994,0,130511,218,528,0,41.447899999999997,-70.615399999999994,130511,218,528,295.553,41.447899999999997,-70.615399999999994,72.326130371100007,130511,218,528,297.12799999999999,41.447899999999997,-70.615399999999994,75.160273437499995,130511,218,528,299.197,41.447899999999997,-70.615399999999994,78.883979492199998,130511,218,528,41.447899999999997,-70.615399999999994,37.547400000000003,0,130511,218,528,41.447899999999997,-70.615399999999994,40.1051,130511,218,528,46.018900000000002,41.447899999999997,-70.615399999999994,131107,219,525,41.694299999999998,-70.952399999999997,44.371400000000001,131107,219,525,45.691200000000002,41.694299999999998,-70.952399999999997,"OAK BLUFFS",221,0,"No Natural Gas Service",34455.92502100001,19175172.088300001,"OAK BLUFFS",221,"Eversource Energy (NSTAR Electric)","NSTAR Electric d/b/a Eversource Energy",34455.92502100001,19175172.088300001,"OAK BLUFFS",221,"Comcast","Comcast",19175294.771899998,34447.853751000002]
["POL19",null,"Police Station - Oak Bluffs","Oak Bluffs Garage And Storage","806POL0580","1,600","square-feet","51","Temahigan Avenue","Oak Bluffs","Dukes",null,"In Use","State Owned","POL","POL","$560,000.00","US Dollars","2 - Minor Building",41.462299350000002,-70.577598570000006,null,null,null,null,null,null,null,null,null,null,null,null,null,null,null,null,null,null,null,null,null,null,null,null,null,null,null,null,null,null,null,null,null,null,null,null,null,null,null,null,null,null,null,null,null,null,null,null,null,null,null,null,null,4,148544.02713599999,13006.089159700001,null,null,null,null,null,null,null,null,null,1,"S_2070_Pt1Perc","C:/Users/tspencer/Commonwealth of Massachusetts/DCP-TEAMS - DCAMM Energy - Documents/Resilience/Resilience/MC-FRM GIS/pt1PercentExtent/South_2070_Dpt1percent/S_2070_Pt1Perc.shp",null,null,null,null,null,null,null,null,null,null,null,null,130511,218,528,6.9770799999999999,41.447899999999997,-70.615399999999994,130511,218,528,22.435099999999998,41.447899999999997,-70.615399999999994,130511,218,528,41.447899999999997,-70.615399999999994,0,130511,218,528,41.447899999999997,-70.615399999999994,0,130511,218,528,0,41.447899999999997,-70.615399999999994,130511,218,528,295.553,41.447899999999997,-70.615399999999994,72.326130371100007,130511,218,528,297.12799999999999,41.447899999999997,-70.615399999999994,75.160273437499995,130511,218,528,299.197,41.447899999999997,-70.615399999999994,78.883979492199998,130511,218,528,41.447899999999997,-70.615399999999994,37.547400000000003,0,130511,218,528,41.447899999999997,-70.615399999999994,40.1051,130511,218,528,46.018900000000002,41.447899999999997,-70.615399999999994,131107,219,525,41.694299999999998,-70.952399999999997,44.371400000000001,131107,219,525,45.691200000000002,41.694299999999998,-70.952399999999997,"OAK BLUFFS",221,0,"No Natural Gas Service",34455.92502100001,19175172.088300001,"OAK BLUFFS",221,"Eversource Energy (NSTAR Electric)","NSTAR Electric d/b/a Eversource Energy",34455.92502100001,19175172.088300001,"OAK BLUFFS",221,"Comcast","Comcast",19175294.771899998,34447.853751000002]
["DCRCORR","CORR1","Manuel F. Correllus State Forest","Original Forest Office","807DCR2113","64","square-feet",null,"Sanderson Avenue","Edgartown","Dukes",null,"To Demo","State Owned","DCR","DCR","$19,200.00","US Dollars","2 - Minor Building",41.405956000000003,-70.600640999999996,null,null,null,null,null,null,null,null,null,null,null,null,null,null,null,null,null,null,null,null,null,null,null,null,null,null,null,null,null,null,null,null,null,null,null,null,null,null,null,null,null,null,null,null,null,null,null,null,null,null,null,null,null,null,null,null,null,null,null,null,null,null,null,null,null,null,null,null,null,null,null,null,null,null,null,null,null,null,null,null,130511,218,528,6.9770799999999999,41.447899999999997,-70.615399999999994,130511,218,528,22.435099999999998,41.447899999999997,-70.615399999999994,130511,218,528,41.447899999999997,-70.615399999999994,0,130511,218,528,41.447899999999997,-70.615399999999994,0,130511,218,528,0,41.447899999999997,-70.615399999999994,130511,218,528,295.553,41.447899999999997,-70.615399999999994,72.326130371100007,130511,218,528,297.12799999999999,41.447899999999997,-70.615399999999994,75.160273437499995,130511,218,528,299.197,41.447899999999997,-70.615399999999994,78.883979492199998,130511,218,528,41.447899999999997,-70.615399999999994,37.547400000000003,0,130511,218,528,41.447899999999997,-70.615399999999994,40.1051,130511,218,528,46.018900000000002,41.447899999999997,-70.615399999999994,129896,217,512,42.107900000000001,-72.843599999999995,49.188800000000001,129896,217,512,51.836100000000002,42.107900000000001,-72.843599999999995,"EDGARTOWN",89,0,"No Natural Gas Service",101713.475504,73621094.0537,"EDGARTOWN",89,"Eversource Energy (NSTAR Electric)","NSTAR Electric d/b/a Eversource Energy",101713.475504,73621094.0537,"EDGARTOWN",89,"Comcast","Comcast",73621453.988700002,101696.66308300001]
["SDD01",null,"Dukes County Sheriff's Office - Airport - West Tisbury","Dukes County Community Correction","807SDD0902","960","square-feet","9","Flight Path","West Tisbury","Dukes",null,"In Use","County Owned","SDD","SDD","$528,000.00","US Dollars","1 - Major Building",41.388072999999999,-70.612470000000002,null,null,null,null,null,null,null,null,null,null,null,null,null,null,null,null,null,null,null,null,null,null,null,null,null,null,null,null,null,null,null,null,null,null,null,null,null,null,null,null,null,null,null,null,null,null,null,null,null,null,null,null,null,null,null,null,null,null,null,null,null,null,null,null,null,null,null,null,null,null,null,null,null,null,null,null,null,null,null,null,130511,218,528,6.9770799999999999,41.447899999999997,-70.615399999999994,130511,218,528,22.435099999999998,41.447899999999997,-70.615399999999994,130511,218,528,41.447899999999997,-70.615399999999994,0,130511,218,528,41.447899999999997,-70.615399999999994,0,130511,218,528,0,41.447899999999997,-70.615399999999994,130511,218,528,295.553,41.447899999999997,-70.615399999999994,72.326130371100007,130511,218,528,297.12799999999999,41.447899999999997,-70.615399999999994,75.160273437499995,130511,218,528,299.197,41.447899999999997,-70.615399999999994,78.883979492199998,130511,218,528,41.447899999999997,-70.615399999999994,37.547400000000003,0,130511,218,528,41.447899999999997,-70.615399999999994,40.1051,130511,218,528,46.018900000000002,41.447899999999997,-70.615399999999994,129896,217,512,42.107900000000001,-72.843599999999995,49.188800000000001,129896,217,512,51.836100000000002,42.107900000000001,-72.843599999999995,"WEST TISBURY",327,0,"No Natural Gas Service",35819.406607999998,68097681.158500001,"WEST TISBURY",327,"Eversource Energy (NSTAR Electric)","NSTAR Electric d/b/a Eversource Energy",35819.406607999998,68097681.158500001,"WEST TISBURY",327,"Comcast","Comcast",68097740.0854,35818.80117240001]
["SDD01",null,"Dukes County Sheriff's Office - Airport - West Tisbury","Storage Shed","807SDD0904","200","square-feet",null,null,"Edgartown","Dukes",null,"In Use","County Owned","SDD","SDD","$60,000.00","US Dollars","2 - Minor Building",41.387954000000001,-70.612532999999999,null,null,null,null,null,null,null,null,null,null,null,null,null,null,null,null,null,null,null,null,null,null,null,null,null,null,null,null,null,null,null,null,null,null,null,null,null,null,null,null,null,null,null,null,null,null,null,null,null,null,null,null,null,null,null,null,null,null,null,null,null,null,null,null,null,null,null,null,null,null,null,null,null,null,null,null,null,null,null,null,130511,218,528,6.9770799999999999,41.447899999999997,-70.615399999999994,130511,218,528,22.435099999999998,41.447899999999997,-70.615399999999994,130511,218,528,41.447899999999997,-70.615399999999994,0,130511,218,528,41.447899999999997,-70.615399999999994,0,130511,218,528,0,41.447899999999997,-70.615399999999994,130511,218,528,295.553,41.447899999999997,-70.615399999999994,72.326130371100007,130511,218,528,297.12799999999999,41.447899999999997,-70.615399999999994,75.160273437499995,130511,218,528,299.197,41.447899999999997,-70.615399999999994,78.883979492199998,130511,218,528,41.447899999999997,-70.615399999999994,37.547400000000003,0,130511,218,528,41.447899999999997,-70.615399999999994,40.1051,130511,218,528,46.018900000000002,41.447899999999997,-70.615399999999994,129896,217,512,42.107900000000001,-72.843599999999995,49.188800000000001,129896,217,512,51.836100000000002,42.107900000000001,-72.843599999999995,"WEST TISBURY",327,0,"No Natural Gas Service",35819.406607999998,68097681.158500001,"WEST TISBURY",327,"Eversource Energy (NSTAR Electric)","NSTAR Electric d/b/a Eversource Energy",35819.406607999998,68097681.158500001,"WEST TISBURY",327,"Comcast","Comcast",68097740.0854,35818.80117240001]
["SDD01",null,"Dukes County Sheriff's Office - Airport - West Tisbury","Dukes County Civil Process","807SDD0903","3,070","square-feet","9","Flight Path West","West Tisbury","Dukes",null,"In Use","County Owned","SDD","SDD","$2,456,000.00","US Dollars","1 - Major Building",41.387892999999998,-70.612074000000007,null,null,null,null,null,null,null,null,null,null,null,null,null,null,null,null,null,null,null,null,null,null,null,null,null,null,null,null,null,null,null,null,null,null,null,null,null,null,null,null,null,null,null,null,null,null,null,null,null,null,null,null,null,null,null,null,null,null,null,null,null,null,null,null,null,null,null,null,null,null,null,null,null,null,null,null,null,null,null,null,130511,218,528,6.9770799999999999,41.447899999999997,-70.615399999999994,130511,218,528,22.435099999999998,41.447899999999997,-70.615399999999994,130511,218,528,41.447899999999997,-70.615399999999994,0,130511,218,528,41.447899999999997,-70.615399999999994,0,130511,218,528,0,41.447899999999997,-70.615399999999994,130511,218,528,295.553,41.447899999999997,-70.615399999999994,72.326130371100007,130511,218,528,297.12799999999999,41.447899999999997,-70.615399999999994,75.160273437499995,130511,218,528,299.197,41.447899999999997,-70.615399999999994,78.883979492199998,130511,218,528,41.447899999999997,-70.615399999999994,37.547400000000003,0,130511,218,528,41.447899999999997,-70.615399999999994,40.1051,130511,218,528,46.018900000000002,41.447899999999997,-70.615399999999994,129896,217,512,42.107900000000001,-72.843599999999995,49.188800000000001,129896,217,512,51.836100000000002,42.107900000000001,-72.843599999999995,"WEST TISBURY",327,0,"No Natural Gas Service",35819.406607999998,68097681.158500001,"WEST TISBURY",327,"Eversource Energy (NSTAR Electric)","NSTAR Electric d/b/a Eversource Energy",35819.406607999998,68097681.158500001,"WEST TISBURY",327,"Comcast","Comcast",68097740.0854,35818.80117240001]
["DCRMEVE","MEVE5","Mount Everett State Reservation","Laurel Ridge Privy","132DCR2020","16","square-feet",null,"Appalachian Trail","Mount Washington","Berkshire",null,"Leased","State Owned","DCR","DCR","$4,800.00","US Dollars","2 - Minor Building",42.060845999999998,-73.437691000000001,null,null,null,null,null,null,null,null,null,null,null,null,null,null,null,null,null,null,null,null,null,null,null,null,null,null,null,null,null,null,null,null,null,null,null,null,null,null,null,null,null,null,null,null,null,null,null,null,null,null,null,null,null,null,null,null,null,null,null,null,null,null,null,null,null,null,null,null,null,null,null,null,null,null,null,null,null,null,null,null,128695,215,509,14.994300000000001,42.041899999999998,-73.378100000000003,128695,215,509,14.193199999999999,42.041899999999998,-73.378100000000003,128695,215,509,42.041899999999998,-73.378100000000003,0,128695,215,509,42.041899999999998,-73.378100000000003,2,128695,215,509,41,42.041899999999998,-73.378100000000003,128695,215,509,302.91000000000003,42.041899999999998,-73.378100000000003,85.567731933600001,128695,215,509,305.18700000000001,42.041899999999998,-73.378100000000003,89.667445068399999,128695,215,509,308.72899999999998,42.041899999999998,-73.378100000000003,96.0422619629,128695,215,509,42.041899999999998,-73.378100000000003,41.817500000000003,0,128695,215,509,42.041899999999998,-73.378100000000003,41.969200000000001,128695,215,509,47.892099999999999,42.041899999999998,-73.378100000000003,129896,217,512,42.107900000000001,-72.843599999999995,49.188800000000001,129896,217,512,51.836100000000002,42.107900000000001,-72.843599999999995,"MOUNT WASHINGTON",195,0,"No Natural Gas Service",31618.4343094,57988843.788600013,"MOUNT WASHINGTON",195,"National Grid (Massachusetts Electric)","Massachusetts Electric d/b/a National Grid",31618.4343094,57988843.788600013,"MOUNT WASHINGTON",195,"No Cable Provider","No Cable Provider",57988843.788600013,31618.4343094]
["DCRMWAS","MWAS5","Mount Washington State Forest","Composting Toilet 3","132DCR2022","16","square-feet",null,"Alander Mountain Trail","Mount Washington","Berkshire",null,"In Use","State Owned","DCR","DCR","$4,800.00","US Dollars","2 - Minor Building",42.092391999999997,-73.486768999999995,null,null,null,null,null,null,null,null,null,null,null,null,null,null,null,null,null,null,null,null,null,null,null,null,null,null,null,null,null,null,null,null,null,null,null,null,null,null,null,null,null,null,null,null,null,null,null,null,null,null,null,null,null,null,null,null,null,null,null,null,null,null,null,null,null,null,null,null,null,null,null,null,null,null,null,null,null,null,null,null,128694,215,508,15.2803,42.087299999999999,-73.5154,128694,215,508,14.829499999999999,42.087299999999999,-73.5154,128694,215,508,42.087299999999999,-73.5154,0,128694,215,508,42.087299999999999,-73.5154,3,128694,215,508,46,42.087299999999999,-73.5154,128694,215,508,303.26600000000002,42.087299999999999,-73.5154,86.209058837900002,128694,215,508,305.61200000000002,42.087299999999999,-73.5154,90.431489257799996,128694,215,508,309.08,42.087299999999999,-73.5154,96.673591308599995,128694,215,508,42.087299999999999,-73.5154,40.271900000000002,0,128694,215,508,42.087299999999999,-73.5154,43.632100000000001,128694,215,508,47.231000000000002,42.087299999999999,-73.5154,129896,217,512,42.107900000000001,-72.843599999999995,49.188800000000001,129896,217,512,51.836100000000002,42.107900000000001,-72.843599999999995,"MOUNT WASHINGTON",195,0,"No Natural Gas Service",31618.4343094,57988843.788600013,"MOUNT WASHINGTON",195,"National Grid (Massachusetts Electric)","Massachusetts Electric d/b/a National Grid",31618.4343094,57988843.788600013,"MOUNT WASHINGTON",195,"No Cable Provider","No Cable Provider",57988843.788600013,31618.4343094]
["DCRMWAS","MWAS5","Mount Washington State Forest","Composting Toilet 2","132DEMPB10","37","square-feet",null,"Alander Mountain Trail","Mount Washington","Berkshire",null,"In Use","State Owned","DCR","DCR","$11,100.00","US Dollars","2 - Minor Building",42.092170000000003,-73.486440999999999,null,null,null,null,null,null,null,null,null,null,null,null,null,null,null,null,null,null,null,null,null,null,null,null,null,null,null,null,null,null,null,null,null,null,null,null,null,null,null,null,null,null,null,null,null,null,null,null,null,null,null,null,null,null,null,null,null,null,null,null,null,null,null,null,null,null,null,null,null,null,null,null,null,null,null,null,null,null,null,null,128694,215,508,15.2803,42.087299999999999,-73.5154,128694,215,508,14.829499999999999,42.087299999999999,-73.5154,128694,215,508,42.087299999999999,-73.5154,0,128694,215,508,42.087299999999999,-73.5154,3,128694,215,508,46,42.087299999999999,-73.5154,128694,215,508,303.26600000000002,42.087299999999999,-73.5154,86.209058837900002,128694,215,508,305.61200000000002,42.087299999999999,-73.5154,90.431489257799996,128694,215,508,309.08,42.087299999999999,-73.5154,96.673591308599995,128694,215,508,42.087299999999999,-73.5154,40.271900000000002,0,128694,215,508,42.087299999999999,-73.5154,43.632100000000001,128694,215,508,47.231000000000002,42.087299999999999,-73.5154,129896,217,512,42.107900000000001,-72.843599999999995,49.188800000000001,129896,217,512,51.836100000000002,42.107900000000001,-72.843599999999995,"MOUNT WASHINGTON",195,0,"No Natural Gas Service",31618.4343094,57988843.788600013,"MOUNT WASHINGTON",195,"National Grid (Massachusetts Electric)","Massachusetts Electric d/b/a National Grid",31618.4343094,57988843.788600013,"MOUNT WASHINGTON",195,"No Cable Provider","No Cable Provider",57988843.788600013,31618.4343094]
["DCRMWAS","MWAS5","Mount Washington State Forest","Composting Toilet 1","132DEMPB13","37","square-feet",null,"Alander Mountain Trail","Mount Washington","Berkshire",null,"In Use","State Owned","DCR","DCR","$11,100.00","US Dollars","2 - Minor Building",42.092154999999998,-73.486418,null,null,null,null,null,null,null,null,null,null,null,null,null,null,null,null,null,null,null,null,null,null,null,null,null,null,null,null,null,null,null,null,null,null,null,null,null,null,null,null,null,null,null,null,null,null,null,null,null,null,null,null,null,null,null,null,null,null,null,null,null,null,null,null,null,null,null,null,null,null,null,null,null,null,null,null,null,null,null,null,128694,215,508,15.2803,42.087299999999999,-73.5154,128694,215,508,14.829499999999999,42.087299999999999,-73.5154,128694,215,508,42.087299999999999,-73.5154,0,128694,215,508,42.087299999999999,-73.5154,3,128694,215,508,46,42.087299999999999,-73.5154,128694,215,508,303.26600000000002,42.087299999999999,-73.5154,86.209058837900002,128694,215,508,305.61200000000002,42.087299999999999,-73.5154,90.431489257799996,128694,215,508,309.08,42.087299999999999,-73.5154,96.673591308599995,128694,215,508,42.087299999999999,-73.5154,40.271900000000002,0,128694,215,508,42.087299999999999,-73.5154,43.632100000000001,128694,215,508,47.231000000000002,42.087299999999999,-73.5154,129896,217,512,42.107900000000001,-72.843599999999995,49.188800000000001,129896,217,512,51.836100000000002,42.107900000000001,-72.843599999999995,"MOUNT WASHINGTON",195,0,"No Natural Gas Service",31618.4343094,57988843.788600013,"MOUNT WASHINGTON",195,"National Grid (Massachusetts Electric)","Massachusetts Electric d/b/a National Grid",31618.4343094,57988843.788600013,"MOUNT WASHINGTON",195,"No Cable Provider","No Cable Provider",57988843.788600013,31618.4343094]
["DCRMWAS","MWAS5","Mount Washington State Forest","Alander Mountain Cabin","132DCR2023","130","square-feet",null,"Alander Mountain Summit","Mount Washington","Berkshire",null,"In Use","State Owned","DCR","DCR","$39,000.00","US Dollars","2 - Minor Building",42.088124000000001,-73.503338999999997,null,null,null,null,null,null,null,null,null,null,null,null,null,null,null,null,null,null,null,null,null,null,null,null,null,null,null,null,null,null,null,null,null,null,null,null,null,null,null,null,null,null,null,null,null,null,null,null,null,null,null,null,null,null,null,null,null,null,null,null,null,null,null,null,null,null,null,null,null,null,null,null,null,null,null,null,null,null,null,null,128694,215,508,15.2803,42.087299999999999,-73.5154,128694,215,508,14.829499999999999,42.087299999999999,-73.5154,128694,215,508,42.087299999999999,-73.5154,0,128694,215,508,42.087299999999999,-73.5154,3,128694,215,508,46,42.087299999999999,-73.5154,128694,215,508,303.26600000000002,42.087299999999999,-73.5154,86.209058837900002,128694,215,508,305.61200000000002,42.087299999999999,-73.5154,90.431489257799996,128694,215,508,309.08,42.087299999999999,-73.5154,96.673591308599995,128694,215,508,42.087299999999999,-73.5154,40.271900000000002,0,128694,215,508,42.087299999999999,-73.5154,43.632100000000001,128694,215,508,47.231000000000002,42.087299999999999,-73.5154,129896,217,512,42.107900000000001,-72.843599999999995,49.188800000000001,129896,217,512,51.836100000000002,42.107900000000001,-72.843599999999995,"MOUNT WASHINGTON",195,0,"No Natural Gas Service",31618.4343094,57988843.788600013,"MOUNT WASHINGTON",195,"National Grid (Massachusetts Electric)","Massachusetts Electric d/b/a National Grid",31618.4343094,57988843.788600013,"MOUNT WASHINGTON",195,"No Cable Provider","No Cable Provider",57988843.788600013,31618.4343094]
["DCRMWAS","MWAS5","Mount Washington State Forest","Potato Cellar","132DCR2024","1,800","square-feet",null,"East Street","Mount Washington","Berkshire",null,"Inactive","State Owned","DCR","DCR","$1,260,000.00","US Dollars","2 - Minor Building",42.130724999999998,-73.472931000000003,null,null,null,null,null,null,null,null,null,null,null,null,null,null,null,null,null,null,null,null,null,null,null,null,null,null,null,null,null,null,null,null,null,null,null,null,null,null,null,null,null,null,null,null,null,null,null,null,null,null,null,null,null,null,null,null,null,null,null,null,null,null,null,null,null,null,null,null,null,null,null,null,null,null,null,null,null,null,null,null,128694,215,508,15.2803,42.087299999999999,-73.5154,128694,215,508,14.829499999999999,42.087299999999999,-73.5154,128694,215,508,42.087299999999999,-73.5154,0,128694,215,508,42.087299999999999,-73.5154,3,128694,215,508,46,42.087299999999999,-73.5154,128694,215,508,303.26600000000002,42.087299999999999,-73.5154,86.209058837900002,128694,215,508,305.61200000000002,42.087299999999999,-73.5154,90.431489257799996,128694,215,508,309.08,42.087299999999999,-73.5154,96.673591308599995,128694,215,508,42.087299999999999,-73.5154,40.271900000000002,0,128694,215,508,42.087299999999999,-73.5154,43.632100000000001,128694,215,508,47.231000000000002,42.087299999999999,-73.5154,129896,217,512,42.107900000000001,-72.843599999999995,49.188800000000001,129896,217,512,51.836100000000002,42.107900000000001,-72.843599999999995,"MOUNT WASHINGTON",195,0,"No Natural Gas Service",31618.4343094,57988843.788600013,"MOUNT WASHINGTON",195,"National Grid (Massachusetts Electric)","Massachusetts Electric d/b/a National Grid",31618.4343094,57988843.788600013,"MOUNT WASHINGTON",195,"No Cable Provider","No Cable Provider",57988843.788600013,31618.4343094]
["DCRMEVE","MEVE5","Mount Everett State Reservation","Mount Everett Shelter","132DEM0030","120","square-feet",null,null,"Mount Washington","Berkshire",null,"In Use","State Owned","DCR","DCR","$42,000.00","US Dollars","2 - Minor Building",42.103233000000003,-73.430798999999993,null,null,null,null,null,null,null,null,null,null,null,null,null,null,null,null,null,null,null,null,null,null,null,null,null,null,null,null,null,null,null,null,null,null,null,null,null,null,null,null,null,null,null,null,null,null,null,null,null,null,null,null,null,null,null,null,null,null,null,null,null,null,null,null,null,null,null,null,null,null,null,null,null,null,null,null,null,null,null,null,128694,215,508,15.2803,42.087299999999999,-73.5154,128694,215,508,14.829499999999999,42.087299999999999,-73.5154,128694,215,508,42.087299999999999,-73.5154,0,128694,215,508,42.087299999999999,-73.5154,3,128694,215,508,46,42.087299999999999,-73.5154,128694,215,508,303.26600000000002,42.087299999999999,-73.5154,86.209058837900002,128694,215,508,305.61200000000002,42.087299999999999,-73.5154,90.431489257799996,128694,215,508,309.08,42.087299999999999,-73.5154,96.673591308599995,128694,215,508,42.087299999999999,-73.5154,40.271900000000002,0,128694,215,508,42.087299999999999,-73.5154,43.632100000000001,128694,215,508,47.231000000000002,42.087299999999999,-73.5154,129896,217,512,42.107900000000001,-72.843599999999995,49.188800000000001,129896,217,512,51.836100000000002,42.107900000000001,-72.843599999999995,"MOUNT WASHINGTON",195,0,"No Natural Gas Service",31618.4343094,57988843.788600013,"MOUNT WASHINGTON",195,"National Grid (Massachusetts Electric)","Massachusetts Electric d/b/a National Grid",31618.4343094,57988843.788600013,"MOUNT WASHINGTON",195,"No Cable Provider","No Cable Provider",57988843.788600013,31618.4343094]
["DCRALHS","ALCO5","Ann Lee Historic Site","Ann Lee Shed","132DCR2017","36","square-feet",null,"West Street","Mount Washington","Berkshire",null,"In Use","State Owned","DCR","DCR","$10,800.00","US Dollars","2 - Minor Building",42.117429999999999,-73.471076999999994,null,null,null,null,null,null,null,null,null,null,null,null,null,null,null,null,null,null,null,null,null,null,null,null,null,null,null,null,null,null,null,null,null,null,null,null,null,null,null,null,null,null,null,null,null,null,null,null,null,null,null,null,null,null,null,null,null,null,null,null,null,null,null,null,null,null,null,null,null,null,null,null,null,null,null,null,null,null,null,null,128694,215,508,15.2803,42.087299999999999,-73.5154,128694,215,508,14.829499999999999,42.087299999999999,-73.5154,128694,215,508,42.087299999999999,-73.5154,0,128694,215,508,42.087299999999999,-73.5154,3,128694,215,508,46,42.087299999999999,-73.5154,128694,215,508,303.26600000000002,42.087299999999999,-73.5154,86.209058837900002,128694,215,508,305.61200000000002,42.087299999999999,-73.5154,90.431489257799996,128694,215,508,309.08,42.087299999999999,-73.5154,96.673591308599995,128694,215,508,42.087299999999999,-73.5154,40.271900000000002,0,128694,215,508,42.087299999999999,-73.5154,43.632100000000001,128694,215,508,47.231000000000002,42.087299999999999,-73.5154,129896,217,512,42.107900000000001,-72.843599999999995,49.188800000000001,129896,217,512,51.836100000000002,42.107900000000001,-72.843599999999995,"MOUNT WASHINGTON",195,0,"No Natural Gas Service",31618.4343094,57988843.788600013,"MOUNT WASHINGTON",195,"National Grid (Massachusetts Electric)","Massachusetts Electric d/b/a National Grid",31618.4343094,57988843.788600013,"MOUNT WASHINGTON",195,"No Cable Provider","No Cable Provider",57988843.788600013,31618.4343094]
["DCRALHS","ALCO5","Ann Lee Historic Site","Ann Lee Cottage Garage","132DEM4470","576","square-feet",null,null,"Mount Washington","Berkshire",null,"Inactive","State Owned","DCR","DCR","$201,600.00","US Dollars","2 - Minor Building",42.117342000000001,-73.471079000000003,null,null,null,null,null,null,null,null,null,null,null,null,null,null,null,null,null,null,null,null,null,null,null,null,null,null,null,null,null,null,null,null,null,null,null,null,null,null,null,null,null,null,null,null,null,null,null,null,null,null,null,null,null,null,null,null,null,null,null,null,null,null,null,null,null,null,null,null,null,null,null,null,null,null,null,null,null,null,null,null,128694,215,508,15.2803,42.087299999999999,-73.5154,128694,215,508,14.829499999999999,42.087299999999999,-73.5154,128694,215,508,42.087299999999999,-73.5154,0,128694,215,508,42.087299999999999,-73.5154,3,128694,215,508,46,42.087299999999999,-73.5154,128694,215,508,303.26600000000002,42.087299999999999,-73.5154,86.209058837900002,128694,215,508,305.61200000000002,42.087299999999999,-73.5154,90.431489257799996,128694,215,508,309.08,42.087299999999999,-73.5154,96.673591308599995,128694,215,508,42.087299999999999,-73.5154,40.271900000000002,0,128694,215,508,42.087299999999999,-73.5154,43.632100000000001,128694,215,508,47.231000000000002,42.087299999999999,-73.5154,129896,217,512,42.107900000000001,-72.843599999999995,49.188800000000001,129896,217,512,51.836100000000002,42.107900000000001,-72.843599999999995,"MOUNT WASHINGTON",195,0,"No Natural Gas Service",31618.4343094,57988843.788600013,"MOUNT WASHINGTON",195,"National Grid (Massachusetts Electric)","Massachusetts Electric d/b/a National Grid",31618.4343094,57988843.788600013,"MOUNT WASHINGTON",195,"No Cable Provider","No Cable Provider",57988843.788600013,31618.4343094]
["DCRALHS","ALCO5","Ann Lee Historic Site","Intemann Garage","132DEMPB03","540","square-feet",null,"Falls Road","Mount Washington","Berkshire",null,"Inactive","State Owned","DCR","DCR","$189,000.00","US Dollars","2 - Minor Building",42.116753000000003,-73.472241999999994,null,null,null,null,null,null,null,null,null,null,null,null,null,null,null,null,null,null,null,null,null,null,null,null,null,null,null,null,null,null,null,null,null,null,null,null,null,null,null,null,null,null,null,null,null,null,null,null,null,null,null,null,null,null,null,null,null,null,null,null,null,null,null,null,null,null,null,null,null,null,null,null,null,null,null,null,null,null,null,null,128694,215,508,15.2803,42.087299999999999,-73.5154,128694,215,508,14.829499999999999,42.087299999999999,-73.5154,128694,215,508,42.087299999999999,-73.5154,0,128694,215,508,42.087299999999999,-73.5154,3,128694,215,508,46,42.087299999999999,-73.5154,128694,215,508,303.26600000000002,42.087299999999999,-73.5154,86.209058837900002,128694,215,508,305.61200000000002,42.087299999999999,-73.5154,90.431489257799996,128694,215,508,309.08,42.087299999999999,-73.5154,96.673591308599995,128694,215,508,42.087299999999999,-73.5154,40.271900000000002,0,128694,215,508,42.087299999999999,-73.5154,43.632100000000001,128694,215,508,47.231000000000002,42.087299999999999,-73.5154,129896,217,512,42.107900000000001,-72.843599999999995,49.188800000000001,129896,217,512,51.836100000000002,42.107900000000001,-72.843599999999995,"MOUNT WASHINGTON",195,0,"No Natural Gas Service",31618.4343094,57988843.788600013,"MOUNT WASHINGTON",195,"National Grid (Massachusetts Electric)","Massachusetts Electric d/b/a National Grid",31618.4343094,57988843.788600013,"MOUNT WASHINGTON",195,"No Cable Provider","No Cable Provider",57988843.788600013,31618.4343094]
["DCRMWAS","MWAS5","Mount Washington State Forest","Old Headquarters and Garage","132DEMPB12","300","square-feet","545","East Street","Mount Washington","Berkshire",null,"In Use","State Owned","DCR","DCR","$90,000.00","US Dollars","2 - Minor Building",42.085768000000002,-73.461800999999994,null,null,null,null,null,null,null,null,null,null,null,null,null,null,null,null,null,null,null,null,null,null,null,null,null,null,null,null,null,null,null,null,null,null,null,null,null,null,null,null,null,null,null,null,null,null,null,null,null,null,null,null,null,null,null,null,null,null,null,null,null,null,null,null,null,null,null,null,null,null,null,null,null,null,null,null,null,null,null,null,128694,215,508,15.2803,42.087299999999999,-73.5154,128694,215,508,14.829499999999999,42.087299999999999,-73.5154,128694,215,508,42.087299999999999,-73.5154,0,128694,215,508,42.087299999999999,-73.5154,3,128694,215,508,46,42.087299999999999,-73.5154,128694,215,508,303.26600000000002,42.087299999999999,-73.5154,86.209058837900002,128694,215,508,305.61200000000002,42.087299999999999,-73.5154,90.431489257799996,128694,215,508,309.08,42.087299999999999,-73.5154,96.673591308599995,128694,215,508,42.087299999999999,-73.5154,40.271900000000002,0,128694,215,508,42.087299999999999,-73.5154,43.632100000000001,128694,215,508,47.231000000000002,42.087299999999999,-73.5154,129896,217,512,42.107900000000001,-72.843599999999995,49.188800000000001,129896,217,512,51.836100000000002,42.107900000000001,-72.843599999999995,"MOUNT WASHINGTON",195,0,"No Natural Gas Service",31618.4343094,57988843.788600013,"MOUNT WASHINGTON",195,"National Grid (Massachusetts Electric)","Massachusetts Electric d/b/a National Grid",31618.4343094,57988843.788600013,"MOUNT WASHINGTON",195,"No Cable Provider","No Cable Provider",57988843.788600013,31618.4343094]
["DCRMEVE","MEVE5","Mount Everett State Reservation","Hemlocks Shelter","132DEM0402","200","square-feet",null,null,"Mount Washington","Berkshire",null,"In Use","State Owned","DCR","DCR","$70,000.00","US Dollars","2 - Minor Building",42.109749999999998,-73.429027000000005,null,null,null,null,null,null,null,null,null,null,null,null,null,null,null,null,null,null,null,null,null,null,null,null,null,null,null,null,null,null,null,null,null,null,null,null,null,null,null,null,null,null,null,null,null,null,null,null,null,null,null,null,null,null,null,null,null,null,null,null,null,null,null,null,null,null,null,null,null,null,null,null,null,null,null,null,null,null,null,null,128694,215,508,15.2803,42.087299999999999,-73.5154,128694,215,508,14.829499999999999,42.087299999999999,-73.5154,128694,215,508,42.087299999999999,-73.5154,0,128694,215,508,42.087299999999999,-73.5154,3,128694,215,508,46,42.087299999999999,-73.5154,128694,215,508,303.26600000000002,42.087299999999999,-73.5154,86.209058837900002,128694,215,508,305.61200000000002,42.087299999999999,-73.5154,90.431489257799996,128694,215,508,309.08,42.087299999999999,-73.5154,96.673591308599995,128694,215,508,42.087299999999999,-73.5154,40.271900000000002,0,128694,215,508,42.087299999999999,-73.5154,43.632100000000001,128694,215,508,47.231000000000002,42.087299999999999,-73.5154,129896,217,512,42.107900000000001,-72.843599999999995,49.188800000000001,129896,217,512,51.836100000000002,42.107900000000001,-72.843599999999995,"MOUNT WASHINGTON",195,0,"No Natural Gas Service",31618.4343094,57988843.788600013,"MOUNT WASHINGTON",195,"National Grid (Massachusetts Electric)","Massachusetts Electric d/b/a National Grid",31618.4343094,57988843.788600013,"MOUNT WASHINGTON",195,"No Cable Provider","No Cable Provider",57988843.788600013,31618.4343094]
["DCRMEVE","MEVE5","Mount Everett State Reservation","Clivus - Guilder Pond Composting Toilet","132DCR1111","55","square-feet",null,null,"Mount Washington","Berkshire",null,"To Demo","State Owned","DCR","DCR","$16,500.00","US Dollars","2 - Minor Building",42.107135999999997,-73.435912999999999,null,null,null,null,null,null,null,null,null,null,null,null,null,null,null,null,null,null,null,null,null,null,null,null,null,null,null,null,null,null,null,null,null,null,null,null,null,null,null,null,null,null,null,null,null,null,null,null,null,null,null,null,null,null,null,null,null,null,null,null,null,null,null,null,null,null,null,null,null,null,null,null,null,null,null,null,null,null,null,null,128694,215,508,15.2803,42.087299999999999,-73.5154,128694,215,508,14.829499999999999,42.087299999999999,-73.5154,128694,215,508,42.087299999999999,-73.5154,0,128694,215,508,42.087299999999999,-73.5154,3,128694,215,508,46,42.087299999999999,-73.5154,128694,215,508,303.26600000000002,42.087299999999999,-73.5154,86.209058837900002,128694,215,508,305.61200000000002,42.087299999999999,-73.5154,90.431489257799996,128694,215,508,309.08,42.087299999999999,-73.5154,96.673591308599995,128694,215,508,42.087299999999999,-73.5154,40.271900000000002,0,128694,215,508,42.087299999999999,-73.5154,43.632100000000001,128694,215,508,47.231000000000002,42.087299999999999,-73.5154,129896,217,512,42.107900000000001,-72.843599999999995,49.188800000000001,129896,217,512,51.836100000000002,42.107900000000001,-72.843599999999995,"MOUNT WASHINGTON",195,0,"No Natural Gas Service",31618.4343094,57988843.788600013,"MOUNT WASHINGTON",195,"National Grid (Massachusetts Electric)","Massachusetts Electric d/b/a National Grid",31618.4343094,57988843.788600013,"MOUNT WASHINGTON",195,"No Cable Provider","No Cable Provider",57988843.788600013,31618.4343094]
["DCRMEVE","MEVE5","Mount Everett State Reservation","Glen Brook Privy","132DCR2019","16","square-feet",null,"Appalachian Trail","Mount Washington","Berkshire",null,"Leased","State Owned","DCR","DCR","$4,800.00","US Dollars","2 - Minor Building",42.111083000000001,-73.428043000000002,null,null,null,null,null,null,null,null,null,null,null,null,null,null,null,null,null,null,null,null,null,null,null,null,null,null,null,null,null,null,null,null,null,null,null,null,null,null,null,null,null,null,null,null,null,null,null,null,null,null,null,null,null,null,null,null,null,null,null,null,null,null,null,null,null,null,null,null,null,null,null,null,null,null,null,null,null,null,null,null,128694,215,508,15.2803,42.087299999999999,-73.5154,128694,215,508,14.829499999999999,42.087299999999999,-73.5154,128694,215,508,42.087299999999999,-73.5154,0,128694,215,508,42.087299999999999,-73.5154,3,128694,215,508,46,42.087299999999999,-73.5154,128694,215,508,303.26600000000002,42.087299999999999,-73.5154,86.209058837900002,128694,215,508,305.61200000000002,42.087299999999999,-73.5154,90.431489257799996,128694,215,508,309.08,42.087299999999999,-73.5154,96.673591308599995,128694,215,508,42.087299999999999,-73.5154,40.271900000000002,0,128694,215,508,42.087299999999999,-73.5154,43.632100000000001,128694,215,508,47.231000000000002,42.087299999999999,-73.5154,129896,217,512,42.107900000000001,-72.843599999999995,49.188800000000001,129896,217,512,51.836100000000002,42.107900000000001,-72.843599999999995,"MOUNT WASHINGTON",195,0,"No Natural Gas Service",31618.4343094,57988843.788600013,"MOUNT WASHINGTON",195,"National Grid (Massachusetts Electric)","Massachusetts Electric d/b/a National Grid",31618.4343094,57988843.788600013,"MOUNT WASHINGTON",195,"No Cable Provider","No Cable Provider",57988843.788600013,31618.4343094]
["DCRMEVE","MEVE5","Mount Everett State Reservation","Glen Brook Shelter","132DEM0401","64","square-feet",null,null,"Mount Washington","Berkshire",null,"In Use","State Owned","DCR","DCR","$22,400.00","US Dollars","2 - Minor Building",42.111091000000002,-73.427695,null,null,null,null,null,null,null,null,null,null,null,null,null,null,null,null,null,null,null,null,null,null,null,null,null,null,null,null,null,null,null,null,null,null,null,null,null,null,null,null,null,null,null,null,null,null,null,null,null,null,null,null,null,null,null,null,null,null,null,null,null,null,null,null,null,null,null,null,null,null,null,null,null,null,null,null,null,null,null,null,128694,215,508,15.2803,42.087299999999999,-73.5154,128694,215,508,14.829499999999999,42.087299999999999,-73.5154,128694,215,508,42.087299999999999,-73.5154,0,128694,215,508,42.087299999999999,-73.5154,3,128694,215,508,46,42.087299999999999,-73.5154,128694,215,508,303.26600000000002,42.087299999999999,-73.5154,86.209058837900002,128694,215,508,305.61200000000002,42.087299999999999,-73.5154,90.431489257799996,128694,215,508,309.08,42.087299999999999,-73.5154,96.673591308599995,128694,215,508,42.087299999999999,-73.5154,40.271900000000002,0,128694,215,508,42.087299999999999,-73.5154,43.632100000000001,128694,215,508,47.231000000000002,42.087299999999999,-73.5154,129896,217,512,42.107900000000001,-72.843599999999995,49.188800000000001,129896,217,512,51.836100000000002,42.107900000000001,-72.843599999999995,"MOUNT WASHINGTON",195,0,"No Natural Gas Service",31618.4343094,57988843.788600013,"MOUNT WASHINGTON",195,"National Grid (Massachusetts Electric)","Massachusetts Electric d/b/a National Grid",31618.4343094,57988843.788600013,"MOUNT WASHINGTON",195,"No Cable Provider","No Cable Provider",57988843.788600013,31618.4343094]
["DCRMWAS","MWAS5","Mount Washington State Forest","Headquarters and Garage","132DEM4490","900","square-feet","545","East Street","Mount Washington","Berkshire",null,"In Use","State Owned","DCR","DCR","$315,000.00","US Dollars","2 - Minor Building",42.085954000000001,-73.462063999999998,null,null,null,null,null,null,null,null,null,null,null,null,null,null,null,null,null,null,null,null,null,null,null,null,null,null,null,null,null,null,null,null,null,null,null,null,null,null,null,null,null,null,null,null,null,null,null,null,null,null,null,null,null,null,null,null,null,null,null,null,null,null,null,null,null,null,null,null,null,null,null,null,null,null,null,null,null,null,null,null,128694,215,508,15.2803,42.087299999999999,-73.5154,128694,215,508,14.829499999999999,42.087299999999999,-73.5154,128694,215,508,42.087299999999999,-73.5154,0,128694,215,508,42.087299999999999,-73.5154,3,128694,215,508,46,42.087299999999999,-73.5154,128694,215,508,303.26600000000002,42.087299999999999,-73.5154,86.209058837900002,128694,215,508,305.61200000000002,42.087299999999999,-73.5154,90.431489257799996,128694,215,508,309.08,42.087299999999999,-73.5154,96.673591308599995,128694,215,508,42.087299999999999,-73.5154,40.271900000000002,0,128694,215,508,42.087299999999999,-73.5154,43.632100000000001,128694,215,508,47.231000000000002,42.087299999999999,-73.5154,129896,217,512,42.107900000000001,-72.843599999999995,49.188800000000001,129896,217,512,51.836100000000002,42.107900000000001,-72.843599999999995,"MOUNT WASHINGTON",195,0,"No Natural Gas Service",31618.4343094,57988843.788600013,"MOUNT WASHINGTON",195,"National Grid (Massachusetts Electric)","Massachusetts Electric d/b/a National Grid",31618.4343094,57988843.788600013,"MOUNT WASHINGTON",195,"No Cable Provider","No Cable Provider",57988843.788600013,31618.4343094]
["DCRMEVE","MEVE5","Mount Everett State Reservation","Hemlocks Shelter Privy","132DCR2018","16","square-feet",null,"Appalachian Trail","Mount Washington","Berkshire",null,"Leased","State Owned","DCR","DCR","$4,800.00","US Dollars","2 - Minor Building",42.109864000000002,-73.429157000000004,null,null,null,null,null,null,null,null,null,null,null,null,null,null,null,null,null,null,null,null,null,null,null,null,null,null,null,null,null,null,null,null,null,null,null,null,null,null,null,null,null,null,null,null,null,null,null,null,null,null,null,null,null,null,null,null,null,null,null,null,null,null,null,null,null,null,null,null,null,null,null,null,null,null,null,null,null,null,null,null,128694,215,508,15.2803,42.087299999999999,-73.5154,128694,215,508,14.829499999999999,42.087299999999999,-73.5154,128694,215,508,42.087299999999999,-73.5154,0,128694,215,508,42.087299999999999,-73.5154,3,128694,215,508,46,42.087299999999999,-73.5154,128694,215,508,303.26600000000002,42.087299999999999,-73.5154,86.209058837900002,128694,215,508,305.61200000000002,42.087299999999999,-73.5154,90.431489257799996,128694,215,508,309.08,42.087299999999999,-73.5154,96.673591308599995,128694,215,508,42.087299999999999,-73.5154,40.271900000000002,0,128694,215,508,42.087299999999999,-73.5154,43.632100000000001,128694,215,508,47.231000000000002,42.087299999999999,-73.5154,129896,217,512,42.107900000000001,-72.843599999999995,49.188800000000001,129896,217,512,51.836100000000002,42.107900000000001,-72.843599999999995,"MOUNT WASHINGTON",195,0,"No Natural Gas Service",31618.4343094,57988843.788600013,"MOUNT WASHINGTON",195,"National Grid (Massachusetts Electric)","Massachusetts Electric d/b/a National Grid",31618.4343094,57988843.788600013,"MOUNT WASHINGTON",195,"No Cable Provider","No Cable Provider",57988843.788600013,31618.4343094]
["DCRMEVE","MEVE5","Mount Everett State Reservation","Race Brook Privy","132DCR2021","16","square-feet",null,"Race Brook Trail","Mount Washington","Berkshire",null,"Leased","State Owned","DCR","DCR","$4,800.00","US Dollars","2 - Minor Building",42.090443999999998,-73.433394000000007,null,null,null,null,null,null,null,null,null,null,null,null,null,null,null,null,null,null,null,null,null,null,null,null,null,null,null,null,null,null,null,null,null,null,null,null,null,null,null,null,null,null,null,null,null,null,null,null,null,null,null,null,null,null,null,null,null,null,null,null,null,null,null,null,null,null,null,null,null,null,null,null,null,null,null,null,null,null,null,null,128694,215,508,15.2803,42.087299999999999,-73.5154,128694,215,508,14.829499999999999,42.087299999999999,-73.5154,128694,215,508,42.087299999999999,-73.5154,0,128694,215,508,42.087299999999999,-73.5154,3,128694,215,508,46,42.087299999999999,-73.5154,128694,215,508,303.26600000000002,42.087299999999999,-73.5154,86.209058837900002,128694,215,508,305.61200000000002,42.087299999999999,-73.5154,90.431489257799996,128694,215,508,309.08,42.087299999999999,-73.5154,96.673591308599995,128694,215,508,42.087299999999999,-73.5154,40.271900000000002,0,128694,215,508,42.087299999999999,-73.5154,43.632100000000001,128694,215,508,47.231000000000002,42.087299999999999,-73.5154,131106,219,524,41.742800000000003,-71.087000000000003,43.323700000000002,131106,219,524,48.433199999999999,41.742800000000003,-71.087000000000003,"MOUNT WASHINGTON",195,0,"No Natural Gas Service",31618.4343094,57988843.788600013,"MOUNT WASHINGTON",195,"National Grid (Massachusetts Electric)","Massachusetts Electric d/b/a National Grid",31618.4343094,57988843.788600013,"MOUNT WASHINGTON",195,"No Cable Provider","No Cable Provider",57988843.788600013,31618.4343094]
["UMD01",null,"University of Massachusetts Dartmouth Off-Campus","School Of Marine Science And Technology West","668UMD9801","35,100","square-feet","706","S Rodney French Boulevard","New Bedford","Bristol",null,"In Use","State Owned","UMD","UMD","$35,100,000.00","US Dollars","1 - Major Building",41.5951004,-70.910202029999994,1265,"005","652800","1","Block Group 1","Block Group 1, Census Tract 6528, Bristol County, Massachusetts","1500000US250056528001","250056528001",null,201,"NEW BEDFORD","New Bedford",null,1158,840,27.461139896399999,444,4.9549549549499998,61667,71.837000000000003,46321,53.960099999999997,null,null,"M","Yes","M",1,"Minority",5611.7374564399997,1627471.4979300001,"25005C","1.1.1.0","25005C_2149","NP","AE",null,"T",13,"NAVD88",-9999,"Feet",-9999,null,null,null,-9999,-9999,null,"25005C_FIRM1","AE: 1% Annual Chance of Flooding, with BFE",57100.501607999999,4028.1949718699998,4,58816.134721000002,4954.7988684499996,null,null,null,null,null,null,null,null,null,null,null,null,null,null,null,null,null,null,null,null,null,null,null,null,130509,218,526,6.2645799999999996,41.545400000000001,-70.883099999999999,130509,218,526,22.324999999999999,41.545400000000001,-70.883099999999999,130509,218,526,41.545400000000001,-70.883099999999999,0,130509,218,526,41.545400000000001,-70.883099999999999,0,130509,218,526,0,41.545400000000001,-70.883099999999999,130509,218,526,296.21499999999997,41.545400000000001,-70.883099999999999,73.517762451199999,130509,218,526,297.98700000000002,41.545400000000001,-70.883099999999999,76.705775146500002,130509,218,526,300.65199999999999,41.545400000000001,-70.883099999999999,81.502735595700003,130509,218,526,41.545400000000001,-70.883099999999999,42.155000000000001,0,130509,218,526,41.545400000000001,-70.883099999999999,45.551099999999998,130509,218,526,50.803199999999997,41.545400000000001,-70.883099999999999,131106,219,524,41.742800000000003,-71.087000000000003,43.323700000000002,131106,219,524,48.433199999999999,41.742800000000003,-71.087000000000003,"NEW BEDFORD",201,"Eversource Energy (NSTAR Gas)","Eversource Energy",49788.591547900003,52340220.691500001,"NEW BEDFORD",201,"Eversource Energy (NSTAR Electric)","NSTAR Electric d/b/a Eversource Energy",49788.591547900003,52340220.691500001,"NEW BEDFORD",201,"Comcast","Comcast",52340275.290399998,49780.313838000002]
["UMD01",null,"University of Massachusetts Dartmouth Off-Campus","Pump House","668UMDPB01","80","square-feet","706","S Rodney French Boulevard","New Bedford","Bristol",null,"In Use","State Owned","UMD","UMD","$32,000.00","US Dollars","2 - Minor Building",41.59579849,-70.908096310000005,1265,"005","652800","1","Block Group 1","Block Group 1, Census Tract 6528, Bristol County, Massachusetts","1500000US250056528001","250056528001",null,201,"NEW BEDFORD","New Bedford",null,1158,840,27.461139896399999,444,4.9549549549499998,61667,71.837000000000003,46321,53.960099999999997,null,null,"M","Yes","M",1,"Minority",5611.7374564399997,1627471.4979300001,null,null,null,null,null,null,null,null,null,null,null,null,null,null,null,null,null,null,null,null,null,null,null,null,null,null,null,null,null,null,null,null,null,null,null,null,null,null,null,null,null,null,null,null,null,null,null,null,null,130509,218,526,6.2645799999999996,41.545400000000001,-70.883099999999999,130509,218,526,22.324999999999999,41.545400000000001,-70.883099999999999,130509,218,526,41.545400000000001,-70.883099999999999,0,130509,218,526,41.545400000000001,-70.883099999999999,0,130509,218,526,0,41.545400000000001,-70.883099999999999,130509,218,526,296.21499999999997,41.545400000000001,-70.883099999999999,73.517762451199999,130509,218,526,297.98700000000002,41.545400000000001,-70.883099999999999,76.705775146500002,130509,218,526,300.65199999999999,41.545400000000001,-70.883099999999999,81.502735595700003,130509,218,526,41.545400000000001,-70.883099999999999,42.155000000000001,0,130509,218,526,41.545400000000001,-70.883099999999999,45.551099999999998,130509,218,526,50.803199999999997,41.545400000000001,-70.883099999999999,131104,219,522,41.839199999999998,-71.356800000000007,42.606099999999998,131104,219,522,49.657400000000003,41.839199999999998,-71.356800000000007,"NEW BEDFORD",201,"Eversource Energy (NSTAR Gas)","Eversource Energy",49788.591547900003,52340220.691500001,"NEW BEDFORD",201,"Eversource Energy (NSTAR Electric)","NSTAR Electric d/b/a Eversource Energy",49788.591547900003,52340220.691500001,"NEW BEDFORD",201,"Comcast","Comcast",52340275.290399998,49780.313838000002]
["DCRDLSP","DEML1","Demarest Lloyd State Park","Bathhouse","669DEM1490","1,880","square-feet",null,"Barneys Joy Road","Dartmouth","Bristol",null,"In Use","State Owned","DCR","DCR","$658,000.00","US Dollars","2 - Minor Building",41.525106000000001,-70.982845999999995,null,null,null,null,null,null,null,null,null,null,null,null,null,null,null,null,null,null,null,null,null,null,null,null,null,null,null,null,null,null,null,"25005C","1.1.1.0","25005C_2384","NP","VE",null,"T",19,"NAVD88",-9999,"Feet",-9999,null,null,null,-9999,-9999,null,"25005C_FIRM","VE: High Risk Coastal Area",921056.81456600002,16207.989264100001,2,928.30632692500001,125.440576631,1,"S_Present_Pt1Perc","C:/Users/tspencer/Commonwealth of Massachusetts/DCP-TEAMS - DCAMM Energy - Documents/Resilience/Resilience/MC-FRM GIS/pt1PercentExtent/South_Present_Dpt1percent/S_Present_Pt1Perc.shp",1,"S_2030_Pt1Perc","C:/Users/tspencer/Commonwealth of Massachusetts/DCP-TEAMS - DCAMM Energy - Documents/Resilience/Resilience/MC-FRM GIS/pt1PercentExtent/South_2030_Dpt1percent/S_2030_Pt1Perc.shp",1,"S_2050_Pt1Perc","C:/Users/tspencer/Commonwealth of Massachusetts/DCP-TEAMS - DCAMM Energy - Documents/Resilience/Resilience/MC-FRM GIS/pt1PercentExtent/South_2050_Dpt1percent/S_2050_Pt1Perc.shp",1,"S_2070_Pt1Perc","C:/Users/tspencer/Commonwealth of Massachusetts/DCP-TEAMS - DCAMM Energy - Documents/Resilience/Resilience/MC-FRM GIS/pt1PercentExtent/South_2070_Dpt1percent/S_2070_Pt1Perc.shp",1,"S_Present_1Perc","C:/Users/tspencer/Commonwealth of Massachusetts/DCP-TEAMS - DCAMM Energy - Documents/Resilience/Resilience/MC-FRM GIS/1PercentExtent/South_Present_D1Percent/S_Present_1Perc.shp",1,"S_2030_1Perc","C:/Users/tspencer/Commonwealth of Massachusetts/DCP-TEAMS - DCAMM Energy - Documents/Resilience/Resilience/MC-FRM GIS/1PercentExtent/South_2030_D1percent/S_2030_1Perc.shp",1,"S_2050_1Perc","C:/Users/tspencer/Commonwealth of Massachusetts/DCP-TEAMS - DCAMM Energy - Documents/Resilience/Resilience/MC-FRM GIS/1PercentExtent/South_2050_D1percent/S_2050_1Perc.shp",1,"S_2070_1Perc","C:/Users/tspencer/Commonwealth of Massachusetts/DCP-TEAMS - DCAMM Energy - Documents/Resilience/Resilience/MC-FRM GIS/1PercentExtent/South_2070_D1percent/S_2070_1Perc.shp",130508,218,525,4.4187799999999999,41.593899999999998,-71.017300000000006,130508,218,525,18.558800000000002,41.593899999999998,-71.017300000000006,130508,218,525,41.593899999999998,-71.017300000000006,0,130508,218,525,41.593899999999998,-71.017300000000006,0,130508,218,525,14,41.593899999999998,-71.017300000000006,130508,218,525,302.74200000000002,41.593899999999998,-71.017300000000006,85.266486816400004,130508,218,525,304.94499999999999,41.593899999999998,-71.017300000000006,89.230628662100003,130508,218,525,308.09100000000001,41.593899999999998,-71.017300000000006,94.893696289100006,130508,218,525,41.593899999999998,-71.017300000000006,39.207000000000001,0,130508,218,525,41.593899999999998,-71.017300000000006,44.809199999999997,130508,218,525,48.0411,41.593899999999998,-71.017300000000006,131104,219,522,41.839199999999998,-71.356800000000007,42.606099999999998,131104,219,522,49.657400000000003,41.839199999999998,-71.356800000000007,"DARTMOUTH",72,"Eversource Energy (NSTAR Gas), Liberty Utilities","Eversource Energy, Liberty Utilities",77539.083419200004,164842941.829,"DARTMOUTH",72,"Eversource Energy (NSTAR Electric)","NSTAR Electric d/b/a Eversource Energy",77539.083419200004,164842941.829,"DARTMOUTH",72,"Comcast","Comcast",164843112.85600001,77531.294028999997]
["DCRDLSP","DEML1","Demarest Lloyd State Park","Contact Station","669DEM0401","50","square-feet",null,"Barneys Joy Road","Dartmouth","Bristol",null,"In Use","State Owned","DCR","DCR","$17,500.00","US Dollars","2 - Minor Building",41.526226999999999,-70.983054999999993,null,null,null,null,null,null,null,null,null,null,null,null,null,null,null,null,null,null,null,null,null,null,null,null,null,null,null,null,null,null,null,"25005C","1.1.1.0","25005C_2384","NP","VE",null,"T",19,"NAVD88",-9999,"Feet",-9999,null,null,null,-9999,-9999,null,"25005C_FIRM","VE: High Risk Coastal Area",921056.81456600002,16207.989264100001,1,5395833.7515399996,143241.53428399999,1,"S_Present_Pt1Perc","C:/Users/tspencer/Commonwealth of Massachusetts/DCP-TEAMS - DCAMM Energy - Documents/Resilience/Resilience/MC-FRM GIS/pt1PercentExtent/South_Present_Dpt1percent/S_Present_Pt1Perc.shp",1,"S_2030_Pt1Perc","C:/Users/tspencer/Commonwealth of Massachusetts/DCP-TEAMS - DCAMM Energy - Documents/Resilience/Resilience/MC-FRM GIS/pt1PercentExtent/South_2030_Dpt1percent/S_2030_Pt1Perc.shp",1,"S_2050_Pt1Perc","C:/Users/tspencer/Commonwealth of Massachusetts/DCP-TEAMS - DCAMM Energy - Documents/Resilience/Resilience/MC-FRM GIS/pt1PercentExtent/South_2050_Dpt1percent/S_2050_Pt1Perc.shp",1,"S_2070_Pt1Perc","C:/Users/tspencer/Commonwealth of Massachusetts/DCP-TEAMS - DCAMM Energy - Documents/Resilience/Resilience/MC-FRM GIS/pt1PercentExtent/South_2070_Dpt1percent/S_2070_Pt1Perc.shp",1,"S_Present_1Perc","C:/Users/tspencer/Commonwealth of Massachusetts/DCP-TEAMS - DCAMM Energy - Documents/Resilience/Resilience/MC-FRM GIS/1PercentExtent/South_Present_D1Percent/S_Present_1Perc.shp",1,"S_2030_1Perc","C:/Users/tspencer/Commonwealth of Massachusetts/DCP-TEAMS - DCAMM Energy - Documents/Resilience/Resilience/MC-FRM GIS/1PercentExtent/South_2030_D1percent/S_2030_1Perc.shp",1,"S_2050_1Perc","C:/Users/tspencer/Commonwealth of Massachusetts/DCP-TEAMS - DCAMM Energy - Documents/Resilience/Resilience/MC-FRM GIS/1PercentExtent/South_2050_D1percent/S_2050_1Perc.shp",1,"S_2070_1Perc","C:/Users/tspencer/Commonwealth of Massachusetts/DCP-TEAMS - DCAMM Energy - Documents/Resilience/Resilience/MC-FRM GIS/1PercentExtent/South_2070_D1percent/S_2070_1Perc.shp",130508,218,525,4.4187799999999999,41.593899999999998,-71.017300000000006,130508,218,525,18.558800000000002,41.593899999999998,-71.017300000000006,130508,218,525,41.593899999999998,-71.017300000000006,0,130508,218,525,41.593899999999998,-71.017300000000006,0,130508,218,525,14,41.593899999999998,-71.017300000000006,130508,218,525,302.74200000000002,41.593899999999998,-71.017300000000006,85.266486816400004,130508,218,525,304.94499999999999,41.593899999999998,-71.017300000000006,89.230628662100003,130508,218,525,308.09100000000001,41.593899999999998,-71.017300000000006,94.893696289100006,130508,218,525,41.593899999999998,-71.017300000000006,39.207000000000001,0,130508,218,525,41.593899999999998,-71.017300000000006,44.809199999999997,130508,218,525,48.0411,41.593899999999998,-71.017300000000006,131104,219,522,41.839199999999998,-71.356800000000007,42.606099999999998,131104,219,522,49.657400000000003,41.839199999999998,-71.356800000000007,"DARTMOUTH",72,"Eversource Energy (NSTAR Gas), Liberty Utilities","Eversource Energy, Liberty Utilities",77539.083419200004,164842941.829,"DARTMOUTH",72,"Eversource Energy (NSTAR Electric)","NSTAR Electric d/b/a Eversource Energy",77539.083419200004,164842941.829,"DARTMOUTH",72,"Comcast","Comcast",164843112.85600001,77531.294028999997]
["DCRDLSP","DEML1","Demarest Lloyd State Park","Pump House","669DEM2200","96","square-feet",null,null,"Dartmouth","Bristol",null,"In Use","State Owned","DCR","DCR","$38,400.00","US Dollars","2 - Minor Building",41.526209999999999,-70.988764000000003,null,null,null,null,null,null,null,null,null,null,null,null,null,null,null,null,null,null,null,null,null,null,null,null,null,null,null,null,null,null,null,"25005C","1.1.1.0","25005C_2423","NP","VE",null,"T",18,"NAVD88",-9999,"Feet",-9999,null,null,null,-9999,-9999,null,"25005C_FIRM","VE: High Risk Coastal Area",163917.47337399999,7991.9956052699999,2,40858.539646899997,5321.32886839,1,"S_Present_Pt1Perc","C:/Users/tspencer/Commonwealth of Massachusetts/DCP-TEAMS - DCAMM Energy - Documents/Resilience/Resilience/MC-FRM GIS/pt1PercentExtent/South_Present_Dpt1percent/S_Present_Pt1Perc.shp",1,"S_2030_Pt1Perc","C:/Users/tspencer/Commonwealth of Massachusetts/DCP-TEAMS - DCAMM Energy - Documents/Resilience/Resilience/MC-FRM GIS/pt1PercentExtent/South_2030_Dpt1percent/S_2030_Pt1Perc.shp",1,"S_2050_Pt1Perc","C:/Users/tspencer/Commonwealth of Massachusetts/DCP-TEAMS - DCAMM Energy - Documents/Resilience/Resilience/MC-FRM GIS/pt1PercentExtent/South_2050_Dpt1percent/S_2050_Pt1Perc.shp",1,"S_2070_Pt1Perc","C:/Users/tspencer/Commonwealth of Massachusetts/DCP-TEAMS - DCAMM Energy - Documents/Resilience/Resilience/MC-FRM GIS/pt1PercentExtent/South_2070_Dpt1percent/S_2070_Pt1Perc.shp",1,"S_Present_1Perc","C:/Users/tspencer/Commonwealth of Massachusetts/DCP-TEAMS - DCAMM Energy - Documents/Resilience/Resilience/MC-FRM GIS/1PercentExtent/South_Present_D1Percent/S_Present_1Perc.shp",1,"S_2030_1Perc","C:/Users/tspencer/Commonwealth of Massachusetts/DCP-TEAMS - DCAMM Energy - Documents/Resilience/Resilience/MC-FRM GIS/1PercentExtent/South_2030_D1percent/S_2030_1Perc.shp",1,"S_2050_1Perc","C:/Users/tspencer/Commonwealth of Massachusetts/DCP-TEAMS - DCAMM Energy - Documents/Resilience/Resilience/MC-FRM GIS/1PercentExtent/South_2050_D1percent/S_2050_1Perc.shp",1,"S_2070_1Perc","C:/Users/tspencer/Commonwealth of Massachusetts/DCP-TEAMS - DCAMM Energy - Documents/Resilience/Resilience/MC-FRM GIS/1PercentExtent/South_2070_D1percent/S_2070_1Perc.shp",130508,218,525,4.4187799999999999,41.593899999999998,-71.017300000000006,130508,218,525,18.558800000000002,41.593899999999998,-71.017300000000006,130508,218,525,41.593899999999998,-71.017300000000006,0,130508,218,525,41.593899999999998,-71.017300000000006,0,130508,218,525,14,41.593899999999998,-71.017300000000006,130508,218,525,302.74200000000002,41.593899999999998,-71.017300000000006,85.266486816400004,130508,218,525,304.94499999999999,41.593899999999998,-71.017300000000006,89.230628662100003,130508,218,525,308.09100000000001,41.593899999999998,-71.017300000000006,94.893696289100006,130508,218,525,41.593899999999998,-71.017300000000006,39.207000000000001,0,130508,218,525,41.593899999999998,-71.017300000000006,44.809199999999997,130508,218,525,48.0411,41.593899999999998,-71.017300000000006,131104,219,522,41.839199999999998,-71.356800000000007,42.606099999999998,131104,219,522,49.657400000000003,41.839199999999998,-71.356800000000007,"DARTMOUTH",72,"Eversource Energy (NSTAR Gas), Liberty Utilities","Eversource Energy, Liberty Utilities",77539.083419200004,164842941.829,"DARTMOUTH",72,"Eversource Energy (NSTAR Electric)","NSTAR Electric d/b/a Eversource Energy",77539.083419200004,164842941.829,"DARTMOUTH",72,"Comcast","Comcast",164843112.85600001,77531.294028999997]
["DCRDLSP","DEML1","Demarest Lloyd State Park","Sheds","669DEM2300","240","square-feet",null,"Barneys Joy Road","Dartmouth","Bristol",null,"In Use","State Owned","DCR","DCR","$72,000.00","US Dollars","2 - Minor Building",41.525215000000003,-70.983333999999999,null,null,null,null,null,null,null,null,null,null,null,null,null,null,null,null,null,null,null,null,null,null,null,null,null,null,null,null,null,null,null,"25005C","1.1.1.0","25005C_2384","NP","VE",null,"T",19,"NAVD88",-9999,"Feet",-9999,null,null,null,-9999,-9999,null,"25005C_FIRM","VE: High Risk Coastal Area",921056.81456600002,16207.989264100001,1,5395833.7515399996,143241.53428399999,1,"S_Present_Pt1Perc","C:/Users/tspencer/Commonwealth of Massachusetts/DCP-TEAMS - DCAMM Energy - Documents/Resilience/Resilience/MC-FRM GIS/pt1PercentExtent/South_Present_Dpt1percent/S_Present_Pt1Perc.shp",1,"S_2030_Pt1Perc","C:/Users/tspencer/Commonwealth of Massachusetts/DCP-TEAMS - DCAMM Energy - Documents/Resilience/Resilience/MC-FRM GIS/pt1PercentExtent/South_2030_Dpt1percent/S_2030_Pt1Perc.shp",1,"S_2050_Pt1Perc","C:/Users/tspencer/Commonwealth of Massachusetts/DCP-TEAMS - DCAMM Energy - Documents/Resilience/Resilience/MC-FRM GIS/pt1PercentExtent/South_2050_Dpt1percent/S_2050_Pt1Perc.shp",1,"S_2070_Pt1Perc","C:/Users/tspencer/Commonwealth of Massachusetts/DCP-TEAMS - DCAMM Energy - Documents/Resilience/Resilience/MC-FRM GIS/pt1PercentExtent/South_2070_Dpt1percent/S_2070_Pt1Perc.shp",1,"S_Present_1Perc","C:/Users/tspencer/Commonwealth of Massachusetts/DCP-TEAMS - DCAMM Energy - Documents/Resilience/Resilience/MC-FRM GIS/1PercentExtent/South_Present_D1Percent/S_Present_1Perc.shp",1,"S_2030_1Perc","C:/Users/tspencer/Commonwealth of Massachusetts/DCP-TEAMS - DCAMM Energy - Documents/Resilience/Resilience/MC-FRM GIS/1PercentExtent/South_2030_D1percent/S_2030_1Perc.shp",1,"S_2050_1Perc","C:/Users/tspencer/Commonwealth of Massachusetts/DCP-TEAMS - DCAMM Energy - Documents/Resilience/Resilience/MC-FRM GIS/1PercentExtent/South_2050_D1percent/S_2050_1Perc.shp",1,"S_2070_1Perc","C:/Users/tspencer/Commonwealth of Massachusetts/DCP-TEAMS - DCAMM Energy - Documents/Resilience/Resilience/MC-FRM GIS/1PercentExtent/South_2070_D1percent/S_2070_1Perc.shp",130508,218,525,4.4187799999999999,41.593899999999998,-71.017300000000006,130508,218,525,18.558800000000002,41.593899999999998,-71.017300000000006,130508,218,525,41.593899999999998,-71.017300000000006,0,130508,218,525,41.593899999999998,-71.017300000000006,0,130508,218,525,14,41.593899999999998,-71.017300000000006,130508,218,525,302.74200000000002,41.593899999999998,-71.017300000000006,85.266486816400004,130508,218,525,304.94499999999999,41.593899999999998,-71.017300000000006,89.230628662100003,130508,218,525,308.09100000000001,41.593899999999998,-71.017300000000006,94.893696289100006,130508,218,525,41.593899999999998,-71.017300000000006,39.207000000000001,0,130508,218,525,41.593899999999998,-71.017300000000006,44.809199999999997,130508,218,525,48.0411,41.593899999999998,-71.017300000000006,131709,220,528,41.648200000000003,-70.484399999999994,37.895299999999999,131709,220,528,42.451599999999999,41.648200000000003,-70.484399999999994,"DARTMOUTH",72,"Eversource Energy (NSTAR Gas), Liberty Utilities","Eversource Energy, Liberty Utilities",77539.083419200004,164842941.829,"DARTMOUTH",72,"Eversource Energy (NSTAR Electric)","NSTAR Electric d/b/a Eversource Energy",77539.083419200004,164842941.829,"DARTMOUTH",72,"Comcast","Comcast",164843112.85600001,77531.294028999997]
["DCRDLSP","DEML1","Demarest Lloyd State Park","Contact Station","669DEM1200","264","square-feet",null,"Barneys Joy Road","Dartmouth","Bristol",null,"To Demo","State Owned","DCR","DCR","$92,400.00","US Dollars","2 - Minor Building",41.526885999999998,-70.985080999999994,null,null,null,null,null,null,null,null,null,null,null,null,null,null,null,null,null,null,null,null,null,null,null,null,null,null,null,null,null,null,null,"25005C","1.1.1.0","25005C_2423","NP","VE",null,"T",18,"NAVD88",-9999,"Feet",-9999,null,null,null,-9999,-9999,null,"25005C_FIRM","VE: High Risk Coastal Area",163917.47337399999,7991.9956052699999,4,6363.6662063599997,625.669151478,1,"S_Present_Pt1Perc","C:/Users/tspencer/Commonwealth of Massachusetts/DCP-TEAMS - DCAMM Energy - Documents/Resilience/Resilience/MC-FRM GIS/pt1PercentExtent/South_Present_Dpt1percent/S_Present_Pt1Perc.shp",1,"S_2030_Pt1Perc","C:/Users/tspencer/Commonwealth of Massachusetts/DCP-TEAMS - DCAMM Energy - Documents/Resilience/Resilience/MC-FRM GIS/pt1PercentExtent/South_2030_Dpt1percent/S_2030_Pt1Perc.shp",1,"S_2050_Pt1Perc","C:/Users/tspencer/Commonwealth of Massachusetts/DCP-TEAMS - DCAMM Energy - Documents/Resilience/Resilience/MC-FRM GIS/pt1PercentExtent/South_2050_Dpt1percent/S_2050_Pt1Perc.shp",1,"S_2070_Pt1Perc","C:/Users/tspencer/Commonwealth of Massachusetts/DCP-TEAMS - DCAMM Energy - Documents/Resilience/Resilience/MC-FRM GIS/pt1PercentExtent/South_2070_Dpt1percent/S_2070_Pt1Perc.shp",null,null,null,1,"S_2030_1Perc","C:/Users/tspencer/Commonwealth of Massachusetts/DCP-TEAMS - DCAMM Energy - Documents/Resilience/Resilience/MC-FRM GIS/1PercentExtent/South_2030_D1percent/S_2030_1Perc.shp",1,"S_2050_1Perc","C:/Users/tspencer/Commonwealth of Massachusetts/DCP-TEAMS - DCAMM Energy - Documents/Resilience/Resilience/MC-FRM GIS/1PercentExtent/South_2050_D1percent/S_2050_1Perc.shp",1,"S_2070_1Perc","C:/Users/tspencer/Commonwealth of Massachusetts/DCP-TEAMS - DCAMM Energy - Documents/Resilience/Resilience/MC-FRM GIS/1PercentExtent/South_2070_D1percent/S_2070_1Perc.shp",130508,218,525,4.4187799999999999,41.593899999999998,-71.017300000000006,130508,218,525,18.558800000000002,41.593899999999998,-71.017300000000006,130508,218,525,41.593899999999998,-71.017300000000006,0,130508,218,525,41.593899999999998,-71.017300000000006,0,130508,218,525,14,41.593899999999998,-71.017300000000006,130508,218,525,302.74200000000002,41.593899999999998,-71.017300000000006,85.266486816400004,130508,218,525,304.94499999999999,41.593899999999998,-71.017300000000006,89.230628662100003,130508,218,525,308.09100000000001,41.593899999999998,-71.017300000000006,94.893696289100006,130508,218,525,41.593899999999998,-71.017300000000006,39.207000000000001,0,130508,218,525,41.593899999999998,-71.017300000000006,44.809199999999997,130508,218,525,48.0411,41.593899999999998,-71.017300000000006,131709,220,528,41.648200000000003,-70.484399999999994,37.895299999999999,131709,220,528,42.451599999999999,41.648200000000003,-70.484399999999994,"DARTMOUTH",72,"Eversource Energy (NSTAR Gas), Liberty Utilities","Eversource Energy, Liberty Utilities",77539.083419200004,164842941.829,"DARTMOUTH",72,"Eversource Energy (NSTAR Electric)","NSTAR Electric d/b/a Eversource Energy",77539.083419200004,164842941.829,"DARTMOUTH",72,"Comcast","Comcast",164843112.85600001,77531.294028999997]
["UMD00",null,"University Of Massachusetts Dartmouth Main Campus","Woodland Commons","669UMD0717","10,979","square-feet","285","Old Westport Road","Dartmouth","Bristol",null,"In Use","Authority Owned","UMBA","UMD","$7,136,350.00","US Dollars","1 - Major Building",41.625774,-71.00752,1597,"005","985500","1","Block Group 1","Block Group 1, Census Tract 9855, Bristol County, Massachusetts","1500000US250059855001","250059855001",null,72,"DARTMOUTH","Dartmouth",null,5331,3945,25.9988745076,484,3.3057851239699998,102794,119.747,84220,98.109300000000005,null,null,"M","Yes","M",1,"Minority",17607.9152607,15125807.8923,null,null,null,null,null,null,null,null,null,null,null,null,null,null,null,null,null,null,null,null,null,null,null,null,null,null,null,null,null,null,null,null,null,null,null,null,null,null,null,null,null,null,null,null,null,null,null,null,null,130508,218,525,4.4187799999999999,41.593899999999998,-71.017300000000006,130508,218,525,18.558800000000002,41.593899999999998,-71.017300000000006,130508,218,525,41.593899999999998,-71.017300000000006,0,130508,218,525,41.593899999999998,-71.017300000000006,0,130508,218,525,14,41.593899999999998,-71.017300000000006,130508,218,525,302.74200000000002,41.593899999999998,-71.017300000000006,85.266486816400004,130508,218,525,304.94499999999999,41.593899999999998,-71.017300000000006,89.230628662100003,130508,218,525,308.09100000000001,41.593899999999998,-71.017300000000006,94.893696289100006,130508,218,525,41.593899999999998,-71.017300000000006,39.207000000000001,0,130508,218,525,41.593899999999998,-71.017300000000006,44.809199999999997,130508,218,525,48.0411,41.593899999999998,-71.017300000000006,131709,220,528,41.648200000000003,-70.484399999999994,37.895299999999999,131709,220,528,42.451599999999999,41.648200000000003,-70.484399999999994,"DARTMOUTH",72,"Eversource Energy (NSTAR Gas), Liberty Utilities","Eversource Energy, Liberty Utilities",77539.083419200004,164842941.829,"DARTMOUTH",72,"Eversource Energy (NSTAR Electric)","NSTAR Electric d/b/a Eversource Energy",77539.083419200004,164842941.829,"DARTMOUTH",72,"Comcast","Comcast",164843112.85600001,77531.294028999997]
["UMD00",null,"University Of Massachusetts Dartmouth Main Campus","Violette Research","669UMD0120","39,500","square-feet","285","Old Westport Road","Dartmouth","Bristol",null,"In Use","State Owned","UMD","UMD","$25,675,000.00","US Dollars","1 - Major Building",41.63059998,-71.007797240000002,1597,"005","985500","1","Block Group 1","Block Group 1, Census Tract 9855, Bristol County, Massachusetts","1500000US250059855001","250059855001",null,72,"DARTMOUTH","Dartmouth",null,5331,3945,25.9988745076,484,3.3057851239699998,102794,119.747,84220,98.109300000000005,null,null,"M","Yes","M",1,"Minority",17607.9152607,15125807.8923,null,null,null,null,null,null,null,null,null,null,null,null,null,null,null,null,null,null,null,null,null,null,null,null,null,null,null,null,null,null,null,null,null,null,null,null,null,null,null,null,null,null,null,null,null,null,null,null,null,130508,218,525,4.4187799999999999,41.593899999999998,-71.017300000000006,130508,218,525,18.558800000000002,41.593899999999998,-71.017300000000006,130508,218,525,41.593899999999998,-71.017300000000006,0,130508,218,525,41.593899999999998,-71.017300000000006,0,130508,218,525,14,41.593899999999998,-71.017300000000006,130508,218,525,302.74200000000002,41.593899999999998,-71.017300000000006,85.266486816400004,130508,218,525,304.94499999999999,41.593899999999998,-71.017300000000006,89.230628662100003,130508,218,525,308.09100000000001,41.593899999999998,-71.017300000000006,94.893696289100006,130508,218,525,41.593899999999998,-71.017300000000006,39.207000000000001,0,130508,218,525,41.593899999999998,-71.017300000000006,44.809199999999997,130508,218,525,48.0411,41.593899999999998,-71.017300000000006,131709,220,528,41.648200000000003,-70.484399999999994,37.895299999999999,131709,220,528,42.451599999999999,41.648200000000003,-70.484399999999994,"DARTMOUTH",72,"Eversource Energy (NSTAR Gas), Liberty Utilities","Eversource Energy, Liberty Utilities",77539.083419200004,164842941.829,"DARTMOUTH",72,"Eversource Energy (NSTAR Electric)","NSTAR Electric d/b/a Eversource Energy",77539.083419200004,164842941.829,"DARTMOUTH",72,"Comcast","Comcast",164843112.85600001,77531.294028999997]
["UMD00",null,"University Of Massachusetts Dartmouth Main Campus","Hickory Hall","669UMD0712","76,212","square-feet","285","Old Westport Road","Dartmouth","Bristol",null,"In Use","Authority Owned","UMBA","UMD","$30,484,800.00","US Dollars","1 - Major Building",41.626731999999997,-71.007643999999999,1597,"005","985500","1","Block Group 1","Block Group 1, Census Tract 9855, Bristol County, Massachusetts","1500000US250059855001","250059855001",null,72,"DARTMOUTH","Dartmouth",null,5331,3945,25.9988745076,484,3.3057851239699998,102794,119.747,84220,98.109300000000005,null,null,"M","Yes","M",1,"Minority",17607.9152607,15125807.8923,null,null,null,null,null,null,null,null,null,null,null,null,null,null,null,null,null,null,null,null,null,null,null,null,null,null,null,null,null,null,null,null,null,null,null,null,null,null,null,null,null,null,null,null,null,null,null,null,null,130508,218,525,4.4187799999999999,41.593899999999998,-71.017300000000006,130508,218,525,18.558800000000002,41.593899999999998,-71.017300000000006,130508,218,525,41.593899999999998,-71.017300000000006,0,130508,218,525,41.593899999999998,-71.017300000000006,0,130508,218,525,14,41.593899999999998,-71.017300000000006,130508,218,525,302.74200000000002,41.593899999999998,-71.017300000000006,85.266486816400004,130508,218,525,304.94499999999999,41.593899999999998,-71.017300000000006,89.230628662100003,130508,218,525,308.09100000000001,41.593899999999998,-71.017300000000006,94.893696289100006,130508,218,525,41.593899999999998,-71.017300000000006,39.207000000000001,0,130508,218,525,41.593899999999998,-71.017300000000006,44.809199999999997,130508,218,525,48.0411,41.593899999999998,-71.017300000000006,131709,220,528,41.648200000000003,-70.484399999999994,37.895299999999999,131709,220,528,42.451599999999999,41.648200000000003,-70.484399999999994,"DARTMOUTH",72,"Eversource Energy (NSTAR Gas), Liberty Utilities","Eversource Energy, Liberty Utilities",77539.083419200004,164842941.829,"DARTMOUTH",72,"Eversource Energy (NSTAR Electric)","NSTAR Electric d/b/a Eversource Energy",77539.083419200004,164842941.829,"DARTMOUTH",72,"Comcast","Comcast",164843112.85600001,77531.294028999997]
["UMD00",null,"University Of Massachusetts Dartmouth Main Campus","Foster Administration","669UMD0140","46,500","square-feet","285","Old Westport Road","Dartmouth","Bristol",null,"In Use","State Owned","UMD","UMD","$25,575,000.00","US Dollars","1 - Major Building",41.62829971,-71.00559998,1597,"005","985500","1","Block Group 1","Block Group 1, Census Tract 9855, Bristol County, Massachusetts","1500000US250059855001","250059855001",null,72,"DARTMOUTH","Dartmouth",null,5331,3945,25.9988745076,484,3.3057851239699998,102794,119.747,84220,98.109300000000005,null,null,"M","Yes","M",1,"Minority",17607.9152607,15125807.8923,null,null,null,null,null,null,null,null,null,null,null,null,null,null,null,null,null,null,null,null,null,null,null,null,null,null,null,null,null,null,null,null,null,null,null,null,null,null,null,null,null,null,null,null,null,null,null,null,null,130508,218,525,4.4187799999999999,41.593899999999998,-71.017300000000006,130508,218,525,18.558800000000002,41.593899999999998,-71.017300000000006,130508,218,525,41.593899999999998,-71.017300000000006,0,130508,218,525,41.593899999999998,-71.017300000000006,0,130508,218,525,14,41.593899999999998,-71.017300000000006,130508,218,525,302.74200000000002,41.593899999999998,-71.017300000000006,85.266486816400004,130508,218,525,304.94499999999999,41.593899999999998,-71.017300000000006,89.230628662100003,130508,218,525,308.09100000000001,41.593899999999998,-71.017300000000006,94.893696289100006,130508,218,525,41.593899999999998,-71.017300000000006,39.207000000000001,0,130508,218,525,41.593899999999998,-71.017300000000006,44.809199999999997,130508,218,525,48.0411,41.593899999999998,-71.017300000000006,131709,220,528,41.648200000000003,-70.484399999999994,37.895299999999999,131709,220,528,42.451599999999999,41.648200000000003,-70.484399999999994,"DARTMOUTH",72,"Eversource Energy (NSTAR Gas), Liberty Utilities","Eversource Energy, Liberty Utilities",77539.083419200004,164842941.829,"DARTMOUTH",72,"Eversource Energy (NSTAR Electric)","NSTAR Electric d/b/a Eversource Energy",77539.083419200004,164842941.829,"DARTMOUTH",72,"Comcast","Comcast",164843112.85600001,77531.294028999997]
["UMD00",null,"University Of Massachusetts Dartmouth Main Campus","Evergreen Hall","669UMD0713","71,616","square-feet","285","Old Westport Road","Dartmouth","Bristol",null,"In Use","Authority Owned","UMBA","UMD","$28,646,400.00","US Dollars","1 - Major Building",41.626474999999999,-71.006838999999999,1597,"005","985500","1","Block Group 1","Block Group 1, Census Tract 9855, Bristol County, Massachusetts","1500000US250059855001","250059855001",null,72,"DARTMOUTH","Dartmouth",null,5331,3945,25.9988745076,484,3.3057851239699998,102794,119.747,84220,98.109300000000005,null,null,"M","Yes","M",1,"Minority",17607.9152607,15125807.8923,null,null,null,null,null,null,null,null,null,null,null,null,null,null,null,null,null,null,null,null,null,null,null,null,null,null,null,null,null,null,null,null,null,null,null,null,null,null,null,null,null,null,null,null,null,null,null,null,null,130508,218,525,4.4187799999999999,41.593899999999998,-71.017300000000006,130508,218,525,18.558800000000002,41.593899999999998,-71.017300000000006,130508,218,525,41.593899999999998,-71.017300000000006,0,130508,218,525,41.593899999999998,-71.017300000000006,0,130508,218,525,14,41.593899999999998,-71.017300000000006,130508,218,525,302.74200000000002,41.593899999999998,-71.017300000000006,85.266486816400004,130508,218,525,304.94499999999999,41.593899999999998,-71.017300000000006,89.230628662100003,130508,218,525,308.09100000000001,41.593899999999998,-71.017300000000006,94.893696289100006,130508,218,525,41.593899999999998,-71.017300000000006,39.207000000000001,0,130508,218,525,41.593899999999998,-71.017300000000006,44.809199999999997,130508,218,525,48.0411,41.593899999999998,-71.017300000000006,131709,220,528,41.648200000000003,-70.484399999999994,37.895299999999999,131709,220,528,42.451599999999999,41.648200000000003,-70.484399999999994,"DARTMOUTH",72,"Eversource Energy (NSTAR Gas), Liberty Utilities","Eversource Energy, Liberty Utilities",77539.083419200004,164842941.829,"DARTMOUTH",72,"Eversource Energy (NSTAR Electric)","NSTAR Electric d/b/a Eversource Energy",77539.083419200004,164842941.829,"DARTMOUTH",72,"Comcast","Comcast",164843112.85600001,77531.294028999997]
["UMD00",null,"University Of Massachusetts Dartmouth Main Campus","Grounds Shed","669UMD0100","500","square-feet","285","Old Westport Road","Dartmouth","Bristol",null,"In Use","State Owned","UMD","UMD","$175,000.00","US Dollars","2 - Minor Building",41.623298650000002,-71.00689697,1597,"005","985500","1","Block Group 1","Block Group 1, Census Tract 9855, Bristol County, Massachusetts","1500000US250059855001","250059855001",null,72,"DARTMOUTH","Dartmouth",null,5331,3945,25.9988745076,484,3.3057851239699998,102794,119.747,84220,98.109300000000005,null,null,"M","Yes","M",1,"Minority",17607.9152607,15125807.8923,null,null,null,null,null,null,null,null,null,null,null,null,null,null,null,null,null,null,null,null,null,null,null,null,null,null,null,null,null,null,null,null,null,null,null,null,null,null,null,null,null,null,null,null,null,null,null,null,null,130508,218,525,4.4187799999999999,41.593899999999998,-71.017300000000006,130508,218,525,18.558800000000002,41.593899999999998,-71.017300000000006,130508,218,525,41.593899999999998,-71.017300000000006,0,130508,218,525,41.593899999999998,-71.017300000000006,0,130508,218,525,14,41.593899999999998,-71.017300000000006,130508,218,525,302.74200000000002,41.593899999999998,-71.017300000000006,85.266486816400004,130508,218,525,304.94499999999999,41.593899999999998,-71.017300000000006,89.230628662100003,130508,218,525,308.09100000000001,41.593899999999998,-71.017300000000006,94.893696289100006,130508,218,525,41.593899999999998,-71.017300000000006,39.207000000000001,0,130508,218,525,41.593899999999998,-71.017300000000006,44.809199999999997,130508,218,525,48.0411,41.593899999999998,-71.017300000000006,131709,220,528,41.648200000000003,-70.484399999999994,37.895299999999999,131709,220,528,42.451599999999999,41.648200000000003,-70.484399999999994,"DARTMOUTH",72,"Eversource Energy (NSTAR Gas), Liberty Utilities","Eversource Energy, Liberty Utilities",77539.083419200004,164842941.829,"DARTMOUTH",72,"Eversource Energy (NSTAR Electric)","NSTAR Electric d/b/a Eversource Energy",77539.083419200004,164842941.829,"DARTMOUTH",72,"Comcast","Comcast",164843112.85600001,77531.294028999997]
["UMD00",null,"University Of Massachusetts Dartmouth Main Campus","MacLean Campus Center","669UMD0180","67,000","square-feet","285","Old Westport Road","Dartmouth","Bristol",null,"In Use","State Owned","UMD","UMD","$36,850,000.00","US Dollars","1 - Major Building",41.628601070000002,-71.00559998,1597,"005","985500","1","Block Group 1","Block Group 1, Census Tract 9855, Bristol County, Massachusetts","1500000US250059855001","250059855001",null,72,"DARTMOUTH","Dartmouth",null,5331,3945,25.9988745076,484,3.3057851239699998,102794,119.747,84220,98.109300000000005,null,null,"M","Yes","M",1,"Minority",17607.9152607,15125807.8923,null,null,null,null,null,null,null,null,null,null,null,null,null,null,null,null,null,null,null,null,null,null,null,null,null,null,null,null,null,null,null,null,null,null,null,null,null,null,null,null,null,null,null,null,null,null,null,null,null,130508,218,525,4.4187799999999999,41.593899999999998,-71.017300000000006,130508,218,525,18.558800000000002,41.593899999999998,-71.017300000000006,130508,218,525,41.593899999999998,-71.017300000000006,0,130508,218,525,41.593899999999998,-71.017300000000006,0,130508,218,525,14,41.593899999999998,-71.017300000000006,130508,218,525,302.74200000000002,41.593899999999998,-71.017300000000006,85.266486816400004,130508,218,525,304.94499999999999,41.593899999999998,-71.017300000000006,89.230628662100003,130508,218,525,308.09100000000001,41.593899999999998,-71.017300000000006,94.893696289100006,130508,218,525,41.593899999999998,-71.017300000000006,39.207000000000001,0,130508,218,525,41.593899999999998,-71.017300000000006,44.809199999999997,130508,218,525,48.0411,41.593899999999998,-71.017300000000006,129893,217,509,42.245600000000003,-73.255200000000002,44.181199999999997,129893,217,509,47.318100000000001,42.245600000000003,-73.255200000000002,"DARTMOUTH",72,"Eversource Energy (NSTAR Gas), Liberty Utilities","Eversource Energy, Liberty Utilities",77539.083419200004,164842941.829,"DARTMOUTH",72,"Eversource Energy (NSTAR Electric)","NSTAR Electric d/b/a Eversource Energy",77539.083419200004,164842941.829,"DARTMOUTH",72,"Comcast","Comcast",164843112.85600001,77531.294028999997]
["UMD00",null,"University Of Massachusetts Dartmouth Main Campus","Janitorial Storage 2","669UMDPB06","320","square-feet","285","Old Westport Road","Dartmouth","Bristol",null,"In Use","State Owned","UMD","UMD","$80,000.00","US Dollars","2 - Minor Building",41.625801090000003,-71.001403809999999,1597,"005","985500","1","Block Group 1","Block Group 1, Census Tract 9855, Bristol County, Massachusetts","1500000US250059855001","250059855001",null,72,"DARTMOUTH","Dartmouth",null,5331,3945,25.9988745076,484,3.3057851239699998,102794,119.747,84220,98.109300000000005,null,null,"M","Yes","M",1,"Minority",17607.9152607,15125807.8923,null,null,null,null,null,null,null,null,null,null,null,null,null,null,null,null,null,null,null,null,null,null,null,null,null,null,null,null,null,null,null,null,null,null,null,null,null,null,null,null,null,null,null,null,null,null,null,null,null,130508,218,525,4.4187799999999999,41.593899999999998,-71.017300000000006,130508,218,525,18.558800000000002,41.593899999999998,-71.017300000000006,130508,218,525,41.593899999999998,-71.017300000000006,0,130508,218,525,41.593899999999998,-71.017300000000006,0,130508,218,525,14,41.593899999999998,-71.017300000000006,130508,218,525,302.74200000000002,41.593899999999998,-71.017300000000006,85.266486816400004,130508,218,525,304.94499999999999,41.593899999999998,-71.017300000000006,89.230628662100003,130508,218,525,308.09100000000001,41.593899999999998,-71.017300000000006,94.893696289100006,130508,218,525,41.593899999999998,-71.017300000000006,39.207000000000001,0,130508,218,525,41.593899999999998,-71.017300000000006,44.809199999999997,130508,218,525,48.0411,41.593899999999998,-71.017300000000006,129893,217,509,42.245600000000003,-73.255200000000002,44.181199999999997,129893,217,509,47.318100000000001,42.245600000000003,-73.255200000000002,"DARTMOUTH",72,"Eversource Energy (NSTAR Gas), Liberty Utilities","Eversource Energy, Liberty Utilities",77539.083419200004,164842941.829,"DARTMOUTH",72,"Eversource Energy (NSTAR Electric)","NSTAR Electric d/b/a Eversource Energy",77539.083419200004,164842941.829,"DARTMOUTH",72,"Comcast","Comcast",164843112.85600001,77531.294028999997]
["UMD00",null,"University Of Massachusetts Dartmouth Main Campus","Intramural Lacrosse Shed","669UMDPB16","300","square-feet","285","Old Westport Road","Dartmouth","Bristol",null,"In Use","State Owned","UMD","UMD","$90,000.00","US Dollars","2 - Minor Building",41.625801090000003,-71.001403809999999,1597,"005","985500","1","Block Group 1","Block Group 1, Census Tract 9855, Bristol County, Massachusetts","1500000US250059855001","250059855001",null,72,"DARTMOUTH","Dartmouth",null,5331,3945,25.9988745076,484,3.3057851239699998,102794,119.747,84220,98.109300000000005,null,null,"M","Yes","M",1,"Minority",17607.9152607,15125807.8923,null,null,null,null,null,null,null,null,null,null,null,null,null,null,null,null,null,null,null,null,null,null,null,null,null,null,null,null,null,null,null,null,null,null,null,null,null,null,null,null,null,null,null,null,null,null,null,null,null,130508,218,525,4.4187799999999999,41.593899999999998,-71.017300000000006,130508,218,525,18.558800000000002,41.593899999999998,-71.017300000000006,130508,218,525,41.593899999999998,-71.017300000000006,0,130508,218,525,41.593899999999998,-71.017300000000006,0,130508,218,525,14,41.593899999999998,-71.017300000000006,130508,218,525,302.74200000000002,41.593899999999998,-71.017300000000006,85.266486816400004,130508,218,525,304.94499999999999,41.593899999999998,-71.017300000000006,89.230628662100003,130508,218,525,308.09100000000001,41.593899999999998,-71.017300000000006,94.893696289100006,130508,218,525,41.593899999999998,-71.017300000000006,39.207000000000001,0,130508,218,525,41.593899999999998,-71.017300000000006,44.809199999999997,130508,218,525,48.0411,41.593899999999998,-71.017300000000006,129893,217,509,42.245600000000003,-73.255200000000002,44.181199999999997,129893,217,509,47.318100000000001,42.245600000000003,-73.255200000000002,"DARTMOUTH",72,"Eversource Energy (NSTAR Gas), Liberty Utilities","Eversource Energy, Liberty Utilities",77539.083419200004,164842941.829,"DARTMOUTH",72,"Eversource Energy (NSTAR Electric)","NSTAR Electric d/b/a Eversource Energy",77539.083419200004,164842941.829,"DARTMOUTH",72,"Comcast","Comcast",164843112.85600001,77531.294028999997]
["UMD00",null,"University Of Massachusetts Dartmouth Main Campus","Library Lecture Halls","669UMD0702","14,024","square-feet","285","Old Westport Road","Dartmouth","Bristol",null,"In Use","State Owned","UMD","UMD","$9,115,600.00","US Dollars","1 - Major Building",41.629337999999997,-71.007146000000006,1597,"005","985500","1","Block Group 1","Block Group 1, Census Tract 9855, Bristol County, Massachusetts","1500000US250059855001","250059855001",null,72,"DARTMOUTH","Dartmouth",null,5331,3945,25.9988745076,484,3.3057851239699998,102794,119.747,84220,98.109300000000005,null,null,"M","Yes","M",1,"Minority",17607.9152607,15125807.8923,null,null,null,null,null,null,null,null,null,null,null,null,null,null,null,null,null,null,null,null,null,null,null,null,null,null,null,null,null,null,null,null,null,null,null,null,null,null,null,null,null,null,null,null,null,null,null,null,null,130508,218,525,4.4187799999999999,41.593899999999998,-71.017300000000006,130508,218,525,18.558800000000002,41.593899999999998,-71.017300000000006,130508,218,525,41.593899999999998,-71.017300000000006,0,130508,218,525,41.593899999999998,-71.017300000000006,0,130508,218,525,14,41.593899999999998,-71.017300000000006,130508,218,525,302.74200000000002,41.593899999999998,-71.017300000000006,85.266486816400004,130508,218,525,304.94499999999999,41.593899999999998,-71.017300000000006,89.230628662100003,130508,218,525,308.09100000000001,41.593899999999998,-71.017300000000006,94.893696289100006,130508,218,525,41.593899999999998,-71.017300000000006,39.207000000000001,0,130508,218,525,41.593899999999998,-71.017300000000006,44.809199999999997,130508,218,525,48.0411,41.593899999999998,-71.017300000000006,131708,220,527,41.697200000000002,-70.618499999999997,46.909300000000002,131708,220,527,56.642800000000001,41.697200000000002,-70.618499999999997,"DARTMOUTH",72,"Eversource Energy (NSTAR Gas), Liberty Utilities","Eversource Energy, Liberty Utilities",77539.083419200004,164842941.829,"DARTMOUTH",72,"Eversource Energy (NSTAR Electric)","NSTAR Electric d/b/a Eversource Energy",77539.083419200004,164842941.829,"DARTMOUTH",72,"Comcast","Comcast",164843112.85600001,77531.294028999997]
["UMD00",null,"University Of Massachusetts Dartmouth Main Campus","Football Shed","669UMD0090","600","square-feet","285","Old Westport Road","Dartmouth","Bristol",null,"In Use","State Owned","UMD","UMD","$150,000.00","US Dollars","2 - Minor Building",41.623298650000002,-71.00689697,1597,"005","985500","1","Block Group 1","Block Group 1, Census Tract 9855, Bristol County, Massachusetts","1500000US250059855001","250059855001",null,72,"DARTMOUTH","Dartmouth",null,5331,3945,25.9988745076,484,3.3057851239699998,102794,119.747,84220,98.109300000000005,null,null,"M","Yes","M",1,"Minority",17607.9152607,15125807.8923,null,null,null,null,null,null,null,null,null,null,null,null,null,null,null,null,null,null,null,null,null,null,null,null,null,null,null,null,null,null,null,null,null,null,null,null,null,null,null,null,null,null,null,null,null,null,null,null,null,130508,218,525,4.4187799999999999,41.593899999999998,-71.017300000000006,130508,218,525,18.558800000000002,41.593899999999998,-71.017300000000006,130508,218,525,41.593899999999998,-71.017300000000006,0,130508,218,525,41.593899999999998,-71.017300000000006,0,130508,218,525,14,41.593899999999998,-71.017300000000006,130508,218,525,302.74200000000002,41.593899999999998,-71.017300000000006,85.266486816400004,130508,218,525,304.94499999999999,41.593899999999998,-71.017300000000006,89.230628662100003,130508,218,525,308.09100000000001,41.593899999999998,-71.017300000000006,94.893696289100006,130508,218,525,41.593899999999998,-71.017300000000006,39.207000000000001,0,130508,218,525,41.593899999999998,-71.017300000000006,44.809199999999997,130508,218,525,48.0411,41.593899999999998,-71.017300000000006,131708,220,527,41.697200000000002,-70.618499999999997,46.909300000000002,131708,220,527,56.642800000000001,41.697200000000002,-70.618499999999997,"DARTMOUTH",72,"Eversource Energy (NSTAR Gas), Liberty Utilities","Eversource Energy, Liberty Utilities",77539.083419200004,164842941.829,"DARTMOUTH",72,"Eversource Energy (NSTAR Electric)","NSTAR Electric d/b/a Eversource Energy",77539.083419200004,164842941.829,"DARTMOUTH",72,"Comcast","Comcast",164843112.85600001,77531.294028999997]
["UMD00",null,"University Of Massachusetts Dartmouth Main Campus","Entrance Kiosk","669UMDPB04","300","square-feet","285","Old Westport Road","Dartmouth","Bristol",null,"In Use","State Owned","UMD","UMD","$120,000.00","US Dollars","2 - Minor Building",41.632801059999998,-71.007202149999998,1597,"005","985500","1","Block Group 1","Block Group 1, Census Tract 9855, Bristol County, Massachusetts","1500000US250059855001","250059855001",null,72,"DARTMOUTH","Dartmouth",null,5331,3945,25.9988745076,484,3.3057851239699998,102794,119.747,84220,98.109300000000005,null,null,"M","Yes","M",1,"Minority",17607.9152607,15125807.8923,null,null,null,null,null,null,null,null,null,null,null,null,null,null,null,null,null,null,null,null,null,null,null,null,null,null,null,null,null,null,null,null,null,null,null,null,null,null,null,null,null,null,null,null,null,null,null,null,null,130508,218,525,4.4187799999999999,41.593899999999998,-71.017300000000006,130508,218,525,18.558800000000002,41.593899999999998,-71.017300000000006,130508,218,525,41.593899999999998,-71.017300000000006,0,130508,218,525,41.593899999999998,-71.017300000000006,0,130508,218,525,14,41.593899999999998,-71.017300000000006,130508,218,525,302.74200000000002,41.593899999999998,-71.017300000000006,85.266486816400004,130508,218,525,304.94499999999999,41.593899999999998,-71.017300000000006,89.230628662100003,130508,218,525,308.09100000000001,41.593899999999998,-71.017300000000006,94.893696289100006,130508,218,525,41.593899999999998,-71.017300000000006,39.207000000000001,0,130508,218,525,41.593899999999998,-71.017300000000006,44.809199999999997,130508,218,525,48.0411,41.593899999999998,-71.017300000000006,131708,220,527,41.697200000000002,-70.618499999999997,46.909300000000002,131708,220,527,56.642800000000001,41.697200000000002,-70.618499999999997,"DARTMOUTH",72,"Eversource Energy (NSTAR Gas), Liberty Utilities","Eversource Energy, Liberty Utilities",77539.083419200004,164842941.829,"DARTMOUTH",72,"Eversource Energy (NSTAR Electric)","NSTAR Electric d/b/a Eversource Energy",77539.083419200004,164842941.829,"DARTMOUTH",72,"Comcast","Comcast",164843112.85600001,77531.294028999997]
["UMD00",null,"University Of Massachusetts Dartmouth Main Campus","Fitness Center","669UMDPB12","30,110","square-feet","285","Old Westport Road","Dartmouth","Bristol",null,"In Use","State Owned","UMD","UMD","$19,571,500.00","US Dollars","1 - Major Building",41.624401089999999,-71.007499690000003,1597,"005","985500","1","Block Group 1","Block Group 1, Census Tract 9855, Bristol County, Massachusetts","1500000US250059855001","250059855001",null,72,"DARTMOUTH","Dartmouth",null,5331,3945,25.9988745076,484,3.3057851239699998,102794,119.747,84220,98.109300000000005,null,null,"M","Yes","M",1,"Minority",17607.9152607,15125807.8923,null,null,null,null,null,null,null,null,null,null,null,null,null,null,null,null,null,null,null,null,null,null,null,null,null,null,null,null,null,null,null,null,null,null,null,null,null,null,null,null,null,null,null,null,null,null,null,null,null,130508,218,525,4.4187799999999999,41.593899999999998,-71.017300000000006,130508,218,525,18.558800000000002,41.593899999999998,-71.017300000000006,130508,218,525,41.593899999999998,-71.017300000000006,0,130508,218,525,41.593899999999998,-71.017300000000006,0,130508,218,525,14,41.593899999999998,-71.017300000000006,130508,218,525,302.74200000000002,41.593899999999998,-71.017300000000006,85.266486816400004,130508,218,525,304.94499999999999,41.593899999999998,-71.017300000000006,89.230628662100003,130508,218,525,308.09100000000001,41.593899999999998,-71.017300000000006,94.893696289100006,130508,218,525,41.593899999999998,-71.017300000000006,39.207000000000001,0,130508,218,525,41.593899999999998,-71.017300000000006,44.809199999999997,130508,218,525,48.0411,41.593899999999998,-71.017300000000006,130497,218,514,42.116599999999998,-72.507499999999993,40.773400000000002,130497,218,514,46.579799999999999,42.116599999999998,-72.507499999999993,"DARTMOUTH",72,"Eversource Energy (NSTAR Gas), Liberty Utilities","Eversource Energy, Liberty Utilities",77539.083419200004,164842941.829,"DARTMOUTH",72,"Eversource Energy (NSTAR Electric)","NSTAR Electric d/b/a Eversource Energy",77539.083419200004,164842941.829,"DARTMOUTH",72,"Comcast","Comcast",164843112.85600001,77531.294028999997]
["UMD00",null,"University Of Massachusetts Dartmouth Main Campus","Pine Dale Hall","669UMD0722","104,794","square-feet","285","Old Westport Road","Dartmouth","Bristol",null,"In Use","Authority Owned","UMBA","UMD","$41,917,600.00","US Dollars","1 - Major Building",41.627594000000002,-70.998711,1597,"005","985500","1","Block Group 1","Block Group 1, Census Tract 9855, Bristol County, Massachusetts","1500000US250059855001","250059855001",null,72,"DARTMOUTH","Dartmouth",null,5331,3945,25.9988745076,484,3.3057851239699998,102794,119.747,84220,98.109300000000005,null,null,"M","Yes","M",1,"Minority",17607.9152607,15125807.8923,null,null,null,null,null,null,null,null,null,null,null,null,null,null,null,null,null,null,null,null,null,null,null,null,null,null,null,null,null,null,null,null,null,null,null,null,null,null,null,null,null,null,null,null,null,null,null,null,null,130508,218,525,4.4187799999999999,41.593899999999998,-71.017300000000006,130508,218,525,18.558800000000002,41.593899999999998,-71.017300000000006,130508,218,525,41.593899999999998,-71.017300000000006,0,130508,218,525,41.593899999999998,-71.017300000000006,0,130508,218,525,14,41.593899999999998,-71.017300000000006,130508,218,525,302.74200000000002,41.593899999999998,-71.017300000000006,85.266486816400004,130508,218,525,304.94499999999999,41.593899999999998,-71.017300000000006,89.230628662100003,130508,218,525,308.09100000000001,41.593899999999998,-71.017300000000006,94.893696289100006,130508,218,525,41.593899999999998,-71.017300000000006,39.207000000000001,0,130508,218,525,41.593899999999998,-71.017300000000006,44.809199999999997,130508,218,525,48.0411,41.593899999999998,-71.017300000000006,130497,218,514,42.116599999999998,-72.507499999999993,40.773400000000002,130497,218,514,46.579799999999999,42.116599999999998,-72.507499999999993,"DARTMOUTH",72,"Eversource Energy (NSTAR Gas), Liberty Utilities","Eversource Energy, Liberty Utilities",77539.083419200004,164842941.829,"DARTMOUTH",72,"Eversource Energy (NSTAR Electric)","NSTAR Electric d/b/a Eversource Energy",77539.083419200004,164842941.829,"DARTMOUTH",72,"Comcast","Comcast",164843112.85600001,77531.294028999997]
["UMD00",null,"University Of Massachusetts Dartmouth Main Campus","Modular No. 4","669UMD0703","1,436","square-feet","285","Old Westport Road","Dartmouth","Bristol",null,"In Use","State Owned","UMD","UMD","$933,400.00","US Dollars","1 - Major Building",41.630648000000001,-71.008373000000006,1597,"005","985500","1","Block Group 1","Block Group 1, Census Tract 9855, Bristol County, Massachusetts","1500000US250059855001","250059855001",null,72,"DARTMOUTH","Dartmouth",null,5331,3945,25.9988745076,484,3.3057851239699998,102794,119.747,84220,98.109300000000005,null,null,"M","Yes","M",1,"Minority",17607.9152607,15125807.8923,null,null,null,null,null,null,null,null,null,null,null,null,null,null,null,null,null,null,null,null,null,null,null,null,null,null,null,null,null,null,null,null,null,null,null,null,null,null,null,null,null,null,null,null,null,null,null,null,null,130508,218,525,4.4187799999999999,41.593899999999998,-71.017300000000006,130508,218,525,18.558800000000002,41.593899999999998,-71.017300000000006,130508,218,525,41.593899999999998,-71.017300000000006,0,130508,218,525,41.593899999999998,-71.017300000000006,0,130508,218,525,14,41.593899999999998,-71.017300000000006,130508,218,525,302.74200000000002,41.593899999999998,-71.017300000000006,85.266486816400004,130508,218,525,304.94499999999999,41.593899999999998,-71.017300000000006,89.230628662100003,130508,218,525,308.09100000000001,41.593899999999998,-71.017300000000006,94.893696289100006,130508,218,525,41.593899999999998,-71.017300000000006,39.207000000000001,0,130508,218,525,41.593899999999998,-71.017300000000006,44.809199999999997,130508,218,525,48.0411,41.593899999999998,-71.017300000000006,130497,218,514,42.116599999999998,-72.507499999999993,40.773400000000002,130497,218,514,46.579799999999999,42.116599999999998,-72.507499999999993,"DARTMOUTH",72,"Eversource Energy (NSTAR Gas), Liberty Utilities","Eversource Energy, Liberty Utilities",77539.083419200004,164842941.829,"DARTMOUTH",72,"Eversource Energy (NSTAR Electric)","NSTAR Electric d/b/a Eversource Energy",77539.083419200004,164842941.829,"DARTMOUTH",72,"Comcast","Comcast",164843112.85600001,77531.294028999997]
["UMD00",null,"University Of Massachusetts Dartmouth Main Campus","Modular No. 1","669UMDPB08","1,440","square-feet","285","Old Westport Road","Dartmouth","Bristol",null,"In Use","State Owned","UMD","UMD","$936,000.00","US Dollars","1 - Major Building",41.63059998,-71.008300779999999,1597,"005","985500","1","Block Group 1","Block Group 1, Census Tract 9855, Bristol County, Massachusetts","1500000US250059855001","250059855001",null,72,"DARTMOUTH","Dartmouth",null,5331,3945,25.9988745076,484,3.3057851239699998,102794,119.747,84220,98.109300000000005,null,null,"M","Yes","M",1,"Minority",17607.9152607,15125807.8923,null,null,null,null,null,null,null,null,null,null,null,null,null,null,null,null,null,null,null,null,null,null,null,null,null,null,null,null,null,null,null,null,null,null,null,null,null,null,null,null,null,null,null,null,null,null,null,null,null,130508,218,525,4.4187799999999999,41.593899999999998,-71.017300000000006,130508,218,525,18.558800000000002,41.593899999999998,-71.017300000000006,130508,218,525,41.593899999999998,-71.017300000000006,0,130508,218,525,41.593899999999998,-71.017300000000006,0,130508,218,525,14,41.593899999999998,-71.017300000000006,130508,218,525,302.74200000000002,41.593899999999998,-71.017300000000006,85.266486816400004,130508,218,525,304.94499999999999,41.593899999999998,-71.017300000000006,89.230628662100003,130508,218,525,308.09100000000001,41.593899999999998,-71.017300000000006,94.893696289100006,130508,218,525,41.593899999999998,-71.017300000000006,39.207000000000001,0,130508,218,525,41.593899999999998,-71.017300000000006,44.809199999999997,130508,218,525,48.0411,41.593899999999998,-71.017300000000006,130497,218,514,42.116599999999998,-72.507499999999993,40.773400000000002,130497,218,514,46.579799999999999,42.116599999999998,-72.507499999999993,"DARTMOUTH",72,"Eversource Energy (NSTAR Gas), Liberty Utilities","Eversource Energy, Liberty Utilities",77539.083419200004,164842941.829,"DARTMOUTH",72,"Eversource Energy (NSTAR Electric)","NSTAR Electric d/b/a Eversource Energy",77539.083419200004,164842941.829,"DARTMOUTH",72,"Comcast","Comcast",164843112.85600001,77531.294028999997]
["UMD00",null,"University Of Massachusetts Dartmouth Main Campus","Oak Glen Hall","669UMD0723","101,700","square-feet","285","Old Westport Road","Dartmouth","Bristol",null,"In Use","Authority Owned","UMBA","UMD","$40,680,000.00","US Dollars","1 - Major Building",41.627873000000001,-71.000232999999994,1597,"005","985500","1","Block Group 1","Block Group 1, Census Tract 9855, Bristol County, Massachusetts","1500000US250059855001","250059855001",null,72,"DARTMOUTH","Dartmouth",null,5331,3945,25.9988745076,484,3.3057851239699998,102794,119.747,84220,98.109300000000005,null,null,"M","Yes","M",1,"Minority",17607.9152607,15125807.8923,null,null,null,null,null,null,null,null,null,null,null,null,null,null,null,null,null,null,null,null,null,null,null,null,null,null,null,null,null,null,null,null,null,null,null,null,null,null,null,null,null,null,null,null,null,null,null,null,null,130508,218,525,4.4187799999999999,41.593899999999998,-71.017300000000006,130508,218,525,18.558800000000002,41.593899999999998,-71.017300000000006,130508,218,525,41.593899999999998,-71.017300000000006,0,130508,218,525,41.593899999999998,-71.017300000000006,0,130508,218,525,14,41.593899999999998,-71.017300000000006,130508,218,525,302.74200000000002,41.593899999999998,-71.017300000000006,85.266486816400004,130508,218,525,304.94499999999999,41.593899999999998,-71.017300000000006,89.230628662100003,130508,218,525,308.09100000000001,41.593899999999998,-71.017300000000006,94.893696289100006,130508,218,525,41.593899999999998,-71.017300000000006,39.207000000000001,0,130508,218,525,41.593899999999998,-71.017300000000006,44.809199999999997,130508,218,525,48.0411,41.593899999999998,-71.017300000000006,130497,218,514,42.116599999999998,-72.507499999999993,40.773400000000002,130497,218,514,46.579799999999999,42.116599999999998,-72.507499999999993,"DARTMOUTH",72,"Eversource Energy (NSTAR Gas), Liberty Utilities","Eversource Energy, Liberty Utilities",77539.083419200004,164842941.829,"DARTMOUTH",72,"Eversource Energy (NSTAR Electric)","NSTAR Electric d/b/a Eversource Energy",77539.083419200004,164842941.829,"DARTMOUTH",72,"Comcast","Comcast",164843112.85600001,77531.294028999997]
["UMD00",null,"University Of Massachusetts Dartmouth Main Campus","Janitorial Storage 1","669UMDPB05","320","square-feet","285","Old Westport Road","Dartmouth","Bristol",null,"In Use","State Owned","UMD","UMD","$80,000.00","US Dollars","2 - Minor Building",41.625801090000003,-71.001403809999999,1597,"005","985500","1","Block Group 1","Block Group 1, Census Tract 9855, Bristol County, Massachusetts","1500000US250059855001","250059855001",null,72,"DARTMOUTH","Dartmouth",null,5331,3945,25.9988745076,484,3.3057851239699998,102794,119.747,84220,98.109300000000005,null,null,"M","Yes","M",1,"Minority",17607.9152607,15125807.8923,null,null,null,null,null,null,null,null,null,null,null,null,null,null,null,null,null,null,null,null,null,null,null,null,null,null,null,null,null,null,null,null,null,null,null,null,null,null,null,null,null,null,null,null,null,null,null,null,null,130508,218,525,4.4187799999999999,41.593899999999998,-71.017300000000006,130508,218,525,18.558800000000002,41.593899999999998,-71.017300000000006,130508,218,525,41.593899999999998,-71.017300000000006,0,130508,218,525,41.593899999999998,-71.017300000000006,0,130508,218,525,14,41.593899999999998,-71.017300000000006,130508,218,525,302.74200000000002,41.593899999999998,-71.017300000000006,85.266486816400004,130508,218,525,304.94499999999999,41.593899999999998,-71.017300000000006,89.230628662100003,130508,218,525,308.09100000000001,41.593899999999998,-71.017300000000006,94.893696289100006,130508,218,525,41.593899999999998,-71.017300000000006,39.207000000000001,0,130508,218,525,41.593899999999998,-71.017300000000006,44.809199999999997,130508,218,525,48.0411,41.593899999999998,-71.017300000000006,130497,218,514,42.116599999999998,-72.507499999999993,40.773400000000002,130497,218,514,46.579799999999999,42.116599999999998,-72.507499999999993,"DARTMOUTH",72,"Eversource Energy (NSTAR Gas), Liberty Utilities","Eversource Energy, Liberty Utilities",77539.083419200004,164842941.829,"DARTMOUTH",72,"Eversource Energy (NSTAR Electric)","NSTAR Electric d/b/a Eversource Energy",77539.083419200004,164842941.829,"DARTMOUTH",72,"Comcast","Comcast",164843112.85600001,77531.294028999997]
["UMD00",null,"University Of Massachusetts Dartmouth Main Campus","Hirshfeld Dowd Observatory","669UMDPB11","356","square-feet","285","Old Westport Road","Dartmouth","Bristol",null,"In Use","State Owned","UMD","UMD","$178,000.00","US Dollars","2 - Minor Building",41.632499690000003,-71.00939941,1597,"005","985500","1","Block Group 1","Block Group 1, Census Tract 9855, Bristol County, Massachusetts","1500000US250059855001","250059855001",null,72,"DARTMOUTH","Dartmouth",null,5331,3945,25.9988745076,484,3.3057851239699998,102794,119.747,84220,98.109300000000005,null,null,"M","Yes","M",1,"Minority",17607.9152607,15125807.8923,null,null,null,null,null,null,null,null,null,null,null,null,null,null,null,null,null,null,null,null,null,null,null,null,null,null,null,null,null,null,null,null,null,null,null,null,null,null,null,null,null,null,null,null,null,null,null,null,null,130508,218,525,4.4187799999999999,41.593899999999998,-71.017300000000006,130508,218,525,18.558800000000002,41.593899999999998,-71.017300000000006,130508,218,525,41.593899999999998,-71.017300000000006,0,130508,218,525,41.593899999999998,-71.017300000000006,0,130508,218,525,14,41.593899999999998,-71.017300000000006,130508,218,525,302.74200000000002,41.593899999999998,-71.017300000000006,85.266486816400004,130508,218,525,304.94499999999999,41.593899999999998,-71.017300000000006,89.230628662100003,130508,218,525,308.09100000000001,41.593899999999998,-71.017300000000006,94.893696289100006,130508,218,525,41.593899999999998,-71.017300000000006,39.207000000000001,0,130508,218,525,41.593899999999998,-71.017300000000006,44.809199999999997,130508,218,525,48.0411,41.593899999999998,-71.017300000000006,130497,218,514,42.116599999999998,-72.507499999999993,40.773400000000002,130497,218,514,46.579799999999999,42.116599999999998,-72.507499999999993,"DARTMOUTH",72,"Eversource Energy (NSTAR Gas), Liberty Utilities","Eversource Energy, Liberty Utilities",77539.083419200004,164842941.829,"DARTMOUTH",72,"Eversource Energy (NSTAR Electric)","NSTAR Electric d/b/a Eversource Energy",77539.083419200004,164842941.829,"DARTMOUTH",72,"Comcast","Comcast",164843112.85600001,77531.294028999997]
["UMD00",null,"University Of Massachusetts Dartmouth Main Campus","Modular No. 5","669UMD0704","1,436","square-feet","285","Old Westport Road","Dartmouth","Bristol",null,"In Use","State Owned","UMD","UMD","$933,400.00","US Dollars","1 - Major Building",41.630505999999997,-71.007364999999993,1597,"005","985500","1","Block Group 1","Block Group 1, Census Tract 9855, Bristol County, Massachusetts","1500000US250059855001","250059855001",null,72,"DARTMOUTH","Dartmouth",null,5331,3945,25.9988745076,484,3.3057851239699998,102794,119.747,84220,98.109300000000005,null,null,"M","Yes","M",1,"Minority",17607.9152607,15125807.8923,null,null,null,null,null,null,null,null,null,null,null,null,null,null,null,null,null,null,null,null,null,null,null,null,null,null,null,null,null,null,null,null,null,null,null,null,null,null,null,null,null,null,null,null,null,null,null,null,null,130508,218,525,4.4187799999999999,41.593899999999998,-71.017300000000006,130508,218,525,18.558800000000002,41.593899999999998,-71.017300000000006,130508,218,525,41.593899999999998,-71.017300000000006,0,130508,218,525,41.593899999999998,-71.017300000000006,0,130508,218,525,14,41.593899999999998,-71.017300000000006,130508,218,525,302.74200000000002,41.593899999999998,-71.017300000000006,85.266486816400004,130508,218,525,304.94499999999999,41.593899999999998,-71.017300000000006,89.230628662100003,130508,218,525,308.09100000000001,41.593899999999998,-71.017300000000006,94.893696289100006,130508,218,525,41.593899999999998,-71.017300000000006,39.207000000000001,0,130508,218,525,41.593899999999998,-71.017300000000006,44.809199999999997,130508,218,525,48.0411,41.593899999999998,-71.017300000000006,130497,218,514,42.116599999999998,-72.507499999999993,40.773400000000002,130497,218,514,46.579799999999999,42.116599999999998,-72.507499999999993,"DARTMOUTH",72,"Eversource Energy (NSTAR Gas), Liberty Utilities","Eversource Energy, Liberty Utilities",77539.083419200004,164842941.829,"DARTMOUTH",72,"Eversource Energy (NSTAR Electric)","NSTAR Electric d/b/a Eversource Energy",77539.083419200004,164842941.829,"DARTMOUTH",72,"Comcast","Comcast",164843112.85600001,77531.294028999997]
["UMD00",null,"University Of Massachusetts Dartmouth Main Campus","Ivy Hall","669UMD0716","79,840","square-feet","285","Old Westport Road","Dartmouth","Bristol",null,"In Use","Authority Owned","UMBA","UMD","$31,936,000.00","US Dollars","1 - Major Building",41.625072000000003,-71.009327999999996,1597,"005","985500","1","Block Group 1","Block Group 1, Census Tract 9855, Bristol County, Massachusetts","1500000US250059855001","250059855001",null,72,"DARTMOUTH","Dartmouth",null,5331,3945,25.9988745076,484,3.3057851239699998,102794,119.747,84220,98.109300000000005,null,null,"M","Yes","M",1,"Minority",17607.9152607,15125807.8923,null,null,null,null,null,null,null,null,null,null,null,null,null,null,null,null,null,null,null,null,null,null,null,null,null,null,null,null,null,null,null,null,null,null,null,null,null,null,null,null,null,null,null,null,null,null,null,null,null,130508,218,525,4.4187799999999999,41.593899999999998,-71.017300000000006,130508,218,525,18.558800000000002,41.593899999999998,-71.017300000000006,130508,218,525,41.593899999999998,-71.017300000000006,0,130508,218,525,41.593899999999998,-71.017300000000006,0,130508,218,525,14,41.593899999999998,-71.017300000000006,130508,218,525,302.74200000000002,41.593899999999998,-71.017300000000006,85.266486816400004,130508,218,525,304.94499999999999,41.593899999999998,-71.017300000000006,89.230628662100003,130508,218,525,308.09100000000001,41.593899999999998,-71.017300000000006,94.893696289100006,130508,218,525,41.593899999999998,-71.017300000000006,39.207000000000001,0,130508,218,525,41.593899999999998,-71.017300000000006,44.809199999999997,130508,218,525,48.0411,41.593899999999998,-71.017300000000006,130497,218,514,42.116599999999998,-72.507499999999993,40.773400000000002,130497,218,514,46.579799999999999,42.116599999999998,-72.507499999999993,"DARTMOUTH",72,"Eversource Energy (NSTAR Gas), Liberty Utilities","Eversource Energy, Liberty Utilities",77539.083419200004,164842941.829,"DARTMOUTH",72,"Eversource Energy (NSTAR Electric)","NSTAR Electric d/b/a Eversource Energy",77539.083419200004,164842941.829,"DARTMOUTH",72,"Comcast","Comcast",164843112.85600001,77531.294028999997]
["UMD00",null,"University Of Massachusetts Dartmouth Main Campus","Textile Technology","669UMD0130","46,811","square-feet","285","Old Westport Road","Dartmouth","Bristol",null,"In Use","State Owned","UMD","UMD","$30,427,150.00","US Dollars","1 - Major Building",41.630001069999999,-71.007797240000002,1597,"005","985500","1","Block Group 1","Block Group 1, Census Tract 9855, Bristol County, Massachusetts","1500000US250059855001","250059855001",null,72,"DARTMOUTH","Dartmouth",null,5331,3945,25.9988745076,484,3.3057851239699998,102794,119.747,84220,98.109300000000005,null,null,"M","Yes","M",1,"Minority",17607.9152607,15125807.8923,null,null,null,null,null,null,null,null,null,null,null,null,null,null,null,null,null,null,null,null,null,null,null,null,null,null,null,null,null,null,null,null,null,null,null,null,null,null,null,null,null,null,null,null,null,null,null,null,null,130508,218,525,4.4187799999999999,41.593899999999998,-71.017300000000006,130508,218,525,18.558800000000002,41.593899999999998,-71.017300000000006,130508,218,525,41.593899999999998,-71.017300000000006,0,130508,218,525,41.593899999999998,-71.017300000000006,0,130508,218,525,14,41.593899999999998,-71.017300000000006,130508,218,525,302.74200000000002,41.593899999999998,-71.017300000000006,85.266486816400004,130508,218,525,304.94499999999999,41.593899999999998,-71.017300000000006,89.230628662100003,130508,218,525,308.09100000000001,41.593899999999998,-71.017300000000006,94.893696289100006,130508,218,525,41.593899999999998,-71.017300000000006,39.207000000000001,0,130508,218,525,41.593899999999998,-71.017300000000006,44.809199999999997,130508,218,525,48.0411,41.593899999999998,-71.017300000000006,130497,218,514,42.116599999999998,-72.507499999999993,40.773400000000002,130497,218,514,46.579799999999999,42.116599999999998,-72.507499999999993,"DARTMOUTH",72,"Eversource Energy (NSTAR Gas), Liberty Utilities","Eversource Energy, Liberty Utilities",77539.083419200004,164842941.829,"DARTMOUTH",72,"Eversource Energy (NSTAR Electric)","NSTAR Electric d/b/a Eversource Energy",77539.083419200004,164842941.829,"DARTMOUTH",72,"Comcast","Comcast",164843112.85600001,77531.294028999997]
["UMD00",null,"University Of Massachusetts Dartmouth Main Campus","Softball And Tennis Court Shed","669UMDPB02","154","square-feet","285","Old Westport Road","Dartmouth","Bristol",null,"In Use","State Owned","UMD","UMD","$53,900.00","US Dollars","2 - Minor Building",41.624198909999997,-71.008598329999998,1597,"005","985500","1","Block Group 1","Block Group 1, Census Tract 9855, Bristol County, Massachusetts","1500000US250059855001","250059855001",null,72,"DARTMOUTH","Dartmouth",null,5331,3945,25.9988745076,484,3.3057851239699998,102794,119.747,84220,98.109300000000005,null,null,"M","Yes","M",1,"Minority",17607.9152607,15125807.8923,null,null,null,null,null,null,null,null,null,null,null,null,null,null,null,null,null,null,null,null,null,null,null,null,null,null,null,null,null,null,null,null,null,null,null,null,null,null,null,null,null,null,null,null,null,null,null,null,null,130508,218,525,4.4187799999999999,41.593899999999998,-71.017300000000006,130508,218,525,18.558800000000002,41.593899999999998,-71.017300000000006,130508,218,525,41.593899999999998,-71.017300000000006,0,130508,218,525,41.593899999999998,-71.017300000000006,0,130508,218,525,14,41.593899999999998,-71.017300000000006,130508,218,525,302.74200000000002,41.593899999999998,-71.017300000000006,85.266486816400004,130508,218,525,304.94499999999999,41.593899999999998,-71.017300000000006,89.230628662100003,130508,218,525,308.09100000000001,41.593899999999998,-71.017300000000006,94.893696289100006,130508,218,525,41.593899999999998,-71.017300000000006,39.207000000000001,0,130508,218,525,41.593899999999998,-71.017300000000006,44.809199999999997,130508,218,525,48.0411,41.593899999999998,-71.017300000000006,130497,218,514,42.116599999999998,-72.507499999999993,40.773400000000002,130497,218,514,46.579799999999999,42.116599999999998,-72.507499999999993,"DARTMOUTH",72,"Eversource Energy (NSTAR Gas), Liberty Utilities","Eversource Energy, Liberty Utilities",77539.083419200004,164842941.829,"DARTMOUTH",72,"Eversource Energy (NSTAR Electric)","NSTAR Electric d/b/a Eversource Energy",77539.083419200004,164842941.829,"DARTMOUTH",72,"Comcast","Comcast",164843112.85600001,77531.294028999997]
["UMD00",null,"University Of Massachusetts Dartmouth Main Campus","Resident's Dining Hall","669UMD0705","23,317","square-feet","285","Old Westport Road","Dartmouth","Bristol",null,"In Use","State Owned","UMD","UMD","$16,321,900.00","US Dollars","1 - Major Building",41.62867,-71.003983000000005,1597,"005","985500","1","Block Group 1","Block Group 1, Census Tract 9855, Bristol County, Massachusetts","1500000US250059855001","250059855001",null,72,"DARTMOUTH","Dartmouth",null,5331,3945,25.9988745076,484,3.3057851239699998,102794,119.747,84220,98.109300000000005,null,null,"M","Yes","M",1,"Minority",17607.9152607,15125807.8923,null,null,null,null,null,null,null,null,null,null,null,null,null,null,null,null,null,null,null,null,null,null,null,null,null,null,null,null,null,null,null,null,null,null,null,null,null,null,null,null,null,null,null,null,null,null,null,null,null,130508,218,525,4.4187799999999999,41.593899999999998,-71.017300000000006,130508,218,525,18.558800000000002,41.593899999999998,-71.017300000000006,130508,218,525,41.593899999999998,-71.017300000000006,0,130508,218,525,41.593899999999998,-71.017300000000006,0,130508,218,525,14,41.593899999999998,-71.017300000000006,130508,218,525,302.74200000000002,41.593899999999998,-71.017300000000006,85.266486816400004,130508,218,525,304.94499999999999,41.593899999999998,-71.017300000000006,89.230628662100003,130508,218,525,308.09100000000001,41.593899999999998,-71.017300000000006,94.893696289100006,130508,218,525,41.593899999999998,-71.017300000000006,39.207000000000001,0,130508,218,525,41.593899999999998,-71.017300000000006,44.809199999999997,130508,218,525,48.0411,41.593899999999998,-71.017300000000006,130497,218,514,42.116599999999998,-72.507499999999993,40.773400000000002,130497,218,514,46.579799999999999,42.116599999999998,-72.507499999999993,"DARTMOUTH",72,"Eversource Energy (NSTAR Gas), Liberty Utilities","Eversource Energy, Liberty Utilities",77539.083419200004,164842941.829,"DARTMOUTH",72,"Eversource Energy (NSTAR Electric)","NSTAR Electric d/b/a Eversource Energy",77539.083419200004,164842941.829,"DARTMOUTH",72,"Comcast","Comcast",164843112.85600001,77531.294028999997]
["UMD00",null,"University Of Massachusetts Dartmouth Main Campus","Szala House","669UMD0739","750","square-feet","285","Old Westport Road","Dartmouth","Bristol",null,"Inactive","Authority Owned","UMBA","UMD","$0.00","US Dollars","2 - Minor Building",41.623176999999998,-71.014366999999993,1597,"005","985500","1","Block Group 1","Block Group 1, Census Tract 9855, Bristol County, Massachusetts","1500000US250059855001","250059855001",null,72,"DARTMOUTH","Dartmouth",null,5331,3945,25.9988745076,484,3.3057851239699998,102794,119.747,84220,98.109300000000005,null,null,"M","Yes","M",1,"Minority",17607.9152607,15125807.8923,null,null,null,null,null,null,null,null,null,null,null,null,null,null,null,null,null,null,null,null,null,null,null,null,null,null,null,null,null,null,null,null,null,null,null,null,null,null,null,null,null,null,null,null,null,null,null,null,null,130508,218,525,4.4187799999999999,41.593899999999998,-71.017300000000006,130508,218,525,18.558800000000002,41.593899999999998,-71.017300000000006,130508,218,525,41.593899999999998,-71.017300000000006,0,130508,218,525,41.593899999999998,-71.017300000000006,0,130508,218,525,14,41.593899999999998,-71.017300000000006,130508,218,525,302.74200000000002,41.593899999999998,-71.017300000000006,85.266486816400004,130508,218,525,304.94499999999999,41.593899999999998,-71.017300000000006,89.230628662100003,130508,218,525,308.09100000000001,41.593899999999998,-71.017300000000006,94.893696289100006,130508,218,525,41.593899999999998,-71.017300000000006,39.207000000000001,0,130508,218,525,41.593899999999998,-71.017300000000006,44.809199999999997,130508,218,525,48.0411,41.593899999999998,-71.017300000000006,131707,220,526,41.746000000000002,-70.752799999999993,42.869199999999999,131707,220,526,44.792200000000001,41.746000000000002,-70.752799999999993,"DARTMOUTH",72,"Eversource Energy (NSTAR Gas), Liberty Utilities","Eversource Energy, Liberty Utilities",77539.083419200004,164842941.829,"DARTMOUTH",72,"Eversource Energy (NSTAR Electric)","NSTAR Electric d/b/a Eversource Energy",77539.083419200004,164842941.829,"DARTMOUTH",72,"Comcast","Comcast",164843112.85600001,77531.294028999997]
["UMD00",null,"University Of Massachusetts Dartmouth Main Campus","Modular No. 3","669UMDPB10","1,440","square-feet","285","Old Westport Road","Dartmouth","Bristol",null,"In Use","State Owned","UMD","UMD","$936,000.00","US Dollars","1 - Major Building",41.63059998,-71.008300779999999,1597,"005","985500","1","Block Group 1","Block Group 1, Census Tract 9855, Bristol County, Massachusetts","1500000US250059855001","250059855001",null,72,"DARTMOUTH","Dartmouth",null,5331,3945,25.9988745076,484,3.3057851239699998,102794,119.747,84220,98.109300000000005,null,null,"M","Yes","M",1,"Minority",17607.9152607,15125807.8923,null,null,null,null,null,null,null,null,null,null,null,null,null,null,null,null,null,null,null,null,null,null,null,null,null,null,null,null,null,null,null,null,null,null,null,null,null,null,null,null,null,null,null,null,null,null,null,null,null,130508,218,525,4.4187799999999999,41.593899999999998,-71.017300000000006,130508,218,525,18.558800000000002,41.593899999999998,-71.017300000000006,130508,218,525,41.593899999999998,-71.017300000000006,0,130508,218,525,41.593899999999998,-71.017300000000006,0,130508,218,525,14,41.593899999999998,-71.017300000000006,130508,218,525,302.74200000000002,41.593899999999998,-71.017300000000006,85.266486816400004,130508,218,525,304.94499999999999,41.593899999999998,-71.017300000000006,89.230628662100003,130508,218,525,308.09100000000001,41.593899999999998,-71.017300000000006,94.893696289100006,130508,218,525,41.593899999999998,-71.017300000000006,39.207000000000001,0,130508,218,525,41.593899999999998,-71.017300000000006,44.809199999999997,130508,218,525,48.0411,41.593899999999998,-71.017300000000006,131707,220,526,41.746000000000002,-70.752799999999993,42.869199999999999,131707,220,526,44.792200000000001,41.746000000000002,-70.752799999999993,"DARTMOUTH",72,"Eversource Energy (NSTAR Gas), Liberty Utilities","Eversource Energy, Liberty Utilities",77539.083419200004,164842941.829,"DARTMOUTH",72,"Eversource Energy (NSTAR Electric)","NSTAR Electric d/b/a Eversource Energy",77539.083419200004,164842941.829,"DARTMOUTH",72,"Comcast","Comcast",164843112.85600001,77531.294028999997]
["UMD00",null,"University Of Massachusetts Dartmouth Main Campus","Main Auditorium","669UMD0170","46,500","square-feet","285","Old Westport Road","Dartmouth","Bristol",null,"In Use","State Owned","UMD","UMD","$34,875,000.00","US Dollars","1 - Major Building",41.628898620000001,-71.00559998,1597,"005","985500","1","Block Group 1","Block Group 1, Census Tract 9855, Bristol County, Massachusetts","1500000US250059855001","250059855001",null,72,"DARTMOUTH","Dartmouth",null,5331,3945,25.9988745076,484,3.3057851239699998,102794,119.747,84220,98.109300000000005,null,null,"M","Yes","M",1,"Minority",17607.9152607,15125807.8923,null,null,null,null,null,null,null,null,null,null,null,null,null,null,null,null,null,null,null,null,null,null,null,null,null,null,null,null,null,null,null,null,null,null,null,null,null,null,null,null,null,null,null,null,null,null,null,null,null,130508,218,525,4.4187799999999999,41.593899999999998,-71.017300000000006,130508,218,525,18.558800000000002,41.593899999999998,-71.017300000000006,130508,218,525,41.593899999999998,-71.017300000000006,0,130508,218,525,41.593899999999998,-71.017300000000006,0,130508,218,525,14,41.593899999999998,-71.017300000000006,130508,218,525,302.74200000000002,41.593899999999998,-71.017300000000006,85.266486816400004,130508,218,525,304.94499999999999,41.593899999999998,-71.017300000000006,89.230628662100003,130508,218,525,308.09100000000001,41.593899999999998,-71.017300000000006,94.893696289100006,130508,218,525,41.593899999999998,-71.017300000000006,39.207000000000001,0,130508,218,525,41.593899999999998,-71.017300000000006,44.809199999999997,130508,218,525,48.0411,41.593899999999998,-71.017300000000006,131707,220,526,41.746000000000002,-70.752799999999993,42.869199999999999,131707,220,526,44.792200000000001,41.746000000000002,-70.752799999999993,"DARTMOUTH",72,"Eversource Energy (NSTAR Gas), Liberty Utilities","Eversource Energy, Liberty Utilities",77539.083419200004,164842941.829,"DARTMOUTH",72,"Eversource Energy (NSTAR Electric)","NSTAR Electric d/b/a Eversource Energy",77539.083419200004,164842941.829,"DARTMOUTH",72,"Comcast","Comcast",164843112.85600001,77531.294028999997]
["UMD00",null,"University Of Massachusetts Dartmouth Main Campus","Spruce Hall","669UMD1903","133,750","square-feet","285","Old Westport Road","Dartmouth","Bristol",null,"In Use","Authority Owned","UMBA","PRIV","$53,500,000.00","US Dollars","1 - Major Building",41.626382999999997,-71.003849000000002,1597,"005","985500","1","Block Group 1","Block Group 1, Census Tract 9855, Bristol County, Massachusetts","1500000US250059855001","250059855001",null,72,"DARTMOUTH","Dartmouth",null,5331,3945,25.9988745076,484,3.3057851239699998,102794,119.747,84220,98.109300000000005,null,null,"M","Yes","M",1,"Minority",17607.9152607,15125807.8923,null,null,null,null,null,null,null,null,null,null,null,null,null,null,null,null,null,null,null,null,null,null,null,null,null,null,null,null,null,null,null,null,null,null,null,null,null,null,null,null,null,null,null,null,null,null,null,null,null,130508,218,525,4.4187799999999999,41.593899999999998,-71.017300000000006,130508,218,525,18.558800000000002,41.593899999999998,-71.017300000000006,130508,218,525,41.593899999999998,-71.017300000000006,0,130508,218,525,41.593899999999998,-71.017300000000006,0,130508,218,525,14,41.593899999999998,-71.017300000000006,130508,218,525,302.74200000000002,41.593899999999998,-71.017300000000006,85.266486816400004,130508,218,525,304.94499999999999,41.593899999999998,-71.017300000000006,89.230628662100003,130508,218,525,308.09100000000001,41.593899999999998,-71.017300000000006,94.893696289100006,130508,218,525,41.593899999999998,-71.017300000000006,39.207000000000001,0,130508,218,525,41.593899999999998,-71.017300000000006,44.809199999999997,130508,218,525,48.0411,41.593899999999998,-71.017300000000006,131707,220,526,41.746000000000002,-70.752799999999993,42.869199999999999,131707,220,526,44.792200000000001,41.746000000000002,-70.752799999999993,"DARTMOUTH",72,"Eversource Energy (NSTAR Gas), Liberty Utilities","Eversource Energy, Liberty Utilities",77539.083419200004,164842941.829,"DARTMOUTH",72,"Eversource Energy (NSTAR Electric)","NSTAR Electric d/b/a Eversource Energy",77539.083419200004,164842941.829,"DARTMOUTH",72,"Comcast","Comcast",164843112.85600001,77531.294028999997]
["UMD00",null,"University Of Massachusetts Dartmouth Main Campus","Modular No. 2","669UMDPB09","1,440","square-feet","285","Old Westport Road","Dartmouth","Bristol",null,"In Use","State Owned","UMD","UMD","$936,000.00","US Dollars","1 - Major Building",41.63059998,-71.008300779999999,1597,"005","985500","1","Block Group 1","Block Group 1, Census Tract 9855, Bristol County, Massachusetts","1500000US250059855001","250059855001",null,72,"DARTMOUTH","Dartmouth",null,5331,3945,25.9988745076,484,3.3057851239699998,102794,119.747,84220,98.109300000000005,null,null,"M","Yes","M",1,"Minority",17607.9152607,15125807.8923,null,null,null,null,null,null,null,null,null,null,null,null,null,null,null,null,null,null,null,null,null,null,null,null,null,null,null,null,null,null,null,null,null,null,null,null,null,null,null,null,null,null,null,null,null,null,null,null,null,130508,218,525,4.4187799999999999,41.593899999999998,-71.017300000000006,130508,218,525,18.558800000000002,41.593899999999998,-71.017300000000006,130508,218,525,41.593899999999998,-71.017300000000006,0,130508,218,525,41.593899999999998,-71.017300000000006,0,130508,218,525,14,41.593899999999998,-71.017300000000006,130508,218,525,302.74200000000002,41.593899999999998,-71.017300000000006,85.266486816400004,130508,218,525,304.94499999999999,41.593899999999998,-71.017300000000006,89.230628662100003,130508,218,525,308.09100000000001,41.593899999999998,-71.017300000000006,94.893696289100006,130508,218,525,41.593899999999998,-71.017300000000006,39.207000000000001,0,130508,218,525,41.593899999999998,-71.017300000000006,44.809199999999997,130508,218,525,48.0411,41.593899999999998,-71.017300000000006,131707,220,526,41.746000000000002,-70.752799999999993,42.869199999999999,131707,220,526,44.792200000000001,41.746000000000002,-70.752799999999993,"DARTMOUTH",72,"Eversource Energy (NSTAR Gas), Liberty Utilities","Eversource Energy, Liberty Utilities",77539.083419200004,164842941.829,"DARTMOUTH",72,"Eversource Energy (NSTAR Electric)","NSTAR Electric d/b/a Eversource Energy",77539.083419200004,164842941.829,"DARTMOUTH",72,"Comcast","Comcast",164843112.85600001,77531.294028999997]
["UMD00",null,"University Of Massachusetts Dartmouth Main Campus","Science And Engineering","669UMD0110","185,000","square-feet","285","Old Westport Road","Dartmouth","Bristol",null,"In Use","State Owned","UMD","UMD","$120,250,000.00","US Dollars","1 - Major Building",41.63059998,-71.00689697,1597,"005","985500","1","Block Group 1","Block Group 1, Census Tract 9855, Bristol County, Massachusetts","1500000US250059855001","250059855001",null,72,"DARTMOUTH","Dartmouth",null,5331,3945,25.9988745076,484,3.3057851239699998,102794,119.747,84220,98.109300000000005,null,null,"M","Yes","M",1,"Minority",17607.9152607,15125807.8923,null,null,null,null,null,null,null,null,null,null,null,null,null,null,null,null,null,null,null,null,null,null,null,null,null,null,null,null,null,null,null,null,null,null,null,null,null,null,null,null,null,null,null,null,null,null,null,null,null,130508,218,525,4.4187799999999999,41.593899999999998,-71.017300000000006,130508,218,525,18.558800000000002,41.593899999999998,-71.017300000000006,130508,218,525,41.593899999999998,-71.017300000000006,0,130508,218,525,41.593899999999998,-71.017300000000006,0,130508,218,525,14,41.593899999999998,-71.017300000000006,130508,218,525,302.74200000000002,41.593899999999998,-71.017300000000006,85.266486816400004,130508,218,525,304.94499999999999,41.593899999999998,-71.017300000000006,89.230628662100003,130508,218,525,308.09100000000001,41.593899999999998,-71.017300000000006,94.893696289100006,130508,218,525,41.593899999999998,-71.017300000000006,39.207000000000001,0,130508,218,525,41.593899999999998,-71.017300000000006,44.809199999999997,130508,218,525,48.0411,41.593899999999998,-71.017300000000006,131707,220,526,41.746000000000002,-70.752799999999993,42.869199999999999,131707,220,526,44.792200000000001,41.746000000000002,-70.752799999999993,"DARTMOUTH",72,"Eversource Energy (NSTAR Gas), Liberty Utilities","Eversource Energy, Liberty Utilities",77539.083419200004,164842941.829,"DARTMOUTH",72,"Eversource Energy (NSTAR Electric)","NSTAR Electric d/b/a Eversource Energy",77539.083419200004,164842941.829,"DARTMOUTH",72,"Comcast","Comcast",164843112.85600001,77531.294028999997]
["UMD00",null,"University Of Massachusetts Dartmouth Main Campus","Public Safety Steam Plant","669UMD0013","12,500","square-feet","285","Old Westport Road","Dartmouth","Bristol",null,"In Use","State Owned","UMD","UMD","$10,625,000.00","US Dollars","1 - Major Building",41.627201079999999,-71.002197269999996,1597,"005","985500","1","Block Group 1","Block Group 1, Census Tract 9855, Bristol County, Massachusetts","1500000US250059855001","250059855001",null,72,"DARTMOUTH","Dartmouth",null,5331,3945,25.9988745076,484,3.3057851239699998,102794,119.747,84220,98.109300000000005,null,null,"M","Yes","M",1,"Minority",17607.9152607,15125807.8923,null,null,null,null,null,null,null,null,null,null,null,null,null,null,null,null,null,null,null,null,null,null,null,null,null,null,null,null,null,null,null,null,null,null,null,null,null,null,null,null,null,null,null,null,null,null,null,null,null,130508,218,525,4.4187799999999999,41.593899999999998,-71.017300000000006,130508,218,525,18.558800000000002,41.593899999999998,-71.017300000000006,130508,218,525,41.593899999999998,-71.017300000000006,0,130508,218,525,41.593899999999998,-71.017300000000006,0,130508,218,525,14,41.593899999999998,-71.017300000000006,130508,218,525,302.74200000000002,41.593899999999998,-71.017300000000006,85.266486816400004,130508,218,525,304.94499999999999,41.593899999999998,-71.017300000000006,89.230628662100003,130508,218,525,308.09100000000001,41.593899999999998,-71.017300000000006,94.893696289100006,130508,218,525,41.593899999999998,-71.017300000000006,39.207000000000001,0,130508,218,525,41.593899999999998,-71.017300000000006,44.809199999999997,130508,218,525,48.0411,41.593899999999998,-71.017300000000006,131707,220,526,41.746000000000002,-70.752799999999993,42.869199999999999,131707,220,526,44.792200000000001,41.746000000000002,-70.752799999999993,"DARTMOUTH",72,"Eversource Energy (NSTAR Gas), Liberty Utilities","Eversource Energy, Liberty Utilities",77539.083419200004,164842941.829,"DARTMOUTH",72,"Eversource Energy (NSTAR Electric)","NSTAR Electric d/b/a Eversource Energy",77539.083419200004,164842941.829,"DARTMOUTH",72,"Comcast","Comcast",164843112.85600001,77531.294028999997]
["UMD00",null,"University Of Massachusetts Dartmouth Main Campus","Roberts Hall","669UMD0721","85,138","square-feet","285","Old Westport Road","Dartmouth","Bristol",null,"In Use","Authority Owned","UMBA","UMD","$34,055,200.00","US Dollars","1 - Major Building",41.628694000000003,-70.999685999999997,1597,"005","985500","1","Block Group 1","Block Group 1, Census Tract 9855, Bristol County, Massachusetts","1500000US250059855001","250059855001",null,72,"DARTMOUTH","Dartmouth",null,5331,3945,25.9988745076,484,3.3057851239699998,102794,119.747,84220,98.109300000000005,null,null,"M","Yes","M",1,"Minority",17607.9152607,15125807.8923,null,null,null,null,null,null,null,null,null,null,null,null,null,null,null,null,null,null,null,null,null,null,null,null,null,null,null,null,null,null,null,null,null,null,null,null,null,null,null,null,null,null,null,null,null,null,null,null,null,130508,218,525,4.4187799999999999,41.593899999999998,-71.017300000000006,130508,218,525,18.558800000000002,41.593899999999998,-71.017300000000006,130508,218,525,41.593899999999998,-71.017300000000006,0,130508,218,525,41.593899999999998,-71.017300000000006,0,130508,218,525,14,41.593899999999998,-71.017300000000006,130508,218,525,302.74200000000002,41.593899999999998,-71.017300000000006,85.266486816400004,130508,218,525,304.94499999999999,41.593899999999998,-71.017300000000006,89.230628662100003,130508,218,525,308.09100000000001,41.593899999999998,-71.017300000000006,94.893696289100006,130508,218,525,41.593899999999998,-71.017300000000006,39.207000000000001,0,130508,218,525,41.593899999999998,-71.017300000000006,44.809199999999997,130508,218,525,48.0411,41.593899999999998,-71.017300000000006,131707,220,526,41.746000000000002,-70.752799999999993,42.869199999999999,131707,220,526,44.792200000000001,41.746000000000002,-70.752799999999993,"DARTMOUTH",72,"Eversource Energy (NSTAR Gas), Liberty Utilities","Eversource Energy, Liberty Utilities",77539.083419200004,164842941.829,"DARTMOUTH",72,"Eversource Energy (NSTAR Electric)","NSTAR Electric d/b/a Eversource Energy",77539.083419200004,164842941.829,"DARTMOUTH",72,"Comcast","Comcast",164843112.85600001,77531.294028999997]
["UMD00",null,"University Of Massachusetts Dartmouth Main Campus","Track Storage","669UMD0050","416","square-feet","285","Old Westport Road","Dartmouth","Bristol",null,"In Use","State Owned","UMD","UMD","$104,000.00","US Dollars","2 - Minor Building",41.624698639999998,-71.001701350000005,1597,"005","985500","1","Block Group 1","Block Group 1, Census Tract 9855, Bristol County, Massachusetts","1500000US250059855001","250059855001",null,72,"DARTMOUTH","Dartmouth",null,5331,3945,25.9988745076,484,3.3057851239699998,102794,119.747,84220,98.109300000000005,null,null,"M","Yes","M",1,"Minority",17607.9152607,15125807.8923,null,null,null,null,null,null,null,null,null,null,null,null,null,null,null,null,null,null,null,null,null,null,null,null,null,null,null,null,null,null,null,null,null,null,null,null,null,null,null,null,null,null,null,null,null,null,null,null,null,130508,218,525,4.4187799999999999,41.593899999999998,-71.017300000000006,130508,218,525,18.558800000000002,41.593899999999998,-71.017300000000006,130508,218,525,41.593899999999998,-71.017300000000006,0,130508,218,525,41.593899999999998,-71.017300000000006,0,130508,218,525,14,41.593899999999998,-71.017300000000006,130508,218,525,302.74200000000002,41.593899999999998,-71.017300000000006,85.266486816400004,130508,218,525,304.94499999999999,41.593899999999998,-71.017300000000006,89.230628662100003,130508,218,525,308.09100000000001,41.593899999999998,-71.017300000000006,94.893696289100006,130508,218,525,41.593899999999998,-71.017300000000006,39.207000000000001,0,130508,218,525,41.593899999999998,-71.017300000000006,44.809199999999997,130508,218,525,48.0411,41.593899999999998,-71.017300000000006,131707,220,526,41.746000000000002,-70.752799999999993,42.869199999999999,131707,220,526,44.792200000000001,41.746000000000002,-70.752799999999993,"DARTMOUTH",72,"Eversource Energy (NSTAR Gas), Liberty Utilities","Eversource Energy, Liberty Utilities",77539.083419200004,164842941.829,"DARTMOUTH",72,"Eversource Energy (NSTAR Electric)","NSTAR Electric d/b/a Eversource Energy",77539.083419200004,164842941.829,"DARTMOUTH",72,"Comcast","Comcast",164843112.85600001,77531.294028999997]
["UMD00",null,"University Of Massachusetts Dartmouth Main Campus","The Grove - Dining Hall","669UMD1901","38,000","square-feet","285","Old Westport Road","Dartmouth","Bristol",null,"In Use","Authority Owned","UMBA","UMD","$26,600,000.00","US Dollars","1 - Major Building",41.627200999999999,-71.003870000000006,1597,"005","985500","1","Block Group 1","Block Group 1, Census Tract 9855, Bristol County, Massachusetts","1500000US250059855001","250059855001",null,72,"DARTMOUTH","Dartmouth",null,5331,3945,25.9988745076,484,3.3057851239699998,102794,119.747,84220,98.109300000000005,null,null,"M","Yes","M",1,"Minority",17607.9152607,15125807.8923,null,null,null,null,null,null,null,null,null,null,null,null,null,null,null,null,null,null,null,null,null,null,null,null,null,null,null,null,null,null,null,null,null,null,null,null,null,null,null,null,null,null,null,null,null,null,null,null,null,130508,218,525,4.4187799999999999,41.593899999999998,-71.017300000000006,130508,218,525,18.558800000000002,41.593899999999998,-71.017300000000006,130508,218,525,41.593899999999998,-71.017300000000006,0,130508,218,525,41.593899999999998,-71.017300000000006,0,130508,218,525,14,41.593899999999998,-71.017300000000006,130508,218,525,302.74200000000002,41.593899999999998,-71.017300000000006,85.266486816400004,130508,218,525,304.94499999999999,41.593899999999998,-71.017300000000006,89.230628662100003,130508,218,525,308.09100000000001,41.593899999999998,-71.017300000000006,94.893696289100006,130508,218,525,41.593899999999998,-71.017300000000006,39.207000000000001,0,130508,218,525,41.593899999999998,-71.017300000000006,44.809199999999997,130508,218,525,48.0411,41.593899999999998,-71.017300000000006,131707,220,526,41.746000000000002,-70.752799999999993,42.869199999999999,131707,220,526,44.792200000000001,41.746000000000002,-70.752799999999993,"DARTMOUTH",72,"Eversource Energy (NSTAR Gas), Liberty Utilities","Eversource Energy, Liberty Utilities",77539.083419200004,164842941.829,"DARTMOUTH",72,"Eversource Energy (NSTAR Electric)","NSTAR Electric d/b/a Eversource Energy",77539.083419200004,164842941.829,"DARTMOUTH",72,"Comcast","Comcast",164843112.85600001,77531.294028999997]
["UMD00",null,"University Of Massachusetts Dartmouth Main Campus","Tripp Athletic Center","669UMD0160","108,346","square-feet","285","Old Westport Road","Dartmouth","Bristol",null,"In Use","State Owned","UMD","UMD","$70,424,900.00","US Dollars","1 - Major Building",41.624401089999999,-71.007499690000003,1597,"005","985500","1","Block Group 1","Block Group 1, Census Tract 9855, Bristol County, Massachusetts","1500000US250059855001","250059855001",null,72,"DARTMOUTH","Dartmouth",null,5331,3945,25.9988745076,484,3.3057851239699998,102794,119.747,84220,98.109300000000005,null,null,"M","Yes","M",1,"Minority",17607.9152607,15125807.8923,null,null,null,null,null,null,null,null,null,null,null,null,null,null,null,null,null,null,null,null,null,null,null,null,null,null,null,null,null,null,null,null,null,null,null,null,null,null,null,null,null,null,null,null,null,null,null,null,null,130508,218,525,4.4187799999999999,41.593899999999998,-71.017300000000006,130508,218,525,18.558800000000002,41.593899999999998,-71.017300000000006,130508,218,525,41.593899999999998,-71.017300000000006,0,130508,218,525,41.593899999999998,-71.017300000000006,0,130508,218,525,14,41.593899999999998,-71.017300000000006,130508,218,525,302.74200000000002,41.593899999999998,-71.017300000000006,85.266486816400004,130508,218,525,304.94499999999999,41.593899999999998,-71.017300000000006,89.230628662100003,130508,218,525,308.09100000000001,41.593899999999998,-71.017300000000006,94.893696289100006,130508,218,525,41.593899999999998,-71.017300000000006,39.207000000000001,0,130508,218,525,41.593899999999998,-71.017300000000006,44.809199999999997,130508,218,525,48.0411,41.593899999999998,-71.017300000000006,131707,220,526,41.746000000000002,-70.752799999999993,42.869199999999999,131707,220,526,44.792200000000001,41.746000000000002,-70.752799999999993,"DARTMOUTH",72,"Eversource Energy (NSTAR Gas), Liberty Utilities","Eversource Energy, Liberty Utilities",77539.083419200004,164842941.829,"DARTMOUTH",72,"Eversource Energy (NSTAR Electric)","NSTAR Electric d/b/a Eversource Energy",77539.083419200004,164842941.829,"DARTMOUTH",72,"Comcast","Comcast",164843112.85600001,77531.294028999997]
["UMD00",null,"University Of Massachusetts Dartmouth Main Campus","Violette Research Addition","669UMD0707","22,000","square-feet","285","Old Westport Road","Dartmouth","Bristol",null,"In Use","State Owned","UMD","UMD","$14,300,000.00","US Dollars","1 - Major Building",41.630056000000003,-71.008298999999994,1597,"005","985500","1","Block Group 1","Block Group 1, Census Tract 9855, Bristol County, Massachusetts","1500000US250059855001","250059855001",null,72,"DARTMOUTH","Dartmouth",null,5331,3945,25.9988745076,484,3.3057851239699998,102794,119.747,84220,98.109300000000005,null,null,"M","Yes","M",1,"Minority",17607.9152607,15125807.8923,null,null,null,null,null,null,null,null,null,null,null,null,null,null,null,null,null,null,null,null,null,null,null,null,null,null,null,null,null,null,null,null,null,null,null,null,null,null,null,null,null,null,null,null,null,null,null,null,null,130508,218,525,4.4187799999999999,41.593899999999998,-71.017300000000006,130508,218,525,18.558800000000002,41.593899999999998,-71.017300000000006,130508,218,525,41.593899999999998,-71.017300000000006,0,130508,218,525,41.593899999999998,-71.017300000000006,0,130508,218,525,14,41.593899999999998,-71.017300000000006,130508,218,525,302.74200000000002,41.593899999999998,-71.017300000000006,85.266486816400004,130508,218,525,304.94499999999999,41.593899999999998,-71.017300000000006,89.230628662100003,130508,218,525,308.09100000000001,41.593899999999998,-71.017300000000006,94.893696289100006,130508,218,525,41.593899999999998,-71.017300000000006,39.207000000000001,0,130508,218,525,41.593899999999998,-71.017300000000006,44.809199999999997,130508,218,525,48.0411,41.593899999999998,-71.017300000000006,131707,220,526,41.746000000000002,-70.752799999999993,42.869199999999999,131707,220,526,44.792200000000001,41.746000000000002,-70.752799999999993,"DARTMOUTH",72,"Eversource Energy (NSTAR Gas), Liberty Utilities","Eversource Energy, Liberty Utilities",77539.083419200004,164842941.829,"DARTMOUTH",72,"Eversource Energy (NSTAR Electric)","NSTAR Electric d/b/a Eversource Energy",77539.083419200004,164842941.829,"DARTMOUTH",72,"Comcast","Comcast",164843112.85600001,77531.294028999997]
["UMD00",null,"University Of Massachusetts Dartmouth Main Campus","Ground Crew Mobile Trailer","669UMDPB03","400","square-feet","285","Old Westport Road","Dartmouth","Bristol",null,"In Use","State Owned","UMD","UMD","$100,000.00","US Dollars","2 - Minor Building",41.626899719999997,-71.001403809999999,1597,"005","985500","1","Block Group 1","Block Group 1, Census Tract 9855, Bristol County, Massachusetts","1500000US250059855001","250059855001",null,72,"DARTMOUTH","Dartmouth",null,5331,3945,25.9988745076,484,3.3057851239699998,102794,119.747,84220,98.109300000000005,null,null,"M","Yes","M",1,"Minority",17607.9152607,15125807.8923,null,null,null,null,null,null,null,null,null,null,null,null,null,null,null,null,null,null,null,null,null,null,null,null,null,null,null,null,null,null,null,null,null,null,null,null,null,null,null,null,null,null,null,null,null,null,null,null,null,130508,218,525,4.4187799999999999,41.593899999999998,-71.017300000000006,130508,218,525,18.558800000000002,41.593899999999998,-71.017300000000006,130508,218,525,41.593899999999998,-71.017300000000006,0,130508,218,525,41.593899999999998,-71.017300000000006,0,130508,218,525,14,41.593899999999998,-71.017300000000006,130508,218,525,302.74200000000002,41.593899999999998,-71.017300000000006,85.266486816400004,130508,218,525,304.94499999999999,41.593899999999998,-71.017300000000006,89.230628662100003,130508,218,525,308.09100000000001,41.593899999999998,-71.017300000000006,94.893696289100006,130508,218,525,41.593899999999998,-71.017300000000006,39.207000000000001,0,130508,218,525,41.593899999999998,-71.017300000000006,44.809199999999997,130508,218,525,48.0411,41.593899999999998,-71.017300000000006,131707,220,526,41.746000000000002,-70.752799999999993,42.869199999999999,131707,220,526,44.792200000000001,41.746000000000002,-70.752799999999993,"DARTMOUTH",72,"Eversource Energy (NSTAR Gas), Liberty Utilities","Eversource Energy, Liberty Utilities",77539.083419200004,164842941.829,"DARTMOUTH",72,"Eversource Energy (NSTAR Electric)","NSTAR Electric d/b/a Eversource Energy",77539.083419200004,164842941.829,"DARTMOUTH",72,"Comcast","Comcast",164843112.85600001,77531.294028999997]
["UMD00",null,"University Of Massachusetts Dartmouth Main Campus","Liberal Arts","669UMD0022","120,000","square-feet","285","Old Westport Road","Dartmouth","Bristol",null,"In Use","State Owned","UMD","UMD","$78,000,000.00","US Dollars","1 - Major Building",41.629398350000002,-71.005798339999998,1597,"005","985500","1","Block Group 1","Block Group 1, Census Tract 9855, Bristol County, Massachusetts","1500000US250059855001","250059855001",null,72,"DARTMOUTH","Dartmouth",null,5331,3945,25.9988745076,484,3.3057851239699998,102794,119.747,84220,98.109300000000005,null,null,"M","Yes","M",1,"Minority",17607.9152607,15125807.8923,null,null,null,null,null,null,null,null,null,null,null,null,null,null,null,null,null,null,null,null,null,null,null,null,null,null,null,null,null,null,null,null,null,null,null,null,null,null,null,null,null,null,null,null,null,null,null,null,null,130508,218,525,4.4187799999999999,41.593899999999998,-71.017300000000006,130508,218,525,18.558800000000002,41.593899999999998,-71.017300000000006,130508,218,525,41.593899999999998,-71.017300000000006,0,130508,218,525,41.593899999999998,-71.017300000000006,0,130508,218,525,14,41.593899999999998,-71.017300000000006,130508,218,525,302.74200000000002,41.593899999999998,-71.017300000000006,85.266486816400004,130508,218,525,304.94499999999999,41.593899999999998,-71.017300000000006,89.230628662100003,130508,218,525,308.09100000000001,41.593899999999998,-71.017300000000006,94.893696289100006,130508,218,525,41.593899999999998,-71.017300000000006,39.207000000000001,0,130508,218,525,41.593899999999998,-71.017300000000006,44.809199999999997,130508,218,525,48.0411,41.593899999999998,-71.017300000000006,131707,220,526,41.746000000000002,-70.752799999999993,42.869199999999999,131707,220,526,44.792200000000001,41.746000000000002,-70.752799999999993,"DARTMOUTH",72,"Eversource Energy (NSTAR Gas), Liberty Utilities","Eversource Energy, Liberty Utilities",77539.083419200004,164842941.829,"DARTMOUTH",72,"Eversource Energy (NSTAR Electric)","NSTAR Electric d/b/a Eversource Energy",77539.083419200004,164842941.829,"DARTMOUTH",72,"Comcast","Comcast",164843112.85600001,77531.294028999997]
["UMD00",null,"University Of Massachusetts Dartmouth Main Campus","Auditorium Annex","669UMD9002","6,800","square-feet","285","Old Westport Road","Dartmouth","Bristol",null,"In Use","State Owned","UMD","UMD","$5,100,000.00","US Dollars","1 - Major Building",41.629199980000003,-71.00559998,1597,"005","985500","1","Block Group 1","Block Group 1, Census Tract 9855, Bristol County, Massachusetts","1500000US250059855001","250059855001",null,72,"DARTMOUTH","Dartmouth",null,5331,3945,25.9988745076,484,3.3057851239699998,102794,119.747,84220,98.109300000000005,null,null,"M","Yes","M",1,"Minority",17607.9152607,15125807.8923,null,null,null,null,null,null,null,null,null,null,null,null,null,null,null,null,null,null,null,null,null,null,null,null,null,null,null,null,null,null,null,null,null,null,null,null,null,null,null,null,null,null,null,null,null,null,null,null,null,130508,218,525,4.4187799999999999,41.593899999999998,-71.017300000000006,130508,218,525,18.558800000000002,41.593899999999998,-71.017300000000006,130508,218,525,41.593899999999998,-71.017300000000006,0,130508,218,525,41.593899999999998,-71.017300000000006,0,130508,218,525,14,41.593899999999998,-71.017300000000006,130508,218,525,302.74200000000002,41.593899999999998,-71.017300000000006,85.266486816400004,130508,218,525,304.94499999999999,41.593899999999998,-71.017300000000006,89.230628662100003,130508,218,525,308.09100000000001,41.593899999999998,-71.017300000000006,94.893696289100006,130508,218,525,41.593899999999998,-71.017300000000006,39.207000000000001,0,130508,218,525,41.593899999999998,-71.017300000000006,44.809199999999997,130508,218,525,48.0411,41.593899999999998,-71.017300000000006,130496,218,513,42.1631,-72.644300000000001,44.632100000000001,130496,218,513,46.860300000000002,42.1631,-72.644300000000001,"DARTMOUTH",72,"Eversource Energy (NSTAR Gas), Liberty Utilities","Eversource Energy, Liberty Utilities",77539.083419200004,164842941.829,"DARTMOUTH",72,"Eversource Energy (NSTAR Electric)","NSTAR Electric d/b/a Eversource Energy",77539.083419200004,164842941.829,"DARTMOUTH",72,"Comcast","Comcast",164843112.85600001,77531.294028999997]
["UMD00",null,"University Of Massachusetts Dartmouth Main Campus","Athletic Center Heating Plant","669UMDPB14","1,600","square-feet","285","Old Westport Road","Dartmouth","Bristol",null,"In Use","State Owned","UMD","UMD","$1,360,000.00","US Dollars","1 - Major Building",41.624401089999999,-71.007202149999998,1597,"005","985500","1","Block Group 1","Block Group 1, Census Tract 9855, Bristol County, Massachusetts","1500000US250059855001","250059855001",null,72,"DARTMOUTH","Dartmouth",null,5331,3945,25.9988745076,484,3.3057851239699998,102794,119.747,84220,98.109300000000005,null,null,"M","Yes","M",1,"Minority",17607.9152607,15125807.8923,null,null,null,null,null,null,null,null,null,null,null,null,null,null,null,null,null,null,null,null,null,null,null,null,null,null,null,null,null,null,null,null,null,null,null,null,null,null,null,null,null,null,null,null,null,null,null,null,null,130508,218,525,4.4187799999999999,41.593899999999998,-71.017300000000006,130508,218,525,18.558800000000002,41.593899999999998,-71.017300000000006,130508,218,525,41.593899999999998,-71.017300000000006,0,130508,218,525,41.593899999999998,-71.017300000000006,0,130508,218,525,14,41.593899999999998,-71.017300000000006,130508,218,525,302.74200000000002,41.593899999999998,-71.017300000000006,85.266486816400004,130508,218,525,304.94499999999999,41.593899999999998,-71.017300000000006,89.230628662100003,130508,218,525,308.09100000000001,41.593899999999998,-71.017300000000006,94.893696289100006,130508,218,525,41.593899999999998,-71.017300000000006,39.207000000000001,0,130508,218,525,41.593899999999998,-71.017300000000006,44.809199999999997,130508,218,525,48.0411,41.593899999999998,-71.017300000000006,130496,218,513,42.1631,-72.644300000000001,44.632100000000001,130496,218,513,46.860300000000002,42.1631,-72.644300000000001,"DARTMOUTH",72,"Eversource Energy (NSTAR Gas), Liberty Utilities","Eversource Energy, Liberty Utilities",77539.083419200004,164842941.829,"DARTMOUTH",72,"Eversource Energy (NSTAR Electric)","NSTAR Electric d/b/a Eversource Energy",77539.083419200004,164842941.829,"DARTMOUTH",72,"Comcast","Comcast",164843112.85600001,77531.294028999997]
["UMD00",null,"University Of Massachusetts Dartmouth Main Campus","Willow Hall","669UMD0711","76,240","square-feet","285","Old Westport Road","Dartmouth","Bristol",null,"In Use","Authority Owned","UMBA","UMD","$30,496,000.00","US Dollars","1 - Major Building",41.625480000000003,-71.007099999999994,1597,"005","985500","1","Block Group 1","Block Group 1, Census Tract 9855, Bristol County, Massachusetts","1500000US250059855001","250059855001",null,72,"DARTMOUTH","Dartmouth",null,5331,3945,25.9988745076,484,3.3057851239699998,102794,119.747,84220,98.109300000000005,null,null,"M","Yes","M",1,"Minority",17607.9152607,15125807.8923,null,null,null,null,null,null,null,null,null,null,null,null,null,null,null,null,null,null,null,null,null,null,null,null,null,null,null,null,null,null,null,null,null,null,null,null,null,null,null,null,null,null,null,null,null,null,null,null,null,130508,218,525,4.4187799999999999,41.593899999999998,-71.017300000000006,130508,218,525,18.558800000000002,41.593899999999998,-71.017300000000006,130508,218,525,41.593899999999998,-71.017300000000006,0,130508,218,525,41.593899999999998,-71.017300000000006,0,130508,218,525,14,41.593899999999998,-71.017300000000006,130508,218,525,302.74200000000002,41.593899999999998,-71.017300000000006,85.266486816400004,130508,218,525,304.94499999999999,41.593899999999998,-71.017300000000006,89.230628662100003,130508,218,525,308.09100000000001,41.593899999999998,-71.017300000000006,94.893696289100006,130508,218,525,41.593899999999998,-71.017300000000006,39.207000000000001,0,130508,218,525,41.593899999999998,-71.017300000000006,44.809199999999997,130508,218,525,48.0411,41.593899999999998,-71.017300000000006,130496,218,513,42.1631,-72.644300000000001,44.632100000000001,130496,218,513,46.860300000000002,42.1631,-72.644300000000001,"DARTMOUTH",72,"Eversource Energy (NSTAR Gas), Liberty Utilities","Eversource Energy, Liberty Utilities",77539.083419200004,164842941.829,"DARTMOUTH",72,"Eversource Energy (NSTAR Electric)","NSTAR Electric d/b/a Eversource Energy",77539.083419200004,164842941.829,"DARTMOUTH",72,"Comcast","Comcast",164843112.85600001,77531.294028999997]
["UMD00",null,"University Of Massachusetts Dartmouth Main Campus","Aspen Hall","669UMD0715","61,940","square-feet","285","Old Westport Road","Dartmouth","Bristol",null,"In Use","Authority Owned","UMBA","UMD","$24,776,000.00","US Dollars","1 - Major Building",41.624445000000001,-71.008348999999995,1597,"005","985500","1","Block Group 1","Block Group 1, Census Tract 9855, Bristol County, Massachusetts","1500000US250059855001","250059855001",null,72,"DARTMOUTH","Dartmouth",null,5331,3945,25.9988745076,484,3.3057851239699998,102794,119.747,84220,98.109300000000005,null,null,"M","Yes","M",1,"Minority",17607.9152607,15125807.8923,null,null,null,null,null,null,null,null,null,null,null,null,null,null,null,null,null,null,null,null,null,null,null,null,null,null,null,null,null,null,null,null,null,null,null,null,null,null,null,null,null,null,null,null,null,null,null,null,null,130508,218,525,4.4187799999999999,41.593899999999998,-71.017300000000006,130508,218,525,18.558800000000002,41.593899999999998,-71.017300000000006,130508,218,525,41.593899999999998,-71.017300000000006,0,130508,218,525,41.593899999999998,-71.017300000000006,0,130508,218,525,14,41.593899999999998,-71.017300000000006,130508,218,525,302.74200000000002,41.593899999999998,-71.017300000000006,85.266486816400004,130508,218,525,304.94499999999999,41.593899999999998,-71.017300000000006,89.230628662100003,130508,218,525,308.09100000000001,41.593899999999998,-71.017300000000006,94.893696289100006,130508,218,525,41.593899999999998,-71.017300000000006,39.207000000000001,0,130508,218,525,41.593899999999998,-71.017300000000006,44.809199999999997,130508,218,525,48.0411,41.593899999999998,-71.017300000000006,130496,218,513,42.1631,-72.644300000000001,44.632100000000001,130496,218,513,46.860300000000002,42.1631,-72.644300000000001,"DARTMOUTH",72,"Eversource Energy (NSTAR Gas), Liberty Utilities","Eversource Energy, Liberty Utilities",77539.083419200004,164842941.829,"DARTMOUTH",72,"Eversource Energy (NSTAR Electric)","NSTAR Electric d/b/a Eversource Energy",77539.083419200004,164842941.829,"DARTMOUTH",72,"Comcast","Comcast",164843112.85600001,77531.294028999997]
["UMD00",null,"University Of Massachusetts Dartmouth Main Campus","Charlton College Of Business","669UMD0706","19,883","square-feet","285","Old Westport Road","Dartmouth","Bristol",null,"In Use","State Owned","UMD","UMD","$12,923,950.00","US Dollars","1 - Major Building",41.629294999999999,-71.007948999999996,1597,"005","985500","1","Block Group 1","Block Group 1, Census Tract 9855, Bristol County, Massachusetts","1500000US250059855001","250059855001",null,72,"DARTMOUTH","Dartmouth",null,5331,3945,25.9988745076,484,3.3057851239699998,102794,119.747,84220,98.109300000000005,null,null,"M","Yes","M",1,"Minority",17607.9152607,15125807.8923,null,null,null,null,null,null,null,null,null,null,null,null,null,null,null,null,null,null,null,null,null,null,null,null,null,null,null,null,null,null,null,null,null,null,null,null,null,null,null,null,null,null,null,null,null,null,null,null,null,130508,218,525,4.4187799999999999,41.593899999999998,-71.017300000000006,130508,218,525,18.558800000000002,41.593899999999998,-71.017300000000006,130508,218,525,41.593899999999998,-71.017300000000006,0,130508,218,525,41.593899999999998,-71.017300000000006,0,130508,218,525,14,41.593899999999998,-71.017300000000006,130508,218,525,302.74200000000002,41.593899999999998,-71.017300000000006,85.266486816400004,130508,218,525,304.94499999999999,41.593899999999998,-71.017300000000006,89.230628662100003,130508,218,525,308.09100000000001,41.593899999999998,-71.017300000000006,94.893696289100006,130508,218,525,41.593899999999998,-71.017300000000006,39.207000000000001,0,130508,218,525,41.593899999999998,-71.017300000000006,44.809199999999997,130508,218,525,48.0411,41.593899999999998,-71.017300000000006,130496,218,513,42.1631,-72.644300000000001,44.632100000000001,130496,218,513,46.860300000000002,42.1631,-72.644300000000001,"DARTMOUTH",72,"Eversource Energy (NSTAR Gas), Liberty Utilities","Eversource Energy, Liberty Utilities",77539.083419200004,164842941.829,"DARTMOUTH",72,"Eversource Energy (NSTAR Electric)","NSTAR Electric d/b/a Eversource Energy",77539.083419200004,164842941.829,"DARTMOUTH",72,"Comcast","Comcast",164843112.85600001,77531.294028999997]
["UMD00",null,"University Of Massachusetts Dartmouth Main Campus","Cedar Dell Pumphouse","669UMD0740","1,000","square-feet","285","Old Westport Road","Dartmouth","Bristol",null,"In Use","Authority Owned","UMBA","UMD","$400,000.00","US Dollars","2 - Minor Building",41.624228000000002,-71.011559000000005,1597,"005","985500","1","Block Group 1","Block Group 1, Census Tract 9855, Bristol County, Massachusetts","1500000US250059855001","250059855001",null,72,"DARTMOUTH","Dartmouth",null,5331,3945,25.9988745076,484,3.3057851239699998,102794,119.747,84220,98.109300000000005,null,null,"M","Yes","M",1,"Minority",17607.9152607,15125807.8923,null,null,null,null,null,null,null,null,null,null,null,null,null,null,null,null,null,null,null,null,null,null,null,null,null,null,null,null,null,null,null,null,null,null,null,null,null,null,null,null,null,null,null,null,null,null,null,null,null,130508,218,525,4.4187799999999999,41.593899999999998,-71.017300000000006,130508,218,525,18.558800000000002,41.593899999999998,-71.017300000000006,130508,218,525,41.593899999999998,-71.017300000000006,0,130508,218,525,41.593899999999998,-71.017300000000006,0,130508,218,525,14,41.593899999999998,-71.017300000000006,130508,218,525,302.74200000000002,41.593899999999998,-71.017300000000006,85.266486816400004,130508,218,525,304.94499999999999,41.593899999999998,-71.017300000000006,89.230628662100003,130508,218,525,308.09100000000001,41.593899999999998,-71.017300000000006,94.893696289100006,130508,218,525,41.593899999999998,-71.017300000000006,39.207000000000001,0,130508,218,525,41.593899999999998,-71.017300000000006,44.809199999999997,130508,218,525,48.0411,41.593899999999998,-71.017300000000006,130496,218,513,42.1631,-72.644300000000001,44.632100000000001,130496,218,513,46.860300000000002,42.1631,-72.644300000000001,"DARTMOUTH",72,"Eversource Energy (NSTAR Gas), Liberty Utilities","Eversource Energy, Liberty Utilities",77539.083419200004,164842941.829,"DARTMOUTH",72,"Eversource Energy (NSTAR Electric)","NSTAR Electric d/b/a Eversource Energy",77539.083419200004,164842941.829,"DARTMOUTH",72,"Comcast","Comcast",164843112.85600001,77531.294028999997]
["UMD00",null,"University Of Massachusetts Dartmouth Main Campus","Baseball Shed","669UMDPB01","250","square-feet","285","Old Westport Road","Dartmouth","Bristol",null,"In Use","State Owned","UMD","UMD","$87,500.00","US Dollars","2 - Minor Building",41.623298650000002,-71.006401060000002,1597,"005","985500","1","Block Group 1","Block Group 1, Census Tract 9855, Bristol County, Massachusetts","1500000US250059855001","250059855001",null,72,"DARTMOUTH","Dartmouth",null,5331,3945,25.9988745076,484,3.3057851239699998,102794,119.747,84220,98.109300000000005,null,null,"M","Yes","M",1,"Minority",17607.9152607,15125807.8923,null,null,null,null,null,null,null,null,null,null,null,null,null,null,null,null,null,null,null,null,null,null,null,null,null,null,null,null,null,null,null,null,null,null,null,null,null,null,null,null,null,null,null,null,null,null,null,null,null,130508,218,525,4.4187799999999999,41.593899999999998,-71.017300000000006,130508,218,525,18.558800000000002,41.593899999999998,-71.017300000000006,130508,218,525,41.593899999999998,-71.017300000000006,0,130508,218,525,41.593899999999998,-71.017300000000006,0,130508,218,525,14,41.593899999999998,-71.017300000000006,130508,218,525,302.74200000000002,41.593899999999998,-71.017300000000006,85.266486816400004,130508,218,525,304.94499999999999,41.593899999999998,-71.017300000000006,89.230628662100003,130508,218,525,308.09100000000001,41.593899999999998,-71.017300000000006,94.893696289100006,130508,218,525,41.593899999999998,-71.017300000000006,39.207000000000001,0,130508,218,525,41.593899999999998,-71.017300000000006,44.809199999999997,130508,218,525,48.0411,41.593899999999998,-71.017300000000006,130496,218,513,42.1631,-72.644300000000001,44.632100000000001,130496,218,513,46.860300000000002,42.1631,-72.644300000000001,"DARTMOUTH",72,"Eversource Energy (NSTAR Gas), Liberty Utilities","Eversource Energy, Liberty Utilities",77539.083419200004,164842941.829,"DARTMOUTH",72,"Eversource Energy (NSTAR Electric)","NSTAR Electric d/b/a Eversource Energy",77539.083419200004,164842941.829,"DARTMOUTH",72,"Comcast","Comcast",164843112.85600001,77531.294028999997]
["UMD00",null,"University Of Massachusetts Dartmouth Main Campus","Cedar Dell West 11, 427-444","669UMD0734","33,223","square-feet","285","Old Westport Road","Dartmouth","Bristol",null,"In Use","Authority Owned","UMBA","UMD","$13,289,200.00","US Dollars","1 - Major Building",41.624062000000002,-71.013271000000003,1597,"005","985500","1","Block Group 1","Block Group 1, Census Tract 9855, Bristol County, Massachusetts","1500000US250059855001","250059855001",null,72,"DARTMOUTH","Dartmouth",null,5331,3945,25.9988745076,484,3.3057851239699998,102794,119.747,84220,98.109300000000005,null,null,"M","Yes","M",1,"Minority",17607.9152607,15125807.8923,null,null,null,null,null,null,null,null,null,null,null,null,null,null,null,null,null,null,null,null,null,null,null,null,null,null,null,null,null,null,null,null,null,null,null,null,null,null,null,null,null,null,null,null,null,null,null,null,null,130508,218,525,4.4187799999999999,41.593899999999998,-71.017300000000006,130508,218,525,18.558800000000002,41.593899999999998,-71.017300000000006,130508,218,525,41.593899999999998,-71.017300000000006,0,130508,218,525,41.593899999999998,-71.017300000000006,0,130508,218,525,14,41.593899999999998,-71.017300000000006,130508,218,525,302.74200000000002,41.593899999999998,-71.017300000000006,85.266486816400004,130508,218,525,304.94499999999999,41.593899999999998,-71.017300000000006,89.230628662100003,130508,218,525,308.09100000000001,41.593899999999998,-71.017300000000006,94.893696289100006,130508,218,525,41.593899999999998,-71.017300000000006,39.207000000000001,0,130508,218,525,41.593899999999998,-71.017300000000006,44.809199999999997,130508,218,525,48.0411,41.593899999999998,-71.017300000000006,130496,218,513,42.1631,-72.644300000000001,44.632100000000001,130496,218,513,46.860300000000002,42.1631,-72.644300000000001,"DARTMOUTH",72,"Eversource Energy (NSTAR Gas), Liberty Utilities","Eversource Energy, Liberty Utilities",77539.083419200004,164842941.829,"DARTMOUTH",72,"Eversource Energy (NSTAR Electric)","NSTAR Electric d/b/a Eversource Energy",77539.083419200004,164842941.829,"DARTMOUTH",72,"Comcast","Comcast",164843112.85600001,77531.294028999997]
["UMD00",null,"University Of Massachusetts Dartmouth Main Campus","Cedar Dell South 4, 527-544","669UMD0727","33,223","square-feet","285","Old Westport Road","Dartmouth","Bristol",null,"In Use","Authority Owned","UMBA","UMD","$13,289,200.00","US Dollars","1 - Major Building",41.622787000000002,-71.011082000000002,1597,"005","985500","1","Block Group 1","Block Group 1, Census Tract 9855, Bristol County, Massachusetts","1500000US250059855001","250059855001",null,72,"DARTMOUTH","Dartmouth",null,5331,3945,25.9988745076,484,3.3057851239699998,102794,119.747,84220,98.109300000000005,null,null,"M","Yes","M",1,"Minority",17607.9152607,15125807.8923,null,null,null,null,null,null,null,null,null,null,null,null,null,null,null,null,null,null,null,null,null,null,null,null,null,null,null,null,null,null,null,null,null,null,null,null,null,null,null,null,null,null,null,null,null,null,null,null,null,130508,218,525,4.4187799999999999,41.593899999999998,-71.017300000000006,130508,218,525,18.558800000000002,41.593899999999998,-71.017300000000006,130508,218,525,41.593899999999998,-71.017300000000006,0,130508,218,525,41.593899999999998,-71.017300000000006,0,130508,218,525,14,41.593899999999998,-71.017300000000006,130508,218,525,302.74200000000002,41.593899999999998,-71.017300000000006,85.266486816400004,130508,218,525,304.94499999999999,41.593899999999998,-71.017300000000006,89.230628662100003,130508,218,525,308.09100000000001,41.593899999999998,-71.017300000000006,94.893696289100006,130508,218,525,41.593899999999998,-71.017300000000006,39.207000000000001,0,130508,218,525,41.593899999999998,-71.017300000000006,44.809199999999997,130508,218,525,48.0411,41.593899999999998,-71.017300000000006,130496,218,513,42.1631,-72.644300000000001,44.632100000000001,130496,218,513,46.860300000000002,42.1631,-72.644300000000001,"DARTMOUTH",72,"Eversource Energy (NSTAR Gas), Liberty Utilities","Eversource Energy, Liberty Utilities",77539.083419200004,164842941.829,"DARTMOUTH",72,"Eversource Energy (NSTAR Electric)","NSTAR Electric d/b/a Eversource Energy",77539.083419200004,164842941.829,"DARTMOUTH",72,"Comcast","Comcast",164843112.85600001,77531.294028999997]
["UMD00",null,"University Of Massachusetts Dartmouth Main Campus","East Campus Sewage Pump House","669UMDPB13","200","square-feet","285","Old Westport Road","Dartmouth","Bristol",null,"Inactive","State Owned","UMD","UMD","$160,000.00","US Dollars","2 - Minor Building",41.626098630000001,-71.001098630000001,1597,"005","985500","1","Block Group 1","Block Group 1, Census Tract 9855, Bristol County, Massachusetts","1500000US250059855001","250059855001",null,72,"DARTMOUTH","Dartmouth",null,5331,3945,25.9988745076,484,3.3057851239699998,102794,119.747,84220,98.109300000000005,null,null,"M","Yes","M",1,"Minority",17607.9152607,15125807.8923,null,null,null,null,null,null,null,null,null,null,null,null,null,null,null,null,null,null,null,null,null,null,null,null,null,null,null,null,null,null,null,null,null,null,null,null,null,null,null,null,null,null,null,null,null,null,null,null,null,130508,218,525,4.4187799999999999,41.593899999999998,-71.017300000000006,130508,218,525,18.558800000000002,41.593899999999998,-71.017300000000006,130508,218,525,41.593899999999998,-71.017300000000006,0,130508,218,525,41.593899999999998,-71.017300000000006,0,130508,218,525,14,41.593899999999998,-71.017300000000006,130508,218,525,302.74200000000002,41.593899999999998,-71.017300000000006,85.266486816400004,130508,218,525,304.94499999999999,41.593899999999998,-71.017300000000006,89.230628662100003,130508,218,525,308.09100000000001,41.593899999999998,-71.017300000000006,94.893696289100006,130508,218,525,41.593899999999998,-71.017300000000006,39.207000000000001,0,130508,218,525,41.593899999999998,-71.017300000000006,44.809199999999997,130508,218,525,48.0411,41.593899999999998,-71.017300000000006,130496,218,513,42.1631,-72.644300000000001,44.632100000000001,130496,218,513,46.860300000000002,42.1631,-72.644300000000001,"DARTMOUTH",72,"Eversource Energy (NSTAR Gas), Liberty Utilities","Eversource Energy, Liberty Utilities",77539.083419200004,164842941.829,"DARTMOUTH",72,"Eversource Energy (NSTAR Electric)","NSTAR Electric d/b/a Eversource Energy",77539.083419200004,164842941.829,"DARTMOUTH",72,"Comcast","Comcast",164843112.85600001,77531.294028999997]
["UMD00",null,"University Of Massachusetts Dartmouth Main Campus","Chase Road Center","669UMD0081","5,955","square-feet","285","Old Westport Road","Dartmouth","Bristol",null,"In Use","State Owned","UMD","UMD","$2,977,500.00","US Dollars","1 - Major Building",41.626399990000003,-70.997497559999999,1597,"005","985500","1","Block Group 1","Block Group 1, Census Tract 9855, Bristol County, Massachusetts","1500000US250059855001","250059855001",null,72,"DARTMOUTH","Dartmouth",null,5331,3945,25.9988745076,484,3.3057851239699998,102794,119.747,84220,98.109300000000005,null,null,"M","Yes","M",1,"Minority",17607.9152607,15125807.8923,null,null,null,null,null,null,null,null,null,null,null,null,null,null,null,null,null,null,null,null,null,null,null,null,null,null,null,null,null,null,null,null,null,null,null,null,null,null,null,null,null,null,null,null,null,null,null,null,null,130508,218,525,4.4187799999999999,41.593899999999998,-71.017300000000006,130508,218,525,18.558800000000002,41.593899999999998,-71.017300000000006,130508,218,525,41.593899999999998,-71.017300000000006,0,130508,218,525,41.593899999999998,-71.017300000000006,0,130508,218,525,14,41.593899999999998,-71.017300000000006,130508,218,525,302.74200000000002,41.593899999999998,-71.017300000000006,85.266486816400004,130508,218,525,304.94499999999999,41.593899999999998,-71.017300000000006,89.230628662100003,130508,218,525,308.09100000000001,41.593899999999998,-71.017300000000006,94.893696289100006,130508,218,525,41.593899999999998,-71.017300000000006,39.207000000000001,0,130508,218,525,41.593899999999998,-71.017300000000006,44.809199999999997,130508,218,525,48.0411,41.593899999999998,-71.017300000000006,130496,218,513,42.1631,-72.644300000000001,44.632100000000001,130496,218,513,46.860300000000002,42.1631,-72.644300000000001,"DARTMOUTH",72,"Eversource Energy (NSTAR Gas), Liberty Utilities","Eversource Energy, Liberty Utilities",77539.083419200004,164842941.829,"DARTMOUTH",72,"Eversource Energy (NSTAR Electric)","NSTAR Electric d/b/a Eversource Energy",77539.083419200004,164842941.829,"DARTMOUTH",72,"Comcast","Comcast",164843112.85600001,77531.294028999997]
["UMD00",null,"University Of Massachusetts Dartmouth Main Campus","C. Norman Dion Science And Engineering","669UMD9000","80,000","square-feet","285","Old Westport Road","Dartmouth","Bristol",null,"In Use","State Owned","UMD","UMD","$52,000,000.00","US Dollars","1 - Major Building",41.6310997,-71.00689697,1597,"005","985500","1","Block Group 1","Block Group 1, Census Tract 9855, Bristol County, Massachusetts","1500000US250059855001","250059855001",null,72,"DARTMOUTH","Dartmouth",null,5331,3945,25.9988745076,484,3.3057851239699998,102794,119.747,84220,98.109300000000005,null,null,"M","Yes","M",1,"Minority",17607.9152607,15125807.8923,null,null,null,null,null,null,null,null,null,null,null,null,null,null,null,null,null,null,null,null,null,null,null,null,null,null,null,null,null,null,null,null,null,null,null,null,null,null,null,null,null,null,null,null,null,null,null,null,null,130508,218,525,4.4187799999999999,41.593899999999998,-71.017300000000006,130508,218,525,18.558800000000002,41.593899999999998,-71.017300000000006,130508,218,525,41.593899999999998,-71.017300000000006,0,130508,218,525,41.593899999999998,-71.017300000000006,0,130508,218,525,14,41.593899999999998,-71.017300000000006,130508,218,525,302.74200000000002,41.593899999999998,-71.017300000000006,85.266486816400004,130508,218,525,304.94499999999999,41.593899999999998,-71.017300000000006,89.230628662100003,130508,218,525,308.09100000000001,41.593899999999998,-71.017300000000006,94.893696289100006,130508,218,525,41.593899999999998,-71.017300000000006,39.207000000000001,0,130508,218,525,41.593899999999998,-71.017300000000006,44.809199999999997,130508,218,525,48.0411,41.593899999999998,-71.017300000000006,130496,218,513,42.1631,-72.644300000000001,44.632100000000001,130496,218,513,46.860300000000002,42.1631,-72.644300000000001,"DARTMOUTH",72,"Eversource Energy (NSTAR Gas), Liberty Utilities","Eversource Energy, Liberty Utilities",77539.083419200004,164842941.829,"DARTMOUTH",72,"Eversource Energy (NSTAR Electric)","NSTAR Electric d/b/a Eversource Energy",77539.083419200004,164842941.829,"DARTMOUTH",72,"Comcast","Comcast",164843112.85600001,77531.294028999997]
["UMD00",null,"University Of Massachusetts Dartmouth Main Campus","Balsam Hall","669UMD1902","133,750","square-feet","285","Old Westport Road","Dartmouth","Bristol",null,"In Use","Authority Owned","UMBA","PRIV","$53,500,000.00","US Dollars","1 - Major Building",41.626883999999997,-71.002808000000002,1597,"005","985500","1","Block Group 1","Block Group 1, Census Tract 9855, Bristol County, Massachusetts","1500000US250059855001","250059855001",null,72,"DARTMOUTH","Dartmouth",null,5331,3945,25.9988745076,484,3.3057851239699998,102794,119.747,84220,98.109300000000005,null,null,"M","Yes","M",1,"Minority",17607.9152607,15125807.8923,null,null,null,null,null,null,null,null,null,null,null,null,null,null,null,null,null,null,null,null,null,null,null,null,null,null,null,null,null,null,null,null,null,null,null,null,null,null,null,null,null,null,null,null,null,null,null,null,null,130508,218,525,4.4187799999999999,41.593899999999998,-71.017300000000006,130508,218,525,18.558800000000002,41.593899999999998,-71.017300000000006,130508,218,525,41.593899999999998,-71.017300000000006,0,130508,218,525,41.593899999999998,-71.017300000000006,0,130508,218,525,14,41.593899999999998,-71.017300000000006,130508,218,525,302.74200000000002,41.593899999999998,-71.017300000000006,85.266486816400004,130508,218,525,304.94499999999999,41.593899999999998,-71.017300000000006,89.230628662100003,130508,218,525,308.09100000000001,41.593899999999998,-71.017300000000006,94.893696289100006,130508,218,525,41.593899999999998,-71.017300000000006,39.207000000000001,0,130508,218,525,41.593899999999998,-71.017300000000006,44.809199999999997,130508,218,525,48.0411,41.593899999999998,-71.017300000000006,130496,218,513,42.1631,-72.644300000000001,44.632100000000001,130496,218,513,46.860300000000002,42.1631,-72.644300000000001,"DARTMOUTH",72,"Eversource Energy (NSTAR Gas), Liberty Utilities","Eversource Energy, Liberty Utilities",77539.083419200004,164842941.829,"DARTMOUTH",72,"Eversource Energy (NSTAR Electric)","NSTAR Electric d/b/a Eversource Energy",77539.083419200004,164842941.829,"DARTMOUTH",72,"Comcast","Comcast",164843112.85600001,77531.294028999997]
["UMD00",null,"University Of Massachusetts Dartmouth Main Campus","Elmwood Hall","669UMD0718","98,235","square-feet","285","Old Westport Road","Dartmouth","Bristol",null,"In Use","Authority Owned","UMBA","UMD","$39,294,000.00","US Dollars","1 - Major Building",41.629935000000003,-71.000766999999996,1597,"005","985500","1","Block Group 1","Block Group 1, Census Tract 9855, Bristol County, Massachusetts","1500000US250059855001","250059855001",null,72,"DARTMOUTH","Dartmouth",null,5331,3945,25.9988745076,484,3.3057851239699998,102794,119.747,84220,98.109300000000005,null,null,"M","Yes","M",1,"Minority",17607.9152607,15125807.8923,null,null,null,null,null,null,null,null,null,null,null,null,null,null,null,null,null,null,null,null,null,null,null,null,null,null,null,null,null,null,null,null,null,null,null,null,null,null,null,null,null,null,null,null,null,null,null,null,null,130508,218,525,4.4187799999999999,41.593899999999998,-71.017300000000006,130508,218,525,18.558800000000002,41.593899999999998,-71.017300000000006,130508,218,525,41.593899999999998,-71.017300000000006,0,130508,218,525,41.593899999999998,-71.017300000000006,0,130508,218,525,14,41.593899999999998,-71.017300000000006,130508,218,525,302.74200000000002,41.593899999999998,-71.017300000000006,85.266486816400004,130508,218,525,304.94499999999999,41.593899999999998,-71.017300000000006,89.230628662100003,130508,218,525,308.09100000000001,41.593899999999998,-71.017300000000006,94.893696289100006,130508,218,525,41.593899999999998,-71.017300000000006,39.207000000000001,0,130508,218,525,41.593899999999998,-71.017300000000006,44.809199999999997,130508,218,525,48.0411,41.593899999999998,-71.017300000000006,130496,218,513,42.1631,-72.644300000000001,44.632100000000001,130496,218,513,46.860300000000002,42.1631,-72.644300000000001,"DARTMOUTH",72,"Eversource Energy (NSTAR Gas), Liberty Utilities","Eversource Energy, Liberty Utilities",77539.083419200004,164842941.829,"DARTMOUTH",72,"Eversource Energy (NSTAR Electric)","NSTAR Electric d/b/a Eversource Energy",77539.083419200004,164842941.829,"DARTMOUTH",72,"Comcast","Comcast",164843112.85600001,77531.294028999997]
["UMD00",null,"University Of Massachusetts Dartmouth Main Campus","Birch Hall","669UMD0714","75,584","square-feet","285","Old Westport Road","Dartmouth","Bristol",null,"In Use","Authority Owned","UMBA","UMD","$30,233,600.00","US Dollars","1 - Major Building",41.625982,-71.008477999999997,1597,"005","985500","1","Block Group 1","Block Group 1, Census Tract 9855, Bristol County, Massachusetts","1500000US250059855001","250059855001",null,72,"DARTMOUTH","Dartmouth",null,5331,3945,25.9988745076,484,3.3057851239699998,102794,119.747,84220,98.109300000000005,null,null,"M","Yes","M",1,"Minority",17607.9152607,15125807.8923,null,null,null,null,null,null,null,null,null,null,null,null,null,null,null,null,null,null,null,null,null,null,null,null,null,null,null,null,null,null,null,null,null,null,null,null,null,null,null,null,null,null,null,null,null,null,null,null,null,130508,218,525,4.4187799999999999,41.593899999999998,-71.017300000000006,130508,218,525,18.558800000000002,41.593899999999998,-71.017300000000006,130508,218,525,41.593899999999998,-71.017300000000006,0,130508,218,525,41.593899999999998,-71.017300000000006,0,130508,218,525,14,41.593899999999998,-71.017300000000006,130508,218,525,302.74200000000002,41.593899999999998,-71.017300000000006,85.266486816400004,130508,218,525,304.94499999999999,41.593899999999998,-71.017300000000006,89.230628662100003,130508,218,525,308.09100000000001,41.593899999999998,-71.017300000000006,94.893696289100006,130508,218,525,41.593899999999998,-71.017300000000006,39.207000000000001,0,130508,218,525,41.593899999999998,-71.017300000000006,44.809199999999997,130508,218,525,48.0411,41.593899999999998,-71.017300000000006,130496,218,513,42.1631,-72.644300000000001,44.632100000000001,130496,218,513,46.860300000000002,42.1631,-72.644300000000001,"DARTMOUTH",72,"Eversource Energy (NSTAR Gas), Liberty Utilities","Eversource Energy, Liberty Utilities",77539.083419200004,164842941.829,"DARTMOUTH",72,"Eversource Energy (NSTAR Electric)","NSTAR Electric d/b/a Eversource Energy",77539.083419200004,164842941.829,"DARTMOUTH",72,"Comcast","Comcast",164843112.85600001,77531.294028999997]
["UMD00",null,"University Of Massachusetts Dartmouth Main Campus","College of Visual And Performing Arts","669UMD0191","99,000","square-feet","285","Old Westport Road","Dartmouth","Bristol",null,"In Use","State Owned","UMD","UMD","$64,350,000.00","US Dollars","1 - Major Building",41.62779999,-71.006401060000002,1597,"005","985500","1","Block Group 1","Block Group 1, Census Tract 9855, Bristol County, Massachusetts","1500000US250059855001","250059855001",null,72,"DARTMOUTH","Dartmouth",null,5331,3945,25.9988745076,484,3.3057851239699998,102794,119.747,84220,98.109300000000005,null,null,"M","Yes","M",1,"Minority",17607.9152607,15125807.8923,null,null,null,null,null,null,null,null,null,null,null,null,null,null,null,null,null,null,null,null,null,null,null,null,null,null,null,null,null,null,null,null,null,null,null,null,null,null,null,null,null,null,null,null,null,null,null,null,null,130508,218,525,4.4187799999999999,41.593899999999998,-71.017300000000006,130508,218,525,18.558800000000002,41.593899999999998,-71.017300000000006,130508,218,525,41.593899999999998,-71.017300000000006,0,130508,218,525,41.593899999999998,-71.017300000000006,0,130508,218,525,14,41.593899999999998,-71.017300000000006,130508,218,525,302.74200000000002,41.593899999999998,-71.017300000000006,85.266486816400004,130508,218,525,304.94499999999999,41.593899999999998,-71.017300000000006,89.230628662100003,130508,218,525,308.09100000000001,41.593899999999998,-71.017300000000006,94.893696289100006,130508,218,525,41.593899999999998,-71.017300000000006,39.207000000000001,0,130508,218,525,41.593899999999998,-71.017300000000006,44.809199999999997,130508,218,525,48.0411,41.593899999999998,-71.017300000000006,131100,219,518,42.029899999999998,-71.899000000000001,42.932899999999997,131100,219,518,42.148499999999999,42.029899999999998,-71.899000000000001,"DARTMOUTH",72,"Eversource Energy (NSTAR Gas), Liberty Utilities","Eversource Energy, Liberty Utilities",77539.083419200004,164842941.829,"DARTMOUTH",72,"Eversource Energy (NSTAR Electric)","NSTAR Electric d/b/a Eversource Energy",77539.083419200004,164842941.829,"DARTMOUTH",72,"Comcast","Comcast",164843112.85600001,77531.294028999997]
["UMD00",null,"University Of Massachusetts Dartmouth Main Campus","Charlton College of Business Expansion","669UMD1801","22,000","square-feet","285","Old Westport Road","Dartmouth","Bristol",null,"In Use","Authority Owned","UMD","UMD","$14,300,000.00","US Dollars","1 - Major Building",41.629288000000003,-71.008294000000006,1597,"005","985500","1","Block Group 1","Block Group 1, Census Tract 9855, Bristol County, Massachusetts","1500000US250059855001","250059855001",null,72,"DARTMOUTH","Dartmouth",null,5331,3945,25.9988745076,484,3.3057851239699998,102794,119.747,84220,98.109300000000005,null,null,"M","Yes","M",1,"Minority",17607.9152607,15125807.8923,null,null,null,null,null,null,null,null,null,null,null,null,null,null,null,null,null,null,null,null,null,null,null,null,null,null,null,null,null,null,null,null,null,null,null,null,null,null,null,null,null,null,null,null,null,null,null,null,null,130508,218,525,4.4187799999999999,41.593899999999998,-71.017300000000006,130508,218,525,18.558800000000002,41.593899999999998,-71.017300000000006,130508,218,525,41.593899999999998,-71.017300000000006,0,130508,218,525,41.593899999999998,-71.017300000000006,0,130508,218,525,14,41.593899999999998,-71.017300000000006,130508,218,525,302.74200000000002,41.593899999999998,-71.017300000000006,85.266486816400004,130508,218,525,304.94499999999999,41.593899999999998,-71.017300000000006,89.230628662100003,130508,218,525,308.09100000000001,41.593899999999998,-71.017300000000006,94.893696289100006,130508,218,525,41.593899999999998,-71.017300000000006,39.207000000000001,0,130508,218,525,41.593899999999998,-71.017300000000006,44.809199999999997,130508,218,525,48.0411,41.593899999999998,-71.017300000000006,131705,220,524,41.843299999999999,-71.022099999999995,41.597099999999998,131705,220,524,49.456200000000003,41.843299999999999,-71.022099999999995,"DARTMOUTH",72,"Eversource Energy (NSTAR Gas), Liberty Utilities","Eversource Energy, Liberty Utilities",77539.083419200004,164842941.829,"DARTMOUTH",72,"Eversource Energy (NSTAR Electric)","NSTAR Electric d/b/a Eversource Energy",77539.083419200004,164842941.829,"DARTMOUTH",72,"Comcast","Comcast",164843112.85600001,77531.294028999997]
["DCRFRPL",null,"Fall River Pool","Office","664DEM0100","954","square-feet","602","Eastern Avenue","Fall River","Bristol",null,"In Use","State Owned","DCR","DCR","$477,000.00","US Dollars","2 - Minor Building",41.692484,-71.131184000000005,501,"005","641300","5","Block Group 5","Block Group 5, Census Tract 6413, Bristol County, Massachusetts","1500000US250056413005","250056413005",null,95,"FALL RIVER","Fall River","I",1012,769,24.011857707499999,471,7.0063694267500001,26985,31.435300000000002,43503,50.677399999999999,"I",null,null,"Yes","I",1,"Income",1928.53601783,180233.46249500001,null,null,null,null,null,null,null,null,null,null,null,null,null,null,null,null,null,null,null,null,null,null,null,null,null,null,null,null,null,null,null,null,null,null,null,null,null,null,null,null,null,null,null,null,null,null,null,null,null,130507,218,524,5.5565100000000003,41.642299999999999,-71.151700000000005,130507,218,524,20.543600000000001,41.642299999999999,-71.151700000000005,130507,218,524,41.642299999999999,-71.151700000000005,0,130507,218,524,41.642299999999999,-71.151700000000005,3,130507,218,524,23,41.642299999999999,-71.151700000000005,130507,218,524,303.45400000000001,41.642299999999999,-71.151700000000005,86.546888427699997,130507,218,524,305.62299999999999,41.642299999999999,-71.151700000000005,90.451209716799994,130507,218,524,308.815,41.642299999999999,-71.151700000000005,96.197718505899999,130507,218,524,41.642299999999999,-71.151700000000005,38.401200000000003,0,130507,218,524,41.642299999999999,-71.151700000000005,45.08,130507,218,524,48.3018,41.642299999999999,-71.151700000000005,132309,221,529,41.698999999999998,-70.284599999999998,40.420499999999997,132309,221,529,44.944499999999998,41.698999999999998,-70.284599999999998,"FALL RIVER",95,"Liberty Utilities","Liberty Utilities",63681.616258800001,99829695.986699998,"FALL RIVER",95,"National Grid (Massachusetts Electric)","Massachusetts Electric d/b/a National Grid",63681.616258800001,99829695.986699998,"FALL RIVER",95,"Comcast","Comcast",99829695.011199996,63680.964104899998]
["DPW95",null,"Mattapoisett Depot - D5","Salt And Sand Storage 7-37","727MHD7370","3,360","square-feet","97","North Street","Mattapoisett","Plymouth",null,"In Use","State Owned","DOT","DOT","$1,344,000.00","US Dollars","2 - Minor Building",41.671699519999997,-70.819702149999998,null,null,null,null,null,null,null,null,null,null,null,null,null,null,null,null,null,null,null,null,null,null,null,null,null,null,null,null,null,null,null,null,null,null,null,null,null,null,null,null,null,null,null,null,null,null,null,null,null,null,null,null,null,null,null,null,null,null,null,null,null,null,null,null,null,null,null,null,null,null,null,null,null,null,null,null,null,null,null,null,131108,219,526,5.31975,41.645699999999998,-70.818100000000001,131108,219,526,25.1797,41.645699999999998,-70.818100000000001,131108,219,526,41.645699999999998,-70.818100000000001,0,131108,219,526,41.645699999999998,-70.818100000000001,0,131108,219,526,0,41.645699999999998,-70.818100000000001,131108,219,526,296.88600000000002,41.645699999999998,-70.818100000000001,74.724995117199995,131108,219,526,298.60500000000002,41.645699999999998,-70.818100000000001,77.818909912099997,131108,219,526,301.35199999999998,41.645699999999998,-70.818100000000001,82.763636474600005,131108,219,526,41.645699999999998,-70.818100000000001,43.844000000000001,0,131108,219,526,41.645699999999998,-70.818100000000001,48.399099999999997,131108,219,526,57.2913,41.645699999999998,-70.818100000000001,132307,221,527,41.797400000000003,-70.552899999999994,41.536999999999999,132307,221,527,41.566400000000002,41.797400000000003,-70.552899999999994,"MATTAPOISETT",173,"Eversource Energy (NSTAR Gas)","Eversource Energy",48410.451446899999,45711716.5933,"MATTAPOISETT",173,"Eversource Energy (NSTAR Electric)","NSTAR Electric d/b/a Eversource Energy",48410.451446899999,45711716.5933,"MATTAPOISETT",173,"Comcast, Verizon","Comcast, Verizon",45711831.900399998,48398.822721500001]
["DPWG2",null,"Westfield Depot - D2","Salt Shed A","255MHD9004","3,360","square-feet",null,null,"Westfield","Hampden",null,"In Use","State Owned","DOT","DOT","$1,344,000.00","US Dollars","2 - Minor Building",42.114700319999997,-72.734397889999997,null,null,null,null,null,null,null,null,null,null,null,null,null,null,null,null,null,null,null,null,null,null,null,null,null,null,null,null,null,null,null,"25013C","1.1.1.0","25013C_1028","NP","AE",null,"T",-9999,null,-9999,null,-9999,null,null,null,-9999,-9999,null,"25013C_FIRM1","AE: 1% Annual Chance of Flooding, with BFE",722229.47441999998,3682.6539133199999,null,null,null,null,null,null,null,null,null,null,null,null,null,null,null,null,null,null,null,null,null,null,null,null,null,null,null,129897,217,513,15.1945,42.061599999999999,-72.706800000000001,129897,217,513,15.648099999999999,42.061599999999999,-72.706800000000001,129897,217,513,42.061599999999999,-72.706800000000001,1,129897,217,513,42.061599999999999,-72.706800000000001,23,129897,217,513,138,42.061599999999999,-72.706800000000001,129897,217,513,305.10399999999998,42.061599999999999,-72.706800000000001,89.516437988299998,129897,217,513,307.86799999999999,42.061599999999999,-72.706800000000001,94.4916516113,129897,217,513,310.90499999999997,42.061599999999999,-72.706800000000001,99.958338623000003,129897,217,513,42.061599999999999,-72.706800000000001,42.367899999999999,0,129897,217,513,42.061599999999999,-72.706800000000001,45.487699999999997,129897,217,513,48.239100000000001,42.061599999999999,-72.706800000000001,132307,221,527,41.797400000000003,-70.552899999999994,41.536999999999999,132307,221,527,41.566400000000002,41.797400000000003,-70.552899999999994,"WESTFIELD",329,"Westfield Gas and Electric Light Department","Municipal",46139.666628799998,122538440.18000001,"WESTFIELD",329,"Westfield Gas and Electric Light Department, Eversource Energy (NSTAR Electric)","Municipal, Massachusetts Electric d/b/a National Grid",46139.666628799998,122538440.18000001,"WESTFIELD",329,"Comcast","Comcast",122538440.18000001,46139.666628699997]
["DDS58",null,"DDS - Commonwealth Community Services","Lgr House #3 - Westfield","255DDS9203","2,970","square-feet","700","Western Avenue","Westfield","Hampden",null,"In Use","State Owned","DDS","DDS","$1,188,000.00","US Dollars","1 - Major Building",42.1310997,-72.801101680000002,null,null,null,null,null,null,null,null,null,null,null,null,null,null,null,null,null,null,null,null,null,null,null,null,null,null,null,null,null,null,null,null,null,null,null,null,null,null,null,null,null,null,null,null,null,null,null,null,null,null,null,null,null,null,null,null,null,null,null,null,null,null,null,null,null,null,null,null,null,null,null,null,null,null,null,null,null,null,null,null,129896,217,512,9.9971399999999999,42.107900000000001,-72.843599999999995,129896,217,512,8.29101,42.107900000000001,-72.843599999999995,129896,217,512,42.107900000000001,-72.843599999999995,1,129896,217,512,42.107900000000001,-72.843599999999995,7,129896,217,512,66,42.107900000000001,-72.843599999999995,129896,217,512,303.81299999999999,42.107900000000001,-72.843599999999995,87.192829589799999,129896,217,512,306.17099999999999,42.107900000000001,-72.843599999999995,91.437617187499995,129896,217,512,309.59100000000001,42.107900000000001,-72.843599999999995,97.593037109400001,129896,217,512,42.107900000000001,-72.843599999999995,50.793599999999998,0,129896,217,512,42.107900000000001,-72.843599999999995,49.188800000000001,129896,217,512,51.836100000000002,42.107900000000001,-72.843599999999995,132307,221,527,41.797400000000003,-70.552899999999994,41.536999999999999,132307,221,527,41.566400000000002,41.797400000000003,-70.552899999999994,"WESTFIELD",329,"Westfield Gas and Electric Light Department","Municipal",46139.666628799998,122538440.18000001,"WESTFIELD",329,"Westfield Gas and Electric Light Department, Eversource Energy (NSTAR Electric)","Municipal, Massachusetts Electric d/b/a National Grid",46139.666628799998,122538440.18000001,"WESTFIELD",329,"Comcast","Comcast",122538440.18000001,46139.666628699997]
["WSC00",null,"Westfield State University","Bates Hall","255WSC9005","49,474","square-feet","577","Western Avenue","Westfield","Hampden",null,"In Use","State Owned","WSC","WSC","$32,158,100.00","US Dollars","1 - Major Building",42.13059998,-72.794403079999995,null,null,null,null,null,null,null,null,null,null,null,null,null,null,null,null,null,null,null,null,null,null,null,null,null,null,null,null,null,null,null,null,null,null,null,null,null,null,null,null,null,null,null,null,null,null,null,null,null,null,null,null,null,null,null,null,null,null,null,null,null,null,null,null,null,null,null,null,null,null,null,null,null,null,null,null,null,null,null,null,129896,217,512,9.9971399999999999,42.107900000000001,-72.843599999999995,129896,217,512,8.29101,42.107900000000001,-72.843599999999995,129896,217,512,42.107900000000001,-72.843599999999995,1,129896,217,512,42.107900000000001,-72.843599999999995,7,129896,217,512,66,42.107900000000001,-72.843599999999995,129896,217,512,303.81299999999999,42.107900000000001,-72.843599999999995,87.192829589799999,129896,217,512,306.17099999999999,42.107900000000001,-72.843599999999995,91.437617187499995,129896,217,512,309.59100000000001,42.107900000000001,-72.843599999999995,97.593037109400001,129896,217,512,42.107900000000001,-72.843599999999995,50.793599999999998,0,129896,217,512,42.107900000000001,-72.843599999999995,49.188800000000001,129896,217,512,51.836100000000002,42.107900000000001,-72.843599999999995,132307,221,527,41.797400000000003,-70.552899999999994,41.536999999999999,132307,221,527,41.566400000000002,41.797400000000003,-70.552899999999994,"WESTFIELD",329,"Westfield Gas and Electric Light Department","Municipal",46139.666628799998,122538440.18000001,"WESTFIELD",329,"Westfield Gas and Electric Light Department, Eversource Energy (NSTAR Electric)","Municipal, Massachusetts Electric d/b/a National Grid",46139.666628799998,122538440.18000001,"WESTFIELD",329,"Comcast","Comcast",122538440.18000001,46139.666628699997]
["DCRTOLL","OTIS5","Tolland State Forest","Gator Shed","273DCR2105","150","square-feet",null,"Main Road","Tolland","Hampden",null,"In Use","State Owned","DCR","DCR","$45,000.00","US Dollars","2 - Minor Building",42.144674000000002,-73.044256000000004,null,null,null,null,null,null,null,null,null,null,null,null,null,null,null,null,null,null,null,null,null,null,null,null,null,null,null,null,null,null,null,null,null,null,null,null,null,null,null,null,null,null,null,null,null,null,null,null,null,null,null,null,null,null,null,null,null,null,null,null,null,null,null,null,null,null,null,null,null,null,null,null,null,null,null,null,null,null,null,null,129895,217,511,8.3115799999999993,42.154000000000003,-72.980599999999995,129895,217,511,4.2172400000000003,42.154000000000003,-72.980599999999995,129895,217,511,42.154000000000003,-72.980599999999995,0,129895,217,511,42.154000000000003,-72.980599999999995,1,129895,217,511,25,42.154000000000003,-72.980599999999995,129895,217,511,302.80599999999998,42.154000000000003,-72.980599999999995,85.380195312500007,129895,217,511,305.01,42.154000000000003,-72.980599999999995,89.348841552699994,129895,217,511,307.98700000000002,42.154000000000003,-72.980599999999995,94.707148437499995,129895,217,511,42.154000000000003,-72.980599999999995,55.216500000000003,0,129895,217,511,42.154000000000003,-72.980599999999995,48.755800000000001,129895,217,511,53.145400000000002,42.154000000000003,-72.980599999999995,132307,221,527,41.797400000000003,-70.552899999999994,41.536999999999999,132307,221,527,41.566400000000002,41.797400000000003,-70.552899999999994,"TOLLAND",297,0,"No Natural Gas Service",38616.445183299998,84983826.532499999,"TOLLAND",297,"Eversource Energy (NSTAR Electric)","NSTAR Electric d/b/a Eversource Energy",38616.445183299998,84983826.532499999,"TOLLAND",297,"No Cable Provider","No Cable Provider",84983826.532499999,38616.445183299998]
["DCROTIS",null,"Otis State Forest","William/Ruth Rowley Farmhouse","129DCR2119","2,560","square-feet","220","Cold Spring Road","Sandisfield","Berkshire",null,"Inactive","State Owned","DCR","DCR","$3,584,000.00","US Dollars","1 - Major Building",42.160224999999997,-73.118998000000005,null,null,null,null,null,null,null,null,null,null,null,null,null,null,null,null,null,null,null,null,null,null,null,null,null,null,null,null,null,null,null,null,null,null,null,null,null,null,null,null,null,null,null,null,null,null,null,null,null,null,null,null,null,null,null,null,null,null,null,null,null,null,null,null,null,null,null,null,null,null,null,null,null,null,null,null,null,null,null,null,129894,217,510,11.6343,42.1999,-73.117800000000003,129894,217,510,8.1464200000000009,42.1999,-73.117800000000003,129894,217,510,42.1999,-73.117800000000003,0,129894,217,510,42.1999,-73.117800000000003,0,129894,217,510,13,42.1999,-73.117800000000003,129894,217,510,301.56799999999998,42.1999,-73.117800000000003,83.152772216800003,129894,217,510,303.77199999999999,42.1999,-73.117800000000003,87.120429687500007,129894,217,510,307.358,42.1999,-73.117800000000003,93.573634033199994,129894,217,510,42.1999,-73.117800000000003,46.670099999999998,0,129894,217,510,42.1999,-73.117800000000003,44.396599999999999,129894,217,510,52.233400000000003,42.1999,-73.117800000000003,132307,221,527,41.797400000000003,-70.552899999999994,41.536999999999999,132307,221,527,41.566400000000002,41.797400000000003,-70.552899999999994,"SANDISFIELD",260,0,"No Natural Gas Service",51851.292594500002,137145039.035,"SANDISFIELD",260,"Eversource Energy (NSTAR Electric)","NSTAR Electric d/b/a Eversource Energy",51851.292594500002,137145039.035,"SANDISFIELD",260,"No Cable Provider","No Cable Provider",137145039.035,51851.292594500002]
["DCRBEAR","BEAR5","Beartown State Forest","Benedict Pond Contact Station Shed","125DCR2012","120","square-feet",null,"Benedict Pond Road","Great Barrington","Berkshire",null,"In Use","State Owned","DCR","DCR","$36,000.00","US Dollars","2 - Minor Building",42.203006000000002,-73.289648,null,null,null,null,null,null,null,null,null,null,null,null,null,null,null,null,null,null,null,null,null,null,null,null,null,null,null,null,null,null,null,null,null,null,null,null,null,null,null,null,null,null,null,null,null,null,null,null,null,null,null,null,null,null,null,null,null,null,null,null,null,null,null,null,null,null,null,null,null,null,null,null,null,null,null,null,null,null,null,null,129893,217,509,15.9145,42.245600000000003,-73.255200000000002,129893,217,509,11.890700000000001,42.245600000000003,-73.255200000000002,129893,217,509,42.245600000000003,-73.255200000000002,0,129893,217,509,42.245600000000003,-73.255200000000002,0,129893,217,509,15,42.245600000000003,-73.255200000000002,129893,217,509,301.86399999999998,42.245600000000003,-73.255200000000002,83.685004882800001,129893,217,509,304.06200000000001,42.245600000000003,-73.255200000000002,87.642115478500003,129893,217,509,307.58199999999999,42.245600000000003,-73.255200000000002,93.978095703099996,129893,217,509,42.245600000000003,-73.255200000000002,40.489800000000002,0,129893,217,509,42.245600000000003,-73.255200000000002,44.181199999999997,129893,217,509,47.318100000000001,42.245600000000003,-73.255200000000002,131094,219,512,42.311,-72.718699999999998,47.2241,131094,219,512,50.476799999999997,42.311,-72.718699999999998,"GREAT BARRINGTON",113,"Berkshire Gas","The Berkshire Gas Company",47940.647562700004,118541056.236,"GREAT BARRINGTON",113,"National Grid (Massachusetts Electric)","Massachusetts Electric d/b/a National Grid",47940.647562700004,118541056.236,"GREAT BARRINGTON",113,"Charter","Charter",118541056.236,47940.647562700004]
["MIL58",null,"Camp Edwards Otis ANG","Stone School","763CAM1902","40,489","square-feet",null,"Rosemary Avenue","Bourne","Barnstable",null,"Inactive","State Owned","DCAMM","DCAMM","$26,317,850.00","US Dollars","1 - Major Building",41.655566999999998,-70.574834999999993,1315,"001","014100","1","Block Group 1","Block Group 1, Census Tract 141, Barnstable County, Massachusetts","1500000US250010141001","250010141001","yes",20,"BOURNE","Bourne",null,949,724,23.7091675448,313,0,53031,61.776699999999998,75534,87.990899999999996,"I",null,null,"Yes","I",1,"Income",34440.829289900001,43994946.575199999,null,null,null,null,null,null,null,null,null,null,null,null,null,null,null,null,null,null,null,null,null,null,null,null,null,null,null,null,null,null,null,null,null,null,null,null,null,null,null,null,null,null,null,null,null,null,null,null,null,131708,220,527,5.5872999999999999,41.697200000000002,-70.618499999999997,131708,220,527,24.491299999999999,41.697200000000002,-70.618499999999997,131708,220,527,41.697200000000002,-70.618499999999997,0,131708,220,527,41.697200000000002,-70.618499999999997,0,131708,220,527,0,41.697200000000002,-70.618499999999997,131708,220,527,296.517,41.697200000000002,-70.618499999999997,74.059937744099997,131708,220,527,298.12799999999999,41.697200000000002,-70.618499999999997,76.959724121099995,131708,220,527,300.62299999999999,41.697200000000002,-70.618499999999997,81.451154785200004,131708,220,527,41.697200000000002,-70.618499999999997,44.063699999999997,0,131708,220,527,41.697200000000002,-70.618499999999997,46.909300000000002,131708,220,527,56.642800000000001,41.697200000000002,-70.618499999999997,132304,221,524,41.9437,-70.956900000000005,41.548200000000001,132304,221,524,47.435000000000002,41.9437,-70.956900000000005,"BOURNE",36,"National Grid (Boston Gas)","National Grid",99995.785018199997,108567902.785,"BOURNE",36,"Eversource Energy (NSTAR Electric)","NSTAR Electric d/b/a Eversource Energy",99995.785018199997,108567902.785,"BOURNE",36,"Comcast","Comcast",108568026.778,99983.008336900006]
["STC00",null,"Springfield Tech Community College","Graphic Arts Building 14","268STC9008","27,500","square-feet","1","Armory Square","Springfield","Hampden",null,"In Use","State Owned","STC","STC","$23,375,000.00","US Dollars","1 - Major Building",42.107548999999999,-72.579070000000002,535,"013","801200","2","Block Group 2","Block Group 2, Census Tract 8012, Hampden County, Massachusetts","1500000US250138012002","250138012002",null,281,"SPRINGFIELD","Springfield","MI",1210,95,92.148760330599998,617,21.231766612600001,20437,23.807400000000001,39432,45.935000000000002,"I",null,"M","Yes","MI",2,"Minority and income",2673.00422819,450342.41315600002,null,null,null,null,null,null,null,null,null,null,null,null,null,null,null,null,null,null,null,null,null,null,null,null,null,null,null,null,null,null,null,null,null,null,null,null,null,null,null,null,null,null,null,null,null,null,null,null,null,130497,218,514,14.849299999999999,42.116599999999998,-72.507499999999993,130497,218,514,21.337599999999998,42.116599999999998,-72.507499999999993,130497,218,514,42.116599999999998,-72.507499999999993,3,130497,218,514,42.116599999999998,-72.507499999999993,46,130497,218,514,194,42.116599999999998,-72.507499999999993,130497,218,514,306.19400000000002,42.116599999999998,-72.507499999999993,91.478925781300006,130497,218,514,308.24099999999999,42.116599999999998,-72.507499999999993,95.164509277299999,130497,218,514,312.06799999999998,42.116599999999998,-72.507499999999993,102.052058105,130497,218,514,42.116599999999998,-72.507499999999993,38.291499999999999,0,130497,218,514,42.116599999999998,-72.507499999999993,40.773400000000002,130497,218,514,46.579799999999999,42.116599999999998,-72.507499999999993,132909,222,530,41.749400000000001,-70.084400000000002,40.915599999999998,132909,222,530,45.027500000000003,41.749400000000001,-70.084400000000002,"SPRINGFIELD",281,"Eversource Energy (EGMA)","Eversource Energy",40707.8465784,85669527.559900001,"SPRINGFIELD",281,"Eversource Energy (NSTAR Electric)","NSTAR Electric d/b/a Eversource Energy",40707.8465784,85669527.559900001,"SPRINGFIELD",281,"Comcast","Comcast",85669527.559900001,40707.846578500001]
["DMH29",null,"Gandara Mental Health Center","Gandara Mental Health Center","268DMH9001","9,200","square-feet","2155","Main Street","Springfield","Hampden",null,"In Use","State Owned","DMH","DMH","$5,060,000.00","US Dollars","1 - Major Building",42.109401699999999,-72.600303650000001,1611,"013","800800","2","Block Group 2","Block Group 2, Census Tract 8008, Hampden County, Massachusetts","1500000US250138008002","250138008002",null,281,"SPRINGFIELD","Springfield","MIE",503,3,99.403578528799997,182,24.7252747253,0,0,39432,45.935000000000002,"0","E","M","Yes","ME",2,"Minority and English isolation",4501.6980528100003,943066.90633000003,null,null,null,null,null,null,null,null,null,null,null,null,null,null,null,null,null,null,null,null,null,null,null,null,null,null,null,null,null,null,null,null,null,null,null,null,null,null,null,null,null,null,null,null,null,null,null,null,null,130496,218,513,13.809900000000001,42.1631,-72.644300000000001,130496,218,513,14.0152,42.1631,-72.644300000000001,130496,218,513,42.1631,-72.644300000000001,3,130496,218,513,42.1631,-72.644300000000001,43,130496,218,513,199,42.1631,-72.644300000000001,130496,218,513,306.13900000000001,42.1631,-72.644300000000001,91.380268554699995,130496,218,513,308.339,42.1631,-72.644300000000001,95.340125732399997,130496,218,513,311.95299999999997,42.1631,-72.644300000000001,101.84507568399999,130496,218,513,42.1631,-72.644300000000001,45.316200000000002,0,130496,218,513,42.1631,-72.644300000000001,44.632100000000001,130496,218,513,46.860300000000002,42.1631,-72.644300000000001,132301,221,521,42.088500000000003,-71.363,43.130499999999998,132301,221,521,44.386800000000001,42.088500000000003,-71.363,"SPRINGFIELD",281,"Eversource Energy (EGMA)","Eversource Energy",40707.8465784,85669527.559900001,"SPRINGFIELD",281,"Eversource Energy (NSTAR Electric)","NSTAR Electric d/b/a Eversource Energy",40707.8465784,85669527.559900001,"SPRINGFIELD",281,"Comcast","Comcast",85669527.559900001,40707.846578500001]
["DPWG1",null,"West Springfield Depot - D2","Equipment Storage Shed","257MHD9003","576","square-feet",null,null,"West Springfield","Hampden",null,"In Use","State Owned","DOT","DOT","$172,800.00","US Dollars","2 - Minor Building",42.137500760000002,-72.622497559999999,514,"013","812202","1","Block Group 1","Block Group 1, Census Tract 8122.02, Hampden County, Massachusetts","1500000US250138122021","250138122021",null,325,"WEST SPRINGFIELD","West Springfield","M",2211,1409,36.273179556800002,1173,0,49177,57.287100000000002,53053,61.802399999999999,"I",null,"M","Yes","MI",2,"Minority and income",15093.7874127,4435212.9724500002,"25013C","1.1.1.0","25013C_1365","NP","X","AREA WITH REDUCED FLOOD RISK DUE TO LEVEE","F",-9999,null,-9999,null,-9999,null,null,null,-9999,-9999,null,"25013C_FIRM1","X: Reduced Flood Risk due to Levee",1868020.23884,11528.8522075,null,null,null,null,null,null,null,null,null,null,null,null,null,null,null,null,null,null,null,null,null,null,null,null,null,null,null,130496,218,513,13.809900000000001,42.1631,-72.644300000000001,130496,218,513,14.0152,42.1631,-72.644300000000001,130496,218,513,42.1631,-72.644300000000001,3,130496,218,513,42.1631,-72.644300000000001,43,130496,218,513,199,42.1631,-72.644300000000001,130496,218,513,306.13900000000001,42.1631,-72.644300000000001,91.380268554699995,130496,218,513,308.339,42.1631,-72.644300000000001,95.340125732399997,130496,218,513,311.95299999999997,42.1631,-72.644300000000001,101.84507568399999,130496,218,513,42.1631,-72.644300000000001,45.316200000000002,0,130496,218,513,42.1631,-72.644300000000001,44.632100000000001,130496,218,513,46.860300000000002,42.1631,-72.644300000000001,132301,221,521,42.088500000000003,-71.363,43.130499999999998,132301,221,521,44.386800000000001,42.088500000000003,-71.363,"WEST SPRINGFIELD",325,"Eversource Energy (EGMA)","Eversource Energy",34348.431860999997,45416675.131099999,"WEST SPRINGFIELD",325,"Eversource Energy (NSTAR Electric)","NSTAR Electric d/b/a Eversource Energy",34348.431860999997,45416675.131099999,"WEST SPRINGFIELD",325,"Comcast","Comcast",45416675.131099999,34348.431860999997]
["POL25",null,"Police Station - Yarmouth","Shed - Yarmouth","760POL0501","96","square-feet","1172","State Road","Yarmouth","Barnstable",null,"In Use","State Owned","POL","POL","$28,800.00","US Dollars","2 - Minor Building",41.664659,-70.197406000000001,null,null,null,null,null,null,null,null,null,null,null,null,null,null,null,null,null,null,null,null,null,null,null,null,null,null,null,null,null,null,null,null,null,null,null,null,null,null,null,null,null,null,null,null,null,null,null,null,null,null,null,null,null,4,492580.90384799999,16614.939487,null,null,null,null,null,null,1,"S_2050_Pt1Perc","C:/Users/tspencer/Commonwealth of Massachusetts/DCP-TEAMS - DCAMM Energy - Documents/Resilience/Resilience/MC-FRM GIS/pt1PercentExtent/South_2050_Dpt1percent/S_2050_Pt1Perc.shp",1,"S_2070_Pt1Perc","C:/Users/tspencer/Commonwealth of Massachusetts/DCP-TEAMS - DCAMM Energy - Documents/Resilience/Resilience/MC-FRM GIS/pt1PercentExtent/South_2070_Dpt1percent/S_2070_Pt1Perc.shp",null,null,null,null,null,null,null,null,null,null,null,null,132310,221,530,10.7803,41.649500000000003,-70.150800000000004,132310,221,530,20.8125,41.649500000000003,-70.150800000000004,132310,221,530,41.649500000000003,-70.150800000000004,0,132310,221,530,41.649500000000003,-70.150800000000004,0,132310,221,530,0,41.649500000000003,-70.150800000000004,132310,221,530,295.31200000000001,41.649500000000003,-70.150800000000004,71.891730956999993,132310,221,530,296.57100000000003,41.649500000000003,-70.150800000000004,74.1583752441,132310,221,530,299.10000000000002,41.649500000000003,-70.150800000000004,78.710285644500004,132310,221,530,41.649500000000003,-70.150800000000004,36.9756,0,132310,221,530,41.649500000000003,-70.150800000000004,42.579900000000002,132310,221,530,45.7331,41.649500000000003,-70.150800000000004,131695,220,514,42.319299999999998,-72.381500000000003,39.527099999999997,131695,220,514,45.545699999999997,42.319299999999998,-72.381500000000003,"YARMOUTH",351,"National Grid (Boston Gas)","National Grid",54854.063529699997,66129298.476400003,"YARMOUTH",351,"Eversource Energy (NSTAR Electric)","NSTAR Electric d/b/a Eversource Energy",54854.063529699997,66129298.476400003,"YARMOUTH",351,"Comcast","Comcast",66129451.232400008,54845.716425400002]
["DCRCHBL","CHBL5","Chester - Blandford State Forest","Headquarters Garage","251DEM9000","2,376","square-feet","801","Route 20","Chester","Hampden",null,"In Use","State Owned","DCR","DCR","$831,600.00","US Dollars","2 - Minor Building",42.247096999999997,-72.923489000000004,null,null,null,null,null,null,null,null,null,null,null,null,null,null,null,null,null,null,null,null,null,null,null,null,null,null,null,null,null,null,null,null,null,null,null,null,null,null,null,null,null,null,null,null,null,null,null,null,null,null,null,null,null,null,null,null,null,null,null,null,null,null,null,null,null,null,null,null,null,null,null,null,null,null,null,null,null,null,null,null,130494,218,511,9.61951,42.255600000000001,-72.918499999999995,130494,218,511,6.1040400000000004,42.255600000000001,-72.918499999999995,130494,218,511,42.255600000000001,-72.918499999999995,0,130494,218,511,42.255600000000001,-72.918499999999995,1,130494,218,511,30,42.255600000000001,-72.918499999999995,130494,218,511,302.98500000000001,42.255600000000001,-72.918499999999995,85.702918701200005,130494,218,511,304.94400000000002,42.255600000000001,-72.918499999999995,89.2284313965,130494,218,511,308.375,42.255600000000001,-72.918499999999995,95.404560546900001,130494,218,511,42.255600000000001,-72.918499999999995,54.652299999999997,0,130494,218,511,42.255600000000001,-72.918499999999995,49.574800000000003,130494,218,511,53.622199999999999,42.255600000000001,-72.918499999999995,131694,220,513,42.366,-72.518600000000006,43.7498,131694,220,513,47.560200000000002,42.366,-72.518600000000006,"CHESTER",59,0,"No Natural Gas Service",37542.272855499999,96254154.194999993,"CHESTER",59,"Chester Municipal Electric Light Department, Eversource Energy (NSTAR Electric)","Municipal, NSTAR Electric d/b/a Eversource Energy",37542.272855499999,96254154.194999993,"CHESTER",59,"Comcast","Comcast",96254154.194999993,37542.272855499999]
["CCC00",null,"Cape Cod Community College","Nickerson Administration Building","761CCC0010","13,108","square-feet","2240","Iyannough Road","Barnstable","Barnstable",null,"In Use","State Owned","CCC","CCC","$7,209,400.00","US Dollars","1 - Major Building",41.691057999999998,-70.337292000000005,null,null,null,null,null,null,null,null,null,null,null,null,null,null,null,null,null,null,null,null,null,null,null,null,null,null,null,null,null,null,null,null,null,null,null,null,null,null,null,null,null,null,null,null,null,null,null,null,null,null,null,null,null,null,null,null,null,null,null,null,null,null,null,null,null,null,null,null,null,null,null,null,null,null,null,null,null,null,null,null,132309,221,529,11.883599999999999,41.698999999999998,-70.284599999999998,132309,221,529,24.2088,41.698999999999998,-70.284599999999998,132309,221,529,41.698999999999998,-70.284599999999998,0,132309,221,529,41.698999999999998,-70.284599999999998,0,132309,221,529,0,41.698999999999998,-70.284599999999998,132309,221,529,295.84199999999998,41.698999999999998,-70.284599999999998,72.845783691400001,132309,221,529,297.01100000000002,41.698999999999998,-70.284599999999998,74.949500732399997,132309,221,529,299.90300000000002,41.698999999999998,-70.284599999999998,80.155262451200002,132309,221,529,41.698999999999998,-70.284599999999998,34.9955,0,132309,221,529,41.698999999999998,-70.284599999999998,40.420499999999997,132309,221,529,44.944499999999998,41.698999999999998,-70.284599999999998,131690,220,509,42.550899999999999,-73.069299999999998,46.740099999999998,131690,220,509,49.509500000000003,42.550899999999999,-73.069299999999998,"BARNSTABLE",20,"National Grid (Boston Gas)","National Grid",81035.849194900002,169773915.93599999,"BARNSTABLE",20,"Eversource Energy (NSTAR Electric)","NSTAR Electric d/b/a Eversource Energy",81035.849194900002,169773915.93599999,"BARNSTABLE",20,"Comcast","Comcast",169774235.66800001,81031.892878300001]
["TRC71",null,"Attleboro District - Juvenile Court","Attleboro District Court","655TRC0400","21,880","square-feet","88","N Main Street","Attleboro","Bristol",null,"In Use","County Owned","TRC",null,"$15,316,000.00","US Dollars","1 - Major Building",41.946280999999999,-71.287462000000005,908,"005","631400","2","Block Group 2","Block Group 2, Census Tract 6314, Bristol County, Massachusetts","1500000US250056314002","250056314002",null,16,"ATTLEBORO","Attleboro",null,874,763,12.700228833000001,501,0,38438,44.777099999999997,74962,87.3245,"I",null,null,"Yes","I",1,"Income",2898.3237716899998,391989.30254200002,null,null,null,null,null,null,null,null,null,null,null,null,null,null,null,null,null,null,null,null,null,null,null,null,null,null,null,null,null,null,null,null,null,null,null,null,null,null,null,null,null,null,null,null,null,null,null,null,null,131703,220,522,3.8101600000000002,41.939799999999998,-71.292199999999994,131703,220,522,15.663600000000001,41.939799999999998,-71.292199999999994,131703,220,522,41.939799999999998,-71.292199999999994,1,131703,220,522,41.939799999999998,-71.292199999999994,21,131703,220,522,98,41.939799999999998,-71.292199999999994,131703,220,522,305.32100000000003,41.939799999999998,-71.292199999999994,89.908594970699994,131703,220,522,307.88900000000001,41.939799999999998,-71.292199999999994,94.530048828100007,131703,220,522,310.85000000000002,41.939799999999998,-71.292199999999994,99.859132080099997,131703,220,522,41.939799999999998,-71.292199999999994,39.752200000000002,0,131703,220,522,41.939799999999998,-71.292199999999994,40.905000000000001,131703,220,522,48.5886,41.939799999999998,-71.292199999999994,132898,222,519,42.2851,-71.570300000000003,42.810200000000002,132898,222,519,45.363700000000001,42.2851,-71.570300000000003,"ATTLEBORO",16,"Eversource Energy (EGMA)","Eversource Energy",39370.23111790001,71925427.532800004,"ATTLEBORO",16,"National Grid (Massachusetts Electric)","Massachusetts Electric d/b/a National Grid",39370.23111790001,71925427.532800004,"ATTLEBORO",16,"Comcast","Comcast",71925427.532800004,39370.23111790001]
["FWE31",null,"Game Farm","Building 8","762FWEPB16","240","square-feet",null,"Cranberry Highway (Rte 6A)","Sandwich","Barnstable",null,"Inactive","State Owned","DFG","DFG","$72,000.00","US Dollars","2 - Minor Building",41.733299260000003,-70.42939758,null,null,null,null,null,null,null,null,null,null,null,null,null,null,null,null,null,null,null,null,null,null,null,null,null,null,null,null,null,null,null,null,null,null,null,null,null,null,null,null,null,null,null,null,null,null,null,null,null,null,null,null,null,null,null,null,null,null,null,null,null,null,null,null,null,null,null,null,null,null,null,null,null,null,null,null,null,null,null,null,132308,221,528,7.0463800000000001,41.748199999999997,-70.418599999999998,132308,221,528,18.379100000000001,41.748199999999997,-70.418599999999998,132308,221,528,41.748199999999997,-70.418599999999998,0,132308,221,528,41.748199999999997,-70.418599999999998,0,132308,221,528,0,41.748199999999997,-70.418599999999998,132308,221,528,297.15800000000002,41.748199999999997,-70.418599999999998,75.215095214800002,132308,221,528,298.71199999999999,41.748199999999997,-70.418599999999998,78.011005859400001,132308,221,528,301.32900000000001,41.748199999999997,-70.418599999999998,82.722712402300004,132308,221,528,41.748199999999997,-70.418599999999998,36.756900000000002,0,132308,221,528,41.748199999999997,-70.418599999999998,42.5672,132308,221,528,47.290599999999998,41.748199999999997,-70.418599999999998,132897,222,518,42.332799999999999,-71.706699999999998,42.842100000000002,132897,222,518,46.546199999999999,42.332799999999999,-71.706699999999998,"SANDWICH",261,"National Grid (Boston Gas)","National Grid",63235.835901600003,114251630.78200001,"SANDWICH",261,"Eversource Energy (NSTAR Electric)","NSTAR Electric d/b/a Eversource Energy",63235.835901600003,114251630.78200001,"SANDWICH",261,"Comcast","Comcast",114251727.62800001,63235.408968700001]
["DCRBRIM","BRIM4","Brimfield State Forest","Bathhouse","261DEMPB06","616","square-feet",null,"Dean Pond Road","Brimfield","Hampden",null,"In Use","State Owned","DCR","DCR","$215,600.00","US Dollars","2 - Minor Building",42.100099999999998,-72.271099000000007,null,null,null,null,null,null,null,null,null,null,null,null,null,null,null,null,null,null,null,null,null,null,null,null,null,null,null,null,null,null,null,null,null,null,null,null,null,null,null,null,null,null,null,null,null,null,null,null,null,null,null,null,null,null,null,null,null,null,null,null,null,null,null,null,null,null,null,null,null,null,null,null,null,null,null,null,null,null,null,null,131097,219,515,11.1805,42.171199999999999,-72.307900000000004,131097,219,515,16.6493,42.171199999999999,-72.307900000000004,131097,219,515,42.171199999999999,-72.307900000000004,0,131097,219,515,42.171199999999999,-72.307900000000004,10,131097,219,515,67,42.171199999999999,-72.307900000000004,131097,219,515,304.173,42.171199999999999,-72.307900000000004,87.842176513699997,131097,219,515,306.27800000000002,42.171199999999999,-72.307900000000004,91.630921630900005,131097,219,515,309.75900000000001,42.171199999999999,-72.307900000000004,97.895435790999997,131097,219,515,42.171199999999999,-72.307900000000004,35.125799999999998,0,131097,219,515,42.171199999999999,-72.307900000000004,38.726399999999998,131097,219,515,46.086500000000001,42.171199999999999,-72.307900000000004,132895,222,516,42.427700000000002,-71.980199999999996,41.747700000000002,132895,222,516,47.040300000000002,42.427700000000002,-71.980199999999996,"MONSON",191,"Eversource Energy (EGMA)","Eversource Energy",45989.136382999997,115984593.59199999,"MONSON",191,"National Grid (Massachusetts Electric)","Massachusetts Electric d/b/a National Grid",45989.136382999997,115984593.59199999,"MONSON",191,"Comcast","Comcast",115984593.59199999,45989.136382999997]
["DDS53","DMR53","Monson Developmental Center","Wayside Storage Shed","260DDSPB03","80","square-feet","200","State Avenue","Monson","INACTIVE",null,"Inactive","State Owned","DCAMM","DCAMM","$24,000.00","US Dollars","2 - Minor Building",42.142898559999999,-72.326301569999998,null,null,null,null,null,null,null,null,null,null,null,null,null,null,null,null,null,null,null,null,null,null,null,null,null,null,null,null,null,null,null,null,null,null,null,null,null,null,null,null,null,null,null,null,null,null,null,null,null,null,null,null,null,null,null,null,null,null,null,null,null,null,null,null,null,null,null,null,null,null,null,null,null,null,null,null,null,null,null,null,131097,219,515,11.1805,42.171199999999999,-72.307900000000004,131097,219,515,16.6493,42.171199999999999,-72.307900000000004,131097,219,515,42.171199999999999,-72.307900000000004,0,131097,219,515,42.171199999999999,-72.307900000000004,10,131097,219,515,67,42.171199999999999,-72.307900000000004,131097,219,515,304.173,42.171199999999999,-72.307900000000004,87.842176513699997,131097,219,515,306.27800000000002,42.171199999999999,-72.307900000000004,91.630921630900005,131097,219,515,309.75900000000001,42.171199999999999,-72.307900000000004,97.895435790999997,131097,219,515,42.171199999999999,-72.307900000000004,35.125799999999998,0,131097,219,515,42.171199999999999,-72.307900000000004,38.726399999999998,131097,219,515,46.086500000000001,42.171199999999999,-72.307900000000004,133500,223,522,42.241599999999998,-71.097200000000001,44.4587,133500,223,522,44.552799999999998,42.241599999999998,-71.097200000000001,"MONSON",191,"Eversource Energy (EGMA)","Eversource Energy",45989.136382999997,115984593.59199999,"MONSON",191,"National Grid (Massachusetts Electric)","Massachusetts Electric d/b/a National Grid",45989.136382999997,115984593.59199999,"MONSON",191,"Comcast","Comcast",115984593.59199999,45989.136382999997]
["DCRSCUS","SCUS1","Scusset Beach State Reservation","Fish Pier Building","762DEM6668","1,650","square-feet","140","Scusset Beach Road","Sandwich","Barnstable",null,"In Use","State Owned","DCR","DCR","$742,500.00","US Dollars","1 - Major Building",41.774467999999999,-70.517487000000003,null,null,null,null,null,null,null,null,null,null,null,null,null,null,null,null,null,null,null,null,null,null,null,null,null,null,null,null,null,null,null,"25001C","1.1.1.0","25001C_3530","NP","AE",null,"T",14,"NAVD88",-9999,"Feet",-9999,null,null,null,-9999,-9999,null,"25001C_STUDY1","AE: 1% Annual Chance of Flooding, with BFE",3131818.67031,39095.928112900001,3,2136912.9568400001,28657.5807676,1,"S_Present_Pt1Perc","C:/Users/tspencer/Commonwealth of Massachusetts/DCP-TEAMS - DCAMM Energy - Documents/Resilience/Resilience/MC-FRM GIS/pt1PercentExtent/South_Present_Dpt1percent/S_Present_Pt1Perc.shp",1,"S_2030_Pt1Perc","C:/Users/tspencer/Commonwealth of Massachusetts/DCP-TEAMS - DCAMM Energy - Documents/Resilience/Resilience/MC-FRM GIS/pt1PercentExtent/South_2030_Dpt1percent/S_2030_Pt1Perc.shp",1,"S_2050_Pt1Perc","C:/Users/tspencer/Commonwealth of Massachusetts/DCP-TEAMS - DCAMM Energy - Documents/Resilience/Resilience/MC-FRM GIS/pt1PercentExtent/South_2050_Dpt1percent/S_2050_Pt1Perc.shp",1,"N_2070_Pt1Perc","C:/Users/tspencer/Commonwealth of Massachusetts/DCP-TEAMS - DCAMM Energy - Documents/Resilience/Resilience/MC-FRM GIS/pt1PercentExtent/North_2070_Dpt1percent/N_2070_Pt1Perc.shp",1,"S_Present_1Perc","C:/Users/tspencer/Commonwealth of Massachusetts/DCP-TEAMS - DCAMM Energy - Documents/Resilience/Resilience/MC-FRM GIS/1PercentExtent/South_Present_D1Percent/S_Present_1Perc.shp",1,"N_2030_1Perc","C:/Users/tspencer/Commonwealth of Massachusetts/DCP-TEAMS - DCAMM Energy - Documents/Resilience/Resilience/MC-FRM GIS/1PercentExtent/North_2030_D1percent/N_2030_1Perc.shp",1,"N_2050_1Perc","C:/Users/tspencer/Commonwealth of Massachusetts/DCP-TEAMS - DCAMM Energy - Documents/Resilience/Resilience/MC-FRM GIS/1PercentExtent/North_2050_D1percent/N_2050_1Perc.shp",1,"N_2070_1Perc","C:/Users/tspencer/Commonwealth of Massachusetts/DCP-TEAMS - DCAMM Energy - Documents/Resilience/Resilience/MC-FRM GIS/1PercentExtent/North_2070_D1percent/N_2070_1Perc.shp",132307,221,527,5.3014000000000001,41.797400000000003,-70.552899999999994,132307,221,527,14.1052,41.797400000000003,-70.552899999999994,132307,221,527,41.797400000000003,-70.552899999999994,0,132307,221,527,41.797400000000003,-70.552899999999994,0,132307,221,527,10,41.797400000000003,-70.552899999999994,132307,221,527,302.52699999999999,41.797400000000003,-70.552899999999994,84.879163818400002,132307,221,527,304.15800000000002,41.797400000000003,-70.552899999999994,87.813502197299997,132307,221,527,307.161,41.797400000000003,-70.552899999999994,93.2195446777,132307,221,527,41.797400000000003,-70.552899999999994,35.995399999999997,0,132307,221,527,41.797400000000003,-70.552899999999994,41.536999999999999,132307,221,527,41.566400000000002,41.797400000000003,-70.552899999999994,132891,222,512,42.615400000000001,-72.529799999999994,42.137900000000002,132891,222,512,45.309399999999997,42.615400000000001,-72.529799999999994,"SANDWICH",261,"National Grid (Boston Gas)","National Grid",63235.835901600003,114251630.78200001,"SANDWICH",261,"Eversource Energy (NSTAR Electric)","NSTAR Electric d/b/a Eversource Energy",63235.835901600003,114251630.78200001,"SANDWICH",261,"Comcast","Comcast",114251727.62800001,63235.408968700001]
["DCRSCUS","SCUS1","Scusset Beach State Reservation","Fish Pier Building","762DEM6668","1,650","square-feet","140","Scusset Beach Road","Sandwich","Barnstable",null,"In Use","State Owned","DCR","DCR","$742,500.00","US Dollars","1 - Major Building",41.774467999999999,-70.517487000000003,null,null,null,null,null,null,null,null,null,null,null,null,null,null,null,null,null,null,null,null,null,null,null,null,null,null,null,null,null,null,null,"25001C","1.1.1.0","25001C_3530","NP","AE",null,"T",14,"NAVD88",-9999,"Feet",-9999,null,null,null,-9999,-9999,null,"25001C_STUDY1","AE: 1% Annual Chance of Flooding, with BFE",3131818.67031,39095.928112900001,3,2136912.9568400001,28657.5807676,1,"N_Present_Pt1Perc","C:/Users/tspencer/Commonwealth of Massachusetts/DCP-TEAMS - DCAMM Energy - Documents/Resilience/Resilience/MC-FRM GIS/pt1PercentExtent/North_Present_Dpt1percent/N_Present_Pt1Perc.shp",1,"S_2030_Pt1Perc","C:/Users/tspencer/Commonwealth of Massachusetts/DCP-TEAMS - DCAMM Energy - Documents/Resilience/Resilience/MC-FRM GIS/pt1PercentExtent/South_2030_Dpt1percent/S_2030_Pt1Perc.shp",1,"S_2050_Pt1Perc","C:/Users/tspencer/Commonwealth of Massachusetts/DCP-TEAMS - DCAMM Energy - Documents/Resilience/Resilience/MC-FRM GIS/pt1PercentExtent/South_2050_Dpt1percent/S_2050_Pt1Perc.shp",1,"S_2070_Pt1Perc","C:/Users/tspencer/Commonwealth of Massachusetts/DCP-TEAMS - DCAMM Energy - Documents/Resilience/Resilience/MC-FRM GIS/pt1PercentExtent/South_2070_Dpt1percent/S_2070_Pt1Perc.shp",1,"N_Present_1Perc","C:/Users/tspencer/Commonwealth of Massachusetts/DCP-TEAMS - DCAMM Energy - Documents/Resilience/Resilience/MC-FRM GIS/1PercentExtent/North_Present_D1Percent/N_Present_1Perc.shp",1,"S_2030_1Perc","C:/Users/tspencer/Commonwealth of Massachusetts/DCP-TEAMS - DCAMM Energy - Documents/Resilience/Resilience/MC-FRM GIS/1PercentExtent/South_2030_D1percent/S_2030_1Perc.shp",1,"N_2050_1Perc","C:/Users/tspencer/Commonwealth of Massachusetts/DCP-TEAMS - DCAMM Energy - Documents/Resilience/Resilience/MC-FRM GIS/1PercentExtent/North_2050_D1percent/N_2050_1Perc.shp",1,"N_2070_1Perc","C:/Users/tspencer/Commonwealth of Massachusetts/DCP-TEAMS - DCAMM Energy - Documents/Resilience/Resilience/MC-FRM GIS/1PercentExtent/North_2070_D1percent/N_2070_1Perc.shp",132307,221,527,5.3014000000000001,41.797400000000003,-70.552899999999994,132307,221,527,14.1052,41.797400000000003,-70.552899999999994,132307,221,527,41.797400000000003,-70.552899999999994,0,132307,221,527,41.797400000000003,-70.552899999999994,0,132307,221,527,10,41.797400000000003,-70.552899999999994,132307,221,527,302.52699999999999,41.797400000000003,-70.552899999999994,84.879163818400002,132307,221,527,304.15800000000002,41.797400000000003,-70.552899999999994,87.813502197299997,132307,221,527,307.161,41.797400000000003,-70.552899999999994,93.2195446777,132307,221,527,41.797400000000003,-70.552899999999994,35.995399999999997,0,132307,221,527,41.797400000000003,-70.552899999999994,41.536999999999999,132307,221,527,41.566400000000002,41.797400000000003,-70.552899999999994,133494,223,516,42.528799999999997,-71.9161,44.668599999999998,133494,223,516,49.193600000000004,42.528799999999997,-71.9161,"SANDWICH",261,"National Grid (Boston Gas)","National Grid",63235.835901600003,114251630.78200001,"SANDWICH",261,"Eversource Energy (NSTAR Electric)","NSTAR Electric d/b/a Eversource Energy",63235.835901600003,114251630.78200001,"SANDWICH",261,"Comcast","Comcast",114251727.62800001,63235.408968700001]
["DCRSCUS","SCUS1","Scusset Beach State Reservation","Fish Pier Building","762DEM6668","1,650","square-feet","140","Scusset Beach Road","Sandwich","Barnstable",null,"In Use","State Owned","DCR","DCR","$742,500.00","US Dollars","1 - Major Building",41.774467999999999,-70.517487000000003,null,null,null,null,null,null,null,null,null,null,null,null,null,null,null,null,null,null,null,null,null,null,null,null,null,null,null,null,null,null,null,"25001C","1.1.1.0","25001C_3530","NP","AE",null,"T",14,"NAVD88",-9999,"Feet",-9999,null,null,null,-9999,-9999,null,"25001C_STUDY1","AE: 1% Annual Chance of Flooding, with BFE",3131818.67031,39095.928112900001,3,2136912.9568400001,28657.5807676,1,"N_Present_Pt1Perc","C:/Users/tspencer/Commonwealth of Massachusetts/DCP-TEAMS - DCAMM Energy - Documents/Resilience/Resilience/MC-FRM GIS/pt1PercentExtent/North_Present_Dpt1percent/N_Present_Pt1Perc.shp",1,"N_2030_Pt1Perc","C:/Users/tspencer/Commonwealth of Massachusetts/DCP-TEAMS - DCAMM Energy - Documents/Resilience/Resilience/MC-FRM GIS/pt1PercentExtent/North_2030_Dpt1percent/N_2030_Pt1Perc.shp",1,"N_2050_Pt1Perc","C:/Users/tspencer/Commonwealth of Massachusetts/DCP-TEAMS - DCAMM Energy - Documents/Resilience/Resilience/MC-FRM GIS/pt1PercentExtent/North_2050_Dpt1percent/N_2050_Pt1Perc.shp",1,"N_2070_Pt1Perc","C:/Users/tspencer/Commonwealth of Massachusetts/DCP-TEAMS - DCAMM Energy - Documents/Resilience/Resilience/MC-FRM GIS/pt1PercentExtent/North_2070_Dpt1percent/N_2070_Pt1Perc.shp",1,"S_Present_1Perc","C:/Users/tspencer/Commonwealth of Massachusetts/DCP-TEAMS - DCAMM Energy - Documents/Resilience/Resilience/MC-FRM GIS/1PercentExtent/South_Present_D1Percent/S_Present_1Perc.shp",1,"S_2030_1Perc","C:/Users/tspencer/Commonwealth of Massachusetts/DCP-TEAMS - DCAMM Energy - Documents/Resilience/Resilience/MC-FRM GIS/1PercentExtent/South_2030_D1percent/S_2030_1Perc.shp",1,"S_2050_1Perc","C:/Users/tspencer/Commonwealth of Massachusetts/DCP-TEAMS - DCAMM Energy - Documents/Resilience/Resilience/MC-FRM GIS/1PercentExtent/South_2050_D1percent/S_2050_1Perc.shp",1,"N_2070_1Perc","C:/Users/tspencer/Commonwealth of Massachusetts/DCP-TEAMS - DCAMM Energy - Documents/Resilience/Resilience/MC-FRM GIS/1PercentExtent/North_2070_D1percent/N_2070_1Perc.shp",132307,221,527,5.3014000000000001,41.797400000000003,-70.552899999999994,132307,221,527,14.1052,41.797400000000003,-70.552899999999994,132307,221,527,41.797400000000003,-70.552899999999994,0,132307,221,527,41.797400000000003,-70.552899999999994,0,132307,221,527,10,41.797400000000003,-70.552899999999994,132307,221,527,302.52699999999999,41.797400000000003,-70.552899999999994,84.879163818400002,132307,221,527,304.15800000000002,41.797400000000003,-70.552899999999994,87.813502197299997,132307,221,527,307.161,41.797400000000003,-70.552899999999994,93.2195446777,132307,221,527,41.797400000000003,-70.552899999999994,35.995399999999997,0,132307,221,527,41.797400000000003,-70.552899999999994,41.536999999999999,132307,221,527,41.566400000000002,41.797400000000003,-70.552899999999994,133493,223,515,42.576000000000001,-72.053299999999993,41.8215,133493,223,515,46.153199999999998,42.576000000000001,-72.053299999999993,"SANDWICH",261,"National Grid (Boston Gas)","National Grid",63235.835901600003,114251630.78200001,"SANDWICH",261,"Eversource Energy (NSTAR Electric)","NSTAR Electric d/b/a Eversource Energy",63235.835901600003,114251630.78200001,"SANDWICH",261,"Comcast","Comcast",114251727.62800001,63235.408968700001]
["DCRSCUS","SCUS1","Scusset Beach State Reservation","Fish Pier Building","762DEM6668","1,650","square-feet","140","Scusset Beach Road","Sandwich","Barnstable",null,"In Use","State Owned","DCR","DCR","$742,500.00","US Dollars","1 - Major Building",41.774467999999999,-70.517487000000003,null,null,null,null,null,null,null,null,null,null,null,null,null,null,null,null,null,null,null,null,null,null,null,null,null,null,null,null,null,null,null,"25001C","1.1.1.0","25001C_3530","NP","AE",null,"T",14,"NAVD88",-9999,"Feet",-9999,null,null,null,-9999,-9999,null,"25001C_STUDY1","AE: 1% Annual Chance of Flooding, with BFE",3131818.67031,39095.928112900001,3,2136912.9568400001,28657.5807676,1,"N_Present_Pt1Perc","C:/Users/tspencer/Commonwealth of Massachusetts/DCP-TEAMS - DCAMM Energy - Documents/Resilience/Resilience/MC-FRM GIS/pt1PercentExtent/North_Present_Dpt1percent/N_Present_Pt1Perc.shp",1,"N_2030_Pt1Perc","C:/Users/tspencer/Commonwealth of Massachusetts/DCP-TEAMS - DCAMM Energy - Documents/Resilience/Resilience/MC-FRM GIS/pt1PercentExtent/North_2030_Dpt1percent/N_2030_Pt1Perc.shp",1,"S_2050_Pt1Perc","C:/Users/tspencer/Commonwealth of Massachusetts/DCP-TEAMS - DCAMM Energy - Documents/Resilience/Resilience/MC-FRM GIS/pt1PercentExtent/South_2050_Dpt1percent/S_2050_Pt1Perc.shp",1,"N_2070_Pt1Perc","C:/Users/tspencer/Commonwealth of Massachusetts/DCP-TEAMS - DCAMM Energy - Documents/Resilience/Resilience/MC-FRM GIS/pt1PercentExtent/North_2070_Dpt1percent/N_2070_Pt1Perc.shp",1,"N_Present_1Perc","C:/Users/tspencer/Commonwealth of Massachusetts/DCP-TEAMS - DCAMM Energy - Documents/Resilience/Resilience/MC-FRM GIS/1PercentExtent/North_Present_D1Percent/N_Present_1Perc.shp",1,"N_2030_1Perc","C:/Users/tspencer/Commonwealth of Massachusetts/DCP-TEAMS - DCAMM Energy - Documents/Resilience/Resilience/MC-FRM GIS/1PercentExtent/North_2030_D1percent/N_2030_1Perc.shp",1,"N_2050_1Perc","C:/Users/tspencer/Commonwealth of Massachusetts/DCP-TEAMS - DCAMM Energy - Documents/Resilience/Resilience/MC-FRM GIS/1PercentExtent/North_2050_D1percent/N_2050_1Perc.shp",1,"S_2070_1Perc","C:/Users/tspencer/Commonwealth of Massachusetts/DCP-TEAMS - DCAMM Energy - Documents/Resilience/Resilience/MC-FRM GIS/1PercentExtent/South_2070_D1percent/S_2070_1Perc.shp",132307,221,527,5.3014000000000001,41.797400000000003,-70.552899999999994,132307,221,527,14.1052,41.797400000000003,-70.552899999999994,132307,221,527,41.797400000000003,-70.552899999999994,0,132307,221,527,41.797400000000003,-70.552899999999994,0,132307,221,527,10,41.797400000000003,-70.552899999999994,132307,221,527,302.52699999999999,41.797400000000003,-70.552899999999994,84.879163818400002,132307,221,527,304.15800000000002,41.797400000000003,-70.552899999999994,87.813502197299997,132307,221,527,307.161,41.797400000000003,-70.552899999999994,93.2195446777,132307,221,527,41.797400000000003,-70.552899999999994,35.995399999999997,0,132307,221,527,41.797400000000003,-70.552899999999994,41.536999999999999,132307,221,527,41.566400000000002,41.797400000000003,-70.552899999999994,134097,224,520,42.438699999999997,-71.304199999999994,42.834099999999999,134097,224,520,44.248199999999997,42.438699999999997,-71.304199999999994,"SANDWICH",261,"National Grid (Boston Gas)","National Grid",63235.835901600003,114251630.78200001,"SANDWICH",261,"Eversource Energy (NSTAR Electric)","NSTAR Electric d/b/a Eversource Energy",63235.835901600003,114251630.78200001,"SANDWICH",261,"Comcast","Comcast",114251727.62800001,63235.408968700001]
["DCRSCUS","SCUS1","Scusset Beach State Reservation","Fish Pier Building","762DEM6668","1,650","square-feet","140","Scusset Beach Road","Sandwich","Barnstable",null,"In Use","State Owned","DCR","DCR","$742,500.00","US Dollars","1 - Major Building",41.774467999999999,-70.517487000000003,null,null,null,null,null,null,null,null,null,null,null,null,null,null,null,null,null,null,null,null,null,null,null,null,null,null,null,null,null,null,null,"25001C","1.1.1.0","25001C_3530","NP","AE",null,"T",14,"NAVD88",-9999,"Feet",-9999,null,null,null,-9999,-9999,null,"25001C_STUDY1","AE: 1% Annual Chance of Flooding, with BFE",3131818.67031,39095.928112900001,3,2136912.9568400001,28657.5807676,1,"N_Present_Pt1Perc","C:/Users/tspencer/Commonwealth of Massachusetts/DCP-TEAMS - DCAMM Energy - Documents/Resilience/Resilience/MC-FRM GIS/pt1PercentExtent/North_Present_Dpt1percent/N_Present_Pt1Perc.shp",1,"N_2030_Pt1Perc","C:/Users/tspencer/Commonwealth of Massachusetts/DCP-TEAMS - DCAMM Energy - Documents/Resilience/Resilience/MC-FRM GIS/pt1PercentExtent/North_2030_Dpt1percent/N_2030_Pt1Perc.shp",1,"S_2050_Pt1Perc","C:/Users/tspencer/Commonwealth of Massachusetts/DCP-TEAMS - DCAMM Energy - Documents/Resilience/Resilience/MC-FRM GIS/pt1PercentExtent/South_2050_Dpt1percent/S_2050_Pt1Perc.shp",1,"N_2070_Pt1Perc","C:/Users/tspencer/Commonwealth of Massachusetts/DCP-TEAMS - DCAMM Energy - Documents/Resilience/Resilience/MC-FRM GIS/pt1PercentExtent/North_2070_Dpt1percent/N_2070_Pt1Perc.shp",1,"S_Present_1Perc","C:/Users/tspencer/Commonwealth of Massachusetts/DCP-TEAMS - DCAMM Energy - Documents/Resilience/Resilience/MC-FRM GIS/1PercentExtent/South_Present_D1Percent/S_Present_1Perc.shp",1,"S_2030_1Perc","C:/Users/tspencer/Commonwealth of Massachusetts/DCP-TEAMS - DCAMM Energy - Documents/Resilience/Resilience/MC-FRM GIS/1PercentExtent/South_2030_D1percent/S_2030_1Perc.shp",1,"N_2050_1Perc","C:/Users/tspencer/Commonwealth of Massachusetts/DCP-TEAMS - DCAMM Energy - Documents/Resilience/Resilience/MC-FRM GIS/1PercentExtent/North_2050_D1percent/N_2050_1Perc.shp",1,"S_2070_1Perc","C:/Users/tspencer/Commonwealth of Massachusetts/DCP-TEAMS - DCAMM Energy - Documents/Resilience/Resilience/MC-FRM GIS/1PercentExtent/South_2070_D1percent/S_2070_1Perc.shp",132307,221,527,5.3014000000000001,41.797400000000003,-70.552899999999994,132307,221,527,14.1052,41.797400000000003,-70.552899999999994,132307,221,527,41.797400000000003,-70.552899999999994,0,132307,221,527,41.797400000000003,-70.552899999999994,0,132307,221,527,10,41.797400000000003,-70.552899999999994,132307,221,527,302.52699999999999,41.797400000000003,-70.552899999999994,84.879163818400002,132307,221,527,304.15800000000002,41.797400000000003,-70.552899999999994,87.813502197299997,132307,221,527,307.161,41.797400000000003,-70.552899999999994,93.2195446777,132307,221,527,41.797400000000003,-70.552899999999994,35.995399999999997,0,132307,221,527,41.797400000000003,-70.552899999999994,41.536999999999999,132307,221,527,41.566400000000002,41.797400000000003,-70.552899999999994,134697,225,521,42.491100000000003,-71.102400000000003,44.682000000000002,134697,225,521,43.469200000000001,42.491100000000003,-71.102400000000003,"SANDWICH",261,"National Grid (Boston Gas)","National Grid",63235.835901600003,114251630.78200001,"SANDWICH",261,"Eversource Energy (NSTAR Electric)","NSTAR Electric d/b/a Eversource Energy",63235.835901600003,114251630.78200001,"SANDWICH",261,"Comcast","Comcast",114251727.62800001,63235.408968700001]
["DCRSCUS","SCUS1","Scusset Beach State Reservation","Fish Pier Building","762DEM6668","1,650","square-feet","140","Scusset Beach Road","Sandwich","Barnstable",null,"In Use","State Owned","DCR","DCR","$742,500.00","US Dollars","1 - Major Building",41.774467999999999,-70.517487000000003,null,null,null,null,null,null,null,null,null,null,null,null,null,null,null,null,null,null,null,null,null,null,null,null,null,null,null,null,null,null,null,"25001C","1.1.1.0","25001C_3530","NP","AE",null,"T",14,"NAVD88",-9999,"Feet",-9999,null,null,null,-9999,-9999,null,"25001C_STUDY1","AE: 1% Annual Chance of Flooding, with BFE",3131818.67031,39095.928112900001,3,2136912.9568400001,28657.5807676,1,"N_Present_Pt1Perc","C:/Users/tspencer/Commonwealth of Massachusetts/DCP-TEAMS - DCAMM Energy - Documents/Resilience/Resilience/MC-FRM GIS/pt1PercentExtent/North_Present_Dpt1percent/N_Present_Pt1Perc.shp",1,"S_2030_Pt1Perc","C:/Users/tspencer/Commonwealth of Massachusetts/DCP-TEAMS - DCAMM Energy - Documents/Resilience/Resilience/MC-FRM GIS/pt1PercentExtent/South_2030_Dpt1percent/S_2030_Pt1Perc.shp",1,"S_2050_Pt1Perc","C:/Users/tspencer/Commonwealth of Massachusetts/DCP-TEAMS - DCAMM Energy - Documents/Resilience/Resilience/MC-FRM GIS/pt1PercentExtent/South_2050_Dpt1percent/S_2050_Pt1Perc.shp",1,"S_2070_Pt1Perc","C:/Users/tspencer/Commonwealth of Massachusetts/DCP-TEAMS - DCAMM Energy - Documents/Resilience/Resilience/MC-FRM GIS/pt1PercentExtent/South_2070_Dpt1percent/S_2070_Pt1Perc.shp",1,"S_Present_1Perc","C:/Users/tspencer/Commonwealth of Massachusetts/DCP-TEAMS - DCAMM Energy - Documents/Resilience/Resilience/MC-FRM GIS/1PercentExtent/South_Present_D1Percent/S_Present_1Perc.shp",1,"N_2030_1Perc","C:/Users/tspencer/Commonwealth of Massachusetts/DCP-TEAMS - DCAMM Energy - Documents/Resilience/Resilience/MC-FRM GIS/1PercentExtent/North_2030_D1percent/N_2030_1Perc.shp",1,"S_2050_1Perc","C:/Users/tspencer/Commonwealth of Massachusetts/DCP-TEAMS - DCAMM Energy - Documents/Resilience/Resilience/MC-FRM GIS/1PercentExtent/South_2050_D1percent/S_2050_1Perc.shp",1,"S_2070_1Perc","C:/Users/tspencer/Commonwealth of Massachusetts/DCP-TEAMS - DCAMM Energy - Documents/Resilience/Resilience/MC-FRM GIS/1PercentExtent/South_2070_D1percent/S_2070_1Perc.shp",132307,221,527,5.3014000000000001,41.797400000000003,-70.552899999999994,132307,221,527,14.1052,41.797400000000003,-70.552899999999994,132307,221,527,41.797400000000003,-70.552899999999994,0,132307,221,527,41.797400000000003,-70.552899999999994,0,132307,221,527,10,41.797400000000003,-70.552899999999994,132307,221,527,302.52699999999999,41.797400000000003,-70.552899999999994,84.879163818400002,132307,221,527,304.15800000000002,41.797400000000003,-70.552899999999994,87.813502197299997,132307,221,527,307.161,41.797400000000003,-70.552899999999994,93.2195446777,132307,221,527,41.797400000000003,-70.552899999999994,35.995399999999997,0,132307,221,527,41.797400000000003,-70.552899999999994,41.536999999999999,132307,221,527,41.566400000000002,41.797400000000003,-70.552899999999994,135296,226,521,42.5916,-71.036600000000007,43.834899999999998,135296,226,521,46.707099999999997,42.5916,-71.036600000000007,"SANDWICH",261,"National Grid (Boston Gas)","National Grid",63235.835901600003,114251630.78200001,"SANDWICH",261,"Eversource Energy (NSTAR Electric)","NSTAR Electric d/b/a Eversource Energy",63235.835901600003,114251630.78200001,"SANDWICH",261,"Comcast","Comcast",114251727.62800001,63235.408968700001]
["DCRSHCR","SHCR1","Shawme-Crowell State Forest","Recycling Center","762DEMPB14","90","square-feet","42","Main Street","Sandwich","Barnstable",null,"In Use","State Owned","DCR","DCR","$22,500.00","US Dollars","2 - Minor Building",41.763084999999997,-70.519733000000002,null,null,null,null,null,null,null,null,null,null,null,null,null,null,null,null,null,null,null,null,null,null,null,null,null,null,null,null,null,null,null,null,null,null,null,null,null,null,null,null,null,null,null,null,null,null,null,null,null,null,null,null,null,null,null,null,null,null,null,null,null,null,null,null,null,null,null,null,null,null,null,null,null,null,null,null,null,null,null,null,132307,221,527,5.3014000000000001,41.797400000000003,-70.552899999999994,132307,221,527,14.1052,41.797400000000003,-70.552899999999994,132307,221,527,41.797400000000003,-70.552899999999994,0,132307,221,527,41.797400000000003,-70.552899999999994,0,132307,221,527,10,41.797400000000003,-70.552899999999994,132307,221,527,302.52699999999999,41.797400000000003,-70.552899999999994,84.879163818400002,132307,221,527,304.15800000000002,41.797400000000003,-70.552899999999994,87.813502197299997,132307,221,527,307.161,41.797400000000003,-70.552899999999994,93.2195446777,132307,221,527,41.797400000000003,-70.552899999999994,35.995399999999997,0,132307,221,527,41.797400000000003,-70.552899999999994,41.536999999999999,132307,221,527,41.566400000000002,41.797400000000003,-70.552899999999994,null,null,null,null,null,null,null,null,null,null,null,null,"SANDWICH",261,"National Grid (Boston Gas)","National Grid",63235.835901600003,114251630.78200001,"SANDWICH",261,"Eversource Energy (NSTAR Electric)","NSTAR Electric d/b/a Eversource Energy",63235.835901600003,114251630.78200001,"SANDWICH",261,"Comcast","Comcast",114251727.62800001,63235.408968700001]
["SDH00",null,"Hampden County Sheriff's Department - Ludlow","Fire Pump House","259SDHPB11","100","square-feet","627","Randall Road","Ludlow","Hampden",null,"In Use","State Owned","SDH","SDH","$40,000.00","US Dollars","2 - Minor Building",42.20299911,-72.511398319999998,364,"013","810414","1","Block Group 1","Block Group 1, Census Tract 8104.14, Hampden County, Massachusetts","1500000US250138104141","250138104141",null,161,"LUDLOW","Ludlow","M",2205,1435,34.920634920600001,629,0,82798,96.452799999999996,73458,85.572500000000005,null,null,"M","Yes","M",1,"Minority",14219.7578816,11288571.693700001,null,null,null,null,null,null,null,null,null,null,null,null,null,null,null,null,null,null,null,null,null,null,null,null,null,null,null,null,null,null,null,null,null,null,null,null,null,null,null,null,null,null,null,null,null,null,null,null,null,131096,219,514,11.5868,42.218000000000004,-72.444599999999994,131096,219,514,18.496700000000001,42.218000000000004,-72.444599999999994,131096,219,514,42.218000000000004,-72.444599999999994,1,131096,219,514,42.218000000000004,-72.444599999999994,18,131096,219,514,116,42.218000000000004,-72.444599999999994,131096,219,514,304.94499999999999,42.218000000000004,-72.444599999999994,89.230518798800006,131096,219,514,307.86,42.218000000000004,-72.444599999999994,94.477204589799996,131096,219,514,310.67500000000001,42.218000000000004,-72.444599999999994,99.545197753899998,131096,219,514,42.218000000000004,-72.444599999999994,40.159399999999998,0,131096,219,514,42.218000000000004,-72.444599999999994,40.081000000000003,131096,219,514,45.105400000000003,42.218000000000004,-72.444599999999994,null,null,null,null,null,null,null,null,null,null,null,null,"LUDLOW",161,"Eversource Energy (EGMA)","Eversource Energy",36988.121579600011,73389122.104200006,"LUDLOW",161,"Eversource Energy (NSTAR Electric)","NSTAR Electric d/b/a Eversource Energy",36988.121579600011,73389122.104200006,"LUDLOW",161,"Charter","Charter",73389122.104200006,36988.121579699997]
["DOC09",null,"MASAC at Plymouth","Water Treatment Building 26","720DOC9508","80","square-feet","1","Bumps Pond Road","Plymouth","Plymouth",null,"In Use","State Owned","DOC","DOC","$24,000.00","US Dollars","2 - Minor Building",41.849700929999997,-70.66030121,null,null,null,null,null,null,null,null,null,null,null,null,null,null,null,null,null,null,null,null,null,null,null,null,null,null,null,null,null,null,null,null,null,null,null,null,null,null,null,null,null,null,null,null,null,null,null,null,null,null,null,null,null,null,null,null,null,null,null,null,null,null,null,null,null,null,null,null,null,null,null,null,null,null,null,null,null,null,null,null,132306,221,526,5.1403499999999998,41.846299999999999,-70.687299999999993,132306,221,526,13.5924,41.846299999999999,-70.687299999999993,132306,221,526,41.846299999999999,-70.687299999999993,0,132306,221,526,41.846299999999999,-70.687299999999993,4,132306,221,526,40,41.846299999999999,-70.687299999999993,132306,221,526,304.14800000000002,41.846299999999999,-70.687299999999993,87.797297363300004,132306,221,526,306.56599999999997,41.846299999999999,-70.687299999999993,92.148103027299996,132306,221,526,309.45999999999998,41.846299999999999,-70.687299999999993,97.358369140600004,132306,221,526,41.846299999999999,-70.687299999999993,38.4084,0,132306,221,526,41.846299999999999,-70.687299999999993,41.130400000000002,132306,221,526,43.717500000000001,41.846299999999999,-70.687299999999993,null,null,null,null,null,null,null,null,null,null,null,null,"PLYMOUTH",239,"Eversource Energy (NSTAR Gas)","Eversource Energy",103825.36915499999,266349058.48300001,"PLYMOUTH",239,"Eversource Energy (NSTAR Electric)","NSTAR Electric d/b/a Eversource Energy",103825.36915499999,266349058.48300001,"PLYMOUTH",239,"Comcast, Verizon","Comcast, Verizon",266349252.366,103820.176733]
["DCRSKIN","SKIN4","Skinner State Park","Old Well Shed","206DEMPB05","120","square-feet","24-68","Skinner State Park Road","Hadley","Hampshire",null,"Inactive","State Owned","DCR","DCR","$36,000.00","US Dollars","2 - Minor Building",42.301507999999998,-72.589240000000004,1615,"015","821400","4","Block Group 4","Block Group 4, Census Tract 8214, Hampshire County, Massachusetts","1500000US250158214004","250158214004",null,117,"HADLEY","Hadley",null,1977,1413,28.5280728376,827,2.1765417170500001,83712,97.517600000000002,74364,86.627899999999997,null,null,"M","Yes","M",1,"Minority",31797.678197500001,30260235.597899999,null,null,null,null,null,null,null,null,null,null,null,null,null,null,null,null,null,null,null,null,null,null,null,null,null,null,null,null,null,null,null,null,null,null,null,null,null,null,null,null,null,null,null,null,null,null,null,null,null,131095,219,513,13.363799999999999,42.264600000000002,-72.581500000000005,131095,219,513,14.9703,42.264600000000002,-72.581500000000005,131095,219,513,42.264600000000002,-72.581500000000005,1,131095,219,513,42.264600000000002,-72.581500000000005,23,131095,219,513,139,42.264600000000002,-72.581500000000005,131095,219,513,305.822,42.264600000000002,-72.581500000000005,90.808979492199995,131095,219,513,307.57100000000003,42.264600000000002,-72.581500000000005,93.957221679699998,131095,219,513,310.99400000000003,42.264600000000002,-72.581500000000005,100.12005737299999,131095,219,513,42.264600000000002,-72.581500000000005,44.639600000000002,0,131095,219,513,42.264600000000002,-72.581500000000005,43.5274,131095,219,513,46.635599999999997,42.264600000000002,-72.581500000000005,null,null,null,null,null,null,null,null,null,null,null,null,"HADLEY",117,"Berkshire Gas","The Berkshire Gas Company",50459.847955199999,63746571.709299996,"HADLEY",117,"Eversource Energy (NSTAR Electric)","NSTAR Electric d/b/a Eversource Energy",50459.847955199999,63746571.709299996,"HADLEY",117,"Charter","Charter",63746571.709299996,50459.847955199999]
["HSD00",null,"Hampshire County Sheriff's Office - Northampton","Work Release Building","213HSDPB03","6,000","square-feet","205","Rocky Hill Road","Northampton","Hampshire",null,"In Use","State Owned","HSD","HSD","$4,500,000.00","US Dollars","1 - Major Building",42.307498930000001,-72.658302309999996,1614,"015","821903","2","Block Group 2","Block Group 2, Census Tract 8219.03, Hampshire County, Massachusetts","1500000US250158219032","250158219032",null,214,"NORTHAMPTON","Northampton",null,246,144,41.463414634099998,0,0,0,0,66522,77.492599999999996,"0",null,"M","Yes","M",1,"Minority",1621.59355289,144203.76980499999,null,null,null,null,null,null,null,null,null,null,null,null,null,null,null,null,null,null,null,null,null,null,null,null,null,null,null,null,null,null,null,null,null,null,null,null,null,null,null,null,null,null,null,null,null,null,null,null,null,131094,219,512,10.959,42.311,-72.718699999999998,131094,219,512,10.847799999999999,42.311,-72.718699999999998,131094,219,512,42.311,-72.718699999999998,1,131094,219,512,42.311,-72.718699999999998,8,131094,219,512,88,42.311,-72.718699999999998,131094,219,512,304.31,42.311,-72.718699999999998,88.087885742200001,131094,219,512,306.68099999999998,42.311,-72.718699999999998,92.3554699707,131094,219,512,310.10899999999998,42.311,-72.718699999999998,98.525556640600001,131094,219,512,42.311,-72.718699999999998,51.225299999999997,0,131094,219,512,42.311,-72.718699999999998,47.2241,131094,219,512,50.476799999999997,42.311,-72.718699999999998,null,null,null,null,null,null,null,null,null,null,null,null,"NORTHAMPTON",214,"Berkshire Gas","The Berkshire Gas Company",42457.165848899996,92587330.176200002,"NORTHAMPTON",214,"National Grid (Massachusetts Electric)","Massachusetts Electric d/b/a National Grid",42457.165848899996,92587330.176200002,"NORTHAMPTON",214,"Comcast","Comcast",92587330.176100001,42457.165848899996]
["DOC15",null,"Bridgewater State Hospital","Building 11","715DOCPB53","12,500","square-feet","20","Administration Road","Bridgewater","Plymouth",null,"In Use","State Owned","DOC","DOC","$10,625,000.00","US Dollars","1 - Major Building",41.942798609999997,-70.956398010000001,970,"023","525300","1","Block Group 1","Block Group 1, Census Tract 5253, Plymouth County, Massachusetts","1500000US250235253001","250235253001",null,42,"BRIDGEWATER","Bridgewater",null,1610,881,45.2795031056,8,0,0,0,95675,111.453,"0",null,"M","Yes","M",1,"Minority",13444.9953585,7287435.4376499997,null,null,null,null,null,null,null,null,null,null,null,null,null,null,null,null,null,null,null,null,null,null,null,null,null,null,null,null,null,null,null,null,null,null,null,null,null,null,null,null,null,null,null,null,null,null,null,null,null,132304,221,524,6.33148,41.9437,-70.956900000000005,132304,221,524,13.9977,41.9437,-70.956900000000005,132304,221,524,41.9437,-70.956900000000005,1,132304,221,524,41.9437,-70.956900000000005,9,132304,221,524,77,41.9437,-70.956900000000005,132304,221,524,305.18700000000001,41.9437,-70.956900000000005,89.666346435500003,132304,221,524,307.08300000000003,41.9437,-70.956900000000005,93.079798584000002,132304,221,524,310.48899999999998,41.9437,-70.956900000000005,99.210114746100004,132304,221,524,41.9437,-70.956900000000005,40.0137,0,132304,221,524,41.9437,-70.956900000000005,41.548200000000001,132304,221,524,47.435000000000002,41.9437,-70.956900000000005,null,null,null,null,null,null,null,null,null,null,null,null,"BRIDGEWATER",42,"Eversource Energy (EGMA)","Eversource Energy",39191.801578699997,73451631.191300005,"BRIDGEWATER",42,"National Grid (Massachusetts Electric)","Massachusetts Electric d/b/a National Grid",39191.801578699997,73451631.191300005,"BRIDGEWATER",42,"Comcast","Comcast",73451631.191200003,39191.801578799998]
["DOC17",null,"Southeastern Correctional Center","Maintenance Shop 38","715DOCPB98","4,590","square-feet","12","Administration Road","Bridgewater","Plymouth",null,"Inactive","State Owned","DOC","DOC","$1,377,000.00","US Dollars","2 - Minor Building",41.947200780000003,-70.952796939999999,970,"023","525300","1","Block Group 1","Block Group 1, Census Tract 5253, Plymouth County, Massachusetts","1500000US250235253001","250235253001",null,42,"BRIDGEWATER","Bridgewater",null,1610,881,45.2795031056,8,0,0,0,95675,111.453,"0",null,"M","Yes","M",1,"Minority",13444.9953585,7287435.4376499997,null,null,null,null,null,null,null,null,null,null,null,null,null,null,null,null,null,null,null,null,null,null,null,null,null,null,null,null,null,null,null,null,null,null,null,null,null,null,null,null,null,null,null,null,null,null,null,null,null,132304,221,524,6.33148,41.9437,-70.956900000000005,132304,221,524,13.9977,41.9437,-70.956900000000005,132304,221,524,41.9437,-70.956900000000005,1,132304,221,524,41.9437,-70.956900000000005,9,132304,221,524,77,41.9437,-70.956900000000005,132304,221,524,305.18700000000001,41.9437,-70.956900000000005,89.666346435500003,132304,221,524,307.08300000000003,41.9437,-70.956900000000005,93.079798584000002,132304,221,524,310.48899999999998,41.9437,-70.956900000000005,99.210114746100004,132304,221,524,41.9437,-70.956900000000005,40.0137,0,132304,221,524,41.9437,-70.956900000000005,41.548200000000001,132304,221,524,47.435000000000002,41.9437,-70.956900000000005,null,null,null,null,null,null,null,null,null,null,null,null,"BRIDGEWATER",42,"Eversource Energy (EGMA)","Eversource Energy",39191.801578699997,73451631.191300005,"BRIDGEWATER",42,"National Grid (Massachusetts Electric)","Massachusetts Electric d/b/a National Grid",39191.801578699997,73451631.191300005,"BRIDGEWATER",42,"Comcast","Comcast",73451631.191200003,39191.801578799998]
["DPWA1",null,"Middleborough Garage and Traffic - D5","Boat Storage","722MHD7090","576","square-feet","68","Vine Street","Middleborough","Plymouth",null,"In Use","State Owned","DOT","DOT","$144,000.00","US Dollars","2 - Minor Building",41.889198299999997,-70.921897889999997,null,null,null,null,null,null,null,null,null,null,null,null,null,null,null,null,null,null,null,null,null,null,null,null,null,null,null,null,null,null,null,null,null,null,null,null,null,null,null,null,null,null,null,null,null,null,null,null,null,null,null,null,null,null,null,null,null,null,null,null,null,null,null,null,null,null,null,null,null,null,null,null,null,null,null,null,null,null,null,null,132304,221,524,6.33148,41.9437,-70.956900000000005,132304,221,524,13.9977,41.9437,-70.956900000000005,132304,221,524,41.9437,-70.956900000000005,1,132304,221,524,41.9437,-70.956900000000005,9,132304,221,524,77,41.9437,-70.956900000000005,132304,221,524,305.18700000000001,41.9437,-70.956900000000005,89.666346435500003,132304,221,524,307.08300000000003,41.9437,-70.956900000000005,93.079798584000002,132304,221,524,310.48899999999998,41.9437,-70.956900000000005,99.210114746100004,132304,221,524,41.9437,-70.956900000000005,40.0137,0,132304,221,524,41.9437,-70.956900000000005,41.548200000000001,132304,221,524,47.435000000000002,41.9437,-70.956900000000005,null,null,null,null,null,null,null,null,null,null,null,null,"MIDDLEBOROUGH",182,"Middleborough Gas and Electric Department, Eversource Energy (NSTAR Gas)","Municipal, Eversource Energy",72570.78338350002,187001109.86000001,"MIDDLEBOROUGH",182,"Middleborough Gas and Electric Department, Eversource Energy (NSTAR Electric)","Municipal, NSTAR Electric d/b/a Eversource Energy",72570.78338350002,187001109.86000001,"MIDDLEBOROUGH",182,"Comcast, Verizon","Comcast, Verizon",187001109.86000001,72570.78338350002]
["BSC00",null,"Bridgewater State University","Boyden Hall","715BSC0070","64,025","square-feet","131","Summer Street","Bridgewater","Plymouth",null,"In Use","State Owned","BSC","BSC","$41,616,250.00","US Dollars","1 - Major Building",41.987598419999998,-70.974601750000005,702,"023","561200","1","Block Group 1","Block Group 1, Census Tract 5612, Plymouth County, Massachusetts","1500000US250235612001","250235612001",null,42,"BRIDGEWATER","Bridgewater",null,3210,2349,26.822429906499998,201,0,37788,44.0199,95675,111.453,"I",null,"M","Yes","MI",2,"Minority and income",4995.1179016300002,1076439.1041300001,null,null,null,null,null,null,null,null,null,null,null,null,null,null,null,null,null,null,null,null,null,null,null,null,null,null,null,null,null,null,null,null,null,null,null,null,null,null,null,null,null,null,null,null,null,null,null,null,null,132304,221,524,6.33148,41.9437,-70.956900000000005,132304,221,524,13.9977,41.9437,-70.956900000000005,132304,221,524,41.9437,-70.956900000000005,1,132304,221,524,41.9437,-70.956900000000005,9,132304,221,524,77,41.9437,-70.956900000000005,132304,221,524,305.18700000000001,41.9437,-70.956900000000005,89.666346435500003,132304,221,524,307.08300000000003,41.9437,-70.956900000000005,93.079798584000002,132304,221,524,310.48899999999998,41.9437,-70.956900000000005,99.210114746100004,132304,221,524,41.9437,-70.956900000000005,40.0137,0,132304,221,524,41.9437,-70.956900000000005,41.548200000000001,132304,221,524,47.435000000000002,41.9437,-70.956900000000005,null,null,null,null,null,null,null,null,null,null,null,null,"BRIDGEWATER",42,"Eversource Energy (EGMA)","Eversource Energy",39191.801578699997,73451631.191300005,"BRIDGEWATER",42,"National Grid (Massachusetts Electric)","Massachusetts Electric d/b/a National Grid",39191.801578699997,73451631.191300005,"BRIDGEWATER",42,"Comcast","Comcast",73451631.191200003,39191.801578799998]
["DCRNICK","NICK1","Nickerson State Park","Dwelling 1","756DEM0109","1,200","square-feet","222","Weathervanes Way","Brewster","Barnstable",null,"Leased","State Owned","DCR","DCR","$480,000.00","US Dollars","1 - Major Building",41.782311999999997,-70.036541999999997,null,null,null,null,null,null,null,null,null,null,null,null,null,null,null,null,null,null,null,null,null,null,null,null,null,null,null,null,null,null,null,"25001C","1.1.1.0","25001C_3518","NP","VE",null,"T",15,"NAVD88",-9999,"Feet",-9999,null,null,null,-9999,-9999,null,"25001C_STUDY1","VE: High Risk Coastal Area",567238.67604399996,5856.4978909000001,null,null,null,null,null,null,null,null,null,1,"S_2050_Pt1Perc","C:/Users/tspencer/Commonwealth of Massachusetts/DCP-TEAMS - DCAMM Energy - Documents/Resilience/Resilience/MC-FRM GIS/pt1PercentExtent/South_2050_Dpt1percent/S_2050_Pt1Perc.shp",1,"S_2070_Pt1Perc","C:/Users/tspencer/Commonwealth of Massachusetts/DCP-TEAMS - DCAMM Energy - Documents/Resilience/Resilience/MC-FRM GIS/pt1PercentExtent/South_2070_Dpt1percent/S_2070_Pt1Perc.shp",null,null,null,null,null,null,null,null,null,null,null,null,132909,222,530,7.8174599999999996,41.749400000000001,-70.084400000000002,132909,222,530,19.878299999999999,41.749400000000001,-70.084400000000002,132909,222,530,41.749400000000001,-70.084400000000002,0,132909,222,530,41.749400000000001,-70.084400000000002,0,132909,222,530,0,41.749400000000001,-70.084400000000002,132909,222,530,295.49400000000003,41.749400000000001,-70.084400000000002,72.218739013700002,132909,222,530,296.59500000000003,41.749400000000001,-70.084400000000002,74.200727539100001,132909,222,530,299.2,41.749400000000001,-70.084400000000002,78.890791015600001,132909,222,530,41.749400000000001,-70.084400000000002,37.633699999999997,0,132909,222,530,41.749400000000001,-70.084400000000002,40.915599999999998,132909,222,530,45.027500000000003,41.749400000000001,-70.084400000000002,null,null,null,null,null,null,null,null,null,null,null,null,"BREWSTER",41,"National Grid (Boston Gas)","National Grid",41700.4603327,66068347.687800013,"BREWSTER",41,"Eversource Energy (NSTAR Electric)","NSTAR Electric d/b/a Eversource Energy",41700.4603327,66068347.687800013,"BREWSTER",41,"Comcast","Comcast",66068355.619599998,41698.643230000001]
["DYS07",null,"Brewster Multiservice Center","Homeward Bound East Cabin","756DYS9502","1,080","square-feet","456","Flax Pond Road","Brewster","Barnstable",null,"In Use","State Owned","DYS","DYS","$432,000.00","US Dollars","1 - Major Building",41.762964140000001,-70.023319790000002,null,null,null,null,null,null,null,null,null,null,null,null,null,null,null,null,null,null,null,null,null,null,null,null,null,null,null,null,null,null,null,null,null,null,null,null,null,null,null,null,null,null,null,null,null,null,null,null,null,null,null,null,null,null,null,null,null,null,null,null,null,null,null,null,null,null,null,null,null,null,null,null,null,null,null,null,null,null,null,null,132909,222,530,7.8174599999999996,41.749400000000001,-70.084400000000002,132909,222,530,19.878299999999999,41.749400000000001,-70.084400000000002,132909,222,530,41.749400000000001,-70.084400000000002,0,132909,222,530,41.749400000000001,-70.084400000000002,0,132909,222,530,0,41.749400000000001,-70.084400000000002,132909,222,530,295.49400000000003,41.749400000000001,-70.084400000000002,72.218739013700002,132909,222,530,296.59500000000003,41.749400000000001,-70.084400000000002,74.200727539100001,132909,222,530,299.2,41.749400000000001,-70.084400000000002,78.890791015600001,132909,222,530,41.749400000000001,-70.084400000000002,37.633699999999997,0,132909,222,530,41.749400000000001,-70.084400000000002,40.915599999999998,132909,222,530,45.027500000000003,41.749400000000001,-70.084400000000002,null,null,null,null,null,null,null,null,null,null,null,null,"BREWSTER",41,"National Grid (Boston Gas)","National Grid",41700.4603327,66068347.687800013,"BREWSTER",41,"Eversource Energy (NSTAR Electric)","NSTAR Electric d/b/a Eversource Energy",41700.4603327,66068347.687800013,"BREWSTER",41,"Comcast","Comcast",66068355.619599998,41698.643230000001]
["DPW35",null,"Bridgewater Depot - D5","Salt And Sand Storage 6-240","715MHD9203","2,400","square-feet",null,null,"Bridgewater","Plymouth",null,"In Use","State Owned","DOT","DOT","$960,000.00","US Dollars","2 - Minor Building",41.964199069999999,-71.031097410000001,null,null,null,null,null,null,null,null,null,null,null,null,null,null,null,null,null,null,null,null,null,null,null,null,null,null,null,null,null,null,null,null,null,null,null,null,null,null,null,null,null,null,null,null,null,null,null,null,null,null,null,null,null,null,null,null,null,null,null,null,null,null,null,null,null,null,null,null,null,null,null,null,null,null,null,null,null,null,null,null,132303,221,523,4.0119300000000004,41.992100000000001,-71.092100000000002,132303,221,523,13.1257,41.992100000000001,-71.092100000000002,132303,221,523,41.992100000000001,-71.092100000000002,1,132303,221,523,41.992100000000001,-71.092100000000002,15,132303,221,523,84,41.992100000000001,-71.092100000000002,132303,221,523,305.14,41.992100000000001,-71.092100000000002,89.582410888699997,132303,221,523,307.24799999999999,41.992100000000001,-71.092100000000002,93.376649169900006,132303,221,523,310.62200000000001,41.992100000000001,-71.092100000000002,99.450001220700003,132303,221,523,41.992100000000001,-71.092100000000002,39.5961,0,132303,221,523,41.992100000000001,-71.092100000000002,41.739899999999999,132303,221,523,48.300699999999999,41.992100000000001,-71.092100000000002,null,null,null,null,null,null,null,null,null,null,null,null,"BRIDGEWATER",42,"Eversource Energy (EGMA)","Eversource Energy",39191.801578699997,73451631.191300005,"BRIDGEWATER",42,"National Grid (Massachusetts Electric)","Massachusetts Electric d/b/a National Grid",39191.801578699997,73451631.191300005,"BRIDGEWATER",42,"Comcast","Comcast",73451631.191200003,39191.801578799998]
["FWE28",null,"WMA Peru","House","115FWE1510","832","square-feet","19","Mongue Road","Peru","Berkshire",null,"To Demo","State Owned","DFG","DFG","$332,800.00","US Dollars","1 - Major Building",42.441101070000002,-73.028900149999998,null,null,null,null,null,null,null,null,null,null,null,null,null,null,null,null,null,null,null,null,null,null,null,null,null,null,null,null,null,null,null,null,null,null,null,null,null,null,null,null,null,null,null,null,null,null,null,null,null,null,null,null,null,null,null,null,null,null,null,null,null,null,null,null,null,null,null,null,null,null,null,null,null,null,null,null,null,null,null,null,131092,219,510,15.274699999999999,42.403300000000002,-72.993700000000004,131092,219,510,6.3514699999999999,42.403300000000002,-72.993700000000004,131092,219,510,42.403300000000002,-72.993700000000004,0,131092,219,510,42.403300000000002,-72.993700000000004,0,131092,219,510,11,42.403300000000002,-72.993700000000004,131092,219,510,301.56400000000002,42.403300000000002,-72.993700000000004,83.145136718800003,131092,219,510,303.81400000000002,42.403300000000002,-72.993700000000004,87.194697265599999,131092,219,510,307.476,42.403300000000002,-72.993700000000004,93.785944824200001,131092,219,510,42.403300000000002,-72.993700000000004,45.7239,0,131092,219,510,42.403300000000002,-72.993700000000004,50.143900000000002,131092,219,510,51.297899999999998,42.403300000000002,-72.993700000000004,null,null,null,null,null,null,null,null,null,null,null,null,"PERU",233,0,"No Natural Gas Service",36900.9699177,67433128.174899995,"PERU",233,"Eversource Energy (NSTAR Electric)","NSTAR Electric d/b/a Eversource Energy",36900.9699177,67433128.174899995,"PERU",233,"No Cable Provider","No Cable Provider",67433128.174899995,36900.9699177]
["DCRFGIL","FGIL1","F. Gilbert Hills State Forest","Barton State Park Garage","628DEMPB05","1,728","square-feet","85","Granite Street","Foxborough","Norfolk",null,"Leased","State Owned","DCR","PRIV","$604,800.00","US Dollars","2 - Minor Building",42.060026999999998,-71.262744999999995,null,null,null,null,null,null,null,null,null,null,null,null,null,null,null,null,null,null,null,null,null,null,null,null,null,null,null,null,null,null,null,null,null,null,null,null,null,null,null,null,null,null,null,null,null,null,null,null,null,null,null,null,null,null,null,null,null,null,null,null,null,null,null,null,null,null,null,null,null,null,null,null,null,null,null,null,null,null,null,null,132302,221,522,4.3578000000000001,42.040399999999998,-71.227400000000003,132302,221,522,15.4184,42.040399999999998,-71.227400000000003,132302,221,522,42.040399999999998,-71.227400000000003,1,132302,221,522,42.040399999999998,-71.227400000000003,17,132302,221,522,98,42.040399999999998,-71.227400000000003,132302,221,522,305.30799999999999,42.040399999999998,-71.227400000000003,89.883930664100006,132302,221,522,307.39100000000002,42.040399999999998,-71.227400000000003,93.633509521500002,132302,221,522,310.64800000000002,42.040399999999998,-71.227400000000003,99.496253662100003,132302,221,522,42.040399999999998,-71.227400000000003,38.511600000000001,0,132302,221,522,42.040399999999998,-71.227400000000003,41.9741,132302,221,522,47.508800000000001,42.040399999999998,-71.227400000000003,null,null,null,null,null,null,null,null,null,null,null,null,"FOXBOROUGH",99,"Eversource Energy (EGMA)","Eversource Energy",31841.310294899999,53987529.593500003,"FOXBOROUGH",99,"National Grid (Massachusetts Electric)","Massachusetts Electric d/b/a National Grid",31841.310294899999,53987529.593500003,"FOXBOROUGH",99,"Comcast, Verizon","Comcast, Verizon",53987529.593500003,31841.310294899999]
["DDS34","DMR34","Limited Group Residence Region V - Wrentham","Lgr Garage","626DDS0452","300","square-feet",null,null,"Wrentham","Norfolk",null,"In Use","State Owned","DDS","DDS","$105,000.00","US Dollars","2 - Minor Building",42.080600740000001,-71.315101619999993,null,null,null,null,null,null,null,null,null,null,null,null,null,null,null,null,null,null,null,null,null,null,null,null,null,null,null,null,null,null,null,null,null,null,null,null,null,null,null,null,null,null,null,null,null,null,null,null,null,null,null,null,null,null,null,null,null,null,null,null,null,null,null,null,null,null,null,null,null,null,null,null,null,null,null,null,null,null,null,null,132301,221,521,4.6010600000000004,42.088500000000003,-71.363,132301,221,521,14.1052,42.088500000000003,-71.363,132301,221,521,42.088500000000003,-71.363,1,132301,221,521,42.088500000000003,-71.363,15,132301,221,521,97,42.088500000000003,-71.363,132301,221,521,305.11,42.088500000000003,-71.363,89.528083496099995,132301,221,521,307.42700000000002,42.088500000000003,-71.363,93.699482421900001,132301,221,521,310.58,42.088500000000003,-71.363,99.373261718799995,132301,221,521,42.088500000000003,-71.363,37.073900000000002,0,132301,221,521,42.088500000000003,-71.363,43.130499999999998,132301,221,521,44.386800000000001,42.088500000000003,-71.363,null,null,null,null,null,null,null,null,null,null,null,null,"WRENTHAM",350,"Eversource Energy (EGMA), Liberty Utilities","Eversource Energy, Liberty Utilities",38486.891415400001,58538617.346199989,"WRENTHAM",350,"National Grid (Massachusetts Electric)","Massachusetts Electric d/b/a National Grid",38486.891415400001,58538617.346199989,"WRENTHAM",350,"Comcast, Verizon","Comcast, Verizon",58538617.346199989,38486.891415400001]
["DOC08",null,"MCI - Norfolk","Dormitory 3 (Unit 3-1)","625DOCPB41","10,624","square-feet","2","Clark Street","Norfolk","Norfolk",null,"In Use","State Owned","DOC","DOC","$9,030,400.00","US Dollars","1 - Major Building",42.119998930000001,-71.304702759999998,316,"021","409101","3","Block Group 3","Block Group 3, Census Tract 4091.01, Norfolk County, Massachusetts","1500000US250214091013","250214091013",null,208,"NORFOLK","Norfolk",null,3121,1697,45.626401794300001,298,0,131250,152.89500000000001,151279,176.22800000000001,null,null,"M","Yes","M",1,"Minority",12744.604869500001,8519368.9121100008,null,null,null,null,null,null,null,null,null,null,null,null,null,null,null,null,null,null,null,null,null,null,null,null,null,null,null,null,null,null,null,null,null,null,null,null,null,null,null,null,null,null,null,null,null,null,null,null,null,132301,221,521,4.6010600000000004,42.088500000000003,-71.363,132301,221,521,14.1052,42.088500000000003,-71.363,132301,221,521,42.088500000000003,-71.363,1,132301,221,521,42.088500000000003,-71.363,15,132301,221,521,97,42.088500000000003,-71.363,132301,221,521,305.11,42.088500000000003,-71.363,89.528083496099995,132301,221,521,307.42700000000002,42.088500000000003,-71.363,93.699482421900001,132301,221,521,310.58,42.088500000000003,-71.363,99.373261718799995,132301,221,521,42.088500000000003,-71.363,37.073900000000002,0,132301,221,521,42.088500000000003,-71.363,43.130499999999998,132301,221,521,44.386800000000001,42.088500000000003,-71.363,null,null,null,null,null,null,null,null,null,null,null,null,"NORFOLK",208,"Eversource Energy (EGMA)","Eversource Energy",28905.205380899999,39875151.888800003,"NORFOLK",208,"Eversource Energy (NSTAR Electric)","NSTAR Electric d/b/a Eversource Energy",28905.205380899999,39875151.888800003,"NORFOLK",208,"Comcast, Verizon","Comcast, Verizon",39875151.888800003,28905.205380899999]
["DOC11",null,"MCI - Cedar Junction","Guard Tower 3","618DOCPB07","88","square-feet",null,"P.O. Box 100","Walpole","Norfolk",null,"In Use","State Owned","DOC","DOC","$35,200.00","US Dollars","2 - Minor Building",42.108100890000003,-71.289199830000001,null,null,null,null,null,null,null,null,null,null,null,null,null,null,null,null,null,null,null,null,null,null,null,null,null,null,null,null,null,null,null,null,null,null,null,null,null,null,null,null,null,null,null,null,null,null,null,null,null,null,null,null,null,null,null,null,null,null,null,null,null,null,null,null,null,null,null,null,null,null,null,null,null,null,null,null,null,null,null,null,132301,221,521,4.6010600000000004,42.088500000000003,-71.363,132301,221,521,14.1052,42.088500000000003,-71.363,132301,221,521,42.088500000000003,-71.363,1,132301,221,521,42.088500000000003,-71.363,15,132301,221,521,97,42.088500000000003,-71.363,132301,221,521,305.11,42.088500000000003,-71.363,89.528083496099995,132301,221,521,307.42700000000002,42.088500000000003,-71.363,93.699482421900001,132301,221,521,310.58,42.088500000000003,-71.363,99.373261718799995,132301,221,521,42.088500000000003,-71.363,37.073900000000002,0,132301,221,521,42.088500000000003,-71.363,43.130499999999998,132301,221,521,44.386800000000001,42.088500000000003,-71.363,null,null,null,null,null,null,null,null,null,null,null,null,"WALPOLE",307,"Eversource Energy (EGMA)","Eversource Energy",37932.053688499996,54554219.629299998,"WALPOLE",307,"Eversource Energy (NSTAR Electric)","NSTAR Electric d/b/a Eversource Energy",37932.053688499996,54554219.629299998,"WALPOLE",307,"Comcast, Verizon","Comcast, Verizon",54554219.6294,37932.053688499996]
["DOC08",null,"MCI - Norfolk","Guard Shack 47","625DOCPB55","420","square-feet","2","Clark Street","Norfolk","Norfolk",null,"In Use","State Owned","DOC","DOC","$168,000.00","US Dollars","2 - Minor Building",42.120300290000003,-71.304702759999998,316,"021","409101","3","Block Group 3","Block Group 3, Census Tract 4091.01, Norfolk County, Massachusetts","1500000US250214091013","250214091013",null,208,"NORFOLK","Norfolk",null,3121,1697,45.626401794300001,298,0,131250,152.89500000000001,151279,176.22800000000001,null,null,"M","Yes","M",1,"Minority",12744.604869500001,8519368.9121100008,null,null,null,null,null,null,null,null,null,null,null,null,null,null,null,null,null,null,null,null,null,null,null,null,null,null,null,null,null,null,null,null,null,null,null,null,null,null,null,null,null,null,null,null,null,null,null,null,null,132301,221,521,4.6010600000000004,42.088500000000003,-71.363,132301,221,521,14.1052,42.088500000000003,-71.363,132301,221,521,42.088500000000003,-71.363,1,132301,221,521,42.088500000000003,-71.363,15,132301,221,521,97,42.088500000000003,-71.363,132301,221,521,305.11,42.088500000000003,-71.363,89.528083496099995,132301,221,521,307.42700000000002,42.088500000000003,-71.363,93.699482421900001,132301,221,521,310.58,42.088500000000003,-71.363,99.373261718799995,132301,221,521,42.088500000000003,-71.363,37.073900000000002,0,132301,221,521,42.088500000000003,-71.363,43.130499999999998,132301,221,521,44.386800000000001,42.088500000000003,-71.363,null,null,null,null,null,null,null,null,null,null,null,null,"NORFOLK",208,"Eversource Energy (EGMA)","Eversource Energy",28905.205380899999,39875151.888800003,"NORFOLK",208,"Eversource Energy (NSTAR Electric)","NSTAR Electric d/b/a Eversource Energy",28905.205380899999,39875151.888800003,"NORFOLK",208,"Comcast, Verizon","Comcast, Verizon",39875151.888800003,28905.205380899999]
["DOC11",null,"MCI - Cedar Junction","Ddu Building 28","618DOCPB02","81,000","square-feet",null,"P.O. Box 100","Walpole","Norfolk",null,"In Use","State Owned","DOC","DOC","$68,850,000.00","US Dollars","1 - Major Building",42.106098179999996,-71.291900630000001,316,"021","409101","3","Block Group 3","Block Group 3, Census Tract 4091.01, Norfolk County, Massachusetts","1500000US250214091013","250214091013",null,208,"NORFOLK","Norfolk",null,3121,1697,45.626401794300001,298,0,131250,152.89500000000001,151279,176.22800000000001,null,null,"M","Yes","M",1,"Minority",12744.604869500001,8519368.9121100008,null,null,null,null,null,null,null,null,null,null,null,null,null,null,null,null,null,null,null,null,null,null,null,null,null,null,null,null,null,null,null,null,null,null,null,null,null,null,null,null,null,null,null,null,null,null,null,null,null,132301,221,521,4.6010600000000004,42.088500000000003,-71.363,132301,221,521,14.1052,42.088500000000003,-71.363,132301,221,521,42.088500000000003,-71.363,1,132301,221,521,42.088500000000003,-71.363,15,132301,221,521,97,42.088500000000003,-71.363,132301,221,521,305.11,42.088500000000003,-71.363,89.528083496099995,132301,221,521,307.42700000000002,42.088500000000003,-71.363,93.699482421900001,132301,221,521,310.58,42.088500000000003,-71.363,99.373261718799995,132301,221,521,42.088500000000003,-71.363,37.073900000000002,0,132301,221,521,42.088500000000003,-71.363,43.130499999999998,132301,221,521,44.386800000000001,42.088500000000003,-71.363,null,null,null,null,null,null,null,null,null,null,null,null,"NORFOLK",208,"Eversource Energy (EGMA)","Eversource Energy",28905.205380899999,39875151.888800003,"NORFOLK",208,"Eversource Energy (NSTAR Electric)","NSTAR Electric d/b/a Eversource Energy",28905.205380899999,39875151.888800003,"NORFOLK",208,"Comcast, Verizon","Comcast, Verizon",39875151.888800003,28905.205380899999]
["BCC00",null,"Berkshire Community College","Greenhouse","111BCC1705","360","square-feet","1350","West Street","Pittsfield","Berkshire",null,"In Use","State Owned","BCC","BCC","$162,000.00","US Dollars","2 - Minor Building",42.460233000000002,-73.317013000000003,null,null,null,null,null,null,null,null,null,null,null,null,null,null,null,null,null,null,null,null,null,null,null,null,null,null,null,null,null,null,null,null,null,null,null,null,null,null,null,null,null,null,null,null,null,null,null,null,null,null,null,null,null,null,null,null,null,null,null,null,null,null,null,null,null,null,null,null,null,null,null,null,null,null,null,null,null,null,null,null,131090,219,508,15.934799999999999,42.494900000000001,-73.269499999999994,131090,219,508,12.841100000000001,42.494900000000001,-73.269499999999994,131090,219,508,42.494900000000001,-73.269499999999994,0,131090,219,508,42.494900000000001,-73.269499999999994,0,131090,219,508,8,42.494900000000001,-73.269499999999994,131090,219,508,301.637,42.494900000000001,-73.269499999999994,83.276862793000006,131090,219,508,303.86700000000002,42.494900000000001,-73.269499999999994,87.291376953099999,131090,219,508,307.10899999999998,42.494900000000001,-73.269499999999994,93.125776367200004,131090,219,508,42.494900000000001,-73.269499999999994,37.645000000000003,0,131090,219,508,42.494900000000001,-73.269499999999994,46.713200000000001,131090,219,508,49.4679,42.494900000000001,-73.269499999999994,null,null,null,null,null,null,null,null,null,null,null,null,"PITTSFIELD",236,"Berkshire Gas","The Berkshire Gas Company",42063.999340199996,109989259.324,"PITTSFIELD",236,"Eversource Energy (NSTAR Electric)","NSTAR Electric d/b/a Eversource Energy",42063.999340199996,109989259.324,"PITTSFIELD",236,"Charter","Charter",109989259.324,42063.999340199996]
["DCRQADM","MDC03/DCRQSHQ","Administration Complex","East Garage","210MDC9502","6,514","square-feet","485","Ware Road","Belchertown","Hampshire",null,"In Use","State Owned","DCR","DCR","$2,605,600.00","US Dollars","2 - Minor Building",42.279631000000002,-72.347468000000006,null,null,null,null,null,null,null,null,null,null,null,null,null,null,null,null,null,null,null,null,null,null,null,null,null,null,null,null,null,null,null,null,null,null,null,null,null,null,null,null,null,null,null,null,null,null,null,null,null,null,null,null,null,null,null,null,null,null,null,null,null,null,null,null,null,null,null,null,null,null,null,null,null,null,null,null,null,null,null,null,131695,220,514,9.5256900000000009,42.319299999999998,-72.381500000000003,131695,220,514,15.5863,42.319299999999998,-72.381500000000003,131695,220,514,42.319299999999998,-72.381500000000003,1,131695,220,514,42.319299999999998,-72.381500000000003,8,131695,220,514,72,42.319299999999998,-72.381500000000003,131695,220,514,304.14600000000002,42.319299999999998,-72.381500000000003,87.793122558600004,131695,220,514,306.56099999999998,42.319299999999998,-72.381500000000003,92.140357666,131695,220,514,309.815,42.319299999999998,-72.381500000000003,97.996455078099999,131695,220,514,42.319299999999998,-72.381500000000003,39.628,0,131695,220,514,42.319299999999998,-72.381500000000003,39.527099999999997,131695,220,514,45.545699999999997,42.319299999999998,-72.381500000000003,null,null,null,null,null,null,null,null,null,null,null,null,"BELCHERTOWN",24,0,"No Natural Gas Service",63493.952732099999,143164004.88800001,"BELCHERTOWN",24,"National Grid (Massachusetts Electric)","Massachusetts Electric d/b/a National Grid",63493.952732099999,143164004.88800001,"BELCHERTOWN",24,"Charter","Charter",143164004.88800001,63493.952731999998]
["DCRPLGM","PLGM1","Pilgrim Memorial State Park","Pump House","720DEM0413","64","square-feet",null,"Water Street","Plymouth","Plymouth",null,"In Use","State Owned","DCR","DCR","$25,600.00","US Dollars","2 - Minor Building",41.958367000000003,-70.662664000000007,null,null,null,null,null,null,null,null,null,null,null,null,null,null,null,null,null,null,null,null,null,null,null,null,null,null,null,null,null,null,null,"25023C","1.1.1.0","25023C_5077","NP","AE",null,"T",14,"NAVD88",-9999,"Feet",-9999,null,null,null,-9999,-9999,null,"25023C_STUDY3","AE: 1% Annual Chance of Flooding, with BFE",32105.0251326,1627.4513492000001,3,730.77242879000005,147.852986375,1,"N_Present_Pt1Perc","C:/Users/tspencer/Commonwealth of Massachusetts/DCP-TEAMS - DCAMM Energy - Documents/Resilience/Resilience/MC-FRM GIS/pt1PercentExtent/North_Present_Dpt1percent/N_Present_Pt1Perc.shp",1,"N_2030_Pt1Perc","C:/Users/tspencer/Commonwealth of Massachusetts/DCP-TEAMS - DCAMM Energy - Documents/Resilience/Resilience/MC-FRM GIS/pt1PercentExtent/North_2030_Dpt1percent/N_2030_Pt1Perc.shp",1,"N_2050_Pt1Perc","C:/Users/tspencer/Commonwealth of Massachusetts/DCP-TEAMS - DCAMM Energy - Documents/Resilience/Resilience/MC-FRM GIS/pt1PercentExtent/North_2050_Dpt1percent/N_2050_Pt1Perc.shp",1,"N_2070_Pt1Perc","C:/Users/tspencer/Commonwealth of Massachusetts/DCP-TEAMS - DCAMM Energy - Documents/Resilience/Resilience/MC-FRM GIS/pt1PercentExtent/North_2070_Dpt1percent/N_2070_Pt1Perc.shp",null,null,null,1,"N_2030_1Perc","C:/Users/tspencer/Commonwealth of Massachusetts/DCP-TEAMS - DCAMM Energy - Documents/Resilience/Resilience/MC-FRM GIS/1PercentExtent/North_2030_D1percent/N_2030_1Perc.shp",1,"N_2050_1Perc","C:/Users/tspencer/Commonwealth of Massachusetts/DCP-TEAMS - DCAMM Energy - Documents/Resilience/Resilience/MC-FRM GIS/1PercentExtent/North_2050_D1percent/N_2050_1Perc.shp",1,"N_2070_1Perc","C:/Users/tspencer/Commonwealth of Massachusetts/DCP-TEAMS - DCAMM Energy - Documents/Resilience/Resilience/MC-FRM GIS/1PercentExtent/North_2070_D1percent/N_2070_1Perc.shp",132905,222,526,9.9813399999999994,41.946599999999997,-70.621600000000001,132905,222,526,22.451799999999999,41.946599999999997,-70.621600000000001,132905,222,526,41.946599999999997,-70.621600000000001,0,132905,222,526,41.946599999999997,-70.621600000000001,0,132905,222,526,0,41.946599999999997,-70.621600000000001,132905,222,526,298.06799999999998,41.946599999999997,-70.621600000000001,76.852113037099997,132905,222,526,300.01,41.946599999999997,-70.621600000000001,80.347797851600006,132905,222,526,302.536,41.946599999999997,-70.621600000000001,84.895698242199998,132905,222,526,41.946599999999997,-70.621600000000001,39.921500000000002,0,132905,222,526,41.946599999999997,-70.621600000000001,44.616700000000002,132905,222,526,56.075099999999999,41.946599999999997,-70.621600000000001,null,null,null,null,null,null,null,null,null,null,null,null,"PLYMOUTH",239,"Eversource Energy (NSTAR Gas)","Eversource Energy",103825.36915499999,266349058.48300001,"PLYMOUTH",239,"Eversource Energy (NSTAR Electric)","NSTAR Electric d/b/a Eversource Energy",103825.36915499999,266349058.48300001,"PLYMOUTH",239,"Comcast, Verizon","Comcast, Verizon",266349252.366,103820.176733]
["SDP00",null,"Plymouth County Sheriff's Department - Plymouth","Trailer Shack","720SDP0907","440","square-feet","26","Long Pond Road","Plymouth","Plymouth",null,"In Use","State Owned","SDP","SDP","$110,000.00","US Dollars","2 - Minor Building",41.931362999999997,-70.656341999999995,1899,"023","530600","1","Block Group 1","Block Group 1, Census Tract 5306, Plymouth County, Massachusetts","1500000US250235306001","250235306001",null,239,"PLYMOUTH","Plymouth",null,1853,1222,34.0528872099,288,0,93333,108.72499999999999,90279,105.16800000000001,null,null,"M","Yes","M",1,"Minority",16768.974306100001,9279948.5793999992,null,null,null,null,null,null,null,null,null,null,null,null,null,null,null,null,null,null,null,null,null,null,null,null,null,null,null,null,null,null,null,null,null,null,null,null,null,null,null,null,null,null,null,null,null,null,null,null,null,132905,222,526,9.9813399999999994,41.946599999999997,-70.621600000000001,132905,222,526,22.451799999999999,41.946599999999997,-70.621600000000001,132905,222,526,41.946599999999997,-70.621600000000001,0,132905,222,526,41.946599999999997,-70.621600000000001,0,132905,222,526,0,41.946599999999997,-70.621600000000001,132905,222,526,298.06799999999998,41.946599999999997,-70.621600000000001,76.852113037099997,132905,222,526,300.01,41.946599999999997,-70.621600000000001,80.347797851600006,132905,222,526,302.536,41.946599999999997,-70.621600000000001,84.895698242199998,132905,222,526,41.946599999999997,-70.621600000000001,39.921500000000002,0,132905,222,526,41.946599999999997,-70.621600000000001,44.616700000000002,132905,222,526,56.075099999999999,41.946599999999997,-70.621600000000001,null,null,null,null,null,null,null,null,null,null,null,null,"PLYMOUTH",239,"Eversource Energy (NSTAR Gas)","Eversource Energy",103825.36915499999,266349058.48300001,"PLYMOUTH",239,"Eversource Energy (NSTAR Electric)","NSTAR Electric d/b/a Eversource Energy",103825.36915499999,266349058.48300001,"PLYMOUTH",239,"Comcast, Verizon","Comcast, Verizon",266349252.366,103820.176733]
["UMA00",null,"University Of Massachusetts - Amherst","N Vil Apts F17-F22 - 466","207UMA1259","3,560","square-feet","990","North Pleasant Street","Amherst","Hampshire",null,"In Use","Authority Owned","UMBA","UMBA","$1,424,000.00","US Dollars","1 - Major Building",42.403851529999997,-72.533314219999994,1674,"015","820300","4","Block Group 4","Block Group 4, Census Tract 8203, Hampshire County, Massachusetts","1500000US250158203004","250158203004",null,8,"AMHERST","Amherst","MIE",1415,297,79.010600706700004,529,8.5066162570900001,41250,48.052799999999998,56905,66.289599999999993,"I",null,"M","Yes","MI",2,"Minority and income",4215.65726335,522227.84888800001,null,null,null,null,null,null,null,null,null,null,null,null,null,null,null,null,null,null,null,null,null,null,null,null,null,null,null,null,null,null,null,null,null,null,null,null,null,null,null,null,null,null,null,null,null,null,null,null,null,131694,220,513,12.414099999999999,42.366,-72.518600000000006,131694,220,513,17.334599999999998,42.366,-72.518600000000006,131694,220,513,42.366,-72.518600000000006,1,131694,220,513,42.366,-72.518600000000006,12,131694,220,513,104,42.366,-72.518600000000006,131694,220,513,304.63900000000001,42.366,-72.518600000000006,88.680927734400001,131694,220,513,307.07499999999999,42.366,-72.518600000000006,93.064857177700006,131694,220,513,310.46600000000001,42.366,-72.518600000000006,99.168970947299997,131694,220,513,42.366,-72.518600000000006,44.099800000000002,0,131694,220,513,42.366,-72.518600000000006,43.7498,131694,220,513,47.560200000000002,42.366,-72.518600000000006,null,null,null,null,null,null,null,null,null,null,null,null,"AMHERST",8,"Berkshire Gas","The Berkshire Gas Company",40766.344847400011,71882639.880799994,"AMHERST",8,"Eversource Energy (NSTAR Electric)","NSTAR Electric d/b/a Eversource Energy",40766.344847400011,71882639.880799994,"AMHERST",8,"Comcast","Comcast",71882639.880899996,40766.344847499997]
["UMA00",null,"University Of Massachusetts - Amherst","Chapel - 080","207UMA0800","21,296","square-feet","144","Hicks Way","Amherst","Hampshire",null,"In Use","State Owned","UMA","UMA","$20,231,200.00","US Dollars","1 - Major Building",42.388977320000002,-72.527961189999999,1676,"015","820400","1","Block Group 1","Block Group 1, Census Tract 8204, Hampshire County, Massachusetts","1500000US250158204001","250158204001",null,8,"AMHERST","Amherst",null,6357,4696,26.128677048899998,177,3.3898305084699998,2500,2.91229,56905,66.289599999999993,"I",null,"M","Yes","MI",2,"Minority and income",6839.0812047500003,1203866.42138,null,null,null,null,null,null,null,null,null,null,null,null,null,null,null,null,null,null,null,null,null,null,null,null,null,null,null,null,null,null,null,null,null,null,null,null,null,null,null,null,null,null,null,null,null,null,null,null,null,131694,220,513,12.414099999999999,42.366,-72.518600000000006,131694,220,513,17.334599999999998,42.366,-72.518600000000006,131694,220,513,42.366,-72.518600000000006,1,131694,220,513,42.366,-72.518600000000006,12,131694,220,513,104,42.366,-72.518600000000006,131694,220,513,304.63900000000001,42.366,-72.518600000000006,88.680927734400001,131694,220,513,307.07499999999999,42.366,-72.518600000000006,93.064857177700006,131694,220,513,310.46600000000001,42.366,-72.518600000000006,99.168970947299997,131694,220,513,42.366,-72.518600000000006,44.099800000000002,0,131694,220,513,42.366,-72.518600000000006,43.7498,131694,220,513,47.560200000000002,42.366,-72.518600000000006,null,null,null,null,null,null,null,null,null,null,null,null,"AMHERST",8,"Berkshire Gas","The Berkshire Gas Company",40766.344847400011,71882639.880799994,"AMHERST",8,"Eversource Energy (NSTAR Electric)","NSTAR Electric d/b/a Eversource Energy",40766.344847400011,71882639.880799994,"AMHERST",8,"Comcast","Comcast",71882639.880899996,40766.344847499997]
["UMA00",null,"University Of Massachusetts - Amherst","Homestead House - 061","207UMA0610","4,753","square-feet","241","Stockbridge Road","Amherst","Hampshire",null,"In Use","State Owned","UMA","UMA","$3,089,450.00","US Dollars","1 - Major Building",42.389951840000002,-72.523654949999994,1677,"015","820400","2","Block Group 2","Block Group 2, Census Tract 8204, Hampshire County, Massachusetts","1500000US250158204002","250158204002",null,8,"AMHERST","Amherst",null,6841,4374,36.0619792428,4,0,0,0,56905,66.289599999999993,"0",null,"M","Yes","M",1,"Minority",4904.6245166500003,1051175.03629,null,null,null,null,null,null,null,null,null,null,null,null,null,null,null,null,null,null,null,null,null,null,null,null,null,null,null,null,null,null,null,null,null,null,null,null,null,null,null,null,null,null,null,null,null,null,null,null,null,131694,220,513,12.414099999999999,42.366,-72.518600000000006,131694,220,513,17.334599999999998,42.366,-72.518600000000006,131694,220,513,42.366,-72.518600000000006,1,131694,220,513,42.366,-72.518600000000006,12,131694,220,513,104,42.366,-72.518600000000006,131694,220,513,304.63900000000001,42.366,-72.518600000000006,88.680927734400001,131694,220,513,307.07499999999999,42.366,-72.518600000000006,93.064857177700006,131694,220,513,310.46600000000001,42.366,-72.518600000000006,99.168970947299997,131694,220,513,42.366,-72.518600000000006,44.099800000000002,0,131694,220,513,42.366,-72.518600000000006,43.7498,131694,220,513,47.560200000000002,42.366,-72.518600000000006,null,null,null,null,null,null,null,null,null,null,null,null,"AMHERST",8,"Berkshire Gas","The Berkshire Gas Company",40766.344847400011,71882639.880799994,"AMHERST",8,"Eversource Energy (NSTAR Electric)","NSTAR Electric d/b/a Eversource Energy",40766.344847400011,71882639.880799994,"AMHERST",8,"Comcast","Comcast",71882639.880899996,40766.344847499997]
["UMA00",null,"University Of Massachusetts - Amherst","Furcolo Hall - 289","207UMA2890","118,041","square-feet","813","North Pleasant Street","Amherst","Hampshire",null,"In Use","State Owned","UMA","UMA","$76,726,650.00","US Dollars","1 - Major Building",42.398193900000003,-72.526591940000003,1677,"015","820400","2","Block Group 2","Block Group 2, Census Tract 8204, Hampshire County, Massachusetts","1500000US250158204002","250158204002",null,8,"AMHERST","Amherst",null,6841,4374,36.0619792428,4,0,0,0,56905,66.289599999999993,"0",null,"M","Yes","M",1,"Minority",4904.6245166500003,1051175.03629,null,null,null,null,null,null,null,null,null,null,null,null,null,null,null,null,null,null,null,null,null,null,null,null,null,null,null,null,null,null,null,null,null,null,null,null,null,null,null,null,null,null,null,null,null,null,null,null,null,131694,220,513,12.414099999999999,42.366,-72.518600000000006,131694,220,513,17.334599999999998,42.366,-72.518600000000006,131694,220,513,42.366,-72.518600000000006,1,131694,220,513,42.366,-72.518600000000006,12,131694,220,513,104,42.366,-72.518600000000006,131694,220,513,304.63900000000001,42.366,-72.518600000000006,88.680927734400001,131694,220,513,307.07499999999999,42.366,-72.518600000000006,93.064857177700006,131694,220,513,310.46600000000001,42.366,-72.518600000000006,99.168970947299997,131694,220,513,42.366,-72.518600000000006,44.099800000000002,0,131694,220,513,42.366,-72.518600000000006,43.7498,131694,220,513,47.560200000000002,42.366,-72.518600000000006,null,null,null,null,null,null,null,null,null,null,null,null,"AMHERST",8,"Berkshire Gas","The Berkshire Gas Company",40766.344847400011,71882639.880799994,"AMHERST",8,"Eversource Energy (NSTAR Electric)","NSTAR Electric d/b/a Eversource Energy",40766.344847400011,71882639.880799994,"AMHERST",8,"Comcast","Comcast",71882639.880899996,40766.344847499997]
["UMA00",null,"University Of Massachusetts - Amherst","Marcus Hall - 343","207UMA3430","67,971","square-feet","100","Natural Resources Road","Amherst","Hampshire",null,"In Use","State Owned","UMA","UMA","$44,181,150.00","US Dollars","1 - Major Building",42.393940440000002,-72.528590530000002,1676,"015","820400","1","Block Group 1","Block Group 1, Census Tract 8204, Hampshire County, Massachusetts","1500000US250158204001","250158204001",null,8,"AMHERST","Amherst",null,6357,4696,26.128677048899998,177,3.3898305084699998,2500,2.91229,56905,66.289599999999993,"I",null,"M","Yes","MI",2,"Minority and income",6839.0812047500003,1203866.42138,null,null,null,null,null,null,null,null,null,null,null,null,null,null,null,null,null,null,null,null,null,null,null,null,null,null,null,null,null,null,null,null,null,null,null,null,null,null,null,null,null,null,null,null,null,null,null,null,null,131694,220,513,12.414099999999999,42.366,-72.518600000000006,131694,220,513,17.334599999999998,42.366,-72.518600000000006,131694,220,513,42.366,-72.518600000000006,1,131694,220,513,42.366,-72.518600000000006,12,131694,220,513,104,42.366,-72.518600000000006,131694,220,513,304.63900000000001,42.366,-72.518600000000006,88.680927734400001,131694,220,513,307.07499999999999,42.366,-72.518600000000006,93.064857177700006,131694,220,513,310.46600000000001,42.366,-72.518600000000006,99.168970947299997,131694,220,513,42.366,-72.518600000000006,44.099800000000002,0,131694,220,513,42.366,-72.518600000000006,43.7498,131694,220,513,47.560200000000002,42.366,-72.518600000000006,null,null,null,null,null,null,null,null,null,null,null,null,"AMHERST",8,"Berkshire Gas","The Berkshire Gas Company",40766.344847400011,71882639.880799994,"AMHERST",8,"Eversource Energy (NSTAR Electric)","NSTAR Electric d/b/a Eversource Energy",40766.344847400011,71882639.880799994,"AMHERST",8,"Comcast","Comcast",71882639.880899996,40766.344847499997]
["UMA00",null,"University Of Massachusetts - Amherst","Hazard Material Storage Shed - 442","207UMA4420","150","square-feet","210","Stockbridge Road","Amherst","Hampshire",null,"In Use","State Owned","UMA","UMA","$60,000.00","US Dollars","2 - Minor Building",42.390555999999997,-72.522221999999999,1677,"015","820400","2","Block Group 2","Block Group 2, Census Tract 8204, Hampshire County, Massachusetts","1500000US250158204002","250158204002",null,8,"AMHERST","Amherst",null,6841,4374,36.0619792428,4,0,0,0,56905,66.289599999999993,"0",null,"M","Yes","M",1,"Minority",4904.6245166500003,1051175.03629,null,null,null,null,null,null,null,null,null,null,null,null,null,null,null,null,null,null,null,null,null,null,null,null,null,null,null,null,null,null,null,null,null,null,null,null,null,null,null,null,null,null,null,null,null,null,null,null,null,131694,220,513,12.414099999999999,42.366,-72.518600000000006,131694,220,513,17.334599999999998,42.366,-72.518600000000006,131694,220,513,42.366,-72.518600000000006,1,131694,220,513,42.366,-72.518600000000006,12,131694,220,513,104,42.366,-72.518600000000006,131694,220,513,304.63900000000001,42.366,-72.518600000000006,88.680927734400001,131694,220,513,307.07499999999999,42.366,-72.518600000000006,93.064857177700006,131694,220,513,310.46600000000001,42.366,-72.518600000000006,99.168970947299997,131694,220,513,42.366,-72.518600000000006,44.099800000000002,0,131694,220,513,42.366,-72.518600000000006,43.7498,131694,220,513,47.560200000000002,42.366,-72.518600000000006,null,null,null,null,null,null,null,null,null,null,null,null,"AMHERST",8,"Berkshire Gas","The Berkshire Gas Company",40766.344847400011,71882639.880799994,"AMHERST",8,"Eversource Energy (NSTAR Electric)","NSTAR Electric d/b/a Eversource Energy",40766.344847400011,71882639.880799994,"AMHERST",8,"Comcast","Comcast",71882639.880899996,40766.344847499997]
["UMA00",null,"University Of Massachusetts - Amherst","N Vil Apts J1,2,23,24 - 486","207UMA1282","3,120","square-feet","990","North Pleasant Street","Amherst","Hampshire",null,"In Use","Authority Owned","UMBA","UMBA","$1,248,000.00","US Dollars","1 - Major Building",42.402643079999997,-72.535424460000002,1674,"015","820300","4","Block Group 4","Block Group 4, Census Tract 8203, Hampshire County, Massachusetts","1500000US250158203004","250158203004",null,8,"AMHERST","Amherst","MIE",1415,297,79.010600706700004,529,8.5066162570900001,41250,48.052799999999998,56905,66.289599999999993,"I",null,"M","Yes","MI",2,"Minority and income",4215.65726335,522227.84888800001,null,null,null,null,null,null,null,null,null,null,null,null,null,null,null,null,null,null,null,null,null,null,null,null,null,null,null,null,null,null,null,null,null,null,null,null,null,null,null,null,null,null,null,null,null,null,null,null,null,131694,220,513,12.414099999999999,42.366,-72.518600000000006,131694,220,513,17.334599999999998,42.366,-72.518600000000006,131694,220,513,42.366,-72.518600000000006,1,131694,220,513,42.366,-72.518600000000006,12,131694,220,513,104,42.366,-72.518600000000006,131694,220,513,304.63900000000001,42.366,-72.518600000000006,88.680927734400001,131694,220,513,307.07499999999999,42.366,-72.518600000000006,93.064857177700006,131694,220,513,310.46600000000001,42.366,-72.518600000000006,99.168970947299997,131694,220,513,42.366,-72.518600000000006,44.099800000000002,0,131694,220,513,42.366,-72.518600000000006,43.7498,131694,220,513,47.560200000000002,42.366,-72.518600000000006,null,null,null,null,null,null,null,null,null,null,null,null,"AMHERST",8,"Berkshire Gas","The Berkshire Gas Company",40766.344847400011,71882639.880799994,"AMHERST",8,"Eversource Energy (NSTAR Electric)","NSTAR Electric d/b/a Eversource Energy",40766.344847400011,71882639.880799994,"AMHERST",8,"Comcast","Comcast",71882639.880899996,40766.344847499997]
["UMA00",null,"University Of Massachusetts - Amherst","Waste Oil Shed","207UMAPB15","140","square-feet","360","Campus Center Way","Amherst","Hampshire",null,"In Use","State Owned","UMA","UMA","$42,000.00","US Dollars","2 - Minor Building",42.391944000000002,-72.533332999999999,null,null,null,null,null,null,null,null,null,null,null,null,null,null,null,null,null,null,null,null,null,null,null,null,null,null,null,null,null,null,null,null,null,null,null,null,null,null,null,null,null,null,null,null,null,null,null,null,null,null,null,null,null,null,null,null,null,null,null,null,null,null,null,null,null,null,null,null,null,null,null,null,null,null,null,null,null,null,null,null,131694,220,513,12.414099999999999,42.366,-72.518600000000006,131694,220,513,17.334599999999998,42.366,-72.518600000000006,131694,220,513,42.366,-72.518600000000006,1,131694,220,513,42.366,-72.518600000000006,12,131694,220,513,104,42.366,-72.518600000000006,131694,220,513,304.63900000000001,42.366,-72.518600000000006,88.680927734400001,131694,220,513,307.07499999999999,42.366,-72.518600000000006,93.064857177700006,131694,220,513,310.46600000000001,42.366,-72.518600000000006,99.168970947299997,131694,220,513,42.366,-72.518600000000006,44.099800000000002,0,131694,220,513,42.366,-72.518600000000006,43.7498,131694,220,513,47.560200000000002,42.366,-72.518600000000006,null,null,null,null,null,null,null,null,null,null,null,null,"HADLEY",117,"Berkshire Gas","The Berkshire Gas Company",50459.847955199999,63746571.709299996,"HADLEY",117,"Eversource Energy (NSTAR Electric)","NSTAR Electric d/b/a Eversource Energy",50459.847955199999,63746571.709299996,"HADLEY",117,"Charter","Charter",63746571.709299996,50459.847955199999]
["DOTHD3",null,"Highway District 3 Office","MassDOT District 3 Office","335DOT1802","78,000","square-feet","499","Plantation Parkway","Worcester","Worcester",null,"In Use","State Owned","DOT","DOT","$50,700,000.00","US Dollars","1 - Major Building",42.284478,-71.766193999999999,1543,"027","732002","3","Block Group 3","Block Group 3, Census Tract 7320.02, Worcester County, Massachusetts","1500000US250277320023","250277320023",null,348,"WORCESTER","Worcester","I",421,307,27.0783847981,70,0,52885,61.606699999999996,48139,56.078000000000003,"I",null,"M","Yes","MI",2,"Minority and income",10048.195984399999,3528614.3497600001,null,null,null,null,null,null,null,null,null,null,null,null,null,null,null,null,null,null,null,null,null,null,null,null,null,null,null,null,null,null,null,null,null,null,null,null,null,null,null,null,null,null,null,null,null,null,null,null,null,132298,221,518,3.1417600000000001,42.231900000000003,-71.771000000000001,132298,221,518,9.3090200000000003,42.231900000000003,-71.771000000000001,132298,221,518,42.231900000000003,-71.771000000000001,1,132298,221,518,42.231900000000003,-71.771000000000001,9,132298,221,518,63,42.231900000000003,-71.771000000000001,132298,221,518,304.149,42.231900000000003,-71.771000000000001,87.798780517599994,132298,221,518,306.48700000000002,42.231900000000003,-71.771000000000001,92.006434326199994,132298,221,518,309.75200000000001,42.231900000000003,-71.771000000000001,97.883680419900003,132298,221,518,42.231900000000003,-71.771000000000001,39.258099999999999,0,132298,221,518,42.231900000000003,-71.771000000000001,43.144199999999998,132298,221,518,45.432200000000002,42.231900000000003,-71.771000000000001,null,null,null,null,null,null,null,null,null,null,null,null,"WORCESTER",348,"Eversource Energy (NSTAR Gas)","Eversource Energy",42619.276768299998,99562707.131699994,"WORCESTER",348,"National Grid (Massachusetts Electric)","Massachusetts Electric d/b/a National Grid",42619.276768299998,99562707.131699994,"WORCESTER",348,"Charter","Charter",99562707.131799996,42619.276768199998]
["DDS11","DMR11","Limited Group Residence Region II Grafton","Lgr House","340DDS9502","4,500","square-feet",null,null,"Grafton","Worcester",null,"In Use","State Owned","DDS","DDS","$2,025,000.00","US Dollars","1 - Major Building",42.241699220000001,-71.695297240000002,null,null,null,null,null,null,null,null,null,null,null,null,null,null,null,null,null,null,null,null,null,null,null,null,null,null,null,null,null,null,null,null,null,null,null,null,null,null,null,null,null,null,null,null,null,null,null,null,null,null,null,null,null,null,null,null,null,null,null,null,null,null,null,null,null,null,null,null,null,null,null,null,null,null,null,null,null,null,null,null,132298,221,518,3.1417600000000001,42.231900000000003,-71.771000000000001,132298,221,518,9.3090200000000003,42.231900000000003,-71.771000000000001,132298,221,518,42.231900000000003,-71.771000000000001,1,132298,221,518,42.231900000000003,-71.771000000000001,9,132298,221,518,63,42.231900000000003,-71.771000000000001,132298,221,518,304.149,42.231900000000003,-71.771000000000001,87.798780517599994,132298,221,518,306.48700000000002,42.231900000000003,-71.771000000000001,92.006434326199994,132298,221,518,309.75200000000001,42.231900000000003,-71.771000000000001,97.883680419900003,132298,221,518,42.231900000000003,-71.771000000000001,39.258099999999999,0,132298,221,518,42.231900000000003,-71.771000000000001,43.144199999999998,132298,221,518,45.432200000000002,42.231900000000003,-71.771000000000001,null,null,null,null,null,null,null,null,null,null,null,null,"GRAFTON",110,"Eversource Energy (NSTAR Gas)","Eversource Energy",33511.870243999998,60355752.966899998,"GRAFTON",110,"National Grid (Massachusetts Electric)","Massachusetts Electric d/b/a National Grid",33511.870243999998,60355752.966899998,"GRAFTON",110,"Charter, Verizon","Charter, Verizon",60355752.966899998,33511.870243999998]
["DPW73",null,"Goshen Depot - D1","Storage Shed","203MHD2090","240","square-feet",null,null,"Goshen","Hampshire",null,"In Use","State Owned","DOT","DOT","$72,000.00","US Dollars","2 - Minor Building",42.45500183,-72.833099369999999,null,null,null,null,null,null,null,null,null,null,null,null,null,null,null,null,null,null,null,null,null,null,null,null,null,null,null,null,null,null,null,null,null,null,null,null,null,null,null,null,null,null,null,null,null,null,null,null,null,null,null,null,null,null,null,null,null,null,null,null,null,null,null,null,null,null,null,null,null,null,null,null,null,null,null,null,null,null,null,null,131692,220,511,9.0700500000000002,42.458799999999997,-72.793499999999995,131692,220,511,10.3094,42.458799999999997,-72.793499999999995,131692,220,511,42.458799999999997,-72.793499999999995,0,131692,220,511,42.458799999999997,-72.793499999999995,1,131692,220,511,32,42.458799999999997,-72.793499999999995,131692,220,511,302.72699999999998,42.458799999999997,-72.793499999999995,85.239185790999997,131692,220,511,305.07400000000001,42.458799999999997,-72.793499999999995,89.463593750000001,131692,220,511,308.40499999999997,42.458799999999997,-72.793499999999995,95.458338623000003,131692,220,511,42.458799999999997,-72.793499999999995,50.646500000000003,0,131692,220,511,42.458799999999997,-72.793499999999995,49.597099999999998,131692,220,511,54.369700000000002,42.458799999999997,-72.793499999999995,null,null,null,null,null,null,null,null,null,null,null,null,"GOSHEN",108,0,"No Natural Gas Service",33728.805252700011,45839467.901500002,"GOSHEN",108,"National Grid (Massachusetts Electric)","Massachusetts Electric d/b/a National Grid",33728.805252700011,45839467.901500002,"GOSHEN",108,"No Cable Provider","No Cable Provider",45839467.901500002,33728.805252700011]
["DCRMORE","MORE3","Moore State Park","Clivus Composting Toilet","332DEMPB02","54","square-feet","1","Sawmill Road","Paxton","Worcester",null,"To Demo","State Owned","DCR","DCR","$16,200.00","US Dollars","2 - Minor Building",42.310285999999998,-71.955371,null,null,null,null,null,null,null,null,null,null,null,null,null,null,null,null,null,null,null,null,null,null,null,null,null,null,null,null,null,null,null,null,null,null,null,null,null,null,null,null,null,null,null,null,null,null,null,null,null,null,null,null,null,null,null,null,null,null,null,null,null,null,null,null,null,null,null,null,null,null,null,null,null,null,null,null,null,null,null,null,132297,221,517,6.5624099999999999,42.279299999999999,-71.907499999999999,132297,221,517,10.0769,42.279299999999999,-71.907499999999999,132297,221,517,42.279299999999999,-71.907499999999999,0,132297,221,517,42.279299999999999,-71.907499999999999,8,132297,221,517,42,42.279299999999999,-71.907499999999999,132297,221,517,303.90699999999998,42.279299999999999,-71.907499999999999,87.363172607400003,132297,221,517,305.798,42.279299999999999,-71.907499999999999,90.766297607400006,132297,221,517,309.06,42.279299999999999,-71.907499999999999,96.637446289099998,132297,221,517,42.279299999999999,-71.907499999999999,38.923099999999998,0,132297,221,517,42.279299999999999,-71.907499999999999,42.783999999999999,132297,221,517,47.106999999999999,42.279299999999999,-71.907499999999999,null,null,null,null,null,null,null,null,null,null,null,null,"PAXTON",228,0,"No Natural Gas Service",31480.1638035,40020678.059900001,"PAXTON",228,"Paxton Municipal Light Department","Municipal",31480.1638035,40020678.059900001,"PAXTON",228,"Charter","Charter",40020678.060000002,31480.1638035]
["TRC11",null,"Brockton Trial Court","Brockton Trial Court","707TRC9701","175,000","square-feet","215","Main Street","Brockton","Plymouth",null,"In Use","State Owned","TRC","TRC","$122,500,000.00","US Dollars","1 - Major Building",42.0817026,-71.020596049999995,606,"023","510900","2","Block Group 2","Block Group 2, Census Tract 5109, Plymouth County, Massachusetts","1500000US250235109002","250235109002",null,44,"BROCKTON","Brockton","MIE",807,98,87.856257744700002,329,15.8054711246,12260,14.2819,58469,68.111500000000007,"I",null,"M","Yes","MI",2,"Minority and income",2246.6780965900002,300402.77566400002,null,null,null,null,null,null,null,null,null,null,null,null,null,null,null,null,null,null,null,null,null,null,null,null,null,null,null,null,null,null,null,null,null,null,null,null,null,null,null,null,null,null,null,null,null,null,null,null,null,132902,222,523,5.7413600000000002,42.092599999999997,-71.026899999999998,132902,222,523,13.9138,42.092599999999997,-71.026899999999998,132902,222,523,42.092599999999997,-71.026899999999998,1,132902,222,523,42.092599999999997,-71.026899999999998,24,132902,222,523,129,42.092599999999997,-71.026899999999998,132902,222,523,306.04399999999998,42.092599999999997,-71.026899999999998,91.209321289100004,132902,222,523,308.09699999999998,42.092599999999997,-71.026899999999998,94.904078369100006,132902,222,523,311.40600000000001,42.092599999999997,-71.026899999999998,100.860975342,132902,222,523,42.092599999999997,-71.026899999999998,39.2014,0,132902,222,523,42.092599999999997,-71.026899999999998,42.969000000000001,132902,222,523,47.989899999999999,42.092599999999997,-71.026899999999998,null,null,null,null,null,null,null,null,null,null,null,null,"BROCKTON",44,"Eversource Energy (EGMA)","Eversource Energy",32616.935486599999,55724091.461199991,"BROCKTON",44,"National Grid (Massachusetts Electric)","Massachusetts Electric d/b/a National Grid",32616.935486599999,55724091.461199991,"BROCKTON",44,"Comcast","Comcast",55724091.461099997,32616.935486599999]
["DCRWROK",null,"Oakham Field Office","Ware River Field Headquarters","325MDC9505","2,186","square-feet","578","Old Turnpike Road","Oakham","Worcester",null,"In Use","State Owned","DCR","DCR","$1,202,300.00","US Dollars","1 - Major Building",42.371657999999996,-72.046350000000004,null,null,null,null,null,null,null,null,null,null,null,null,null,null,null,null,null,null,null,null,null,null,null,null,null,null,null,null,null,null,null,null,null,null,null,null,null,null,null,null,null,null,null,null,null,null,null,null,null,null,null,null,null,null,null,null,null,null,null,null,null,null,null,null,null,null,null,null,null,null,null,null,null,null,null,null,null,null,null,null,132296,221,516,8.0375800000000002,42.326599999999999,-72.0441,132296,221,516,12.7514,42.326599999999999,-72.0441,132296,221,516,42.326599999999999,-72.0441,0,132296,221,516,42.326599999999999,-72.0441,4,132296,221,516,35,42.326599999999999,-72.0441,132296,221,516,303.36099999999999,42.326599999999999,-72.0441,86.379621581999999,132296,221,516,305.57799999999997,42.326599999999999,-72.0441,90.370844726599998,132296,221,516,308.87200000000001,42.326599999999999,-72.0441,96.299012451199999,132296,221,516,42.326599999999999,-72.0441,37.523800000000001,0,132296,221,516,42.326599999999999,-72.0441,41.131399999999999,132296,221,516,48.655500000000004,42.326599999999999,-72.0441,null,null,null,null,null,null,null,null,null,null,null,null,"OAKHAM",222,0,"No Natural Gas Service",31528.2350142,54953855.845700003,"OAKHAM",222,"National Grid (Massachusetts Electric)","Massachusetts Electric d/b/a National Grid",31528.2350142,54953855.845700003,"OAKHAM",222,"Charter","Charter",54953855.845700003,31528.2350142]
["DDS55",null,"DDS - Metro Residential Services","Lgr House #1 - Canton","614DDS9205","3,900","square-feet","3","Old Randolph St","Canton","Norfolk",null,"In Use","State Owned","DDS","DDS","$1,560,000.00","US Dollars","1 - Major Building",42.176184929999998,-71.125298290000003,null,null,null,null,null,null,null,null,null,null,null,null,null,null,null,null,null,null,null,null,null,null,null,null,null,null,null,null,null,null,null,"25021C","1.1.1.0","25021C_2375","NP","AREA NOT INCLUDED",null,"F",-9999,null,-9999,null,-9999,null,null,null,-9999,-9999,null,"25021C_STUDY1","Area with no DFIRM - Paper FIRMs in Effect",50534260.314299993,32712.1117122,null,null,null,null,null,null,null,null,null,null,null,null,null,null,null,null,null,null,null,null,null,null,null,null,null,null,null,132901,222,522,5.55985,42.140999999999998,-71.162400000000005,132901,222,522,14.391400000000001,42.140999999999998,-71.162400000000005,132901,222,522,42.140999999999998,-71.162400000000005,2,132901,222,522,42.140999999999998,-71.162400000000005,16,132901,222,522,102,42.140999999999998,-71.162400000000005,132901,222,522,305.71199999999999,42.140999999999998,-71.162400000000005,90.611665039100004,132901,222,522,307.39400000000001,42.140999999999998,-71.162400000000005,93.638453369100006,132901,222,522,310.64699999999999,42.140999999999998,-71.162400000000005,99.494825439500005,132901,222,522,42.140999999999998,-71.162400000000005,38.300199999999997,0,132901,222,522,42.140999999999998,-71.162400000000005,43.252299999999998,132901,222,522,45.868899999999996,42.140999999999998,-71.162400000000005,null,null,null,null,null,null,null,null,null,null,null,null,"CANTON",50,"Eversource Energy (EGMA)","Eversource Energy",32122.873615100001,50541179.819200002,"CANTON",50,"Eversource Energy (NSTAR Electric)","NSTAR Electric d/b/a Eversource Energy",32122.873615100001,50541179.819200002,"CANTON",50,"Comcast, Verizon","Comcast, Verizon",50541179.819200002,32122.873615100001]
["POL26",null,"State Police Training Academy","Residence And Office-19 Circle Drive","328POLPB14","4,900","square-feet","19","Circle Drive","New Braintree","Worcester",null,"In Use","State Owned","POL","POL","$3,185,000.00","US Dollars","1 - Major Building",42.313301090000003,-72.135597230000002,null,null,null,null,null,null,null,null,null,null,null,null,null,null,null,null,null,null,null,null,null,null,null,null,null,null,null,null,null,null,null,null,null,null,null,null,null,null,null,null,null,null,null,null,null,null,null,null,null,null,null,null,null,null,null,null,null,null,null,null,null,null,null,null,null,null,null,null,null,null,null,null,null,null,null,null,null,null,null,null,132295,221,515,8.4676200000000001,42.373699999999999,-72.180999999999997,132295,221,515,14.92,42.373699999999999,-72.180999999999997,132295,221,515,42.373699999999999,-72.180999999999997,1,132295,221,515,42.373699999999999,-72.180999999999997,6,132295,221,515,44,42.373699999999999,-72.180999999999997,132295,221,515,304.22800000000001,42.373699999999999,-72.180999999999997,87.941273193399994,132295,221,515,305.86099999999999,42.373699999999999,-72.180999999999997,90.880170898399996,132295,221,515,309.113,42.373699999999999,-72.180999999999997,96.733356933600007,132295,221,515,42.373699999999999,-72.180999999999997,36.639899999999997,0,132295,221,515,42.373699999999999,-72.180999999999997,38.591200000000001,132295,221,515,46.944499999999998,42.373699999999999,-72.180999999999997,null,null,null,null,null,null,null,null,null,null,null,null,"NEW BRAINTREE",202,0,"No Natural Gas Service",42901.962903699998,54175955.759999998,"NEW BRAINTREE",202,"National Grid (Massachusetts Electric)","Massachusetts Electric d/b/a National Grid",42901.962903699998,54175955.759999998,"NEW BRAINTREE",202,"No Cable Provider","No Cable Provider",54175955.759999998,42901.962903699998]
["DCRMGRY","MGRY5","Mount Greylock Reservation","Thunderbolt Shelter","104DEMPB24","432","square-feet",null,"Notch Road","Adams","Berkshire",null,"In Use","State Owned","DCR","DCR","$129,600.00","US Dollars","2 - Minor Building",42.638277000000002,-73.165756999999999,null,null,null,null,null,null,null,null,null,null,null,null,null,null,null,null,null,null,null,null,null,null,null,null,null,null,null,null,null,null,null,null,null,null,null,null,null,null,null,null,null,null,null,null,null,null,null,null,null,null,null,null,null,null,null,null,null,null,null,null,null,null,null,null,null,null,null,null,null,null,null,null,null,null,null,null,null,null,null,null,131689,220,508,17.472100000000001,42.596699999999998,-73.207499999999996,131689,220,508,14.6303,42.596699999999998,-73.207499999999996,131689,220,508,42.596699999999998,-73.207499999999996,0,131689,220,508,42.596699999999998,-73.207499999999996,0,131689,220,508,6,42.596699999999998,-73.207499999999996,131689,220,508,301.36799999999999,42.596699999999998,-73.207499999999996,82.791541748,131689,220,508,303.649,42.596699999999998,-73.207499999999996,86.897846679699995,131689,220,508,306.702,42.596699999999998,-73.207499999999996,92.394416503900004,131689,220,508,42.596699999999998,-73.207499999999996,36.361199999999997,0,131689,220,508,42.596699999999998,-73.207499999999996,42.294199999999996,131689,220,508,48.391199999999998,42.596699999999998,-73.207499999999996,null,null,null,null,null,null,null,null,null,null,null,null,"ADAMS",4,"Berkshire Gas","The Berkshire Gas Company",31135.753625500001,59466489.588600002,"ADAMS",4,"National Grid (Massachusetts Electric)","Massachusetts Electric d/b/a National Grid",31135.753625500001,59466489.588600002,"ADAMS",4,"Charter","Charter",59466489.588699996,31135.753625500001]
["FRC00",null,"Framingham State University","Linsley Hall","450FRC1803","44,500","square-feet","100","State Street","Framingham","Middlesex",null,"In Use","Authority Owned","MSCBA","FRC","$17,800,000.00","US Dollars","1 - Major Building",42.299278000000001,-71.438721999999999,993,"017","383502","2","Block Group 2","Block Group 2, Census Tract 3835.02, Middlesex County, Massachusetts","1500000US250173835022","250173835022",null,100,"FRAMINGHAM","Framingham",null,1508,1006,33.2891246684,487,4.5174537987700001,88992,103.66800000000001,82709,96.349199999999996,null,null,"M","Yes","M",1,"Minority",5984.7579256099998,977293.39313500002,null,null,null,null,null,null,null,null,null,null,null,null,null,null,null,null,null,null,null,null,null,null,null,null,null,null,null,null,null,null,null,null,null,null,null,null,null,null,null,null,null,null,null,null,null,null,null,null,null,132899,222,520,5.6787700000000001,42.237299999999998,-71.434100000000001,132899,222,520,14.696300000000001,42.237299999999998,-71.434100000000001,132899,222,520,42.237299999999998,-71.434100000000001,1,132899,222,520,42.237299999999998,-71.434100000000001,22,132899,222,520,116,42.237299999999998,-71.434100000000001,132899,222,520,305.21800000000002,42.237299999999998,-71.434100000000001,89.722211914100001,132899,222,520,307.52199999999999,42.237299999999998,-71.434100000000001,93.868726806599994,132899,222,520,310.67099999999999,42.237299999999998,-71.434100000000001,99.538386230499995,132899,222,520,42.237299999999998,-71.434100000000001,35.696199999999997,0,132899,222,520,42.237299999999998,-71.434100000000001,43.507199999999997,132899,222,520,44.624299999999998,42.237299999999998,-71.434100000000001,null,null,null,null,null,null,null,null,null,null,null,null,"FRAMINGHAM",100,"Eversource Energy (NSTAR Gas)","Eversource Energy",35082.753969999998,68642060.193299994,"FRAMINGHAM",100,"Eversource Energy (NSTAR Electric)","NSTAR Electric d/b/a Eversource Energy",35082.753969999998,68642060.193299994,"FRAMINGHAM",100,"Comcast, RCN, Verizon","Comcast, RCN, Verizon",68642060.193299994,35082.753969999998]
["DOC05",null,"MCI - Framingham","Storage Container","450DOCPB13","160","square-feet","99","Loring Drive","Framingham","Middlesex",null,"In Use","State Owned","DOC","DOC","$48,000.00","US Dollars","2 - Minor Building",42.265598300000001,-71.40750122,990,"017","383101","1","Block Group 1","Block Group 1, Census Tract 3831.01, Middlesex County, Massachusetts","1500000US250173831011","250173831011",null,100,"FRAMINGHAM","Framingham",null,1687,865,48.725548310599997,632,47.310126582300001,46389,54.039400000000001,82709,96.349199999999996,"I","E","M","Yes","MIE",3,"Minority, income and English isolation",6798.46514845,1594956.6410399999,null,null,null,null,null,null,null,null,null,null,null,null,null,null,null,null,null,null,null,null,null,null,null,null,null,null,null,null,null,null,null,null,null,null,null,null,null,null,null,null,null,null,null,null,null,null,null,null,null,132899,222,520,5.6787700000000001,42.237299999999998,-71.434100000000001,132899,222,520,14.696300000000001,42.237299999999998,-71.434100000000001,132899,222,520,42.237299999999998,-71.434100000000001,1,132899,222,520,42.237299999999998,-71.434100000000001,22,132899,222,520,116,42.237299999999998,-71.434100000000001,132899,222,520,305.21800000000002,42.237299999999998,-71.434100000000001,89.722211914100001,132899,222,520,307.52199999999999,42.237299999999998,-71.434100000000001,93.868726806599994,132899,222,520,310.67099999999999,42.237299999999998,-71.434100000000001,99.538386230499995,132899,222,520,42.237299999999998,-71.434100000000001,35.696199999999997,0,132899,222,520,42.237299999999998,-71.434100000000001,43.507199999999997,132899,222,520,44.624299999999998,42.237299999999998,-71.434100000000001,null,null,null,null,null,null,null,null,null,null,null,null,"FRAMINGHAM",100,"Eversource Energy (NSTAR Gas)","Eversource Energy",35082.753969999998,68642060.193299994,"FRAMINGHAM",100,"Eversource Energy (NSTAR Electric)","NSTAR Electric d/b/a Eversource Energy",35082.753969999998,68642060.193299994,"FRAMINGHAM",100,"Comcast, RCN, Verizon","Comcast, RCN, Verizon",68642060.193299994,35082.753969999998]
["DCRHOPK","HPSP3","Hopkinton State Park","Split Rock Drive Bathhouse 1","451DEMPB07","540","square-feet",null,"Split Rock Drive","Ashland","Middlesex",null,"To Demo","State Owned","DCR","DCR","$189,000.00","US Dollars","2 - Minor Building",42.263173999999999,-71.519452999999999,null,null,null,null,null,null,null,null,null,null,null,null,null,null,null,null,null,null,null,null,null,null,null,null,null,null,null,null,null,null,null,null,null,null,null,null,null,null,null,null,null,null,null,null,null,null,null,null,null,null,null,null,null,null,null,null,null,null,null,null,null,null,null,null,null,null,null,null,null,null,null,null,null,null,null,null,null,null,null,null,132898,222,519,3.9142199999999998,42.2851,-71.570300000000003,132898,222,519,14.2599,42.2851,-71.570300000000003,132898,222,519,42.2851,-71.570300000000003,1,132898,222,519,42.2851,-71.570300000000003,18,132898,222,519,100,42.2851,-71.570300000000003,132898,222,519,304.92,42.2851,-71.570300000000003,89.185694580100005,132898,222,519,307.28199999999998,42.2851,-71.570300000000003,93.437183837899994,132898,222,519,310.41399999999999,42.2851,-71.570300000000003,99.074598388699997,132898,222,519,42.2851,-71.570300000000003,37.7727,0,132898,222,519,42.2851,-71.570300000000003,42.810200000000002,132898,222,519,45.363700000000001,42.2851,-71.570300000000003,null,null,null,null,null,null,null,null,null,null,null,null,"ASHLAND",14,"Eversource Energy (NSTAR Gas)","Eversource Energy",25926.517979600001,33342677.447000001,"ASHLAND",14,"Eversource Energy (NSTAR Electric)","NSTAR Electric d/b/a Eversource Energy",25926.517979600001,33342677.447000001,"ASHLAND",14,"Comcast, Verizon","Comcast, Verizon",33342677.447000001,25926.517979600001]
["UMA02",null,"Crop and Animal Research and Educational Center","Storage Barn - 270","171UMAPB05","6,256","square-feet",null,"River Road","Deerfield","Franklin",null,"In Use","State Owned","UMA","UMA","$2,502,400.00","US Dollars","2 - Minor Building",42.479545000000002,-72.578618000000006,null,null,null,null,null,null,null,null,null,null,null,null,null,null,null,null,null,null,null,null,null,null,null,null,null,null,null,null,null,null,null,null,null,null,null,null,null,null,null,null,null,null,null,null,null,null,null,null,null,null,null,null,null,null,null,null,null,null,null,null,null,null,null,null,null,null,null,null,null,null,null,null,null,null,null,null,null,null,null,null,132292,221,512,13.3079,42.5139,-72.593000000000004,132292,221,512,15.1493,42.5139,-72.593000000000004,132292,221,512,42.5139,-72.593000000000004,0,132292,221,512,42.5139,-72.593000000000004,8,132292,221,512,84,42.5139,-72.593000000000004,132292,221,512,304.33,42.5139,-72.593000000000004,88.1233166504,132292,221,512,306.80700000000002,42.5139,-72.593000000000004,92.582832031300001,132292,221,512,310.06099999999998,42.5139,-72.593000000000004,98.439588623000006,132292,221,512,42.5139,-72.593000000000004,43.967300000000002,0,132292,221,512,42.5139,-72.593000000000004,42.215600000000002,132292,221,512,46.386200000000002,42.5139,-72.593000000000004,null,null,null,null,null,null,null,null,null,null,null,null,"DEERFIELD",74,"Berkshire Gas","The Berkshire Gas Company",45089.643309599996,86638250.713300005,"DEERFIELD",74,"Eversource Energy (NSTAR Electric)","NSTAR Electric d/b/a Eversource Energy",45089.643309599996,86638250.713300005,"DEERFIELD",74,"Comcast","Comcast",86638250.713300005,45089.643309599996]
["SDW00",null,"Worcester County Sheriff's Office - West Boylston","Old Name Barn Community Service","322SDWPB05","6,300","square-feet","5","Paul X Tivnan Drive","West Boylston","Worcester",null,"In Use","State Owned","SDW","SDW","$2,520,000.00","US Dollars","2 - Minor Building",42.321701050000001,-71.771003719999996,1574,"027","729100","1","Block Group 1","Block Group 1, Census Tract 7291, Worcester County, Massachusetts","1500000US250277291001","250277291001",null,321,"WEST BOYLSTON","West Boylston",null,3521,2432,30.9287134337,592,1.35135135135,67692,78.855599999999995,88906,103.568,null,null,"M","Yes","M",1,"Minority",23849.762907600001,14164918.6613,null,null,null,null,null,null,null,null,null,null,null,null,null,null,null,null,null,null,null,null,null,null,null,null,null,null,null,null,null,null,null,null,null,null,null,null,null,null,null,null,null,null,null,null,null,null,null,null,null,132897,222,518,4.3989099999999999,42.332799999999999,-71.706699999999998,132897,222,518,12.4267,42.332799999999999,-71.706699999999998,132897,222,518,42.332799999999999,-71.706699999999998,1,132897,222,518,42.332799999999999,-71.706699999999998,10,132897,222,518,78,42.332799999999999,-71.706699999999998,132897,222,518,304.54599999999999,42.332799999999999,-71.706699999999998,88.512617187499998,132897,222,518,306.846,42.332799999999999,-71.706699999999998,92.653583984400001,132897,222,518,310.048,42.332799999999999,-71.706699999999998,98.417011718799998,132897,222,518,42.332799999999999,-71.706699999999998,38.059699999999999,0,132897,222,518,42.332799999999999,-71.706699999999998,42.842100000000002,132897,222,518,46.546199999999999,42.332799999999999,-71.706699999999998,null,null,null,null,null,null,null,null,null,null,null,null,"WEST BOYLSTON",321,"Eversource Energy (NSTAR Gas)","Eversource Energy",30912.773965,35905571.4877,"WEST BOYLSTON",321,"West Boylston Municipal Lighting Plant","Municipal",30912.773965,35905571.4877,"WEST BOYLSTON",321,"Charter","Charter",35905571.4877,30912.773965]
["QCC00",null,"Quinsigamond Community College","Administration","335QCC0022","144,310","square-feet","670","West Boylston Street","Worcester","Worcester",null,"In Use","State Owned","QCC","QCC","$79,370,500.00","US Dollars","1 - Major Building",42.313794999999999,-71.795011000000002,1827,"027","730300","2","Block Group 2","Block Group 2, Census Tract 7303, Worcester County, Massachusetts","1500000US250277303002","250277303002",null,348,"WORCESTER","Worcester",null,1541,852,44.711226476299998,617,13.7763371151,52639,61.320099999999996,48139,56.078000000000003,"I",null,"M","Yes","MI",2,"Minority and income",4621.6651883599998,846102.100508,null,null,null,null,null,null,null,null,null,null,null,null,null,null,null,null,null,null,null,null,null,null,null,null,null,null,null,null,null,null,null,null,null,null,null,null,null,null,null,null,null,null,null,null,null,null,null,null,null,132897,222,518,4.3989099999999999,42.332799999999999,-71.706699999999998,132897,222,518,12.4267,42.332799999999999,-71.706699999999998,132897,222,518,42.332799999999999,-71.706699999999998,1,132897,222,518,42.332799999999999,-71.706699999999998,10,132897,222,518,78,42.332799999999999,-71.706699999999998,132897,222,518,304.54599999999999,42.332799999999999,-71.706699999999998,88.512617187499998,132897,222,518,306.846,42.332799999999999,-71.706699999999998,92.653583984400001,132897,222,518,310.048,42.332799999999999,-71.706699999999998,98.417011718799998,132897,222,518,42.332799999999999,-71.706699999999998,38.059699999999999,0,132897,222,518,42.332799999999999,-71.706699999999998,42.842100000000002,132897,222,518,46.546199999999999,42.332799999999999,-71.706699999999998,null,null,null,null,null,null,null,null,null,null,null,null,"WORCESTER",348,"Eversource Energy (NSTAR Gas)","Eversource Energy",42619.276768299998,99562707.131699994,"WORCESTER",348,"National Grid (Massachusetts Electric)","Massachusetts Electric d/b/a National Grid",42619.276768299998,99562707.131699994,"WORCESTER",348,"Charter","Charter",99562707.131799996,42619.276768199998]
["DCRWOMP","WOMP2","Wompatuck State Park","Visitors Center","702DEM0190","6,244","square-feet",null,null,"Hingham","Plymouth",null,"In Use","State Owned","DCR","DCR","$4,058,600.00","US Dollars","1 - Major Building",42.216844999999999,-70.863821999999999,null,null,null,null,null,null,null,null,null,null,null,null,null,null,null,null,null,null,null,null,null,null,null,null,null,null,null,null,null,null,null,null,null,null,null,null,null,null,null,null,null,null,null,null,null,null,null,null,null,null,null,null,null,null,null,null,null,null,null,null,null,null,null,null,null,null,null,null,null,null,null,null,null,null,null,null,null,null,null,null,133501,223,523,9.0244499999999999,42.193100000000001,-70.961500000000001,133501,223,523,12.056100000000001,42.193100000000001,-70.961500000000001,133501,223,523,42.193100000000001,-70.961500000000001,8,133501,223,523,42.193100000000001,-70.961500000000001,41,133501,223,523,165,42.193100000000001,-70.961500000000001,133501,223,523,306.56099999999998,42.193100000000001,-70.961500000000001,92.139533691400004,133501,223,523,308.60000000000002,42.193100000000001,-70.961500000000001,95.810065918000006,133501,223,523,312.06700000000001,42.193100000000001,-70.961500000000001,102.05095947300001,133501,223,523,42.193100000000001,-70.961500000000001,37.8386,0,133501,223,523,42.193100000000001,-70.961500000000001,44.876100000000001,133501,223,523,45.759500000000003,42.193100000000001,-70.961500000000001,null,null,null,null,null,null,null,null,null,null,null,null,"HINGHAM",131,"National Grid (Boston Gas)","National Grid",52133.8387688,58774967.892800003,"HINGHAM",131,"Hingham Municipal Light Plant, National Grid (Massachusetts Electric)","Municipal, Massachusetts Electric d/b/a National Grid",52133.8387688,58774967.892800003,"HINGHAM",131,"Comcast, Verizon","Comcast, Verizon",58774913.331899993,52122.734463699999]
["DCRBHRS","MDC79","Blue Hills Reservation","Great Blue Hill Pump House","614MDC0403","100","square-feet",null,"Blue Hill River Road","Canton","Norfolk",null,"Inactive","State Owned","DCR","DCR","$40,000.00","US Dollars","2 - Minor Building",42.207937999999999,-71.112495999999993,null,null,null,null,null,null,null,null,null,null,null,null,null,null,null,null,null,null,null,null,null,null,null,null,null,null,null,null,null,null,null,"25021C","1.1.1.0","25021C_2375","NP","AREA NOT INCLUDED",null,"F",-9999,null,-9999,null,-9999,null,null,null,-9999,-9999,null,"25021C_STUDY1","Area with no DFIRM - Paper FIRMs in Effect",50534260.314299993,32712.1117122,null,null,null,null,null,null,null,null,null,null,null,null,null,null,null,null,null,null,null,null,null,null,null,null,null,null,null,133500,223,522,7.8711900000000004,42.241599999999998,-71.097200000000001,133500,223,522,14.6715,42.241599999999998,-71.097200000000001,133500,223,522,42.241599999999998,-71.097200000000001,3,133500,223,522,42.241599999999998,-71.097200000000001,44,133500,223,522,161,42.241599999999998,-71.097200000000001,133500,223,522,306.39999999999998,42.241599999999998,-71.097200000000001,91.850373535200006,133500,223,522,308.536,42.241599999999998,-71.097200000000001,95.695039062500001,133500,223,522,311.81700000000001,42.241599999999998,-71.097200000000001,101.601289063,133500,223,522,42.241599999999998,-71.097200000000001,37.977699999999999,0,133500,223,522,42.241599999999998,-71.097200000000001,44.4587,133500,223,522,44.552799999999998,42.241599999999998,-71.097200000000001,null,null,null,null,null,null,null,null,null,null,null,null,"CANTON",50,"Eversource Energy (EGMA)","Eversource Energy",32122.873615100001,50541179.819200002,"CANTON",50,"Eversource Energy (NSTAR Electric)","NSTAR Electric d/b/a Eversource Energy",32122.873615100001,50541179.819200002,"CANTON",50,"Comcast, Verizon","Comcast, Verizon",50541179.819200002,32122.873615100001]
["DCRBHRS","MDC79","Blue Hills Reservation","Motorola Building","614MDC9550","646","square-feet","4001","Washington Street","Canton","Norfolk",null,"In Use","Private Entity","PRIV","PRIV","$258,400.00","US Dollars","2 - Minor Building",42.211733000000002,-71.115082999999998,null,null,null,null,null,null,null,null,null,null,null,null,null,null,null,null,null,null,null,null,null,null,null,null,null,null,null,null,null,null,null,"25021C","1.1.1.0","25021C_2375","NP","AREA NOT INCLUDED",null,"F",-9999,null,-9999,null,-9999,null,null,null,-9999,-9999,null,"25021C_STUDY1","Area with no DFIRM - Paper FIRMs in Effect",50534260.314299993,32712.1117122,null,null,null,null,null,null,null,null,null,null,null,null,null,null,null,null,null,null,null,null,null,null,null,null,null,null,null,133500,223,522,7.8711900000000004,42.241599999999998,-71.097200000000001,133500,223,522,14.6715,42.241599999999998,-71.097200000000001,133500,223,522,42.241599999999998,-71.097200000000001,3,133500,223,522,42.241599999999998,-71.097200000000001,44,133500,223,522,161,42.241599999999998,-71.097200000000001,133500,223,522,306.39999999999998,42.241599999999998,-71.097200000000001,91.850373535200006,133500,223,522,308.536,42.241599999999998,-71.097200000000001,95.695039062500001,133500,223,522,311.81700000000001,42.241599999999998,-71.097200000000001,101.601289063,133500,223,522,42.241599999999998,-71.097200000000001,37.977699999999999,0,133500,223,522,42.241599999999998,-71.097200000000001,44.4587,133500,223,522,44.552799999999998,42.241599999999998,-71.097200000000001,null,null,null,null,null,null,null,null,null,null,null,null,"CANTON",50,"Eversource Energy (EGMA)","Eversource Energy",32122.873615100001,50541179.819200002,"CANTON",50,"Eversource Energy (NSTAR Electric)","NSTAR Electric d/b/a Eversource Energy",32122.873615100001,50541179.819200002,"CANTON",50,"Comcast, Verizon","Comcast, Verizon",50541179.819200002,32122.873615100001]
["DCRBHRS","MDC79","Blue Hills Reservation","Brookwood Farm Large Barn","614DCR2111","3,300","square-feet","11","Blue Hill River Road","Canton","Norfolk",null,"In Use","State Owned","DCR","DCR","$2,805,000.00","US Dollars","1 - Major Building",42.207141,-71.111108000000002,null,null,null,null,null,null,null,null,null,null,null,null,null,null,null,null,null,null,null,null,null,null,null,null,null,null,null,null,null,null,null,"25021C","1.1.1.0","25021C_2375","NP","AREA NOT INCLUDED",null,"F",-9999,null,-9999,null,-9999,null,null,null,-9999,-9999,null,"25021C_STUDY1","Area with no DFIRM - Paper FIRMs in Effect",50534260.314299993,32712.1117122,null,null,null,null,null,null,null,null,null,null,null,null,null,null,null,null,null,null,null,null,null,null,null,null,null,null,null,133500,223,522,7.8711900000000004,42.241599999999998,-71.097200000000001,133500,223,522,14.6715,42.241599999999998,-71.097200000000001,133500,223,522,42.241599999999998,-71.097200000000001,3,133500,223,522,42.241599999999998,-71.097200000000001,44,133500,223,522,161,42.241599999999998,-71.097200000000001,133500,223,522,306.39999999999998,42.241599999999998,-71.097200000000001,91.850373535200006,133500,223,522,308.536,42.241599999999998,-71.097200000000001,95.695039062500001,133500,223,522,311.81700000000001,42.241599999999998,-71.097200000000001,101.601289063,133500,223,522,42.241599999999998,-71.097200000000001,37.977699999999999,0,133500,223,522,42.241599999999998,-71.097200000000001,44.4587,133500,223,522,44.552799999999998,42.241599999999998,-71.097200000000001,null,null,null,null,null,null,null,null,null,null,null,null,"CANTON",50,"Eversource Energy (EGMA)","Eversource Energy",32122.873615100001,50541179.819200002,"CANTON",50,"Eversource Energy (NSTAR Electric)","NSTAR Electric d/b/a Eversource Energy",32122.873615100001,50541179.819200002,"CANTON",50,"Comcast, Verizon","Comcast, Verizon",50541179.819200002,32122.873615100001]
["DCRBHRS","MDC79","Blue Hills Reservation","AMC Cabin 17 - Rogers","611MDCPB02","400","square-feet",null,"Canton Street","Randolph","Norfolk",null,"In Use","Private Entity","PRIV","PRIV","$120,000.00","US Dollars","2 - Minor Building",42.194186999999999,-71.087235000000007,84,"021","420202","1","Block Group 1","Block Group 1, Census Tract 4202.02, Norfolk County, Massachusetts","1500000US250214202021","250214202021",null,244,"RANDOLPH","Randolph","M",1281,438,65.807962529299999,493,11.156186612600001,79135,92.185699999999997,82510,96.1173,null,null,"M","Yes","M",1,"Minority",11108.109566499999,4870950.66873,null,null,null,null,null,null,null,null,null,null,null,null,null,null,null,null,null,null,null,null,null,null,null,null,null,null,null,null,null,null,null,null,null,null,null,null,null,null,null,null,null,null,null,null,null,null,null,null,null,133500,223,522,7.8711900000000004,42.241599999999998,-71.097200000000001,133500,223,522,14.6715,42.241599999999998,-71.097200000000001,133500,223,522,42.241599999999998,-71.097200000000001,3,133500,223,522,42.241599999999998,-71.097200000000001,44,133500,223,522,161,42.241599999999998,-71.097200000000001,133500,223,522,306.39999999999998,42.241599999999998,-71.097200000000001,91.850373535200006,133500,223,522,308.536,42.241599999999998,-71.097200000000001,95.695039062500001,133500,223,522,311.81700000000001,42.241599999999998,-71.097200000000001,101.601289063,133500,223,522,42.241599999999998,-71.097200000000001,37.977699999999999,0,133500,223,522,42.241599999999998,-71.097200000000001,44.4587,133500,223,522,44.552799999999998,42.241599999999998,-71.097200000000001,null,null,null,null,null,null,null,null,null,null,null,null,"RANDOLPH",244,"Eversource Energy (EGMA)","Eversource Energy",24248.340308999999,26971975.032099999,"RANDOLPH",244,"National Grid (Massachusetts Electric)","Massachusetts Electric d/b/a National Grid",24248.340308999999,26971975.032099999,"RANDOLPH",244,"Comcast, Verizon","Comcast, Verizon",26971975.032099999,24248.340308899998]
["DCRSVYM","SVYM5","Savoy Mountain State Forest","Pump House on South Pond","106DCR1901","55","square-feet",null,"North Florida Road","Savoy","Berkshire",null,"In Use","State Owned","DCR","DCR","$22,000.00","US Dollars","2 - Minor Building",42.645060999999998,-73.048013999999995,null,null,null,null,null,null,null,null,null,null,null,null,null,null,null,null,null,null,null,null,null,null,null,null,null,null,null,null,null,null,null,null,null,null,null,null,null,null,null,null,null,null,null,null,null,null,null,null,null,null,null,null,null,null,null,null,null,null,null,null,null,null,null,null,null,null,null,null,null,null,null,null,null,null,null,null,null,null,null,null,132289,221,509,16.7697,42.6526,-73.006900000000002,132289,221,509,12.7418,42.6526,-73.006900000000002,132289,221,509,42.6526,-73.006900000000002,0,132289,221,509,42.6526,-73.006900000000002,0,132289,221,509,5,42.6526,-73.006900000000002,132289,221,509,301.07100000000003,42.6526,-73.006900000000002,82.258430175800001,132289,221,509,303.358,42.6526,-73.006900000000002,86.374238281299995,132289,221,509,306.548,42.6526,-73.006900000000002,92.115638427700006,132289,221,509,42.6526,-73.006900000000002,38.961599999999997,0,132289,221,509,42.6526,-73.006900000000002,46.034100000000002,132289,221,509,49.094700000000003,42.6526,-73.006900000000002,null,null,null,null,null,null,null,null,null,null,null,null,"SAVOY",263,0,"No Natural Gas Service",45397.0197138,93310332.586599991,"SAVOY",263,"Eversource Energy (NSTAR Electric)","NSTAR Electric d/b/a Eversource Energy",45397.0197138,93310332.586599991,"SAVOY",263,"No Cable Provider","No Cable Provider",93310332.586500019,45397.0197137]
["DCRCUPK","MDCG4","Cutler Park Reservation","Riverside Pump House","602DCR2107","225","square-feet","84","Kendrick Street","Needham","Norfolk",null,"To Demo","State Owned","DCR","DCR","$135,000.00","US Dollars","2 - Minor Building",42.289523000000003,-71.206288000000001,null,null,null,null,null,null,null,null,null,null,null,null,null,null,null,null,null,null,null,null,null,null,null,null,null,null,null,null,null,null,null,"25021C","1.1.1.0","25021C_2977","NP","AE",null,"T",-9999,null,-9999,null,-9999,null,null,null,-9999,-9999,null,"25021C_FIS15","AE: 1% Annual Chance of Flooding, with BFE",10398242.6689,144115.81921799999,null,null,null,null,null,null,null,null,null,null,null,null,null,null,null,null,null,null,null,null,null,null,null,null,null,null,null,133499,223,521,6.7016,42.289900000000003,-71.233099999999993,133499,223,521,14.862299999999999,42.289900000000003,-71.233099999999993,133499,223,521,42.289900000000003,-71.233099999999993,3,133499,223,521,42.289900000000003,-71.233099999999993,46,133499,223,521,165,42.289900000000003,-71.233099999999993,133499,223,521,306.32299999999998,42.289900000000003,-71.233099999999993,91.711616210900004,133499,223,521,308.553,42.289900000000003,-71.233099999999993,95.725635986300006,133499,223,521,311.73599999999999,42.289900000000003,-71.233099999999993,101.455280762,133499,223,521,42.289900000000003,-71.233099999999993,36.692700000000002,0,133499,223,521,42.289900000000003,-71.233099999999993,44.875900000000001,133499,223,521,44.033299999999997,42.289900000000003,-71.233099999999993,null,null,null,null,null,null,null,null,null,null,null,null,"NEEDHAM",199,"Eversource Energy (NSTAR Gas)","Eversource Energy",28960.012824900001,32947766.819800001,"NEEDHAM",199,"Eversource Energy (NSTAR Electric)","NSTAR Electric d/b/a Eversource Energy",28960.012824900001,32947766.819800001,"NEEDHAM",199,"Comcast, RCN, Verizon","Comcast, RCN, Verizon",32947766.819899991,28960.012824900001]
["NAC00",null,"Massachusetts College Of Liberal Arts","72-74 Porter St.","103NAC0501","2,652","square-feet",null,"Porter Street","North Adams","Berkshire",null,"In Use","Foundation","PRIV","PRIV","$1,723,800.00","US Dollars","1 - Major Building",42.693539999999999,-73.105436999999995,1508,"003","921300","3","Block Group 3","Block Group 3, Census Tract 9213, Berkshire County, Massachusetts","1500000US250039213003","250039213003",null,209,"NORTH ADAMS","North Adams","I",559,493,11.806797853300001,289,0,29607,34.489699999999999,41471,48.310299999999998,"I",null,null,"Yes","I",1,"Income",1811.6210708200001,168781.14245300001,null,null,null,null,null,null,null,null,null,null,null,null,null,null,null,null,null,null,null,null,null,null,null,null,null,null,null,null,null,null,null,null,null,null,null,null,null,null,null,null,null,null,null,null,null,null,null,null,null,132288,221,508,19.4055,42.698500000000003,-73.145300000000006,132288,221,508,17.9681,42.698500000000003,-73.145300000000006,132288,221,508,42.698500000000003,-73.145300000000006,0,132288,221,508,42.698500000000003,-73.145300000000006,0,132288,221,508,6,42.698500000000003,-73.145300000000006,132288,221,508,301.392,42.698500000000003,-73.145300000000006,82.835596923799997,132288,221,508,303.63600000000002,42.698500000000003,-73.145300000000006,86.875324707000004,132288,221,508,306.62400000000002,42.698500000000003,-73.145300000000006,92.253681640600007,132288,221,508,42.698500000000003,-73.145300000000006,34.740499999999997,0,132288,221,508,42.698500000000003,-73.145300000000006,41.970599999999997,132288,221,508,47.0518,42.698500000000003,-73.145300000000006,null,null,null,null,null,null,null,null,null,null,null,null,"NORTH ADAMS",209,"Berkshire Gas","The Berkshire Gas Company",30768.544878600002,53392639.233400002,"NORTH ADAMS",209,"National Grid (Massachusetts Electric)","Massachusetts Electric d/b/a National Grid",30768.544878600002,53392639.233400002,"NORTH ADAMS",209,"Charter","Charter",53392639.233499996,30768.544878600002]
["NAC00",null,"Massachusetts College Of Liberal Arts","Bowman Hall","103NAC0090","57,477","square-feet","66","Montana Street","North Adams","Berkshire",null,"In Use","State Owned","MCLA","MCLA","$37,360,050.00","US Dollars","1 - Major Building",42.691898350000002,-73.104896550000007,null,null,null,null,null,null,null,null,null,null,null,null,null,null,null,null,null,null,null,null,null,null,null,null,null,null,null,null,null,null,null,null,null,null,null,null,null,null,null,null,null,null,null,null,null,null,null,null,null,null,null,null,null,null,null,null,null,null,null,null,null,null,null,null,null,null,null,null,null,null,null,null,null,null,null,null,null,null,null,null,132288,221,508,19.4055,42.698500000000003,-73.145300000000006,132288,221,508,17.9681,42.698500000000003,-73.145300000000006,132288,221,508,42.698500000000003,-73.145300000000006,0,132288,221,508,42.698500000000003,-73.145300000000006,0,132288,221,508,6,42.698500000000003,-73.145300000000006,132288,221,508,301.392,42.698500000000003,-73.145300000000006,82.835596923799997,132288,221,508,303.63600000000002,42.698500000000003,-73.145300000000006,86.875324707000004,132288,221,508,306.62400000000002,42.698500000000003,-73.145300000000006,92.253681640600007,132288,221,508,42.698500000000003,-73.145300000000006,34.740499999999997,0,132288,221,508,42.698500000000003,-73.145300000000006,41.970599999999997,132288,221,508,47.0518,42.698500000000003,-73.145300000000006,null,null,null,null,null,null,null,null,null,null,null,null,"NORTH ADAMS",209,"Berkshire Gas","The Berkshire Gas Company",30768.544878600002,53392639.233400002,"NORTH ADAMS",209,"National Grid (Massachusetts Electric)","Massachusetts Electric d/b/a National Grid",30768.544878600002,53392639.233400002,"NORTH ADAMS",209,"Charter","Charter",53392639.233499996,30768.544878600002]
["MEMA00","CDA00","Massachusetts Emergency Management Agency","Maintenance Shed","450CDA1902","600","square-feet","400","Worcester Road","Framingham","Middlesex",null,"In Use","State Owned","CDA","CDA","$150,000.00","US Dollars","2 - Minor Building",42.297500999999997,-71.412200999999996,989,"017","383501","2","Block Group 2","Block Group 2, Census Tract 3835.01, Middlesex County, Massachusetts","1500000US250173835012","250173835012",null,100,"FRAMINGHAM","Framingham","MI",1604,791,50.685785536200001,794,17.506297229200001,25703,29.9419,82709,96.349199999999996,"I",null,"M","Yes","MI",2,"Minority and income",3857.9068279600001,852789.93781300006,null,null,null,null,null,null,null,null,null,null,null,null,null,null,null,null,null,null,null,null,null,null,null,null,null,null,null,null,null,null,null,null,null,null,null,null,null,null,null,null,null,null,null,null,null,null,null,null,null,133498,223,520,4.4397200000000003,42.338000000000001,-71.369299999999996,133498,223,520,13.7791,42.338000000000001,-71.369299999999996,133498,223,520,42.338000000000001,-71.369299999999996,1,133498,223,520,42.338000000000001,-71.369299999999996,22,133498,223,520,122,42.338000000000001,-71.369299999999996,133498,223,520,305.36200000000002,42.338000000000001,-71.369299999999996,89.981599121100004,133498,223,520,307.71899999999999,42.338000000000001,-71.369299999999996,94.224738769499993,133498,223,520,310.81099999999998,42.338000000000001,-71.369299999999996,99.790412597699998,133498,223,520,42.338000000000001,-71.369299999999996,36.8934,0,133498,223,520,42.338000000000001,-71.369299999999996,43.2089,133498,223,520,43.857399999999998,42.338000000000001,-71.369299999999996,null,null,null,null,null,null,null,null,null,null,null,null,"FRAMINGHAM",100,"Eversource Energy (NSTAR Gas)","Eversource Energy",35082.753969999998,68642060.193299994,"FRAMINGHAM",100,"Eversource Energy (NSTAR Electric)","NSTAR Electric d/b/a Eversource Energy",35082.753969999998,68642060.193299994,"FRAMINGHAM",100,"Comcast, RCN, Verizon","Comcast, RCN, Verizon",68642060.193299994,35082.753969999998]
["DCRCALL","CALL3","Callahan State Park","Barn","450DEM0401","1,500","square-feet","1048","Edmands Road","Framingham","Middlesex",null,"In Use","State Owned","DCR","DCR","$600,000.00","US Dollars","2 - Minor Building",42.330308000000002,-71.477688000000001,null,null,null,null,null,null,null,null,null,null,null,null,null,null,null,null,null,null,null,null,null,null,null,null,null,null,null,null,null,null,null,null,null,null,null,null,null,null,null,null,null,null,null,null,null,null,null,null,null,null,null,null,null,null,null,null,null,null,null,null,null,null,null,null,null,null,null,null,null,null,null,null,null,null,null,null,null,null,null,null,133497,223,519,4.5145,42.385899999999999,-71.505600000000001,133497,223,519,15.546799999999999,42.385899999999999,-71.505600000000001,133497,223,519,42.385899999999999,-71.505600000000001,1,133497,223,519,42.385899999999999,-71.505600000000001,21,133497,223,519,114,42.385899999999999,-71.505600000000001,133497,223,519,305.11099999999999,42.385899999999999,-71.505600000000001,89.529951171899995,133497,223,519,307.48899999999998,42.385899999999999,-71.505600000000001,93.810334472700006,133497,223,519,310.64299999999997,42.385899999999999,-71.505600000000001,99.4875744629,133497,223,519,42.385899999999999,-71.505600000000001,37.106099999999998,0,133497,223,519,42.385899999999999,-71.505600000000001,42.040799999999997,133497,223,519,47.421100000000003,42.385899999999999,-71.505600000000001,null,null,null,null,null,null,null,null,null,null,null,null,"FRAMINGHAM",100,"Eversource Energy (NSTAR Gas)","Eversource Energy",35082.753969999998,68642060.193299994,"FRAMINGHAM",100,"Eversource Energy (NSTAR Electric)","NSTAR Electric d/b/a Eversource Energy",35082.753969999998,68642060.193299994,"FRAMINGHAM",100,"Comcast, RCN, Verizon","Comcast, RCN, Verizon",68642060.193299994,35082.753969999998]
["MIL18",null,"Armory - Greenfield","Armory - Greenfield","164MIL9101","30,692","square-feet","71","Hope Street","Greenfield","Franklin",null,"In Use","State Owned","MIL","MIL","$30,692,000.00","US Dollars","1 - Major Building",42.585300449999998,-72.599700929999997,339,"011","041300","5","Block Group 5","Block Group 5, Census Tract 413, Franklin County, Massachusetts","1500000US250110413005","250110413005",null,114,"GREENFIELD","Greenfield","I",985,890,9.6446700507600003,542,7.7490774907700004,32406,37.750300000000003,50478,58.802700000000002,"I",null,null,"Yes","I",1,"Income",5107.4237347899998,809562.03785399999,null,null,null,null,null,null,null,null,null,null,null,null,null,null,null,null,null,null,null,null,null,null,null,null,null,null,null,null,null,null,null,null,null,null,null,null,null,null,null,null,null,null,null,null,null,null,null,null,null,132891,222,512,12.539199999999999,42.615400000000001,-72.529799999999994,132891,222,512,15.843299999999999,42.615400000000001,-72.529799999999994,132891,222,512,42.615400000000001,-72.529799999999994,0,132891,222,512,42.615400000000001,-72.529799999999994,9,132891,222,512,81,42.615400000000001,-72.529799999999994,132891,222,512,304.584,42.615400000000001,-72.529799999999994,88.581446533199994,132891,222,512,307.44200000000001,42.615400000000001,-72.529799999999994,93.726398925799998,132891,222,512,310.15899999999999,42.615400000000001,-72.529799999999994,98.616138915999997,132891,222,512,42.615400000000001,-72.529799999999994,40.484900000000003,0,132891,222,512,42.615400000000001,-72.529799999999994,42.137900000000002,132891,222,512,45.309399999999997,42.615400000000001,-72.529799999999994,null,null,null,null,null,null,null,null,null,null,null,null,"GREENFIELD",114,"Berkshire Gas","The Berkshire Gas Company",34664.752013500001,56649477.6976,"GREENFIELD",114,"Eversource Energy (NSTAR Electric)","NSTAR Electric d/b/a Eversource Energy",34664.752013500001,56649477.6976,"GREENFIELD",114,"Comcast","Comcast",56649477.697499998,34664.752013500001]
["FWE15",null,"WMA Delaney","House","317FWE0010","2,820","square-feet","48","Finn Road","Harvard","Worcester",null,"Inactive","State Owned","DFG","DFG","$1,128,000.00","US Dollars","1 - Major Building",42.45780182,-71.550003050000001,null,null,null,null,null,null,null,null,null,null,null,null,null,null,null,null,null,null,null,null,null,null,null,null,null,null,null,null,null,null,null,"25027C","1.1.1.0","25027C_4836","NP","A",null,"T",-9999,null,-9999,null,-9999,null,null,null,-9999,-9999,null,"25027C_STUDY2","A: 1% Annual Chance of Flooding, no BFE",374406.94599799998,5468.6131024599999,null,null,null,null,null,null,null,null,null,null,null,null,null,null,null,null,null,null,null,null,null,null,null,null,null,null,null,133496,223,518,5.2625500000000001,42.433700000000002,-71.642200000000003,133496,223,518,14.1661,42.433700000000002,-71.642200000000003,133496,223,518,42.433700000000002,-71.642200000000003,0,133496,223,518,42.433700000000002,-71.642200000000003,17,133496,223,518,103,42.433700000000002,-71.642200000000003,133496,223,518,304.68299999999999,42.433700000000002,-71.642200000000003,88.759699706999996,133496,223,518,307.20499999999998,42.433700000000002,-71.642200000000003,93.298426513699994,133496,223,518,310.33100000000002,42.433700000000002,-71.642200000000003,98.926447753900007,133496,223,518,42.433700000000002,-71.642200000000003,37.612200000000001,0,133496,223,518,42.433700000000002,-71.642200000000003,42.913499999999999,133496,223,518,47.678100000000001,42.433700000000002,-71.642200000000003,null,null,null,null,null,null,null,null,null,null,null,null,"HARVARD",125,"National Grid (Boston Gas)","National Grid",39222.2972849,70327484.636500001,"HARVARD",125,"National Grid (Massachusetts Electric)","Massachusetts Electric d/b/a National Grid",39222.2972849,70327484.636500001,"HARVARD",125,"Charter","Charter",70327484.636500001,39222.2972849]
["DPW44",null,"Cohasset Depot - D5","Records Building","607MHD7140","8,010","square-feet","30","Crocker Lane","Cohasset","Norfolk",null,"In Use","State Owned","DOT","DOT","$3,604,500.00","US Dollars","2 - Minor Building",42.239398960000003,-70.832496640000002,null,null,null,null,null,null,null,null,null,null,null,null,null,null,null,null,null,null,null,null,null,null,null,null,null,null,null,null,null,null,null,null,null,null,null,null,null,null,null,null,null,null,null,null,null,null,null,null,null,null,null,null,null,null,null,null,null,null,null,null,null,null,null,null,null,null,null,null,null,null,null,null,null,null,null,null,null,null,null,null,134101,224,524,11.4008,42.244900000000001,-70.760199999999998,134101,224,524,14.751099999999999,42.244900000000001,-70.760199999999998,134101,224,524,42.244900000000001,-70.760199999999998,0,134101,224,524,42.244900000000001,-70.760199999999998,0,134101,224,524,0,42.244900000000001,-70.760199999999998,134101,224,524,298.90499999999997,42.244900000000001,-70.760199999999998,78.359437255900005,134101,224,524,300.738,42.244900000000001,-70.760199999999998,81.657697753899996,134101,224,524,303.08100000000002,42.244900000000001,-70.760199999999998,85.875184326199999,134101,224,524,42.244900000000001,-70.760199999999998,39.956800000000001,0,134101,224,524,42.244900000000001,-70.760199999999998,52.5944,134101,224,524,54.251300000000001,42.244900000000001,-70.760199999999998,null,null,null,null,null,null,null,null,null,null,null,null,"COHASSET",65,"National Grid (Boston Gas)","National Grid",28801.6355592,26890125.8193,"COHASSET",65,"National Grid (Massachusetts Electric)","Massachusetts Electric d/b/a National Grid",28801.6355592,26890125.8193,"COHASSET",65,"Comcast, Verizon","Comcast, Verizon",26890151.495499991,28793.686346999999]
["DCRNBRS","MDC69","Nantasket Beach Reservation","Islands District Headquarters","701MDC9504","3,969","square-feet","215","Nantasket Avenue","Hull","Plymouth",null,"In Use","State Owned","DCR","DCR","$3,373,650.00","US Dollars","1 - Major Building",42.270915000000002,-70.857532000000006,null,null,null,null,null,null,null,null,null,null,null,null,null,null,null,null,null,null,null,null,null,null,null,null,null,null,null,null,null,null,null,"25023C","1.1.1.0","25023C_439","NP","AE",null,"T",10,"NAVD88",-9999,"Feet",-9999,null,null,null,-9999,-9999,null,"25023C_STUDY1","AE: 1% Annual Chance of Flooding, with BFE",3851118.7170099998,36503.926136599999,2,184189.29394100001,10997.3119276,1,"N_Present_Pt1Perc","C:/Users/tspencer/Commonwealth of Massachusetts/DCP-TEAMS - DCAMM Energy - Documents/Resilience/Resilience/MC-FRM GIS/pt1PercentExtent/North_Present_Dpt1percent/N_Present_Pt1Perc.shp",1,"N_2030_Pt1Perc","C:/Users/tspencer/Commonwealth of Massachusetts/DCP-TEAMS - DCAMM Energy - Documents/Resilience/Resilience/MC-FRM GIS/pt1PercentExtent/North_2030_Dpt1percent/N_2030_Pt1Perc.shp",1,"N_2050_Pt1Perc","C:/Users/tspencer/Commonwealth of Massachusetts/DCP-TEAMS - DCAMM Energy - Documents/Resilience/Resilience/MC-FRM GIS/pt1PercentExtent/North_2050_Dpt1percent/N_2050_Pt1Perc.shp",1,"N_2070_Pt1Perc","C:/Users/tspencer/Commonwealth of Massachusetts/DCP-TEAMS - DCAMM Energy - Documents/Resilience/Resilience/MC-FRM GIS/pt1PercentExtent/North_2070_Dpt1percent/N_2070_Pt1Perc.shp",1,"N_Present_1Perc","C:/Users/tspencer/Commonwealth of Massachusetts/DCP-TEAMS - DCAMM Energy - Documents/Resilience/Resilience/MC-FRM GIS/1PercentExtent/North_Present_D1Percent/N_Present_1Perc.shp",1,"N_2030_1Perc","C:/Users/tspencer/Commonwealth of Massachusetts/DCP-TEAMS - DCAMM Energy - Documents/Resilience/Resilience/MC-FRM GIS/1PercentExtent/North_2030_D1percent/N_2030_1Perc.shp",1,"N_2050_1Perc","C:/Users/tspencer/Commonwealth of Massachusetts/DCP-TEAMS - DCAMM Energy - Documents/Resilience/Resilience/MC-FRM GIS/1PercentExtent/North_2050_D1percent/N_2050_1Perc.shp",1,"N_2070_1Perc","C:/Users/tspencer/Commonwealth of Massachusetts/DCP-TEAMS - DCAMM Energy - Documents/Resilience/Resilience/MC-FRM GIS/1PercentExtent/North_2070_D1percent/N_2070_1Perc.shp",134100,224,523,15.1868,42.293599999999998,-70.895899999999997,134100,224,523,13.7529,42.293599999999998,-70.895899999999997,134100,224,523,42.293599999999998,-70.895899999999997,0,134100,224,523,42.293599999999998,-70.895899999999997,0,134100,224,523,0,42.293599999999998,-70.895899999999997,134100,224,523,299.47300000000001,42.293599999999998,-70.895899999999997,79.381660156300001,134100,224,523,301.279,42.293599999999998,-70.895899999999997,82.631855468799998,134100,224,523,303.69600000000003,42.293599999999998,-70.895899999999997,86.982880859399998,134100,224,523,42.293599999999998,-70.895899999999997,42.052799999999998,0,134100,224,523,42.293599999999998,-70.895899999999997,58.311,134100,224,523,52.035299999999999,42.293599999999998,-70.895899999999997,null,null,null,null,null,null,null,null,null,null,null,null,"HULL",142,"National Grid (Boston Gas)","National Grid",54600.838082399998,8540668.3484400008,"HULL",142,"Hull Municipal Lighting Plant","Municipal",54600.838082399998,8540668.3484400008,"HULL",142,"Comcast, Verizon","Comcast, Verizon",8540639.6631300002,54587.881000200003]
["DCRGEIS","MDCD9","Georges Island","Mine Casemate","551MDC0497","1,950","square-feet",null,null,"Boston","Suffolk",null,"In Use","State Owned","DCR","DCR","$0.00","US Dollars","2 - Minor Building",42.320085669999997,-70.929583550000004,1805,"025","980101","1","Block Group 1","Block Group 1, Census Tract 9801.01, Suffolk County, Massachusetts","1500000US250259801011","250259801011",null,35,"BOSTON","Boston",null,457,175,61.7067833698,0,0,0,0,71115,82.843100000000007,"0",null,"M","Yes","M",1,"Minority",34734.627321499996,8662115.4054300003,null,null,null,null,null,null,null,null,null,null,null,null,null,null,null,null,null,null,null,null,null,null,null,null,null,1,"N_Present_Pt1Perc","C:/Users/tspencer/Commonwealth of Massachusetts/DCP-TEAMS - DCAMM Energy - Documents/Resilience/Resilience/MC-FRM GIS/pt1PercentExtent/North_Present_Dpt1percent/N_Present_Pt1Perc.shp",1,"N_2030_Pt1Perc","C:/Users/tspencer/Commonwealth of Massachusetts/DCP-TEAMS - DCAMM Energy - Documents/Resilience/Resilience/MC-FRM GIS/pt1PercentExtent/North_2030_Dpt1percent/N_2030_Pt1Perc.shp",1,"N_2050_Pt1Perc","C:/Users/tspencer/Commonwealth of Massachusetts/DCP-TEAMS - DCAMM Energy - Documents/Resilience/Resilience/MC-FRM GIS/pt1PercentExtent/North_2050_Dpt1percent/N_2050_Pt1Perc.shp",1,"N_2070_Pt1Perc","C:/Users/tspencer/Commonwealth of Massachusetts/DCP-TEAMS - DCAMM Energy - Documents/Resilience/Resilience/MC-FRM GIS/pt1PercentExtent/North_2070_Dpt1percent/N_2070_Pt1Perc.shp",null,null,null,null,null,null,1,"N_2050_1Perc","C:/Users/tspencer/Commonwealth of Massachusetts/DCP-TEAMS - DCAMM Energy - Documents/Resilience/Resilience/MC-FRM GIS/1PercentExtent/North_2050_D1percent/N_2050_1Perc.shp",1,"N_2070_1Perc","C:/Users/tspencer/Commonwealth of Massachusetts/DCP-TEAMS - DCAMM Energy - Documents/Resilience/Resilience/MC-FRM GIS/1PercentExtent/North_2070_D1percent/N_2070_1Perc.shp",134100,224,523,15.1868,42.293599999999998,-70.895899999999997,134100,224,523,13.7529,42.293599999999998,-70.895899999999997,134100,224,523,42.293599999999998,-70.895899999999997,0,134100,224,523,42.293599999999998,-70.895899999999997,0,134100,224,523,0,42.293599999999998,-70.895899999999997,134100,224,523,299.47300000000001,42.293599999999998,-70.895899999999997,79.381660156300001,134100,224,523,301.279,42.293599999999998,-70.895899999999997,82.631855468799998,134100,224,523,303.69600000000003,42.293599999999998,-70.895899999999997,86.982880859399998,134100,224,523,42.293599999999998,-70.895899999999997,42.052799999999998,0,134100,224,523,42.293599999999998,-70.895899999999997,58.311,134100,224,523,52.035299999999999,42.293599999999998,-70.895899999999997,null,null,null,null,null,null,null,null,null,null,null,null,"BOSTON",35,"Eversource Energy (NSTAR Gas), National Grid (Boston Gas)","Eversource Energy, National Grid",187939.417006,129963051.27,"BOSTON",35,"Eversource Energy (NSTAR Electric)","NSTAR Electric d/b/a Eversource Energy",187939.417006,129963051.27,"BOSTON",35,"Comcast, RCN, Verizon","Comcast, RCN, Verizon",129962973.954,187929.64641700001]
["DCRPEIS","MDC71","Peddocks Island","Cottage 20","701DCR2167","550","square-feet",null,"Peddocks Island","Hull","Plymouth",null,"In Use","State Owned","DCR","DCR","$220,000.00","US Dollars","1 - Major Building",42.292025000000002,-70.939396000000002,null,null,null,null,null,null,null,null,null,null,null,null,null,null,null,null,null,null,null,null,null,null,null,null,null,null,null,null,null,null,null,null,null,null,null,null,null,null,null,null,null,null,null,null,null,null,null,null,null,null,null,null,null,null,null,null,null,null,null,null,null,null,null,null,null,null,null,null,null,null,null,null,null,null,null,null,null,null,null,null,134100,224,523,15.1868,42.293599999999998,-70.895899999999997,134100,224,523,13.7529,42.293599999999998,-70.895899999999997,134100,224,523,42.293599999999998,-70.895899999999997,0,134100,224,523,42.293599999999998,-70.895899999999997,0,134100,224,523,0,42.293599999999998,-70.895899999999997,134100,224,523,299.47300000000001,42.293599999999998,-70.895899999999997,79.381660156300001,134100,224,523,301.279,42.293599999999998,-70.895899999999997,82.631855468799998,134100,224,523,303.69600000000003,42.293599999999998,-70.895899999999997,86.982880859399998,134100,224,523,42.293599999999998,-70.895899999999997,42.052799999999998,0,134100,224,523,42.293599999999998,-70.895899999999997,58.311,134100,224,523,52.035299999999999,42.293599999999998,-70.895899999999997,null,null,null,null,null,null,null,null,null,null,null,null,"HULL",142,"National Grid (Boston Gas)","National Grid",54600.838082399998,8540668.3484400008,"HULL",142,"Hull Municipal Lighting Plant","Municipal",54600.838082399998,8540668.3484400008,"HULL",142,"Comcast, Verizon","Comcast, Verizon",8540639.6631300002,54587.881000200003]
["DCRWACH","WACH3","Wachusett Mountain State Reservation","Storage Shed For A And B Lifts","307DEMPB16","54","square-feet","499","Mountain Road","Westminster","Worcester",null,"In Use","State Owned","DCR","DCR","$16,200.00","US Dollars","2 - Minor Building",42.501885999999999,-71.886516999999998,null,null,null,null,null,null,null,null,null,null,null,null,null,null,null,null,null,null,null,null,null,null,null,null,null,null,null,null,null,null,null,null,null,null,null,null,null,null,null,null,null,null,null,null,null,null,null,null,null,null,null,null,null,null,null,null,null,null,null,null,null,null,null,null,null,null,null,null,null,null,null,null,null,null,null,null,null,null,null,null,133494,223,516,5.3178700000000001,42.528799999999997,-71.9161,133494,223,516,7.5043300000000004,42.528799999999997,-71.9161,133494,223,516,42.528799999999997,-71.9161,0,133494,223,516,42.528799999999997,-71.9161,1,133494,223,516,33,42.528799999999997,-71.9161,133494,223,516,302.988,42.528799999999997,-71.9161,85.707752685499997,133494,223,516,305.375,42.528799999999997,-71.9161,90.004450683599998,133494,223,516,308.637,42.528799999999997,-71.9161,95.875764160200006,133494,223,516,42.528799999999997,-71.9161,41.570099999999996,0,133494,223,516,42.528799999999997,-71.9161,44.668599999999998,133494,223,516,49.193600000000004,42.528799999999997,-71.9161,null,null,null,null,null,null,null,null,null,null,null,null,"WESTMINSTER",332,"Unitil (Fitchburg Gas & Electric)","Unitil",48293.628366899997,96487399.164599985,"WESTMINSTER",332,"National Grid (Massachusetts Electric)","Massachusetts Electric d/b/a National Grid",48293.628366899997,96487399.164599985,"WESTMINSTER",332,"Comcast","Comcast",96487399.164599985,48293.628366899997]
["DPWG4",null,"Westminster Depot - D3","Salt Shed A","307MHD3430","3,600","square-feet",null,"Colony Road","Westminster","Worcester",null,"In Use","State Owned","DOT","DOT","$1,440,000.00","US Dollars","2 - Minor Building",42.561901089999999,-71.933898929999998,null,null,null,null,null,null,null,null,null,null,null,null,null,null,null,null,null,null,null,null,null,null,null,null,null,null,null,null,null,null,null,null,null,null,null,null,null,null,null,null,null,null,null,null,null,null,null,null,null,null,null,null,null,null,null,null,null,null,null,null,null,null,null,null,null,null,null,null,null,null,null,null,null,null,null,null,null,null,null,null,133494,223,516,5.3178700000000001,42.528799999999997,-71.9161,133494,223,516,7.5043300000000004,42.528799999999997,-71.9161,133494,223,516,42.528799999999997,-71.9161,0,133494,223,516,42.528799999999997,-71.9161,1,133494,223,516,33,42.528799999999997,-71.9161,133494,223,516,302.988,42.528799999999997,-71.9161,85.707752685499997,133494,223,516,305.375,42.528799999999997,-71.9161,90.004450683599998,133494,223,516,308.637,42.528799999999997,-71.9161,95.875764160200006,133494,223,516,42.528799999999997,-71.9161,41.570099999999996,0,133494,223,516,42.528799999999997,-71.9161,44.668599999999998,133494,223,516,49.193600000000004,42.528799999999997,-71.9161,null,null,null,null,null,null,null,null,null,null,null,null,"WESTMINSTER",332,"Unitil (Fitchburg Gas & Electric)","Unitil",48293.628366899997,96487399.164599985,"WESTMINSTER",332,"National Grid (Massachusetts Electric)","Massachusetts Electric d/b/a National Grid",48293.628366899997,96487399.164599985,"WESTMINSTER",332,"Comcast","Comcast",96487399.164599985,48293.628366899997]
["DCRCRRS","MDC06, 07,09, 14, MDCF9, MDCF5, MDCC3","Charles River Reservation","Memorial Drive Pump Station","445MDCPB03","150","square-feet","30","Memorial Drive","Cambridge","Middlesex",null,"In Use","State Owned","DCR","DCR","$120,000.00","US Dollars","2 - Minor Building",42.360754999999997,-71.081740999999994,693,"017","353102","2","Block Group 2","Block Group 2, Census Tract 3531.02, Middlesex County, Massachusetts","1500000US250173531022","250173531022",null,49,"CAMBRIDGE","Cambridge",null,1332,574,56.906906906899998,234,4.2735042735000004,90833,105.813,103154,120.166,null,null,"M","Yes","M",1,"Minority",4052.0743637,860225.94258499995,null,null,null,null,null,null,null,null,null,null,null,null,null,null,null,null,null,null,null,null,null,null,2,3908460.3442899999,136832.811766,1,"N_Present_Pt1Perc","C:/Users/tspencer/Commonwealth of Massachusetts/DCP-TEAMS - DCAMM Energy - Documents/Resilience/Resilience/MC-FRM GIS/pt1PercentExtent/North_Present_Dpt1percent/N_Present_Pt1Perc.shp",1,"N_2030_Pt1Perc","C:/Users/tspencer/Commonwealth of Massachusetts/DCP-TEAMS - DCAMM Energy - Documents/Resilience/Resilience/MC-FRM GIS/pt1PercentExtent/North_2030_Dpt1percent/N_2030_Pt1Perc.shp",1,"N_2050_Pt1Perc","C:/Users/tspencer/Commonwealth of Massachusetts/DCP-TEAMS - DCAMM Energy - Documents/Resilience/Resilience/MC-FRM GIS/pt1PercentExtent/North_2050_Dpt1percent/N_2050_Pt1Perc.shp",1,"N_2070_Pt1Perc","C:/Users/tspencer/Commonwealth of Massachusetts/DCP-TEAMS - DCAMM Energy - Documents/Resilience/Resilience/MC-FRM GIS/pt1PercentExtent/North_2070_Dpt1percent/N_2070_Pt1Perc.shp",1,"N_Present_1Perc","C:/Users/tspencer/Commonwealth of Massachusetts/DCP-TEAMS - DCAMM Energy - Documents/Resilience/Resilience/MC-FRM GIS/1PercentExtent/North_Present_D1Percent/N_Present_1Perc.shp",1,"N_2030_1Perc","C:/Users/tspencer/Commonwealth of Massachusetts/DCP-TEAMS - DCAMM Energy - Documents/Resilience/Resilience/MC-FRM GIS/1PercentExtent/North_2030_D1percent/N_2030_1Perc.shp",1,"N_2050_1Perc","C:/Users/tspencer/Commonwealth of Massachusetts/DCP-TEAMS - DCAMM Energy - Documents/Resilience/Resilience/MC-FRM GIS/1PercentExtent/North_2050_D1percent/N_2050_1Perc.shp",1,"N_2070_1Perc","C:/Users/tspencer/Commonwealth of Massachusetts/DCP-TEAMS - DCAMM Energy - Documents/Resilience/Resilience/MC-FRM GIS/1PercentExtent/North_2070_D1percent/N_2070_1Perc.shp",134099,224,522,9.5649599999999992,42.342100000000002,-71.031700000000001,134099,224,522,14.287699999999999,42.342100000000002,-71.031700000000001,134099,224,522,42.342100000000002,-71.031700000000001,12,134099,224,522,42.342100000000002,-71.031700000000001,49,134099,224,522,185,42.342100000000002,-71.031700000000001,134099,224,522,306.85300000000001,42.342100000000002,-71.031700000000001,92.665559082000001,134099,224,522,309.01900000000001,42.342100000000002,-71.031700000000001,96.563892822300005,134099,224,522,312.40100000000001,42.342100000000002,-71.031700000000001,102.65119751,134099,224,522,42.342100000000002,-71.031700000000001,36.130499999999998,0,134099,224,522,42.342100000000002,-71.031700000000001,44.169400000000003,134099,224,522,42.944400000000002,42.342100000000002,-71.031700000000001,null,null,null,null,null,null,null,null,null,null,null,null,"CAMBRIDGE",49,"Eversource Energy (NSTAR Gas)","Eversource Energy",26475.684556299999,18400398.668499999,"CAMBRIDGE",49,"Eversource Energy (NSTAR Electric)","NSTAR Electric d/b/a Eversource Energy",26475.684556299999,18400398.668499999,"CAMBRIDGE",49,"Comcast","Comcast",18400398.668499999,26475.684556299999]
["SDS01",null,"Suffolk County Sheriff's Department - Nashua Street Jail - Boston","Nashua Street Jail","551SDS9001","342,316","square-feet","200","Nashua Street","Boston","Suffolk",null,"In Use","State Owned","SDS","SDS","$342,316,000.00","US Dollars","1 - Major Building",42.367298130000002,-71.066299439999995,1751,"025","020303","2","Block Group 2","Block Group 2, Census Tract 203.03, Suffolk County, Massachusetts","1500000US250250203032","250250203032",null,35,"BOSTON","Boston","M",2153,1267,41.151881096099999,862,2.5522041763300001,154357,179.81299999999999,71115,82.843100000000007,null,null,"M","Yes","M",1,"Minority",3345.3380499800001,442719.70088199998,null,null,null,null,null,null,null,null,null,null,null,null,null,null,null,null,null,null,null,null,null,null,2,3181.7427884600002,499.24856250699997,null,null,null,1,"N_2030_Pt1Perc","C:/Users/tspencer/Commonwealth of Massachusetts/DCP-TEAMS - DCAMM Energy - Documents/Resilience/Resilience/MC-FRM GIS/pt1PercentExtent/North_2030_Dpt1percent/N_2030_Pt1Perc.shp",1,"N_2050_Pt1Perc","C:/Users/tspencer/Commonwealth of Massachusetts/DCP-TEAMS - DCAMM Energy - Documents/Resilience/Resilience/MC-FRM GIS/pt1PercentExtent/North_2050_Dpt1percent/N_2050_Pt1Perc.shp",1,"N_2070_Pt1Perc","C:/Users/tspencer/Commonwealth of Massachusetts/DCP-TEAMS - DCAMM Energy - Documents/Resilience/Resilience/MC-FRM GIS/pt1PercentExtent/North_2070_Dpt1percent/N_2070_Pt1Perc.shp",null,null,null,null,null,null,null,null,null,1,"N_2070_1Perc","C:/Users/tspencer/Commonwealth of Massachusetts/DCP-TEAMS - DCAMM Energy - Documents/Resilience/Resilience/MC-FRM GIS/1PercentExtent/North_2070_D1percent/N_2070_1Perc.shp",134099,224,522,9.5649599999999992,42.342100000000002,-71.031700000000001,134099,224,522,14.287699999999999,42.342100000000002,-71.031700000000001,134099,224,522,42.342100000000002,-71.031700000000001,12,134099,224,522,42.342100000000002,-71.031700000000001,49,134099,224,522,185,42.342100000000002,-71.031700000000001,134099,224,522,306.85300000000001,42.342100000000002,-71.031700000000001,92.665559082000001,134099,224,522,309.01900000000001,42.342100000000002,-71.031700000000001,96.563892822300005,134099,224,522,312.40100000000001,42.342100000000002,-71.031700000000001,102.65119751,134099,224,522,42.342100000000002,-71.031700000000001,36.130499999999998,0,134099,224,522,42.342100000000002,-71.031700000000001,44.169400000000003,134099,224,522,42.944400000000002,42.342100000000002,-71.031700000000001,null,null,null,null,null,null,null,null,null,null,null,null,"BOSTON",35,"Eversource Energy (NSTAR Gas), National Grid (Boston Gas)","Eversource Energy, National Grid",187939.417006,129963051.27,"BOSTON",35,"Eversource Energy (NSTAR Electric)","NSTAR Electric d/b/a Eversource Energy",187939.417006,129963051.27,"BOSTON",35,"Comcast, RCN, Verizon","Comcast, RCN, Verizon",129962973.954,187929.64641700001]
["DPW43",null,"District 8 Electric Sub - Station 8.28","Engineer Shack","552MHDPB01","218","square-feet",null,null,"Chelsea","Suffolk",null,"In Use","State Owned","DOT","DOT","$65,400.00","US Dollars","2 - Minor Building",42.390598300000001,-71.04060364,805,"025","160400","2","Block Group 2","Block Group 2, Census Tract 1604, Suffolk County, Massachusetts","1500000US250251604002","250251604002",null,57,"CHELSEA","Chelsea","MI",1828,289,84.190371991199996,756,32.275132275099999,54167,63.100099999999998,56802,66.169600000000003,"I","E","M","Yes","MIE",3,"Minority, income and English isolation",2471.9067425399999,150672.103286,null,null,null,null,null,null,null,null,null,null,null,null,null,null,null,null,null,null,null,null,null,null,3,26012.257784000001,1790.8466301799999,null,null,null,null,null,null,null,null,null,null,null,null,null,null,null,null,null,null,null,null,null,null,null,null,134099,224,522,9.5649599999999992,42.342100000000002,-71.031700000000001,134099,224,522,14.287699999999999,42.342100000000002,-71.031700000000001,134099,224,522,42.342100000000002,-71.031700000000001,12,134099,224,522,42.342100000000002,-71.031700000000001,49,134099,224,522,185,42.342100000000002,-71.031700000000001,134099,224,522,306.85300000000001,42.342100000000002,-71.031700000000001,92.665559082000001,134099,224,522,309.01900000000001,42.342100000000002,-71.031700000000001,96.563892822300005,134099,224,522,312.40100000000001,42.342100000000002,-71.031700000000001,102.65119751,134099,224,522,42.342100000000002,-71.031700000000001,36.130499999999998,0,134099,224,522,42.342100000000002,-71.031700000000001,44.169400000000003,134099,224,522,42.944400000000002,42.342100000000002,-71.031700000000001,null,null,null,null,null,null,null,null,null,null,null,null,"CHELSEA",57,"National Grid (Boston Gas)","National Grid",13673.4903053,5742447.9412700003,"CHELSEA",57,"Eversource Energy (NSTAR Electric)","NSTAR Electric d/b/a Eversource Energy",13673.4903053,5742447.9412700003,"CHELSEA",57,"Comcast","Comcast",5742425.8238300001,13673.3717158]
["MCA00",null,"Massachusetts College Of Art And Design","Tower Building","551MCA5767","318,299","square-feet","621","Huntington Avenue","Boston","Suffolk",null,"In Use","State Owned","MCA","MCA","$218,830,563.00","US Dollars","1 - Major Building",42.3368988,-71.098602290000002,1973,"025","010300","1","Block Group 1","Block Group 1, Census Tract 103, Suffolk County, Massachusetts","1500000US250250103001","250250103001",null,35,"BOSTON","Boston",null,1359,960,29.3598233996,127,28.346456692899999,16250,18.9299,71115,82.843100000000007,"I","E","M","Yes","MIE",3,"Minority, income and English isolation",1973.7536734400001,146671.75831500001,null,null,null,null,null,null,null,null,null,null,null,null,null,null,null,null,null,null,null,null,null,null,2,1201871.5586300001,40508.170729500001,null,null,null,null,null,null,null,null,null,1,"N_2070_Pt1Perc","C:/Users/tspencer/Commonwealth of Massachusetts/DCP-TEAMS - DCAMM Energy - Documents/Resilience/Resilience/MC-FRM GIS/pt1PercentExtent/North_2070_Dpt1percent/N_2070_Pt1Perc.shp",null,null,null,null,null,null,null,null,null,null,null,null,134099,224,522,9.5649599999999992,42.342100000000002,-71.031700000000001,134099,224,522,14.287699999999999,42.342100000000002,-71.031700000000001,134099,224,522,42.342100000000002,-71.031700000000001,12,134099,224,522,42.342100000000002,-71.031700000000001,49,134099,224,522,185,42.342100000000002,-71.031700000000001,134099,224,522,306.85300000000001,42.342100000000002,-71.031700000000001,92.665559082000001,134099,224,522,309.01900000000001,42.342100000000002,-71.031700000000001,96.563892822300005,134099,224,522,312.40100000000001,42.342100000000002,-71.031700000000001,102.65119751,134099,224,522,42.342100000000002,-71.031700000000001,36.130499999999998,0,134099,224,522,42.342100000000002,-71.031700000000001,44.169400000000003,134099,224,522,42.944400000000002,42.342100000000002,-71.031700000000001,null,null,null,null,null,null,null,null,null,null,null,null,"BOSTON",35,"Eversource Energy (NSTAR Gas), National Grid (Boston Gas)","Eversource Energy, National Grid",187939.417006,129963051.27,"BOSTON",35,"Eversource Energy (NSTAR Electric)","NSTAR Electric d/b/a Eversource Energy",187939.417006,129963051.27,"BOSTON",35,"Comcast, RCN, Verizon","Comcast, RCN, Verizon",129962973.954,187929.64641700001]
["CHE00",null,"Soldiers Home - Chelsea","Water Pump Station","552CHE1602","791","square-feet","91","Crest Avenue","Chelsea","Suffolk",null,"In Use","State Owned","CHE","CHE","$316,400.00","US Dollars","2 - Minor Building",42.400537,-71.029731999999996,45,"025","160601","2","Block Group 2","Block Group 2, Census Tract 1606.01, Suffolk County, Massachusetts","1500000US250251606012","250251606012",null,57,"CHELSEA","Chelsea","ME",2294,667,70.924149956400001,505,14.257425742600001,74049,86.260999999999996,56802,66.169600000000003,null,null,"M","Yes","M",1,"Minority",3050.6700102599998,240944.08251099999,null,null,null,null,null,null,null,null,null,null,null,null,null,null,null,null,null,null,null,null,null,null,null,null,null,null,null,null,null,null,null,null,null,null,null,null,null,null,null,null,null,null,null,null,null,null,null,null,null,134099,224,522,9.5649599999999992,42.342100000000002,-71.031700000000001,134099,224,522,14.287699999999999,42.342100000000002,-71.031700000000001,134099,224,522,42.342100000000002,-71.031700000000001,12,134099,224,522,42.342100000000002,-71.031700000000001,49,134099,224,522,185,42.342100000000002,-71.031700000000001,134099,224,522,306.85300000000001,42.342100000000002,-71.031700000000001,92.665559082000001,134099,224,522,309.01900000000001,42.342100000000002,-71.031700000000001,96.563892822300005,134099,224,522,312.40100000000001,42.342100000000002,-71.031700000000001,102.65119751,134099,224,522,42.342100000000002,-71.031700000000001,36.130499999999998,0,134099,224,522,42.342100000000002,-71.031700000000001,44.169400000000003,134099,224,522,42.944400000000002,42.342100000000002,-71.031700000000001,null,null,null,null,null,null,null,null,null,null,null,null,"CHELSEA",57,"National Grid (Boston Gas)","National Grid",13673.4903053,5742447.9412700003,"CHELSEA",57,"Eversource Energy (NSTAR Electric)","NSTAR Electric d/b/a Eversource Energy",13673.4903053,5742447.9412700003,"CHELSEA",57,"Comcast","Comcast",5742425.8238300001,13673.3717158]
["DCRKERK",null,"Kelly Outdoor Rink","Kelly Rink Garage","551MDC0512","300","square-feet","1","Marbury Terrace","Boston","Suffolk","Jamaica Plain","In Use","State Owned","DCR","DCR","$75,000.00","US Dollars","2 - Minor Building",42.318353000000002,-71.103061999999994,2175,"025","120301","1","Block Group 1","Block Group 1, Census Tract 1203.01, Suffolk County, Massachusetts","1500000US250251203011","250251203011",null,35,"BOSTON","Boston","M",1539,630,59.0643274854,520,23.6538461538,129018,150.29499999999999,71115,82.843100000000007,null,null,"M","Yes","M",1,"Minority",1648.1148794799999,141678.040561,null,null,null,null,null,null,null,null,null,null,null,null,null,null,null,null,null,null,null,null,null,null,null,null,null,null,null,null,null,null,null,null,null,null,null,null,null,null,null,null,null,null,null,null,null,null,null,null,null,134099,224,522,9.5649599999999992,42.342100000000002,-71.031700000000001,134099,224,522,14.287699999999999,42.342100000000002,-71.031700000000001,134099,224,522,42.342100000000002,-71.031700000000001,12,134099,224,522,42.342100000000002,-71.031700000000001,49,134099,224,522,185,42.342100000000002,-71.031700000000001,134099,224,522,306.85300000000001,42.342100000000002,-71.031700000000001,92.665559082000001,134099,224,522,309.01900000000001,42.342100000000002,-71.031700000000001,96.563892822300005,134099,224,522,312.40100000000001,42.342100000000002,-71.031700000000001,102.65119751,134099,224,522,42.342100000000002,-71.031700000000001,36.130499999999998,0,134099,224,522,42.342100000000002,-71.031700000000001,44.169400000000003,134099,224,522,42.944400000000002,42.342100000000002,-71.031700000000001,null,null,null,null,null,null,null,null,null,null,null,null,"BOSTON",35,"Eversource Energy (NSTAR Gas), National Grid (Boston Gas)","Eversource Energy, National Grid",187939.417006,129963051.27,"BOSTON",35,"Eversource Energy (NSTAR Electric)","NSTAR Electric d/b/a Eversource Energy",187939.417006,129963051.27,"BOSTON",35,"Comcast, RCN, Verizon","Comcast, RCN, Verizon",129962973.954,187929.64641700001]
["DDS25","DMR25","Templeton Developmental Center","Storage Shed Next To Gas Tank","309DDSPB05","140","square-feet","212","Freight Shed Road","Templeton","Worcester",null,"In Use","State Owned","DCAMM","DCAMM","$42,000.00","US Dollars","2 - Minor Building",42.592899320000001,-72.115402220000007,null,null,null,null,null,null,null,null,null,null,null,null,null,null,null,null,null,null,null,null,null,null,null,null,null,null,null,null,null,null,null,null,null,null,null,null,null,null,null,null,null,null,null,null,null,null,null,null,null,null,null,null,null,null,null,null,null,null,null,null,null,null,null,null,null,null,null,null,null,null,null,null,null,null,null,null,null,null,null,null,133493,223,515,9.1600400000000004,42.576000000000001,-72.053299999999993,133493,223,515,11.4406,42.576000000000001,-72.053299999999993,133493,223,515,42.576000000000001,-72.053299999999993,0,133493,223,515,42.576000000000001,-72.053299999999993,1,133493,223,515,31,42.576000000000001,-72.053299999999993,133493,223,515,303.029,42.576000000000001,-72.053299999999993,85.783063964799993,133493,223,515,305.25200000000001,42.576000000000001,-72.053299999999993,89.784394531299995,133493,223,515,308.553,42.576000000000001,-72.053299999999993,95.724976806599997,133493,223,515,42.576000000000001,-72.053299999999993,38.4208,0,133493,223,515,42.576000000000001,-72.053299999999993,41.8215,133493,223,515,46.153199999999998,42.576000000000001,-72.053299999999993,null,null,null,null,null,null,null,null,null,null,null,null,"TEMPLETON",294,0,"No Natural Gas Service",47069.6433646,83865776.875300005,"TEMPLETON",294,"Templeton Municipal Lighting Plant","Municipal",47069.6433646,83865776.875300005,"TEMPLETON",294,"Comcast","Comcast",83865776.875200003,47069.6433646]
["DDS25","DMR25","Templeton Developmental Center","Spruce Lodge","309DDS1030","15,126","square-feet","212","Freight Shed Road","Templeton","Worcester",null,"Inactive","State Owned","DCAMM","DCAMM","$6,050,400.00","US Dollars","1 - Major Building",42.592201230000001,-72.116401670000002,null,null,null,null,null,null,null,null,null,null,null,null,null,null,null,null,null,null,null,null,null,null,null,null,null,null,null,null,null,null,null,null,null,null,null,null,null,null,null,null,null,null,null,null,null,null,null,null,null,null,null,null,null,null,null,null,null,null,null,null,null,null,null,null,null,null,null,null,null,null,null,null,null,null,null,null,null,null,null,null,133493,223,515,9.1600400000000004,42.576000000000001,-72.053299999999993,133493,223,515,11.4406,42.576000000000001,-72.053299999999993,133493,223,515,42.576000000000001,-72.053299999999993,0,133493,223,515,42.576000000000001,-72.053299999999993,1,133493,223,515,31,42.576000000000001,-72.053299999999993,133493,223,515,303.029,42.576000000000001,-72.053299999999993,85.783063964799993,133493,223,515,305.25200000000001,42.576000000000001,-72.053299999999993,89.784394531299995,133493,223,515,308.553,42.576000000000001,-72.053299999999993,95.724976806599997,133493,223,515,42.576000000000001,-72.053299999999993,38.4208,0,133493,223,515,42.576000000000001,-72.053299999999993,41.8215,133493,223,515,46.153199999999998,42.576000000000001,-72.053299999999993,null,null,null,null,null,null,null,null,null,null,null,null,"TEMPLETON",294,0,"No Natural Gas Service",47069.6433646,83865776.875300005,"TEMPLETON",294,"Templeton Municipal Lighting Plant","Municipal",47069.6433646,83865776.875300005,"TEMPLETON",294,"Comcast","Comcast",83865776.875200003,47069.6433646]
["DMH42",null,"Interim Care Facility","Choice House","438DMH0900","2,718","square-feet",null,null,"Waltham","Middlesex",null,"In Use","State Owned","DCAMM","MUNI","$1,087,200.00","US Dollars","1 - Major Building",42.405915999999998,-71.216311000000005,null,null,null,null,null,null,null,null,null,null,null,null,null,null,null,null,null,null,null,null,null,null,null,null,null,null,null,null,null,null,null,null,null,null,null,null,null,null,null,null,null,null,null,null,null,null,null,null,null,null,null,null,null,null,null,null,null,null,null,null,null,null,null,null,null,null,null,null,null,null,null,null,null,null,null,null,null,null,null,null,134098,224,521,8.4205199999999998,42.390500000000003,-71.1678,134098,224,521,13.396800000000001,42.390500000000003,-71.1678,134098,224,521,42.390500000000003,-71.1678,4,134098,224,521,42.390500000000003,-71.1678,57,134098,224,521,187,42.390500000000003,-71.1678,134098,224,521,306.53100000000001,42.390500000000003,-71.1678,92.086030273399999,134098,224,521,308.791,42.390500000000003,-71.1678,96.154322509799997,134098,224,521,312.02,42.390500000000003,-71.1678,101.96685913100001,134098,224,521,42.390500000000003,-71.1678,37.727699999999999,0,134098,224,521,42.390500000000003,-71.1678,44.090400000000002,134098,224,521,42.1205,42.390500000000003,-71.1678,null,null,null,null,null,null,null,null,null,null,null,null,"WALTHAM",308,"National Grid (Boston Gas)","National Grid",26261.4171269,35641539.735299997,"WALTHAM",308,"Eversource Energy (NSTAR Electric)","NSTAR Electric d/b/a Eversource Energy",26261.4171269,35641539.735299997,"WALTHAM",308,"Comcast, RCN, Verizon","Comcast, RCN, Verizon",35641539.735299997,26261.417127000001]
["DDS25","DMR25","Templeton Developmental Center","Eliot House Garage","309DDSPB06","168","square-feet","212","Freight Shed Road","Templeton","Worcester",null,"Inactive","State Owned","DDS","DDS","$58,800.00","US Dollars","2 - Minor Building",42.615501399999999,-72.118797299999997,null,null,null,null,null,null,null,null,null,null,null,null,null,null,null,null,null,null,null,null,null,null,null,null,null,null,null,null,null,null,null,null,null,null,null,null,null,null,null,null,null,null,null,null,null,null,null,null,null,null,null,null,null,null,null,null,null,null,null,null,null,null,null,null,null,null,null,null,null,null,null,null,null,null,null,null,null,null,null,null,133492,223,514,10.7196,42.623100000000001,-72.190799999999996,133492,223,514,17.046900000000001,42.623100000000001,-72.190799999999996,133492,223,514,42.623100000000001,-72.190799999999996,0,133492,223,514,42.623100000000001,-72.190799999999996,2,133492,223,514,35,42.623100000000001,-72.190799999999996,133492,223,514,303.11200000000002,42.623100000000001,-72.190799999999996,85.931269531300003,133492,223,514,305.54700000000003,42.623100000000001,-72.190799999999996,90.314374999999998,133492,223,514,308.83199999999999,42.623100000000001,-72.190799999999996,96.227930908199994,133492,223,514,42.623100000000001,-72.190799999999996,38.279899999999998,0,133492,223,514,42.623100000000001,-72.190799999999996,40.741799999999998,133492,223,514,44.762900000000002,42.623100000000001,-72.190799999999996,null,null,null,null,null,null,null,null,null,null,null,null,"TEMPLETON",294,0,"No Natural Gas Service",47069.6433646,83865776.875300005,"TEMPLETON",294,"Templeton Municipal Lighting Plant","Municipal",47069.6433646,83865776.875300005,"TEMPLETON",294,"Comcast","Comcast",83865776.875200003,47069.6433646]
["DOC04",null,"Northeastern Correctional Center","Dry Storage 7","430DOCPB25","600","square-feet","1","Barretts Mill Road","Concord","Middlesex",null,"In Use","State Owned","DOC","DOC","$150,000.00","US Dollars","2 - Minor Building",42.472198489999997,-71.398902890000002,null,null,null,null,null,null,null,null,null,null,null,null,null,null,null,null,null,null,null,null,null,null,null,null,null,null,null,null,null,null,null,null,null,null,null,null,null,null,null,null,null,null,null,null,null,null,null,null,null,null,null,null,null,null,null,null,null,null,null,null,null,null,null,null,null,null,null,null,null,null,null,null,null,null,null,null,null,null,null,null,134096,224,519,6.0511799999999996,42.486699999999999,-71.440700000000007,134096,224,519,14.262600000000001,42.486699999999999,-71.440700000000007,134096,224,519,42.486699999999999,-71.440700000000007,0,134096,224,519,42.486699999999999,-71.440700000000007,24,134096,224,519,126,42.486699999999999,-71.440700000000007,134096,224,519,305.07799999999997,42.486699999999999,-71.440700000000007,89.470405273400004,134096,224,519,307.904,42.486699999999999,-71.440700000000007,94.557954101600004,134096,224,519,310.8,42.486699999999999,-71.440700000000007,99.770252685499997,134096,224,519,42.486699999999999,-71.440700000000007,36.989899999999999,0,134096,224,519,42.486699999999999,-71.440700000000007,43.344499999999996,134096,224,519,47.290500000000002,42.486699999999999,-71.440700000000007,null,null,null,null,null,null,null,null,null,null,null,null,"CONCORD",67,"National Grid (Boston Gas)","National Grid",36342.971523100001,66904557.646700002,"CONCORD",67,"Concord Municipal Light Plant","Municipal",36342.971523100001,66904557.646700002,"CONCORD",67,"Comcast","Comcast",66904557.646700002,36342.971523100001]
["DOC03",null,"MCI - Concord","I Building Industrial","430DOC0161","37,200","square-feet","965","Elm Street","Concord","Middlesex",null,"In Use","State Owned","DOC","DOC","$31,620,000.00","US Dollars","1 - Major Building",42.464401250000002,-71.395797729999998,null,null,null,null,null,null,null,null,null,null,null,null,null,null,null,null,null,null,null,null,null,null,null,null,null,null,null,null,null,null,null,null,null,null,null,null,null,null,null,null,null,null,null,null,null,null,null,null,null,null,null,null,null,null,null,null,null,null,null,null,null,null,null,null,null,null,null,null,null,null,null,null,null,null,null,null,null,null,null,null,134096,224,519,6.0511799999999996,42.486699999999999,-71.440700000000007,134096,224,519,14.262600000000001,42.486699999999999,-71.440700000000007,134096,224,519,42.486699999999999,-71.440700000000007,0,134096,224,519,42.486699999999999,-71.440700000000007,24,134096,224,519,126,42.486699999999999,-71.440700000000007,134096,224,519,305.07799999999997,42.486699999999999,-71.440700000000007,89.470405273400004,134096,224,519,307.904,42.486699999999999,-71.440700000000007,94.557954101600004,134096,224,519,310.8,42.486699999999999,-71.440700000000007,99.770252685499997,134096,224,519,42.486699999999999,-71.440700000000007,36.989899999999999,0,134096,224,519,42.486699999999999,-71.440700000000007,43.344499999999996,134096,224,519,47.290500000000002,42.486699999999999,-71.440700000000007,null,null,null,null,null,null,null,null,null,null,null,null,"CONCORD",67,"National Grid (Boston Gas)","National Grid",36342.971523100001,66904557.646700002,"CONCORD",67,"Concord Municipal Light Plant","Municipal",36342.971523100001,66904557.646700002,"CONCORD",67,"Comcast","Comcast",66904557.646700002,36342.971523100001]
["DOC25",null,"Souza Baranowski Correctional Center","Generator Building - Max","316DOCPB10","2,176","square-feet",null,null,"Lancaster","Worcester",null,"In Use","State Owned","DOC","DOC","$1,088,000.00","US Dollars","1 - Major Building",42.52310181,-71.647201539999998,1578,"027","713100","4","Block Group 4","Block Group 4, Census Tract 7131, Worcester County, Massachusetts","1500000US250277131004","250277131004",null,147,"LANCASTER","Lancaster",null,3136,2208,29.591836734699999,728,0,95278,110.991,93646,109.09,null,null,"M","Yes","M",1,"Minority",34619.471273499999,48970488.704699993,null,null,null,null,null,null,null,null,null,null,null,null,null,null,null,null,null,null,null,null,null,null,null,null,null,null,null,null,null,null,null,null,null,null,null,null,null,null,null,null,null,null,null,null,null,null,null,null,null,134095,224,518,7.5032800000000002,42.534599999999998,-71.577500000000001,134095,224,518,14.3207,42.534599999999998,-71.577500000000001,134095,224,518,42.534599999999998,-71.577500000000001,0,134095,224,518,42.534599999999998,-71.577500000000001,21,134095,224,518,118,42.534599999999998,-71.577500000000001,134095,224,518,304.86799999999999,42.534599999999998,-71.577500000000001,89.0924206543,134095,224,518,307.50099999999998,42.534599999999998,-71.577500000000001,93.831757812500001,134095,224,518,310.584,42.534599999999998,-71.577500000000001,99.381007080100005,134095,224,518,42.534599999999998,-71.577500000000001,37.583199999999998,0,134095,224,518,42.534599999999998,-71.577500000000001,43.549199999999999,134095,224,518,46.441200000000002,42.534599999999998,-71.577500000000001,null,null,null,null,null,null,null,null,null,null,null,null,"LANCASTER",147,"National Grid (Boston Gas)","National Grid",40992.851657599997,72477533.436700001,"LANCASTER",147,"National Grid (Massachusetts Electric)","Massachusetts Electric d/b/a National Grid",40992.851657599997,72477533.436700001,"LANCASTER",147,"Comcast","Comcast",72477533.436700001,40992.851657599997]
["DOC24",null,"MCI - Shirley","Shed","412DOC1904","115","square-feet",null,"Harvard Road","Shirley","Middlesex",null,"In Use","State Owned","DOC","DOC","$34,500.00","US Dollars","2 - Minor Building",42.525485000000003,-71.640185000000002,1920,"017","388200","3","Block Group 3","Block Group 3, Census Tract 3882, Middlesex County, Massachusetts","1500000US250173882003","250173882003",null,270,"SHIRLEY","Shirley","M",3655,2341,35.950752393999998,1045,1.6267942583699999,67264,78.356999999999999,76875,89.552999999999997,null,null,"M","Yes","M",1,"Minority",13670.8599949,7364068.1562200002,null,null,null,null,null,null,null,null,null,null,null,null,null,null,null,null,null,null,null,null,null,null,null,null,null,null,null,null,null,null,null,null,null,null,null,null,null,null,null,null,null,null,null,null,null,null,null,null,null,134095,224,518,7.5032800000000002,42.534599999999998,-71.577500000000001,134095,224,518,14.3207,42.534599999999998,-71.577500000000001,134095,224,518,42.534599999999998,-71.577500000000001,0,134095,224,518,42.534599999999998,-71.577500000000001,21,134095,224,518,118,42.534599999999998,-71.577500000000001,134095,224,518,304.86799999999999,42.534599999999998,-71.577500000000001,89.0924206543,134095,224,518,307.50099999999998,42.534599999999998,-71.577500000000001,93.831757812500001,134095,224,518,310.584,42.534599999999998,-71.577500000000001,99.381007080100005,134095,224,518,42.534599999999998,-71.577500000000001,37.583199999999998,0,134095,224,518,42.534599999999998,-71.577500000000001,43.549199999999999,134095,224,518,46.441200000000002,42.534599999999998,-71.577500000000001,null,null,null,null,null,null,null,null,null,null,null,null,"SHIRLEY",270,"National Grid (Boston Gas)","National Grid",35035.652822900011,41168767.5163,"SHIRLEY",270,"National Grid (Massachusetts Electric)","Massachusetts Electric d/b/a National Grid",35035.652822900011,41168767.5163,"SHIRLEY",270,"Comcast","Comcast",41168767.5163,35035.652822900011]
["MIL02",null,"Armory - Ayer","Armory - Ayer","413MILPB01","14,832","square-feet","87","Barnum Road","Ayer","Middlesex",null,"In Use","State Owned","MIL","MIL","$14,090,400.00","US Dollars","1 - Major Building",42.549667999999997,-71.579926,1442,"027","761400","6","Block Group 6","Block Group 6, Census Tract 7614, Worcester County, Massachusetts","1500000US250277614006","250277614006",null,125,"HARVARD","Harvard",null,1562,793,49.231754161300003,129,0,134417,156.58500000000001,156667,182.50399999999999,null,null,"M","Yes","M",1,"Minority",21192.4239609,14158971.0297,null,null,null,null,null,null,null,null,null,null,null,null,null,null,null,null,null,null,null,null,null,null,null,null,null,null,null,null,null,null,null,null,null,null,null,null,null,null,null,null,null,null,null,null,null,null,null,null,null,134095,224,518,7.5032800000000002,42.534599999999998,-71.577500000000001,134095,224,518,14.3207,42.534599999999998,-71.577500000000001,134095,224,518,42.534599999999998,-71.577500000000001,0,134095,224,518,42.534599999999998,-71.577500000000001,21,134095,224,518,118,42.534599999999998,-71.577500000000001,134095,224,518,304.86799999999999,42.534599999999998,-71.577500000000001,89.0924206543,134095,224,518,307.50099999999998,42.534599999999998,-71.577500000000001,93.831757812500001,134095,224,518,310.584,42.534599999999998,-71.577500000000001,99.381007080100005,134095,224,518,42.534599999999998,-71.577500000000001,37.583199999999998,0,134095,224,518,42.534599999999998,-71.577500000000001,43.549199999999999,134095,224,518,46.441200000000002,42.534599999999998,-71.577500000000001,null,null,null,null,null,null,null,null,null,null,null,null,"HARVARD",125,"National Grid (Boston Gas)","National Grid",39222.2972849,70327484.636500001,"HARVARD",125,"National Grid (Massachusetts Electric)","Massachusetts Electric d/b/a National Grid",39222.2972849,70327484.636500001,"HARVARD",125,"Charter","Charter",70327484.636500001,39222.2972849]
["DCRFITP",null,"Fitchburg Pool","Bathhouse","304DEM0401","1,000","square-feet","35","Wanoosnoc Road","Fitchburg","Worcester",null,"In Use","State Owned","DCR","DCR","$350,000.00","US Dollars","2 - Minor Building",42.561331000000003,-71.782208999999995,1408,"027","710200","1","Block Group 1","Block Group 1, Census Tract 7102, Worcester County, Massachusetts","1500000US250277102001","250277102001",null,97,"FITCHBURG","Fitchburg","MI",539,373,30.797773654899999,239,12.5523012552,90078,104.93300000000001,57207,66.641400000000004,null,null,"M","Yes","M",1,"Minority",4310.8664472,595854.83507899998,null,null,null,null,null,null,null,null,null,null,null,null,null,null,null,null,null,null,null,null,null,null,null,null,null,null,null,null,null,null,null,null,null,null,null,null,null,null,null,null,null,null,null,null,null,null,null,null,null,134094,224,517,5.4844799999999996,42.582299999999996,-71.714500000000001,134094,224,517,10.680999999999999,42.582299999999996,-71.714500000000001,134094,224,517,42.582299999999996,-71.714500000000001,0,134094,224,517,42.582299999999996,-71.714500000000001,11,134094,224,517,86,42.582299999999996,-71.714500000000001,134094,224,517,304.22300000000001,42.582299999999996,-71.714500000000001,87.932099609399998,134094,224,517,306.99700000000001,42.582299999999996,-71.714500000000001,92.924946289100006,134094,224,517,310.02800000000002,42.582299999999996,-71.714500000000001,98.380262451199997,134094,224,517,42.582299999999996,-71.714500000000001,41.719000000000001,0,134094,224,517,42.582299999999996,-71.714500000000001,45.161499999999997,134094,224,517,47.606999999999999,42.582299999999996,-71.714500000000001,null,null,null,null,null,null,null,null,null,null,null,null,"FITCHBURG",97,"Unitil (Fitchburg Gas & Electric)","Unitil",40863.55676330001,72821334.200499997,"FITCHBURG",97,"Unitil (Fitchburg Gas & Electric)","UNITIL",40863.55676330001,72821334.200499997,"FITCHBURG",97,"Comcast, Verizon","Comcast, Verizon",72821334.200499997,40863.55676330001]
["DCRWILB","WILB3","Willard Brook State Forest & Pearl Hill State Park","Pearl Hill Campground Bathhouse 3","402DEM1880","264","square-feet",null,null,"Townsend","Middlesex",null,"To Demo","State Owned","DCR","DCR","$92,400.00","US Dollars","2 - Minor Building",42.652112000000002,-71.767750000000007,null,null,null,null,null,null,null,null,null,null,null,null,null,null,null,null,null,null,null,null,null,null,null,null,null,null,null,null,null,null,null,null,null,null,null,null,null,null,null,null,null,null,null,null,null,null,null,null,null,null,null,null,null,null,null,null,null,null,null,null,null,null,null,null,null,null,null,null,null,null,null,null,null,null,null,null,null,null,null,null,134093,224,516,5.0277700000000003,42.629800000000003,-71.851699999999994,134093,224,516,8.34436,42.629800000000003,-71.851699999999994,134093,224,516,42.629800000000003,-71.851699999999994,0,134093,224,516,42.629800000000003,-71.851699999999994,5,134093,224,516,40,42.629800000000003,-71.851699999999994,134093,224,516,303.25700000000001,42.629800000000003,-71.851699999999994,86.191920166000003,134093,224,516,305.80399999999997,42.629800000000003,-71.851699999999994,90.776679687500007,134093,224,516,308.94400000000002,42.629800000000003,-71.851699999999994,96.430024414100004,134093,224,516,42.629800000000003,-71.851699999999994,42.8371,0,134093,224,516,42.629800000000003,-71.851699999999994,46.057499999999997,134093,224,516,50.284999999999997,42.629800000000003,-71.851699999999994,null,null,null,null,null,null,null,null,null,null,null,null,"TOWNSEND",299,"Unitil (Fitchburg Gas & Electric)","Unitil",37244.99373390001,85405105.506200001,"TOWNSEND",299,"Unitil (Fitchburg Gas & Electric)","UNITIL",37244.99373390001,85405105.506200001,"TOWNSEND",299,"Comcast","Comcast",85405105.506200001,37244.99373390001]
["MIL43",null,"Camp Curtis Guild","Administration-Building 26","421MIL9003","648","square-feet","25","Haverhill Street","Reading","Middlesex",null,"In Use","State Owned","MIL","MIL","$356,400.00","US Dollars","1 - Major Building",42.530799870000003,-71.07749939,null,null,null,null,null,null,null,null,null,null,null,null,null,null,null,null,null,null,null,null,null,null,null,null,null,null,null,null,null,null,null,"25017C","1.1.1.0","25017C_6507","NP","D",null,"F",-9999,null,-9999,null,-9999,null,null,null,-9999,-9999,null,"25017C_FIS1","D: Possible But Undetermined Hazard",1305497.5454599999,8069.8953436299998,null,null,null,null,null,null,null,null,null,null,null,null,null,null,null,null,null,null,null,null,null,null,null,null,null,null,null,134697,225,521,9.8034199999999991,42.491100000000003,-71.102400000000003,134697,225,521,13.8447,42.491100000000003,-71.102400000000003,134697,225,521,42.491100000000003,-71.102400000000003,4,134697,225,521,42.491100000000003,-71.102400000000003,57,134697,225,521,194,42.491100000000003,-71.102400000000003,134697,225,521,306.47500000000002,42.491100000000003,-71.102400000000003,91.984791259800005,134697,225,521,308.82900000000001,42.491100000000003,-71.102400000000003,96.222327880899996,134697,225,521,312.09699999999998,42.491100000000003,-71.102400000000003,102.10545166,134697,225,521,42.491100000000003,-71.102400000000003,38.203000000000003,0,134697,225,521,42.491100000000003,-71.102400000000003,44.682000000000002,134697,225,521,43.469200000000001,42.491100000000003,-71.102400000000003,null,null,null,null,null,null,null,null,null,null,null,null,"READING",246,"National Grid (Boston Gas)","National Grid",23126.4713027,25874497.0427,"READING",246,"Reading Municipal Light Department","Municipal",23126.4713027,25874497.0427,"READING",246,"Comcast, Verizon","Comcast, Verizon",25874497.0427,23126.4713027]
["CZC02",null,"Walter Stone Zoo - Stoneham","Contact Barn","424CZCPB04","1,665","square-feet","149","Pond Street","Stoneham","Middlesex",null,"In Use","State Owned","NONP","NONP","$582,750.00","US Dollars","2 - Minor Building",42.463600159999999,-71.092796329999999,null,null,null,null,null,null,null,null,null,null,null,null,null,null,null,null,null,null,null,null,null,null,null,null,null,null,null,null,null,null,null,null,null,null,null,null,null,null,null,null,null,null,null,null,null,null,null,null,null,null,null,null,null,null,null,null,null,null,null,null,null,null,null,null,null,null,null,null,null,null,null,null,null,null,null,null,null,null,null,null,134697,225,521,9.8034199999999991,42.491100000000003,-71.102400000000003,134697,225,521,13.8447,42.491100000000003,-71.102400000000003,134697,225,521,42.491100000000003,-71.102400000000003,4,134697,225,521,42.491100000000003,-71.102400000000003,57,134697,225,521,194,42.491100000000003,-71.102400000000003,134697,225,521,306.47500000000002,42.491100000000003,-71.102400000000003,91.984791259800005,134697,225,521,308.82900000000001,42.491100000000003,-71.102400000000003,96.222327880899996,134697,225,521,312.09699999999998,42.491100000000003,-71.102400000000003,102.10545166,134697,225,521,42.491100000000003,-71.102400000000003,38.203000000000003,0,134697,225,521,42.491100000000003,-71.102400000000003,44.682000000000002,134697,225,521,43.469200000000001,42.491100000000003,-71.102400000000003,null,null,null,null,null,null,null,null,null,null,null,null,"STONEHAM",284,"National Grid (Boston Gas)","National Grid",18559.056717700001,17213714.041700002,"STONEHAM",284,"Eversource Energy (NSTAR Electric)","NSTAR Electric d/b/a Eversource Energy",18559.056717700001,17213714.041700002,"STONEHAM",284,"Comcast, RCN, Verizon","Comcast, RCN, Verizon",17213714.041700002,18559.056717700001]
["MIL43",null,"Camp Curtis Guild","Administration-Building 3","421MIL1900","800","square-feet","25","Haverhill Street","Reading","Middlesex",null,"In Use","State Owned","MIL","MIL","$520,000.00","US Dollars","1 - Major Building",42.531101229999997,-71.076103209999999,null,null,null,null,null,null,null,null,null,null,null,null,null,null,null,null,null,null,null,null,null,null,null,null,null,null,null,null,null,null,null,"25017C","1.1.1.0","25017C_6507","NP","D",null,"F",-9999,null,-9999,null,-9999,null,null,null,-9999,-9999,null,"25017C_FIS1","D: Possible But Undetermined Hazard",1305497.5454599999,8069.8953436299998,null,null,null,null,null,null,null,null,null,null,null,null,null,null,null,null,null,null,null,null,null,null,null,null,null,null,null,134697,225,521,9.8034199999999991,42.491100000000003,-71.102400000000003,134697,225,521,13.8447,42.491100000000003,-71.102400000000003,134697,225,521,42.491100000000003,-71.102400000000003,4,134697,225,521,42.491100000000003,-71.102400000000003,57,134697,225,521,194,42.491100000000003,-71.102400000000003,134697,225,521,306.47500000000002,42.491100000000003,-71.102400000000003,91.984791259800005,134697,225,521,308.82900000000001,42.491100000000003,-71.102400000000003,96.222327880899996,134697,225,521,312.09699999999998,42.491100000000003,-71.102400000000003,102.10545166,134697,225,521,42.491100000000003,-71.102400000000003,38.203000000000003,0,134697,225,521,42.491100000000003,-71.102400000000003,44.682000000000002,134697,225,521,43.469200000000001,42.491100000000003,-71.102400000000003,null,null,null,null,null,null,null,null,null,null,null,null,"READING",246,"National Grid (Boston Gas)","National Grid",23126.4713027,25874497.0427,"READING",246,"Reading Municipal Light Department","Municipal",23126.4713027,25874497.0427,"READING",246,"Comcast, Verizon","Comcast, Verizon",25874497.0427,23126.4713027]
["DOT12",null,"Billerica Depot - D4","Salt Storage Building","418DOT1702","9,600","square-feet","220","Concord Road","Billerica","Middlesex",null,"In Use","State Owned","DOT","DOT","$3,840,000.00","US Dollars","2 - Minor Building",42.542917000000003,-71.281823000000003,985,"017","316300","6","Block Group 6","Block Group 6, Census Tract 3163, Middlesex County, Massachusetts","1500000US250173163006","250173163006",null,31,"BILLERICA","Billerica",null,675,375,44.444444444399998,245,0,108698,126.624,105343,122.71599999999999,null,null,"M","Yes","M",1,"Minority",5487.83131564,1119073.6995999999,null,null,null,null,null,null,null,null,null,null,null,null,null,null,null,null,null,null,null,null,null,null,null,null,null,null,null,null,null,null,null,null,null,null,null,null,null,null,null,null,null,null,null,null,null,null,null,null,null,134696,225,520,10.5756,42.539400000000001,-71.238900000000001,134696,225,520,14.1257,42.539400000000001,-71.238900000000001,134696,225,520,42.539400000000001,-71.238900000000001,0,134696,225,520,42.539400000000001,-71.238900000000001,23,134696,225,520,126,42.539400000000001,-71.238900000000001,134696,225,520,305.63400000000001,42.539400000000001,-71.238900000000001,90.471589355500001,134696,225,520,307.62700000000001,42.539400000000001,-71.238900000000001,94.059174804700007,134696,225,520,310.798,42.539400000000001,-71.238900000000001,99.766187744099994,134696,225,520,42.539400000000001,-71.238900000000001,37.726100000000002,0,134696,225,520,42.539400000000001,-71.238900000000001,43.115299999999998,134696,225,520,46.922199999999997,42.539400000000001,-71.238900000000001,null,null,null,null,null,null,null,null,null,null,null,null,"BILLERICA",31,"National Grid (Boston Gas)","National Grid",39129.812759699998,68158855.154799998,"BILLERICA",31,"National Grid (Massachusetts Electric)","Massachusetts Electric d/b/a National Grid",39129.812759699998,68158855.154799998,"BILLERICA",31,"Comcast, Verizon","Comcast, Verizon",68158855.154799998,39129.812759699998]
["DCRGBFM","GBFM2","Great Brook Farm State Park","Pole Barn","417DEM1090","3,600","square-feet","247","North Road","Carlisle","Middlesex",null,"Leased","State Owned","DCR","DCR","$1,800,000.00","US Dollars","2 - Minor Building",42.557963999999998,-71.346908999999997,null,null,null,null,null,null,null,null,null,null,null,null,null,null,null,null,null,null,null,null,null,null,null,null,null,null,null,null,null,null,null,null,null,null,null,null,null,null,null,null,null,null,null,null,null,null,null,null,null,null,null,null,null,null,null,null,null,null,null,null,null,null,null,null,null,null,null,null,null,null,null,null,null,null,null,null,null,null,null,null,134695,225,519,9.8446200000000008,42.587499999999999,-71.375600000000006,134695,225,519,14.017799999999999,42.587499999999999,-71.375600000000006,134695,225,519,42.587499999999999,-71.375600000000006,0,134695,225,519,42.587499999999999,-71.375600000000006,28,134695,225,519,134,42.587499999999999,-71.375600000000006,134695,225,519,305.166,42.587499999999999,-71.375600000000006,89.627949218799998,134695,225,519,307.81900000000002,42.587499999999999,-71.375600000000006,94.404145507799996,134695,225,519,310.97699999999998,42.587499999999999,-71.375600000000006,100.08852661100001,134695,225,519,42.587499999999999,-71.375600000000006,37.375599999999999,0,134695,225,519,42.587499999999999,-71.375600000000006,43.424799999999998,134695,225,519,46.707700000000003,42.587499999999999,-71.375600000000006,null,null,null,null,null,null,null,null,null,null,null,null,"CARLISLE",51,"National Grid (Boston Gas)","National Grid",25118.466082999999,40207034.486400001,"CARLISLE",51,"Eversource Energy (NSTAR Electric)","NSTAR Electric d/b/a Eversource Energy",25118.466082999999,40207034.486400001,"CARLISLE",51,"Comcast","Comcast",40207034.486299999,25118.466082999999]
["DPWC2",null,"DOT Highway Division D4","Garage","527MHDPB01","4,000","square-feet","149","Newburyport Turnpike","Peabody","Essex",null,"In Use","State Owned","DOT","DOT","$1,400,000.00","US Dollars","2 - Minor Building",42.536899570000003,-70.987197879999997,null,null,null,null,null,null,null,null,null,null,null,null,null,null,null,null,null,null,null,null,null,null,null,null,null,null,null,null,null,null,null,null,null,null,null,null,null,null,null,null,null,null,null,null,null,null,null,null,null,null,null,null,null,null,null,null,null,null,null,null,null,null,null,null,null,null,null,null,null,null,null,null,null,null,null,null,null,null,null,null,135297,226,522,7.6369300000000004,42.543100000000003,-70.900199999999998,135297,226,522,12.3406,42.543100000000003,-70.900199999999998,135297,226,522,42.543100000000003,-70.900199999999998,13,135297,226,522,42.543100000000003,-70.900199999999998,48,135297,226,522,181,42.543100000000003,-70.900199999999998,135297,226,522,306.863,42.543100000000003,-70.900199999999998,92.684235839799996,135297,226,522,308.923,42.543100000000003,-70.900199999999998,96.390748290999994,135297,226,522,312.30099999999999,42.543100000000003,-70.900199999999998,102.472230225,135297,226,522,42.543100000000003,-70.900199999999998,37.2697,0,135297,226,522,42.543100000000003,-70.900199999999998,43.098700000000001,135297,226,522,43.543700000000001,42.543100000000003,-70.900199999999998,null,null,null,null,null,null,null,null,null,null,null,null,"PEABODY",229,"National Grid (Boston Gas)","National Grid",29568.621933400002,43520406.408600003,"PEABODY",229,"Peabody Municipal Light Plant","Municipal",29568.621933400002,43520406.408600003,"PEABODY",229,"Comcast","Comcast",43520406.408699997,29568.621933400002]
["DOE00",null,"Essex Agricultural Technical Institute","Greenhouse","526DOE1823","3,000","square-feet","562","Maple Street","Danvers","Essex",null,"In Use","State Owned","DOE","DOE","$1,350,000.00","US Dollars","2 - Minor Building",42.590879999999999,-70.973933000000002,null,null,null,null,null,null,null,null,null,null,null,null,null,null,null,null,null,null,null,null,null,null,null,null,null,null,null,null,null,null,null,"25009C","1.1.1.0","25009C_3369","NP","X","0.2 PCT ANNUAL CHANCE FLOOD HAZARD","F",-9999,null,-9999,null,-9999,null,null,null,-9999,-9999,null,"25009C_FIS5","X: 0.2% Annual Chance of Flooding",209297.69819900001,4164.53970974,null,null,null,null,null,null,null,null,null,null,null,null,null,null,null,null,null,null,null,null,null,null,null,null,null,null,null,135296,226,521,8.0310100000000002,42.5916,-71.036600000000007,135296,226,521,11.874000000000001,42.5916,-71.036600000000007,135296,226,521,42.5916,-71.036600000000007,1,135296,226,521,42.5916,-71.036600000000007,31,135296,226,521,141,42.5916,-71.036600000000007,135296,226,521,305.74700000000001,42.5916,-71.036600000000007,90.674561767599997,135296,226,521,307.96899999999999,42.5916,-71.036600000000007,94.674519043000004,135296,226,521,311.15100000000001,42.5916,-71.036600000000007,100.402515869,135296,226,521,42.5916,-71.036600000000007,39.899000000000001,0,135296,226,521,42.5916,-71.036600000000007,43.834899999999998,135296,226,521,46.707099999999997,42.5916,-71.036600000000007,null,null,null,null,null,null,null,null,null,null,null,null,"DANVERS",71,"National Grid (Boston Gas)","National Grid",34593.550176500001,35972052.0801,"DANVERS",71,"Danvers Electric Division","Municipal",34593.550176500001,35972052.0801,"DANVERS",71,"Comcast, Verizon","Comcast, Verizon",35972023.954499997,34591.346132899998]
["DOE00",null,"Essex Agricultural Technical Institute","Team Building K","526DOE1815","3,300","square-feet","562","Maple Street","Danvers","Essex",null,"In Use","State Owned","DOE","DOE","$990,000.00","US Dollars","2 - Minor Building",42.592204000000002,-70.974384999999998,null,null,null,null,null,null,null,null,null,null,null,null,null,null,null,null,null,null,null,null,null,null,null,null,null,null,null,null,null,null,null,"25009C","1.1.1.0","25009C_3369","NP","X","0.2 PCT ANNUAL CHANCE FLOOD HAZARD","F",-9999,null,-9999,null,-9999,null,null,null,-9999,-9999,null,"25009C_FIS5","X: 0.2% Annual Chance of Flooding",209297.69819900001,4164.53970974,null,null,null,null,null,null,null,null,null,null,null,null,null,null,null,null,null,null,null,null,null,null,null,null,null,null,null,135296,226,521,8.0310100000000002,42.5916,-71.036600000000007,135296,226,521,11.874000000000001,42.5916,-71.036600000000007,135296,226,521,42.5916,-71.036600000000007,1,135296,226,521,42.5916,-71.036600000000007,31,135296,226,521,141,42.5916,-71.036600000000007,135296,226,521,305.74700000000001,42.5916,-71.036600000000007,90.674561767599997,135296,226,521,307.96899999999999,42.5916,-71.036600000000007,94.674519043000004,135296,226,521,311.15100000000001,42.5916,-71.036600000000007,100.402515869,135296,226,521,42.5916,-71.036600000000007,39.899000000000001,0,135296,226,521,42.5916,-71.036600000000007,43.834899999999998,135296,226,521,46.707099999999997,42.5916,-71.036600000000007,null,null,null,null,null,null,null,null,null,null,null,null,"DANVERS",71,"National Grid (Boston Gas)","National Grid",34593.550176500001,35972052.0801,"DANVERS",71,"Danvers Electric Division","Municipal",34593.550176500001,35972052.0801,"DANVERS",71,"Comcast, Verizon","Comcast, Verizon",35972023.954499997,34591.346132899998]
["DCRHPSF","HARP2","Harold Parker State Forest","Bathhouse 2","516DEMPB02","960","square-feet",null,"Lorraine Road","Andover","Essex",null,"In Use","State Owned","DCR","DCR","$336,000.00","US Dollars","2 - Minor Building",42.607627000000001,-71.100136000000006,null,null,null,null,null,null,null,null,null,null,null,null,null,null,null,null,null,null,null,null,null,null,null,null,null,null,null,null,null,null,null,null,null,null,null,null,null,null,null,null,null,null,null,null,null,null,null,null,null,null,null,null,null,null,null,null,null,null,null,null,null,null,null,null,null,null,null,null,null,null,null,null,null,null,null,null,null,null,null,null,135296,226,521,8.0310100000000002,42.5916,-71.036600000000007,135296,226,521,11.874000000000001,42.5916,-71.036600000000007,135296,226,521,42.5916,-71.036600000000007,1,135296,226,521,42.5916,-71.036600000000007,31,135296,226,521,141,42.5916,-71.036600000000007,135296,226,521,305.74700000000001,42.5916,-71.036600000000007,90.674561767599997,135296,226,521,307.96899999999999,42.5916,-71.036600000000007,94.674519043000004,135296,226,521,311.15100000000001,42.5916,-71.036600000000007,100.402515869,135296,226,521,42.5916,-71.036600000000007,39.899000000000001,0,135296,226,521,42.5916,-71.036600000000007,43.834899999999998,135296,226,521,46.707099999999997,42.5916,-71.036600000000007,null,null,null,null,null,null,null,null,null,null,null,null,"ANDOVER",9,"Eversource Energy (EGMA)","Eversource Energy",46867.690659,83274583.622500002,"ANDOVER",9,"National Grid (Massachusetts Electric)","Massachusetts Electric d/b/a National Grid",46867.690659,83274583.622500002,"ANDOVER",9,"Comcast, Verizon","Comcast, Verizon",83274583.622500002,46867.690659]
["DDS54",null,"DDS - Northeast Residential Services","Lgr Shed #5.2 - Tewksbury","407DDSPB02","80","square-feet","630","East St","Tewksbury","Middlesex",null,"In Use","State Owned","DPH","DDS","$24,000.00","US Dollars","2 - Minor Building",42.612598419999998,-71.206100460000002,null,null,null,null,null,null,null,null,null,null,null,null,null,null,null,null,null,null,null,null,null,null,null,null,null,null,null,null,null,null,null,null,null,null,null,null,null,null,null,null,null,null,null,null,null,null,null,null,null,null,null,null,null,null,null,null,null,null,null,null,null,null,null,null,null,null,null,null,null,null,null,null,null,null,null,null,null,null,null,null,135295,226,520,9.5127699999999997,42.64,-71.173299999999998,135295,226,520,13.2646,42.64,-71.173299999999998,135295,226,520,42.64,-71.173299999999998,0,135295,226,520,42.64,-71.173299999999998,23,135295,226,520,124,42.64,-71.173299999999998,135295,226,520,305.03699999999998,42.64,-71.173299999999998,89.396961669899994,135295,226,520,307.63299999999998,42.64,-71.173299999999998,94.069172363299998,135295,226,520,310.82499999999999,42.64,-71.173299999999998,99.814143066400007,135295,226,520,42.64,-71.173299999999998,39.1066,0,135295,226,520,42.64,-71.173299999999998,44.295299999999997,135295,226,520,48.348100000000002,42.64,-71.173299999999998,null,null,null,null,null,null,null,null,null,null,null,null,"TEWKSBURY",295,"National Grid (Boston Gas)","National Grid",34481.716010900011,54771580.85769999,"TEWKSBURY",295,"National Grid (Massachusetts Electric)","Massachusetts Electric d/b/a National Grid",34481.716010900011,54771580.85769999,"TEWKSBURY",295,"Comcast, Verizon","Comcast, Verizon",54771580.85769999,34481.716010900011]
["DPWF0",null,"Tewksbury Depot - D4","Salt Shed/Seasonal","407MHD4560","3,400","square-feet",null,"Clark Road","Tewksbury","Middlesex",null,"In Use","State Owned","DOT","DOT","$1,360,000.00","US Dollars","2 - Minor Building",42.629398350000002,-71.271698000000001,null,null,null,null,null,null,null,null,null,null,null,null,null,null,null,null,null,null,null,null,null,null,null,null,null,null,null,null,null,null,null,null,null,null,null,null,null,null,null,null,null,null,null,null,null,null,null,null,null,null,null,null,null,null,null,null,null,null,null,null,null,null,null,null,null,null,null,null,null,null,null,null,null,null,null,null,null,null,null,null,135294,226,519,10.944000000000001,42.688200000000002,-71.310199999999995,135294,226,519,16.567,42.688200000000002,-71.310199999999995,135294,226,519,42.688200000000002,-71.310199999999995,0,135294,226,519,42.688200000000002,-71.310199999999995,27,135294,226,519,131,42.688200000000002,-71.310199999999995,135294,226,519,305.19,42.688200000000002,-71.310199999999995,89.672004394499993,135294,226,519,308.43700000000001,42.688200000000002,-71.310199999999995,95.516730956999993,135294,226,519,310.97300000000001,42.688200000000002,-71.310199999999995,100.08050659200001,135294,226,519,42.688200000000002,-71.310199999999995,37.278799999999997,0,135294,226,519,42.688200000000002,-71.310199999999995,43.206899999999997,135294,226,519,47.675800000000002,42.688200000000002,-71.310199999999995,null,null,null,null,null,null,null,null,null,null,null,null,"TEWKSBURY",295,"National Grid (Boston Gas)","National Grid",34481.716010900011,54771580.85769999,"TEWKSBURY",295,"National Grid (Massachusetts Electric)","Massachusetts Electric d/b/a National Grid",34481.716010900011,54771580.85769999,"TEWKSBURY",295,"Comcast, Verizon","Comcast, Verizon",54771580.85769999,34481.716010900011]
["MIL28",null,"Armory - Methuen","Methuen Readiness Center","501MIL1001","56,926","square-feet","679","Lowell Street","Methuen","Essex",null,"In Use","State Owned","MIL","MIL","$54,079,700.00","US Dollars","1 - Major Building",42.688279999999999,-71.23039,1054,"009","252102","3","Block Group 3","Block Group 3, Census Tract 2521.02, Essex County, Massachusetts","1500000US250092521023","250092521023",null,181,"METHUEN","Methuen",null,1512,1023,32.341269841299997,565,1.0619469026499999,85114,99.150800000000004,77484,90.262500000000003,null,null,"M","Yes","M",1,"Minority",11202.439229199999,4470828.4032100001,"25009C","1.1.1.0","25009C_3217","NP","X","0.2 PCT ANNUAL CHANCE FLOOD HAZARD","F",-9999,null,-9999,null,-9999,null,null,null,-9999,-9999,null,"25009C_FIS2","X: 0.2% Annual Chance of Flooding",62843.676504800002,2373.5349982299999,null,null,null,null,null,null,null,null,null,null,null,null,null,null,null,null,null,null,null,null,null,null,null,null,null,null,null,135294,226,519,10.944000000000001,42.688200000000002,-71.310199999999995,135294,226,519,16.567,42.688200000000002,-71.310199999999995,135294,226,519,42.688200000000002,-71.310199999999995,0,135294,226,519,42.688200000000002,-71.310199999999995,27,135294,226,519,131,42.688200000000002,-71.310199999999995,135294,226,519,305.19,42.688200000000002,-71.310199999999995,89.672004394499993,135294,226,519,308.43700000000001,42.688200000000002,-71.310199999999995,95.516730956999993,135294,226,519,310.97300000000001,42.688200000000002,-71.310199999999995,100.08050659200001,135294,226,519,42.688200000000002,-71.310199999999995,37.278799999999997,0,135294,226,519,42.688200000000002,-71.310199999999995,43.206899999999997,135294,226,519,47.675800000000002,42.688200000000002,-71.310199999999995,null,null,null,null,null,null,null,null,null,null,null,null,"METHUEN",181,"Eversource Energy (EGMA)","Eversource Energy",44707.101589099999,59557813.686399996,"METHUEN",181,"National Grid (Massachusetts Electric)","Massachusetts Electric d/b/a National Grid",44707.101589099999,59557813.686399996,"METHUEN",181,"Comcast, Verizon","Comcast, Verizon",59557813.686399996,44707.101589099999]
["DCRBRAD",null,"Bradley Palmer State Park","Gate House","519DEMPB05","1,200","square-feet",null,null,"Hamilton","Essex",null,"Inactive","State Owned","DCR","DCR","$660,000.00","US Dollars","2 - Minor Building",42.642204,-70.884471000000005,null,null,null,null,null,null,null,null,null,null,null,null,null,null,null,null,null,null,null,null,null,null,null,null,null,null,null,null,null,null,null,null,null,null,null,null,null,null,null,null,null,null,null,null,null,null,null,null,null,null,null,null,null,null,null,null,null,null,null,null,null,null,null,null,null,null,null,null,null,null,null,null,null,null,null,null,null,null,null,null,135896,227,522,7.5188100000000002,42.643500000000003,-70.834000000000003,135896,227,522,11.522,42.643500000000003,-70.834000000000003,135896,227,522,42.643500000000003,-70.834000000000003,0,135896,227,522,42.643500000000003,-70.834000000000003,25,135896,227,522,110,42.643500000000003,-70.834000000000003,135896,227,522,305.76,42.643500000000003,-70.834000000000003,90.697962646500002,135896,227,522,308.06400000000002,42.643500000000003,-70.834000000000003,94.845246582000001,135896,227,522,311.41300000000001,42.643500000000003,-70.834000000000003,100.873554688,135896,227,522,42.643500000000003,-70.834000000000003,38.720700000000001,0,135896,227,522,42.643500000000003,-70.834000000000003,42.823300000000003,135896,227,522,43.723399999999998,42.643500000000003,-70.834000000000003,null,null,null,null,null,null,null,null,null,null,null,null,"HAMILTON",119,"National Grid (Boston Gas)","National Grid",37649.346069400002,38592243.6822,"HAMILTON",119,"National Grid (Massachusetts Electric)","Massachusetts Electric d/b/a National Grid",37649.346069400002,38592243.6822,"HAMILTON",119,"Comcast, Verizon","Comcast, Verizon",38592243.682099998,37649.346069300002]
["DCRBRAD",null,"Bradley Palmer State Park","Back Field Bathhouse","519DEM0390","728","square-feet",null,null,"Hamilton","Essex",null,"In Use","State Owned","DCR","DCR","$254,800.00","US Dollars","2 - Minor Building",42.646048,-70.891931999999997,null,null,null,null,null,null,null,null,null,null,null,null,null,null,null,null,null,null,null,null,null,null,null,null,null,null,null,null,null,null,null,null,null,null,null,null,null,null,null,null,null,null,null,null,null,null,null,null,null,null,null,null,null,null,null,null,null,null,null,null,null,null,null,null,null,null,null,null,null,null,null,null,null,null,null,null,null,null,null,null,135896,227,522,7.5188100000000002,42.643500000000003,-70.834000000000003,135896,227,522,11.522,42.643500000000003,-70.834000000000003,135896,227,522,42.643500000000003,-70.834000000000003,0,135896,227,522,42.643500000000003,-70.834000000000003,25,135896,227,522,110,42.643500000000003,-70.834000000000003,135896,227,522,305.76,42.643500000000003,-70.834000000000003,90.697962646500002,135896,227,522,308.06400000000002,42.643500000000003,-70.834000000000003,94.845246582000001,135896,227,522,311.41300000000001,42.643500000000003,-70.834000000000003,100.873554688,135896,227,522,42.643500000000003,-70.834000000000003,38.720700000000001,0,135896,227,522,42.643500000000003,-70.834000000000003,42.823300000000003,135896,227,522,43.723399999999998,42.643500000000003,-70.834000000000003,null,null,null,null,null,null,null,null,null,null,null,null,"HAMILTON",119,"National Grid (Boston Gas)","National Grid",37649.346069400002,38592243.6822,"HAMILTON",119,"National Grid (Massachusetts Electric)","Massachusetts Electric d/b/a National Grid",37649.346069400002,38592243.6822,"HAMILTON",119,"Comcast, Verizon","Comcast, Verizon",38592243.682099998,37649.346069300002]
["UMA03",null,"Marine Biological Research Station","Chemical Storage Shed","521UMAPB01","64","square-feet","932","Washington Street","Gloucester","Essex",null,"In Use","State Owned","UMA","UMA","$16,000.00","US Dollars","2 - Minor Building",42.66970062,-70.669197080000004,null,null,null,null,null,null,null,null,null,null,null,null,null,null,null,null,null,null,null,null,null,null,null,null,null,null,null,null,null,null,null,"25009C","1.1.1.0","25009C_3234","NP","VE",null,"T",20,"NAVD88",-9999,"Feet",-9999,null,null,null,-9999,-9999,null,"25009C_STUDY5","VE: High Risk Coastal Area",1300300.9740599999,9929.0209619199995,3,1772.8644374600001,364.40310069499998,1,"N_Present_Pt1Perc","C:/Users/tspencer/Commonwealth of Massachusetts/DCP-TEAMS - DCAMM Energy - Documents/Resilience/Resilience/MC-FRM GIS/pt1PercentExtent/North_Present_Dpt1percent/N_Present_Pt1Perc.shp",1,"N_2030_Pt1Perc","C:/Users/tspencer/Commonwealth of Massachusetts/DCP-TEAMS - DCAMM Energy - Documents/Resilience/Resilience/MC-FRM GIS/pt1PercentExtent/North_2030_Dpt1percent/N_2030_Pt1Perc.shp",1,"N_2050_Pt1Perc","C:/Users/tspencer/Commonwealth of Massachusetts/DCP-TEAMS - DCAMM Energy - Documents/Resilience/Resilience/MC-FRM GIS/pt1PercentExtent/North_2050_Dpt1percent/N_2050_Pt1Perc.shp",1,"N_2070_Pt1Perc","C:/Users/tspencer/Commonwealth of Massachusetts/DCP-TEAMS - DCAMM Energy - Documents/Resilience/Resilience/MC-FRM GIS/pt1PercentExtent/North_2070_Dpt1percent/N_2070_Pt1Perc.shp",1,"N_Present_1Perc","C:/Users/tspencer/Commonwealth of Massachusetts/DCP-TEAMS - DCAMM Energy - Documents/Resilience/Resilience/MC-FRM GIS/1PercentExtent/North_Present_D1Percent/N_Present_1Perc.shp",1,"N_2030_1Perc","C:/Users/tspencer/Commonwealth of Massachusetts/DCP-TEAMS - DCAMM Energy - Documents/Resilience/Resilience/MC-FRM GIS/1PercentExtent/North_2030_D1percent/N_2030_1Perc.shp",1,"N_2050_1Perc","C:/Users/tspencer/Commonwealth of Massachusetts/DCP-TEAMS - DCAMM Energy - Documents/Resilience/Resilience/MC-FRM GIS/1PercentExtent/North_2050_D1percent/N_2050_1Perc.shp",1,"N_2070_1Perc","C:/Users/tspencer/Commonwealth of Massachusetts/DCP-TEAMS - DCAMM Energy - Documents/Resilience/Resilience/MC-FRM GIS/1PercentExtent/North_2070_D1percent/N_2070_1Perc.shp",136496,228,523,9.6771899999999995,42.695099999999996,-70.631100000000004,136496,228,523,18.691299999999998,42.695099999999996,-70.631100000000004,136496,228,523,42.695099999999996,-70.631100000000004,0,136496,228,523,42.695099999999996,-70.631100000000004,0,136496,228,523,0,42.695099999999996,-70.631100000000004,136496,228,523,298.077,42.695099999999996,-70.631100000000004,76.868372802699994,136496,228,523,299.72699999999998,42.695099999999996,-70.631100000000004,79.837757568399994,136496,228,523,302.26799999999997,42.695099999999996,-70.631100000000004,84.412519531300006,136496,228,523,42.695099999999996,-70.631100000000004,38.471200000000003,0,136496,228,523,42.695099999999996,-70.631100000000004,43.774900000000002,136496,228,523,48.9101,42.695099999999996,-70.631100000000004,null,null,null,null,null,null,null,null,null,null,null,null,"GLOUCESTER",107,"National Grid (Boston Gas)","National Grid",93950.393618500006,71229229.204799995,"GLOUCESTER",107,"National Grid (Massachusetts Electric)","Massachusetts Electric d/b/a National Grid",93950.393618500006,71229229.204799995,"GLOUCESTER",107,"Comcast","Comcast",71229276.799999997,93905.435737899999]
["DCRSALB","SALB2","Salisbury Beach State Reservation","Bathhouse F","505DEM0010","3,300","square-feet",null,null,"Salisbury","Essex",null,"In Use","State Owned","DCR","DCR","$1,155,000.00","US Dollars","2 - Minor Building",42.824544000000003,-70.819946999999999,null,null,null,null,null,null,null,null,null,null,null,null,null,null,null,null,null,null,null,null,null,null,null,null,null,null,null,null,null,null,null,"25009C","1.1.1.0","25009C_3593","NP","AE",null,"T",9,"NAVD88",-9999,"Feet",-9999,null,null,null,-9999,-9999,null,"25009C_STUDY1","AE: 1% Annual Chance of Flooding, with BFE",11094420.0077,43611.890669200002,2,357673.45170699997,10259.753819199999,1,"N_Present_Pt1Perc","C:/Users/tspencer/Commonwealth of Massachusetts/DCP-TEAMS - DCAMM Energy - Documents/Resilience/Resilience/MC-FRM GIS/pt1PercentExtent/North_Present_Dpt1percent/N_Present_Pt1Perc.shp",1,"N_2030_Pt1Perc","C:/Users/tspencer/Commonwealth of Massachusetts/DCP-TEAMS - DCAMM Energy - Documents/Resilience/Resilience/MC-FRM GIS/pt1PercentExtent/North_2030_Dpt1percent/N_2030_Pt1Perc.shp",1,"N_2050_Pt1Perc","C:/Users/tspencer/Commonwealth of Massachusetts/DCP-TEAMS - DCAMM Energy - Documents/Resilience/Resilience/MC-FRM GIS/pt1PercentExtent/North_2050_Dpt1percent/N_2050_Pt1Perc.shp",1,"N_2070_Pt1Perc","C:/Users/tspencer/Commonwealth of Massachusetts/DCP-TEAMS - DCAMM Energy - Documents/Resilience/Resilience/MC-FRM GIS/pt1PercentExtent/North_2070_Dpt1percent/N_2070_Pt1Perc.shp",null,null,null,1,"N_2030_1Perc","C:/Users/tspencer/Commonwealth of Massachusetts/DCP-TEAMS - DCAMM Energy - Documents/Resilience/Resilience/MC-FRM GIS/1PercentExtent/North_2030_D1percent/N_2030_1Perc.shp",1,"N_2050_1Perc","C:/Users/tspencer/Commonwealth of Massachusetts/DCP-TEAMS - DCAMM Energy - Documents/Resilience/Resilience/MC-FRM GIS/1PercentExtent/North_2050_D1percent/N_2050_1Perc.shp",1,"N_2070_1Perc","C:/Users/tspencer/Commonwealth of Massachusetts/DCP-TEAMS - DCAMM Energy - Documents/Resilience/Resilience/MC-FRM GIS/1PercentExtent/North_2070_D1percent/N_2070_1Perc.shp",137093,229,521,7.4815199999999997,42.893099999999997,-70.838099999999997,137093,229,521,12.9293,42.893099999999997,-70.838099999999997,137093,229,521,42.893099999999997,-70.838099999999997,0,137093,229,521,42.893099999999997,-70.838099999999997,21,137093,229,521,94,42.893099999999997,-70.838099999999997,137093,229,521,305.36099999999999,42.893099999999997,-70.838099999999997,89.979896240200006,137093,229,521,307.899,42.893099999999997,-70.838099999999997,94.547517089799996,137093,229,521,311.16399999999999,42.893099999999997,-70.838099999999997,100.425587158,137093,229,521,42.893099999999997,-70.838099999999997,41.5304,0,137093,229,521,42.893099999999997,-70.838099999999997,40.953200000000002,137093,229,521,44.114800000000002,42.893099999999997,-70.838099999999997,null,null,null,null,null,null,null,null,null,null,null,null,"SALISBURY",259,"National Grid (Boston Gas)","National Grid",30751.225041500002,42084930.720399998,"SALISBURY",259,"National Grid (Massachusetts Electric)","Massachusetts Electric d/b/a National Grid",30751.225041500002,42084930.720399998,"SALISBURY",259,"Comcast","Comcast",42085012.100100003,30750.397354199999]
["UMA08",null,"UMA - Cranberry Station","Storage Shed #3 (EW) - 682","725UMA6820","52","square-feet","1","State Bog Road","Wareham","Plymouth",null,"In Use","State Owned","UMA","UMA","$15,600.00","US Dollars","2 - Minor Building",0,0,null,null,null,null,null,null,null,null,null,null,null,null,null,null,null,null,null,null,null,null,null,null,null,null,null,null,null,null,null,null,null,null,null,null,null,null,null,null,null,null,null,null,null,null,null,null,null,null,null,null,null,null,null,null,null,null,null,null,null,null,null,null,null,null,null,null,null,null,null,null,null,null,null,null,null,null,null,null,null,null,null,null,null,null,null,null,null,null,null,null,null,null,null,null,null,null,null,null,null,null,null,null,null,null,null,null,null,null,null,null,null,null,null,null,null,null,null,null,null,null,null,null,null,null,null,null,null,null,null,null,null,null,null,null,null,null,null,null,null,null,null,null,null,null,null,null,null,null,null,null,null,null,null,null,null,null,null,null,null,null,null,null,0,0,0,0,0,0,0,0,0,0,0,0,0,0,0,0,0,0]
["DDS56",null,"DDS - Southeast Residential Services","Lgr Shed #6.2 - Taunton","658DDSPB07","64","square-feet","4","Freemont Circle","Taunton","Bristol",null,"In Use","State Owned","DDS","DDS","$19,200.00","US Dollars","2 - Minor Building",0,0,null,null,null,null,null,null,null,null,null,null,null,null,null,null,null,null,null,null,null,null,null,null,null,null,null,null,null,null,null,null,null,null,null,null,null,null,null,null,null,null,null,null,null,null,null,null,null,null,null,null,null,null,null,null,null,null,null,null,null,null,null,null,null,null,null,null,null,null,null,null,null,null,null,null,null,null,null,null,null,null,null,null,null,null,null,null,null,null,null,null,null,null,null,null,null,null,null,null,null,null,null,null,null,null,null,null,null,null,null,null,null,null,null,null,null,null,null,null,null,null,null,null,null,null,null,null,null,null,null,null,null,null,null,null,null,null,null,null,null,null,null,null,null,null,null,null,null,null,null,null,null,null,null,null,null,null,null,null,null,null,null,null,0,0,0,0,0,0,0,0,0,0,0,0,0,0,0,0,0,0]
["DOC24",null,"MCI - Shirley","114 Shack","412DOC0602","64","square-feet","1","Harvard Road","Shirley","Middlesex",null,"In Use","State Owned","DOC","DOC","$28,800.00","US Dollars","2 - Minor Building",0,0,null,null,null,null,null,null,null,null,null,null,null,null,null,null,null,null,null,null,null,null,null,null,null,null,null,null,null,null,null,null,null,null,null,null,null,null,null,null,null,null,null,null,null,null,null,null,null,null,null,null,null,null,null,null,null,null,null,null,null,null,null,null,null,null,null,null,null,null,null,null,null,null,null,null,null,null,null,null,null,null,null,null,null,null,null,null,null,null,null,null,null,null,null,null,null,null,null,null,null,null,null,null,null,null,null,null,null,null,null,null,null,null,null,null,null,null,null,null,null,null,null,null,null,null,null,null,null,null,null,null,null,null,null,null,null,null,null,null,null,null,null,null,null,null,null,null,null,null,null,null,null,null,null,null,null,null,null,null,null,null,null,null,0,0,0,0,0,0,0,0,0,0,0,0,0,0,0,0,0,0]
["SDP01",null,"Plymouth County Sheriff's Department - Farm and Horticultural Center - Plymouth","Storage Shed No. 2","720SDP0929","646","square-feet","74","Obery Street","Plymouth","Plymouth",null,"In Use","County Owned","SDP","SDP","$193,800.00","US Dollars","2 - Minor Building",0,0,null,null,null,null,null,null,null,null,null,null,null,null,null,null,null,null,null,null,null,null,null,null,null,null,null,null,null,null,null,null,null,null,null,null,null,null,null,null,null,null,null,null,null,null,null,null,null,null,null,null,null,null,null,null,null,null,null,null,null,null,null,null,null,null,null,null,null,null,null,null,null,null,null,null,null,null,null,null,null,null,null,null,null,null,null,null,null,null,null,null,null,null,null,null,null,null,null,null,null,null,null,null,null,null,null,null,null,null,null,null,null,null,null,null,null,null,null,null,null,null,null,null,null,null,null,null,null,null,null,null,null,null,null,null,null,null,null,null,null,null,null,null,null,null,null,null,null,null,null,null,null,null,null,null,null,null,null,null,null,null,null,null,0,0,0,0,0,0,0,0,0,0,0,0,0,0,0,0,0,0]
["UMA07",null,"University Of Massachusetts  -  Mount Lincoln Radio Tower","Mt. Lincoln Van - 566","208UMA5660","150","square-feet",null,null,"Pelham","Hampshire",null,"In Use","State Owned","UMA","UMA","$45,000.00","US Dollars","2 - Minor Building",0,0,null,null,null,null,null,null,null,null,null,null,null,null,null,null,null,null,null,null,null,null,null,null,null,null,null,null,null,null,null,null,null,null,null,null,null,null,null,null,null,null,null,null,null,null,null,null,null,null,null,null,null,null,null,null,null,null,null,null,null,null,null,null,null,null,null,null,null,null,null,null,null,null,null,null,null,null,null,null,null,null,null,null,null,null,null,null,null,null,null,null,null,null,null,null,null,null,null,null,null,null,null,null,null,null,null,null,null,null,null,null,null,null,null,null,null,null,null,null,null,null,null,null,null,null,null,null,null,null,null,null,null,null,null,null,null,null,null,null,null,null,null,null,null,null,null,null,null,null,null,null,null,null,null,null,null,null,null,null,null,null,null,null,0,0,0,0,0,0,0,0,0,0,0,0,0,0,0,0,0,0]
["POL26",null,"State Police Training Academy","Generator Set, Circle Drive Lift St","GENERATOR","120","square-feet","340","W Brookfield Road","New Braintree","Worcester",null,"In Use","State Owned","POL","POL","$30,000.00","US Dollars","2 - Minor Building",0,0,null,null,null,null,null,null,null,null,null,null,null,null,null,null,null,null,null,null,null,null,null,null,null,null,null,null,null,null,null,null,null,null,null,null,null,null,null,null,null,null,null,null,null,null,null,null,null,null,null,null,null,null,null,null,null,null,null,null,null,null,null,null,null,null,null,null,null,null,null,null,null,null,null,null,null,null,null,null,null,null,null,null,null,null,null,null,null,null,null,null,null,null,null,null,null,null,null,null,null,null,null,null,null,null,null,null,null,null,null,null,null,null,null,null,null,null,null,null,null,null,null,null,null,null,null,null,null,null,null,null,null,null,null,null,null,null,null,null,null,null,null,null,null,null,null,null,null,null,null,null,null,null,null,null,null,null,null,null,null,null,null,null,0,0,0,0,0,0,0,0,0,0,0,0,0,0,0,0,0,0]
["UMD00",null,"University Of Massachusetts Dartmouth Main Campus","Cedar Dell West 10, 445-454","669UMD0735","14,590","square-feet","285","Old Westport Road","Dartmouth","Bristol",null,"In Use","Authority Owned","UMBA","UMD","$5,836,000.00","US Dollars","1 - Major Building",0,0,null,null,null,null,null,null,null,null,null,null,null,null,null,null,null,null,null,null,null,null,null,null,null,null,null,null,null,null,null,null,null,null,null,null,null,null,null,null,null,null,null,null,null,null,null,null,null,null,null,null,null,null,null,null,null,null,null,null,null,null,null,null,null,null,null,null,null,null,null,null,null,null,null,null,null,null,null,null,null,null,null,null,null,null,null,null,null,null,null,null,null,null,null,null,null,null,null,null,null,null,null,null,null,null,null,null,null,null,null,null,null,null,null,null,null,null,null,null,null,null,null,null,null,null,null,null,null,null,null,null,null,null,null,null,null,null,null,null,null,null,null,null,null,null,null,null,null,null,null,null,null,null,null,null,null,null,null,null,null,null,null,null,0,0,0,0,0,0,0,0,0,0,0,0,0,0,0,0,0,0]
["SDE00",null,"Essex County Sheriff's Department - Lawrence","Marston St Commercial Build","515CAM0207","1,050","square-feet","165","Marston Street","Lawrence","Essex",null,"In Use","State Owned","SDE","SDE","$0.00","US Dollars","1 - Major Building",0,0,null,null,null,null,null,null,null,null,null,null,null,null,null,null,null,null,null,null,null,null,null,null,null,null,null,null,null,null,null,null,null,null,null,null,null,null,null,null,null,null,null,null,null,null,null,null,null,null,null,null,null,null,null,null,null,null,null,null,null,null,null,null,null,null,null,null,null,null,null,null,null,null,null,null,null,null,null,null,null,null,null,null,null,null,null,null,null,null,null,null,null,null,null,null,null,null,null,null,null,null,null,null,null,null,null,null,null,null,null,null,null,null,null,null,null,null,null,null,null,null,null,null,null,null,null,null,null,null,null,null,null,null,null,null,null,null,null,null,null,null,null,null,null,null,null,null,null,null,null,null,null,null,null,null,null,null,null,null,null,null,null,null,0,0,0,0,0,0,0,0,0,0,0,0,0,0,0,0,0,0]
["DPWF3",null,"Upton Depot - D3","Storage","341MHDPB02","216","square-feet",null,null,"Upton","Worcester",null,"In Use","State Owned","DOT","DOT","$64,800.00","US Dollars","2 - Minor Building",0,0,null,null,null,null,null,null,null,null,null,null,null,null,null,null,null,null,null,null,null,null,null,null,null,null,null,null,null,null,null,null,null,null,null,null,null,null,null,null,null,null,null,null,null,null,null,null,null,null,null,null,null,null,null,null,null,null,null,null,null,null,null,null,null,null,null,null,null,null,null,null,null,null,null,null,null,null,null,null,null,null,null,null,null,null,null,null,null,null,null,null,null,null,null,null,null,null,null,null,null,null,null,null,null,null,null,null,null,null,null,null,null,null,null,null,null,null,null,null,null,null,null,null,null,null,null,null,null,null,null,null,null,null,null,null,null,null,null,null,null,null,null,null,null,null,null,null,null,null,null,null,null,null,null,null,null,null,null,null,null,null,null,null,0,0,0,0,0,0,0,0,0,0,0,0,0,0,0,0,0,0]
["SDP01",null,"Plymouth County Sheriff's Department - Farm and Horticultural Center - Plymouth","Feed Storage Shed","720SDP0922","651","square-feet","74","Obery Street","Plymouth","Plymouth",null,"In Use","County Owned","SDP","SDP","$130,200.00","US Dollars","2 - Minor Building",0,0,null,null,null,null,null,null,null,null,null,null,null,null,null,null,null,null,null,null,null,null,null,null,null,null,null,null,null,null,null,null,null,null,null,null,null,null,null,null,null,null,null,null,null,null,null,null,null,null,null,null,null,null,null,null,null,null,null,null,null,null,null,null,null,null,null,null,null,null,null,null,null,null,null,null,null,null,null,null,null,null,null,null,null,null,null,null,null,null,null,null,null,null,null,null,null,null,null,null,null,null,null,null,null,null,null,null,null,null,null,null,null,null,null,null,null,null,null,null,null,null,null,null,null,null,null,null,null,null,null,null,null,null,null,null,null,null,null,null,null,null,null,null,null,null,null,null,null,null,null,null,null,null,null,null,null,null,null,null,null,null,null,null,0,0,0,0,0,0,0,0,0,0,0,0,0,0,0,0,0,0]
["UMD00",null,"University Of Massachusetts Dartmouth Main Campus","Cedar Dell West 13, 411-416","669UMD0732","9,184","square-feet","285","Old Westport Road","Dartmouth","Bristol",null,"In Use","Authority Owned","UMBA","UMD","$3,673,600.00","US Dollars","1 - Major Building",0,0,null,null,null,null,null,null,null,null,null,null,null,null,null,null,null,null,null,null,null,null,null,null,null,null,null,null,null,null,null,null,null,null,null,null,null,null,null,null,null,null,null,null,null,null,null,null,null,null,null,null,null,null,null,null,null,null,null,null,null,null,null,null,null,null,null,null,null,null,null,null,null,null,null,null,null,null,null,null,null,null,null,null,null,null,null,null,null,null,null,null,null,null,null,null,null,null,null,null,null,null,null,null,null,null,null,null,null,null,null,null,null,null,null,null,null,null,null,null,null,null,null,null,null,null,null,null,null,null,null,null,null,null,null,null,null,null,null,null,null,null,null,null,null,null,null,null,null,null,null,null,null,null,null,null,null,null,null,null,null,null,null,null,0,0,0,0,0,0,0,0,0,0,0,0,0,0,0,0,0,0]
["DDS56",null,"DDS - Southeast Residential Services","Lgr Shed #2.1- Taunton","658DDSPB08","64","square-feet","5","Elizabeth Pole Drive","Taunton","Bristol",null,"In Use","State Owned","DDS","DDS","$19,200.00","US Dollars","2 - Minor Building",0,0,null,null,null,null,null,null,null,null,null,null,null,null,null,null,null,null,null,null,null,null,null,null,null,null,null,null,null,null,null,null,null,null,null,null,null,null,null,null,null,null,null,null,null,null,null,null,null,null,null,null,null,null,null,null,null,null,null,null,null,null,null,null,null,null,null,null,null,null,null,null,null,null,null,null,null,null,null,null,null,null,null,null,null,null,null,null,null,null,null,null,null,null,null,null,null,null,null,null,null,null,null,null,null,null,null,null,null,null,null,null,null,null,null,null,null,null,null,null,null,null,null,null,null,null,null,null,null,null,null,null,null,null,null,null,null,null,null,null,null,null,null,null,null,null,null,null,null,null,null,null,null,null,null,null,null,null,null,null,null,null,null,null,0,0,0,0,0,0,0,0,0,0,0,0,0,0,0,0,0,0]
["UMD00",null,"University Of Massachusetts Dartmouth Main Campus","Cedar Dell South 7, 501-510","669UMD0724","11,820","square-feet","285","Old Westport Road","Dartmouth","Bristol",null,"In Use","Authority Owned","UMBA","UMD","$4,728,000.00","US Dollars","1 - Major Building",0,0,null,null,null,null,null,null,null,null,null,null,null,null,null,null,null,null,null,null,null,null,null,null,null,null,null,null,null,null,null,null,null,null,null,null,null,null,null,null,null,null,null,null,null,null,null,null,null,null,null,null,null,null,null,null,null,null,null,null,null,null,null,null,null,null,null,null,null,null,null,null,null,null,null,null,null,null,null,null,null,null,null,null,null,null,null,null,null,null,null,null,null,null,null,null,null,null,null,null,null,null,null,null,null,null,null,null,null,null,null,null,null,null,null,null,null,null,null,null,null,null,null,null,null,null,null,null,null,null,null,null,null,null,null,null,null,null,null,null,null,null,null,null,null,null,null,null,null,null,null,null,null,null,null,null,null,null,null,null,null,null,null,null,0,0,0,0,0,0,0,0,0,0,0,0,0,0,0,0,0,0]
["UMD00",null,"University Of Massachusetts Dartmouth Main Campus","Storage Garage","669UMD0708","600","square-feet","285","Old Westport Road","Dartmouth","Bristol",null,"In Use","State Owned","UMD","UMD","$210,000.00","US Dollars","2 - Minor Building",0,0,null,null,null,null,null,null,null,null,null,null,null,null,null,null,null,null,null,null,null,null,null,null,null,null,null,null,null,null,null,null,null,null,null,null,null,null,null,null,null,null,null,null,null,null,null,null,null,null,null,null,null,null,null,null,null,null,null,null,null,null,null,null,null,null,null,null,null,null,null,null,null,null,null,null,null,null,null,null,null,null,null,null,null,null,null,null,null,null,null,null,null,null,null,null,null,null,null,null,null,null,null,null,null,null,null,null,null,null,null,null,null,null,null,null,null,null,null,null,null,null,null,null,null,null,null,null,null,null,null,null,null,null,null,null,null,null,null,null,null,null,null,null,null,null,null,null,null,null,null,null,null,null,null,null,null,null,null,null,null,null,null,null,0,0,0,0,0,0,0,0,0,0,0,0,0,0,0,0,0,0]
["UMA00",null,"University Of Massachusetts - Amherst","Shutesbury Shed - 567","175UMA5670","64","square-feet",null,"Pelham Hill Road","Shutesbury","Franklin",null,"In Use","State Owned","UMA","UMA","$19,200.00","US Dollars","2 - Minor Building",0,0,null,null,null,null,null,null,null,null,null,null,null,null,null,null,null,null,null,null,null,null,null,null,null,null,null,null,null,null,null,null,null,null,null,null,null,null,null,null,null,null,null,null,null,null,null,null,null,null,null,null,null,null,null,null,null,null,null,null,null,null,null,null,null,null,null,null,null,null,null,null,null,null,null,null,null,null,null,null,null,null,null,null,null,null,null,null,null,null,null,null,null,null,null,null,null,null,null,null,null,null,null,null,null,null,null,null,null,null,null,null,null,null,null,null,null,null,null,null,null,null,null,null,null,null,null,null,null,null,null,null,null,null,null,null,null,null,null,null,null,null,null,null,null,null,null,null,null,null,null,null,null,null,null,null,null,null,null,null,null,null,null,null,0,0,0,0,0,0,0,0,0,0,0,0,0,0,0,0,0,0]
["UMD00",null,"University Of Massachusetts Dartmouth Main Campus","Cedar Dell South 6, 511-516","669UMD0725","9,184","square-feet","285","Old Westport Road","Dartmouth","Bristol",null,"In Use","Authority Owned","UMBA","UMD","$3,673,600.00","US Dollars","1 - Major Building",0,0,null,null,null,null,null,null,null,null,null,null,null,null,null,null,null,null,null,null,null,null,null,null,null,null,null,null,null,null,null,null,null,null,null,null,null,null,null,null,null,null,null,null,null,null,null,null,null,null,null,null,null,null,null,null,null,null,null,null,null,null,null,null,null,null,null,null,null,null,null,null,null,null,null,null,null,null,null,null,null,null,null,null,null,null,null,null,null,null,null,null,null,null,null,null,null,null,null,null,null,null,null,null,null,null,null,null,null,null,null,null,null,null,null,null,null,null,null,null,null,null,null,null,null,null,null,null,null,null,null,null,null,null,null,null,null,null,null,null,null,null,null,null,null,null,null,null,null,null,null,null,null,null,null,null,null,null,null,null,null,null,null,null,0,0,0,0,0,0,0,0,0,0,0,0,0,0,0,0,0,0]
["DOC16",null,"Old Colony Correctional Center","Old Colony Tower 18 - Med","715DOCPB70","200","square-feet","1","Administration Road","Bridgewater","Plymouth",null,"In Use","State Owned","DOC","DOC","$0.00","US Dollars","2 - Minor Building",0,0,null,null,null,null,null,null,null,null,null,null,null,null,null,null,null,null,null,null,null,null,null,null,null,null,null,null,null,null,null,null,null,null,null,null,null,null,null,null,null,null,null,null,null,null,null,null,null,null,null,null,null,null,null,null,null,null,null,null,null,null,null,null,null,null,null,null,null,null,null,null,null,null,null,null,null,null,null,null,null,null,null,null,null,null,null,null,null,null,null,null,null,null,null,null,null,null,null,null,null,null,null,null,null,null,null,null,null,null,null,null,null,null,null,null,null,null,null,null,null,null,null,null,null,null,null,null,null,null,null,null,null,null,null,null,null,null,null,null,null,null,null,null,null,null,null,null,null,null,null,null,null,null,null,null,null,null,null,null,null,null,null,null,0,0,0,0,0,0,0,0,0,0,0,0,0,0,0,0,0,0]
["DOC24",null,"MCI - Shirley","Hay Barn 33","412DOC0603","999","square-feet","1","Harvard Road","Shirley","Middlesex",null,"In Use","State Owned","DOC","DOC","$399,600.00","US Dollars","2 - Minor Building",0,0,null,null,null,null,null,null,null,null,null,null,null,null,null,null,null,null,null,null,null,null,null,null,null,null,null,null,null,null,null,null,null,null,null,null,null,null,null,null,null,null,null,null,null,null,null,null,null,null,null,null,null,null,null,null,null,null,null,null,null,null,null,null,null,null,null,null,null,null,null,null,null,null,null,null,null,null,null,null,null,null,null,null,null,null,null,null,null,null,null,null,null,null,null,null,null,null,null,null,null,null,null,null,null,null,null,null,null,null,null,null,null,null,null,null,null,null,null,null,null,null,null,null,null,null,null,null,null,null,null,null,null,null,null,null,null,null,null,null,null,null,null,null,null,null,null,null,null,null,null,null,null,null,null,null,null,null,null,null,null,null,null,null,0,0,0,0,0,0,0,0,0,0,0,0,0,0,0,0,0,0]
["SDP01",null,"Plymouth County Sheriff's Department - Farm and Horticultural Center - Plymouth","Shop Building","720SDP0919","1,540","square-feet","74","Obery Street","Plymouth","Plymouth",null,"In Use","County Owned","SDP","SDP","$616,000.00","US Dollars","2 - Minor Building",0,0,null,null,null,null,null,null,null,null,null,null,null,null,null,null,null,null,null,null,null,null,null,null,null,null,null,null,null,null,null,null,null,null,null,null,null,null,null,null,null,null,null,null,null,null,null,null,null,null,null,null,null,null,null,null,null,null,null,null,null,null,null,null,null,null,null,null,null,null,null,null,null,null,null,null,null,null,null,null,null,null,null,null,null,null,null,null,null,null,null,null,null,null,null,null,null,null,null,null,null,null,null,null,null,null,null,null,null,null,null,null,null,null,null,null,null,null,null,null,null,null,null,null,null,null,null,null,null,null,null,null,null,null,null,null,null,null,null,null,null,null,null,null,null,null,null,null,null,null,null,null,null,null,null,null,null,null,null,null,null,null,null,null,0,0,0,0,0,0,0,0,0,0,0,0,0,0,0,0,0,0]
["DYS07",null,"Brewster Multiservice Center","Breast Cancer Low Tide Shed","756DYS0505","0","square-feet","456","Flax Pond Road","Brewster","Barnstable",null,"In Use","State Owned","DYS","DYS","$0.00","US Dollars","2 - Minor Building",0,0,null,null,null,null,null,null,null,null,null,null,null,null,null,null,null,null,null,null,null,null,null,null,null,null,null,null,null,null,null,null,null,null,null,null,null,null,null,null,null,null,null,null,null,null,null,null,null,null,null,null,null,null,null,null,null,null,null,null,null,null,null,null,null,null,null,null,null,null,null,null,null,null,null,null,null,null,null,null,null,null,null,null,null,null,null,null,null,null,null,null,null,null,null,null,null,null,null,null,null,null,null,null,null,null,null,null,null,null,null,null,null,null,null,null,null,null,null,null,null,null,null,null,null,null,null,null,null,null,null,null,null,null,null,null,null,null,null,null,null,null,null,null,null,null,null,null,null,null,null,null,null,null,null,null,null,null,null,null,null,null,null,null,0,0,0,0,0,0,0,0,0,0,0,0,0,0,0,0,0,0]
["SDP01",null,"Plymouth County Sheriff's Department - Farm and Horticultural Center - Plymouth","Greenhouse No.  2","720SDP0924","2,880","square-feet","74","Obery Street","Plymouth","Plymouth",null,"In Use","County Owned","SDP","SDP","$1,296,000.00","US Dollars","2 - Minor Building",0,0,null,null,null,null,null,null,null,null,null,null,null,null,null,null,null,null,null,null,null,null,null,null,null,null,null,null,null,null,null,null,null,null,null,null,null,null,null,null,null,null,null,null,null,null,null,null,null,null,null,null,null,null,null,null,null,null,null,null,null,null,null,null,null,null,null,null,null,null,null,null,null,null,null,null,null,null,null,null,null,null,null,null,null,null,null,null,null,null,null,null,null,null,null,null,null,null,null,null,null,null,null,null,null,null,null,null,null,null,null,null,null,null,null,null,null,null,null,null,null,null,null,null,null,null,null,null,null,null,null,null,null,null,null,null,null,null,null,null,null,null,null,null,null,null,null,null,null,null,null,null,null,null,null,null,null,null,null,null,null,null,null,null,0,0,0,0,0,0,0,0,0,0,0,0,0,0,0,0,0,0]
["UMD00",null,"University Of Massachusetts Dartmouth Main Campus","Cedar Dell South 2, 555-560","669UMD0729","9,184","square-feet","285","Old Westport Road","Dartmouth","Bristol",null,"In Use","Authority Owned","UMBA","UMD","$3,673,600.00","US Dollars","1 - Major Building",0,0,null,null,null,null,null,null,null,null,null,null,null,null,null,null,null,null,null,null,null,null,null,null,null,null,null,null,null,null,null,null,null,null,null,null,null,null,null,null,null,null,null,null,null,null,null,null,null,null,null,null,null,null,null,null,null,null,null,null,null,null,null,null,null,null,null,null,null,null,null,null,null,null,null,null,null,null,null,null,null,null,null,null,null,null,null,null,null,null,null,null,null,null,null,null,null,null,null,null,null,null,null,null,null,null,null,null,null,null,null,null,null,null,null,null,null,null,null,null,null,null,null,null,null,null,null,null,null,null,null,null,null,null,null,null,null,null,null,null,null,null,null,null,null,null,null,null,null,null,null,null,null,null,null,null,null,null,null,null,null,null,null,null,0,0,0,0,0,0,0,0,0,0,0,0,0,0,0,0,0,0]
["DDS53","DMR53","Monson Developmental Center","Cottage Garage","260DDS9506","400","square-feet","200","State Avenue","Monson","Hampden",null,"Inactive","State Owned","DCAMM","DCAMM","$140,000.00","US Dollars","2 - Minor Building",0,0,null,null,null,null,null,null,null,null,null,null,null,null,null,null,null,null,null,null,null,null,null,null,null,null,null,null,null,null,null,null,null,null,null,null,null,null,null,null,null,null,null,null,null,null,null,null,null,null,null,null,null,null,null,null,null,null,null,null,null,null,null,null,null,null,null,null,null,null,null,null,null,null,null,null,null,null,null,null,null,null,null,null,null,null,null,null,null,null,null,null,null,null,null,null,null,null,null,null,null,null,null,null,null,null,null,null,null,null,null,null,null,null,null,null,null,null,null,null,null,null,null,null,null,null,null,null,null,null,null,null,null,null,null,null,null,null,null,null,null,null,null,null,null,null,null,null,null,null,null,null,null,null,null,null,null,null,null,null,null,null,null,null,0,0,0,0,0,0,0,0,0,0,0,0,0,0,0,0,0,0]
["UMA10",null,"Agricultural Experiment Station","Administration Building - 229","438UMA2290","18,220","square-feet","240","Beaver Street","Waltham","Middlesex",null,"In Use","State Owned","UMA","UMA","$10,021,000.00","US Dollars","1 - Major Building",0,0,null,null,null,null,null,null,null,null,null,null,null,null,null,null,null,null,null,null,null,null,null,null,null,null,null,null,null,null,null,null,null,null,null,null,null,null,null,null,null,null,null,null,null,null,null,null,null,null,null,null,null,null,null,null,null,null,null,null,null,null,null,null,null,null,null,null,null,null,null,null,null,null,null,null,null,null,null,null,null,null,null,null,null,null,null,null,null,null,null,null,null,null,null,null,null,null,null,null,null,null,null,null,null,null,null,null,null,null,null,null,null,null,null,null,null,null,null,null,null,null,null,null,null,null,null,null,null,null,null,null,null,null,null,null,null,null,null,null,null,null,null,null,null,null,null,null,null,null,null,null,null,null,null,null,null,null,null,null,null,null,null,null,0,0,0,0,0,0,0,0,0,0,0,0,0,0,0,0,0,0]
["DPWH4",null,"Yarmouth Depot - D5","Office 7-65","760MHD0103","216","square-feet","362","Willow Street","Yarmouth","Barnstable",null,"In Use","State Owned","DOT","DOT","$108,000.00","US Dollars","2 - Minor Building",0,0,null,null,null,null,null,null,null,null,null,null,null,null,null,null,null,null,null,null,null,null,null,null,null,null,null,null,null,null,null,null,null,null,null,null,null,null,null,null,null,null,null,null,null,null,null,null,null,null,null,null,null,null,null,null,null,null,null,null,null,null,null,null,null,null,null,null,null,null,null,null,null,null,null,null,null,null,null,null,null,null,null,null,null,null,null,null,null,null,null,null,null,null,null,null,null,null,null,null,null,null,null,null,null,null,null,null,null,null,null,null,null,null,null,null,null,null,null,null,null,null,null,null,null,null,null,null,null,null,null,null,null,null,null,null,null,null,null,null,null,null,null,null,null,null,null,null,null,null,null,null,null,null,null,null,null,null,null,null,null,null,null,null,0,0,0,0,0,0,0,0,0,0,0,0,0,0,0,0,0,0]
["DPWH4",null,"Yarmouth Depot - D5","Office 7-64","760MHD0102","216","square-feet","362","Willow Street","Yarmouth","Barnstable",null,"In Use","State Owned","DOT","DOT","$108,000.00","US Dollars","2 - Minor Building",0,0,null,null,null,null,null,null,null,null,null,null,null,null,null,null,null,null,null,null,null,null,null,null,null,null,null,null,null,null,null,null,null,null,null,null,null,null,null,null,null,null,null,null,null,null,null,null,null,null,null,null,null,null,null,null,null,null,null,null,null,null,null,null,null,null,null,null,null,null,null,null,null,null,null,null,null,null,null,null,null,null,null,null,null,null,null,null,null,null,null,null,null,null,null,null,null,null,null,null,null,null,null,null,null,null,null,null,null,null,null,null,null,null,null,null,null,null,null,null,null,null,null,null,null,null,null,null,null,null,null,null,null,null,null,null,null,null,null,null,null,null,null,null,null,null,null,null,null,null,null,null,null,null,null,null,null,null,null,null,null,null,null,null,0,0,0,0,0,0,0,0,0,0,0,0,0,0,0,0,0,0]
["UMA00",null,"University Of Massachusetts - Amherst","Bowditch Chemical Storage Shed - 705","207UMA121L","118","square-feet","211","Natural Resources Road","Amherst","Hampshire",null,"In Use","Authority Owned","UMBA","UMBA","$35,400.00","US Dollars","2 - Minor Building",0,0,null,null,null,null,null,null,null,null,null,null,null,null,null,null,null,null,null,null,null,null,null,null,null,null,null,null,null,null,null,null,null,null,null,null,null,null,null,null,null,null,null,null,null,null,null,null,null,null,null,null,null,null,null,null,null,null,null,null,null,null,null,null,null,null,null,null,null,null,null,null,null,null,null,null,null,null,null,null,null,null,null,null,null,null,null,null,null,null,null,null,null,null,null,null,null,null,null,null,null,null,null,null,null,null,null,null,null,null,null,null,null,null,null,null,null,null,null,null,null,null,null,null,null,null,null,null,null,null,null,null,null,null,null,null,null,null,null,null,null,null,null,null,null,null,null,null,null,null,null,null,null,null,null,null,null,null,null,null,null,null,null,null,0,0,0,0,0,0,0,0,0,0,0,0,0,0,0,0,0,0]
["UMD00",null,"University Of Massachusetts Dartmouth Main Campus","Cedar Dell West 12, 417-426","669UMD0733","14,590","square-feet","285","Old Westport Road","Dartmouth","Bristol",null,"In Use","Authority Owned","UMBA","UMD","$5,836,000.00","US Dollars","1 - Major Building",0,0,null,null,null,null,null,null,null,null,null,null,null,null,null,null,null,null,null,null,null,null,null,null,null,null,null,null,null,null,null,null,null,null,null,null,null,null,null,null,null,null,null,null,null,null,null,null,null,null,null,null,null,null,null,null,null,null,null,null,null,null,null,null,null,null,null,null,null,null,null,null,null,null,null,null,null,null,null,null,null,null,null,null,null,null,null,null,null,null,null,null,null,null,null,null,null,null,null,null,null,null,null,null,null,null,null,null,null,null,null,null,null,null,null,null,null,null,null,null,null,null,null,null,null,null,null,null,null,null,null,null,null,null,null,null,null,null,null,null,null,null,null,null,null,null,null,null,null,null,null,null,null,null,null,null,null,null,null,null,null,null,null,null,0,0,0,0,0,0,0,0,0,0,0,0,0,0,0,0,0,0]
["UMD00",null,"University Of Massachusetts Dartmouth Main Campus","Cedar Dell West 08, 461-468","669UMD0737","11,820","square-feet","285","Old Westport Road","Dartmouth","Bristol",null,"In Use","Authority Owned","UMBA","UMD","$4,728,000.00","US Dollars","1 - Major Building",0,0,null,null,null,null,null,null,null,null,null,null,null,null,null,null,null,null,null,null,null,null,null,null,null,null,null,null,null,null,null,null,null,null,null,null,null,null,null,null,null,null,null,null,null,null,null,null,null,null,null,null,null,null,null,null,null,null,null,null,null,null,null,null,null,null,null,null,null,null,null,null,null,null,null,null,null,null,null,null,null,null,null,null,null,null,null,null,null,null,null,null,null,null,null,null,null,null,null,null,null,null,null,null,null,null,null,null,null,null,null,null,null,null,null,null,null,null,null,null,null,null,null,null,null,null,null,null,null,null,null,null,null,null,null,null,null,null,null,null,null,null,null,null,null,null,null,null,null,null,null,null,null,null,null,null,null,null,null,null,null,null,null,null,0,0,0,0,0,0,0,0,0,0,0,0,0,0,0,0,0,0]
["DDS56",null,"DDS - Southeast Residential Services","Lgr Shed #1.2- Taunton","658DDSPB01","80","square-feet","2","Elizabeth Pole Drive","Taunton","Bristol",null,"In Use","State Owned","DDS","DDS","$24,000.00","US Dollars","2 - Minor Building",0,0,null,null,null,null,null,null,null,null,null,null,null,null,null,null,null,null,null,null,null,null,null,null,null,null,null,null,null,null,null,null,null,null,null,null,null,null,null,null,null,null,null,null,null,null,null,null,null,null,null,null,null,null,null,null,null,null,null,null,null,null,null,null,null,null,null,null,null,null,null,null,null,null,null,null,null,null,null,null,null,null,null,null,null,null,null,null,null,null,null,null,null,null,null,null,null,null,null,null,null,null,null,null,null,null,null,null,null,null,null,null,null,null,null,null,null,null,null,null,null,null,null,null,null,null,null,null,null,null,null,null,null,null,null,null,null,null,null,null,null,null,null,null,null,null,null,null,null,null,null,null,null,null,null,null,null,null,null,null,null,null,null,null,0,0,0,0,0,0,0,0,0,0,0,0,0,0,0,0,0,0]
["DYS07",null,"Brewster Multiservice Center","Cabin 5","756DYS0502","864","square-feet","456","Flax Pond Road","Brewster","Barnstable",null,"In Use","State Owned","DYS","DYS","$734,400.00","US Dollars","1 - Major Building",0,0,null,null,null,null,null,null,null,null,null,null,null,null,null,null,null,null,null,null,null,null,null,null,null,null,null,null,null,null,null,null,null,null,null,null,null,null,null,null,null,null,null,null,null,null,null,null,null,null,null,null,null,null,null,null,null,null,null,null,null,null,null,null,null,null,null,null,null,null,null,null,null,null,null,null,null,null,null,null,null,null,null,null,null,null,null,null,null,null,null,null,null,null,null,null,null,null,null,null,null,null,null,null,null,null,null,null,null,null,null,null,null,null,null,null,null,null,null,null,null,null,null,null,null,null,null,null,null,null,null,null,null,null,null,null,null,null,null,null,null,null,null,null,null,null,null,null,null,null,null,null,null,null,null,null,null,null,null,null,null,null,null,null,0,0,0,0,0,0,0,0,0,0,0,0,0,0,0,0,0,0]
["DDS56",null,"DDS - Southeast Residential Services","Lgr Shed #5.1 - Taunton","658DDSPB12","100","square-feet","6","Freemont Circle","Taunton","Bristol",null,"In Use","State Owned","DDS","DDS","$30,000.00","US Dollars","2 - Minor Building",0,0,null,null,null,null,null,null,null,null,null,null,null,null,null,null,null,null,null,null,null,null,null,null,null,null,null,null,null,null,null,null,null,null,null,null,null,null,null,null,null,null,null,null,null,null,null,null,null,null,null,null,null,null,null,null,null,null,null,null,null,null,null,null,null,null,null,null,null,null,null,null,null,null,null,null,null,null,null,null,null,null,null,null,null,null,null,null,null,null,null,null,null,null,null,null,null,null,null,null,null,null,null,null,null,null,null,null,null,null,null,null,null,null,null,null,null,null,null,null,null,null,null,null,null,null,null,null,null,null,null,null,null,null,null,null,null,null,null,null,null,null,null,null,null,null,null,null,null,null,null,null,null,null,null,null,null,null,null,null,null,null,null,null,0,0,0,0,0,0,0,0,0,0,0,0,0,0,0,0,0,0]
["QCC01",null,"Quinsigamond Community College - Off Campus","QCC Southbridge","354QCC1901","0","square-feet","5","Optical Drive","Southbridge","Worcester",null,"In Use","Private Entity","QCC","QCC","$0.00","US Dollars","1 - Major Building",0,0,null,null,null,null,null,null,null,null,null,null,null,null,null,null,null,null,null,null,null,null,null,null,null,null,null,null,null,null,null,null,null,null,null,null,null,null,null,null,null,null,null,null,null,null,null,null,null,null,null,null,null,null,null,null,null,null,null,null,null,null,null,null,null,null,null,null,null,null,null,null,null,null,null,null,null,null,null,null,null,null,null,null,null,null,null,null,null,null,null,null,null,null,null,null,null,null,null,null,null,null,null,null,null,null,null,null,null,null,null,null,null,null,null,null,null,null,null,null,null,null,null,null,null,null,null,null,null,null,null,null,null,null,null,null,null,null,null,null,null,null,null,null,null,null,null,null,null,null,null,null,null,null,null,null,null,null,null,null,null,null,null,null,0,0,0,0,0,0,0,0,0,0,0,0,0,0,0,0,0,0]