## 2026 Eligible Circuits by EDC
Department of Energy Resources Clean Peak Energy Standard 2026 DCM Eligible Circuits List Last Updated: May 29, 2026
Per 225 CMR 21.05(6)(g) The Department may establish a Distribution Circuit Multiplier that modifies the number of Clean Peak Energy Certificates generated by a Clean Peak Resource based on the locational value of the unique load profile and particular needs of each distribution circuit, as defined by the Department, in consultation with the Distribution Companies. The Department's DCM Eligible Circuits List identified circuits which the Department has identified as eligible for the DCM. More information may be found in Clean Peal Distribution Circuit Multiplier Guideline for Clean Peak Energy Portfolio Standard Participants.
Electric Distribution Company | Total Circuits | Circuits Missing Information | CIP Circuits | Tx Lines | DCM Eligible Circuits
Eversource | 2133 | 560 | 149 | 0 | 142
National Grid | 1163 | 169 | 51 | 0 | 94
Unitil | 51 | 3 | 0 | 7 | 4

## 2026 Eversource List
General Information |  |  |  |  | Substation Information | [9 empty] | Circuit Information | [12 empty] | DCM Information
| Sort Identifier | Company | Division | District | Substation Name | Substation Number | Circuit Sub XFMR Identifier | Substation Location by Town | Substation Classification | Feeder/Circuit ID | Feeder/Circuit Location by Town/City | Feeder/Circuit Voltage 2023 | Feeder/Circuit Voltage 2024 | Feeder/Circuit Voltage 2025 | Feeder/Ckt PEAK Load MVA 2023 | Feeder/Ckt PEAK Load MVA 2024 | Feeder/Ckt PEAK Load MVA 2025 | Normal Rating MVA in 2023 | Normal Rating MVA in 2024 | Normal Rating MVA in 2025 | 2023 peak to normal rating %age | 2024 peak to normal rating %age | 2025 peak to normal rating %age | 3 year Average | 3 yr. avg. - If Error Correction | Complete Data? (Y/N) | CIP Circuit? (Y/N) | DCM Eligible? (Y/N) | Eligible DCM Capacity (MW) | Reserved DCM Capacity | Remaining DCM Capacity (MW)
| 1773 | NSTAR | West | Southboro | Acton | 416 | 110A | Maynard | D | 416-H4 | ACT,MAY | 13.8kV | 13.8kV | 13.8kV | 8.7379 | 6.5014 | 6.2624 | 8.5946 | 8.5946 | 8.6048 | 101.7% | 75.65% | 72.78% | 83.36% | 83.36% | Y | N | Y | 5 | 3.968 | 1.032
| 499 | NSTAR | Central | Somerville | Dragon Court | 375 | 110A | Woburn | D | 375-H8 | STN | 13.8kV | 13.8kV | 13.8kV | 8.4753 | 8.4853 | 8.8199 | 11.5789 | 11.5789 | 11.5926 | 73.2% | 73.28% | 76.08% | 74.19% | 74.19% | Y | N | Y | 5 | 1.3651 | 3.6349
| 1771 | NSTAR | West | Southboro | Acton | 416 | 110B | Maynard | D | 416-H2 | ACT,LIT | 13.8kV | 13.8kV | 13.8kV | 9.3347 | 9.3697 | 9.9195 | 11.6983 | 11.6983 | 11.7121 | 79.8% | 80.09% | 84.69% | 81.53% | 81.53% | Y | N | Y | 5 | 1.0738 | 3.9262
| 1770 | NSTAR | West | Southboro | Acton | 416 | 110A | Maynard | D | 416-H1 | ACT,MAY | 13.8kV | 13.8kV | 13.8kV | 11.1492 | 7.84 | 8.2463 | 11.5789 | 11.5789 | 11.5926 | 96.29% | 67.71% | 71.13% | 78.38% | 78.38% | Y | N | Y | 5 | 0.5 | 4.5
| 1700 | NSTAR | West | Waltham | Marrett Road | 320 | 110B | Lexington | D | 320-H5XY | LEX,WAL | 13.8kV | 13.8kV | 13.8kV | 8.9289 | 9.3697 | 10.9712 | 11.6983 | 11.6983 | 11.7121 | 76.33% | 80.09% | 93.67% | 83.36% | 83.36% | Y | N | Y | 5 | 0.25 | 4.75
| 620 | NSTAR | Central | Somerville | Willoughby St | 488 | 110B | Chelsea | D | 488-H8 | CHE EBO | 13.8kV | 13.8kV | 13.8kV | 6.8996 | 7.0512 | 7.2902 | 8.3559 | 8.3559 | 8.3658 | 82.57% | 84.39% | 87.14% | 84.7% | 84.7% | Y | N | Y | 5 | 0 | 5
| 596 | NSTAR | Central | Boston | Rockingham Ave | 468 | 24AB | W. Roxbury | D | 468-08 | DED,HYP,WRX | 4.16kV | 4.16kV | 4.16kV | 2.6988 | 2.911 | 2.1616 | 3.0586 | 3.0586 | 3.0623 | 88.24% | 95.17% | 70.59% | 84.67% | 84.67% | Y | N | Y | 2 | 0 | 2
| 591 | NSTAR | Central | Boston | Rockingham Ave | 468 | 24AB | W. Roxbury | D | 468-01 | DED,WRX | 4.16kV | 4.16kV | 4.16kV | 2.5549 | 2.4642 | 2.7524 | 3.0586 | 3.0586 | 3.0623 | 83.53% | 80.57% | 89.88% | 84.66% | 84.66% | Y | N | Y | 2 | 0 | 2
| 613 | NSTAR | Central | Somerville | Willoughby St | 488 | 110A | Chelsea | D | 488-H1 | CHE | 13.8kV | 13.8kV | 13.8kV | 9.4064 | 10.3258 | 9.6804 | 11.5789 | 11.5789 | 11.5926 | 81.24% | 89.18% | 83.51% | 84.64% | 84.64% | Y | N | Y | 5 | 0 | 5
| 573 | NSTAR | Central | Boston | Lagrange St | 443 | 24AB | W. Roxbury | D | 443-07 | BKL,NEW | 4.16kV | 4.16kV | 4.16kV | 3.0299 | 2.2192 | 2.5147 | 3.0586 | 3.0586 | 3.0623 | 99.06% | 72.56% | 82.12% | 84.58% | 84.58% | Y | N | Y | 2 | 0 | 2
| 1765 | NSTAR | West | Waltham | Burlington | 391 | 110B | Burlington | D | 391-H7 | BED,BIL,BUR | 13.8kV | 13.8kV | 13.8kV | 7.0906 | 8.3897 | 8.5092 | 8.5946 | 8.5946 | 11.5926 | 82.5% | 97.62% | 73.4% | 84.51% | 84.51% | Y | N | Y | 5 | 0 | 5
| 498 | NSTAR | Central | Somerville | Dragon Court | 375 | 110A | Woburn | D | 375-H7 | STN,WIN,WOB | 13.8kV | 13.8kV | 13.8kV | 7.0428 | 6.3341 | 7.7922 | 8.3559 | 8.3559 | 8.3658 | 84.29% | 75.8% | 93.14% | 84.41% | 84.41% | Y | N | Y | 5 | 0 | 5
| 1809 | NSTAR | West | Southboro | West Framingham | 455 | 110B | Framingham | D | 455-H5 | ASH,FRA | 13.8kV | 13.8kV | 13.8kV | 10.0032 | 9.8717 | 9.7043 | 11.6983 | 11.6983 | 11.7121 | 85.51% | 84.39% | 82.86% | 84.25% | 84.25% | Y | N | Y | 5 | 0 | 5
| 60 | NSTAR | Central | Boston | Tremont Street | 52 | 14A | Roxbury | D | 5202 | ROX | 4.16kV | 4.16kV | 4.16kV | 2.0439 | 1.9094 | 2.5939 | 2.5908 | 2.5908 | 2.5939 | 78.89% | 73.7% | 100% | 84.2% | 84.2% | Y | N | Y | 2 | 0 | 2
| 1799 | NSTAR | West | Waltham | Trapelo Road | 450 | 110A | Waltham | D | 450-H6 | LEX,WAL | 13.8kV | 13.8kV | 13.8kV | 10.4091 | 9.4414 | 9.3936 | 11.5789 | 11.5789 | 11.5926 | 89.9% | 81.54% | 81.03% | 84.16% | 84.16% | Y | N | Y | 5 | 0 | 5
| 215 | NSTAR | Central | Somerville | Woburn | 211 | 110D | Woburn | D | 211-H11 | ARL,WIN | 13.8kV | 13.8kV | 13.8kV | 8.714 | 9.0829 | 9.6326 | 10.8627 | 10.8627 | 10.8755 | 80.22% | 83.62% | 88.57% | 84.14% | 84.14% | Y | N | Y | 5 | 0 | 5
| 633 | NSTAR | Central | Boston | Hyde Park | 496 | 110A | Hyde Park | D | 496-H7 | HYP MIT | 13.8kV | 13.8kV | 13.8kV | 9.1437 | 9.7999 | 10.278 | 11.5789 | 11.5789 | 11.5926 | 78.97% | 84.64% | 88.66% | 84.09% | 84.09% | Y | N | Y | 5 | 0 | 5
| 1801 | NSTAR | West | Waltham | Trapelo Road | 450 | 110A | Waltham | D | 450-H8 | WAL | 13.8kV | 13.8kV | 13.8kV | 10.0032 | 9.5609 | 9.9434 | 11.6983 | 11.6983 | 11.7121 | 85.51% | 81.73% | 84.9% | 84.05% | 84.05% | Y | N | Y | 5 | 0 | 5
| 614 | NSTAR | Central | Somerville | Willoughby St | 488 | 110C | Chelsea | D | 488-H2 | CHE | 13.8kV | 13.8kV | 13.8kV | 9.6212 | 10.3736 | 9.2024 | 11.5789 | 11.5789 | 11.5926 | 83.09% | 89.59% | 79.38% | 84.02% | 84.02% | Y | N | Y | 5 | 0 | 5
| 1167 | NSTAR | South | Plymouth | Jones River Sub | 722 | 1 | Plymouth | D | 3-17-31J1 | KIN | 4.16kV | 4.16kV | 4.16kV | 1.6553 | 1.6933 | 1.7293 | 2.0151 | 2.0151 | 2.0175 | 82.14% | 84.03% | 85.71% | 83.96% | 83.96% | Y | N | Y | 2 | 0 | 2
| 1818 | NSTAR | West | Waltham | Arsenal Street | 467 | 110B | Watertown | D | 467-H1 | WAL,WAT | 13.8kV | 13.8kV | 13.8kV | 8.9527 | 9.6087 | 10.6126 | 11.5789 | 11.5789 | 11.5926 | 77.32% | 82.98% | 91.55% | 83.95% | 83.95% | Y | N | Y | 5 | 0 | 5
| 604 | NSTAR | Central | Boston | Dewar Street | 483 | 110A | Dorchester | D | 483-H2 | DOR | 13.8kV | 13.8kV | 13.8kV | 5.3239 | 5.4975 | 6.3102 | 6.8041 | 6.8041 | 6.8122 | 78.25% | 80.8% | 92.63% | 83.89% | 83.89% | Y | N | Y | 5 | 0 | 5
| 34 | NSTAR | Central | Boston | Allston | 36 | 14D | Allston | D | 3619 | BRI | 4.16kV | 4.16kV | 4.16kV | 1.9791 | 2.1616 | 2.3778 | 2.5908 | 2.5908 | 2.5939 | 76.39% | 83.43% | 91.67% | 83.83% | 83.83% | Y | N | Y | 2 | 0 | 2
| 497 | NSTAR | Central | Somerville | Dragon Court | 375 | 110C | Woburn | D | 375-H6 | BUR,WOB | 13.8kV | 13.8kV | 13.8kV | 9.5973 | 9.5609 | 10.2541 | 11.6983 | 11.6983 | 11.7121 | 82.04% | 81.73% | 87.55% | 83.77% | 83.77% | Y | N | Y | 5 | 0 | 5
| 789 | NSTAR | Central | Somerville | Mellen | 822 | 14A | Cambridge | D | 822-22 | CAM | 4.16kV | 4.16kV | 4.16kV | 2.5117 | 2.0103 | 1.8085 | 2.5189 | 2.5189 | 2.5219 | 99.71% | 79.81% | 71.71% | 83.75% | 83.75% | Y | N | Y | 2 | 0 | 2
| 1657 | NSTAR | West | Waltham | Waltham | 282 | 110B | Waltham | D | 282-H1 | LIN,WAL,WAY,WTN | 13.8kV | 13.8kV | 13.8kV | 9.2392 | 11.1863 | 8.8917 | 11.6983 | 11.6983 | 11.7121 | 78.98% | 95.62% | 75.92% | 83.51% | 83.51% | Y | N | Y | 5 | 0 | 5
| 531 | NSTAR | Central | Boston | Amory Street | 396 | 110B | Roxbury | D | 396-01 | ROX,WRX | 4.16kV | 4.16kV | 4.16kV | 1.3962 | 1.5924 | 1.8662 | 1.9431 | 1.9431 | 1.9454 | 71.85% | 81.95% | 95.93% | 83.24% | 83.24% | Y | N | Y | 2 | 0 | 2
| 1563 | NSTAR | West | Waltham | Grant Street | 34 | 14D | Lexington | D | 3407 | LEX | 4.16kV | 4.16kV | 4.16kV | 1.4034 | 1.5347 | 1.5564 | 1.7992 | 1.7992 | 1.8013 | 78% | 85.3% | 86.4% | 83.23% | 83.23% | Y | N | Y | 2 | 0 | 2
| 1883 | NSTAR | West | Southboro | Medway | 65 | 110B | Medway | D | 65-H5 | ASH,FRA,HOL,HOK,MDW | 13.8kV | 13.8kV | 13.8kV | 13.1068 | 7.7682 | 8.318 | 11.6983 | 11.6983 | 11.7121 | 112% | 66.41% | 71.02% | 83.16% | 83.16% | Y | N | Y | 5 | 0 | 5
| 607 | NSTAR | Central | Boston | Dewar Street | 483 | 110A | Dorchester | D | 483-H5 | DOR WRX | 13.8kV | 13.8kV | 13.8kV | 8.9527 | 9.298 | 10.5887 | 11.5789 | 11.5789 | 11.5926 | 77.32% | 80.3% | 91.34% | 82.99% | 82.99% | Y | N | Y | 5 | 0 | 5
| 1819 | NSTAR | West | Waltham | Arsenal Street | 467 | 110A | Watertown | D | 467-H10 | WAT | 13.8kV | 13.8kV | 13.8kV | 10.2181 | 10.6604 | 8.2463 | 11.6983 | 11.6983 | 11.7121 | 87.35% | 91.13% | 70.41% | 82.96% | 82.96% | Y | N | Y | 5 | 0 | 5
| 1074 | NSTAR | South | New Bedford | Bell Rock | 661 | N12 | Fall River | D | 2-635-635 | FRE | 34.5 | 34.5 | 34.5kV | 11.937 | 13.1463 | 51.3899 | 30.7378 | 30.7378 | 30.7742 | 38.83% | 42.77% | 167% | 82.86% | 82.86% | Y | N | Y | 5 | 0 | 5
| 603 | NSTAR | Central | Boston | Dewar Street | 483 | 110A | Dorchester | D | 483-H1 | DOR | 13.8kV | 13.8kV | 13.8kV | 5.2762 | 5.2585 | 6.3819 | 6.8041 | 6.8041 | 6.8122 | 77.54% | 77.28% | 93.68% | 82.84% | 82.84% | Y | N | Y | 5 | 0 | 5
| 454 | NSTAR | Central | Boston | Readville | 344 | 14C | Hyde Park | D | 344-08 | HYP | 4.16kV | 4.16kV | 4.16kV | 2.267 | 2.5435 | 2.7885 | 3.0586 | 3.0586 | 3.0623 | 74.12% | 83.16% | 91.06% | 82.78% | 82.78% | Y | N | Y | 2 | 0 | 2
| 810 | NSTAR | Central | Somerville | Alewife | 828 | 110A | Cambridge | D | 828-1103 | CAM | 13.8kV | 13.8kV | 13.8kV | 6.9951 | 5.2585 | 5.4497 | 5.8491 | 8.3559 | 8.3658 | 119.6% | 62.93% | 65.14% | 82.56% | 82.56% | Y | N | Y | 5 | 0 | 5
| 469 | NSTAR | Central | Boston | Colburn St | 350 | 110C | Boston | D | 350-H7 | ROX BKL | 13.8kV | 13.8kV | 13.8kV | 9.5496 | 9.3219 | 9.7999 | 11.5789 | 11.5789 | 11.5926 | 82.47% | 80.51% | 84.54% | 82.51% | 82.51% | Y | N | Y | 5 | 0 | 5
| 1457 | NSTAR | South | Cape & Vineyard | Chatham | 914 | 2 | Chatham | D | 4-95B-940 | CHM | 4.16kV | 4.16kV | 4.16kV | 2.1943 | 2.3352 | 2.0296 | 2.6521 | 2.6521 | 2.6552 | 82.74% | 88.05% | 76.44% | 82.41% | 82.41% | Y | N | Y | 2 | 0 | 2
| 1596 | NSTAR | West | Waltham | Needham | 148 | 14C | Needham | D | 148-04 | NEE | 4.16kV | 4.16kV | 4.16kV | 1.8424 | 1.7581 | 1.5564 | 2.0871 | 2.0871 | 2.0895 | 88.28% | 84.24% | 74.48% | 82.33% | 82.33% | Y | N | Y | 2 | 0 | 2
| 1539 | NSTAR | West | Walpole | Stone Street | 26 | 14A | Walpole | D | 2607 | WLP | 4.16kV | 4.16kV | 4.16kV | 1.4825 | 1.5491 | 1.1456 | 1.6912 | 1.6912 | 1.6933 | 87.66% | 91.6% | 67.66% | 82.31% | 82.31% | Y | N | Y | 2 | 0 | 2
| 466 | NSTAR | Central | Boston | Colburn St | 350 | 110C | Boston | D | 350-H4 | BOS ROX | 13.8kV | 13.8kV | 13.8kV | 8.4991 | 6.6926 | 5.9756 | 8.5946 | 8.5946 | 8.6048 | 98.89% | 77.87% | 69.44% | 82.07% | 82.07% | Y | N | Y | 5 | 0 | 5
| 1870 | NSTAR | West | Waltham | Hartwell Avenue | 533 | 110A | Lexington | D | 533-H4 | LEX | 13.8kV | 13.8kV | 13.8kV | 8.141 | 9.1307 | 7.9834 | 10.2658 | 10.2658 | 10.278 | 79.3% | 88.94% | 77.67% | 81.97% | 81.97% | Y | N | Y | 5 | 0 | 5
| 2036 | WMECO | SOUTHERN | SPRINGFIELD | Breckwood_20A | 20A | 20A-3X | SPRINGFIELD | D | 20A33 | SPRINGFIELD | 13.8 | 13.8 | 13.8 | 9.8 | 10.1824 | 10.4453 | 11.5 | 13.8 | 12.0707 | 85.22% | 73.79% | 86.53% | 81.85% | 81.85% | Y | N | Y | 5 | 0 | 5
| 816 | NSTAR | Central | Somerville | Alewife | 828 | 110C | Cambridge | D | 828-1339 | CAM | 13.8kV | 13.8kV | 13.8kV | 8.1649 | 5.0673 | 5.4019 | 6.8041 | 8.3559 | 8.3658 | 120% | 60.64% | 64.57% | 81.74% | 81.74% | Y | N | Y | 5 | 0 | 5
| 1443 | NSTAR | South | Cape & Vineyard | N. Eastham Sub | 962 | 1 | Eastham | D | 4-94B-956 | EAS | 4.8kV | 4.8kV | 4.8kV | 2.7403 | 2.012 | 1.6628 | 2.6158 | 2.6158 | 2.6189 | 104.8% | 76.92% | 63.49% | 81.72% | 81.72% | Y | N | Y | 2 | 0 | 2
| 108 | NSTAR | Central | Boston | Andrew Sq | 106 | 110B | South Boston | D | 106-H2 | DOR,SOB | 13.8kV | 13.8kV | 13.8kV | 7.4487 | 7.3858 | 7.4097 | 9.0721 | 9.0721 | 9.0829 | 82.11% | 81.41% | 81.58% | 81.7% | 81.7% | Y | N | Y | 5 | 0 | 5
| 1598 | NSTAR | West | Waltham | Needham | 148 | 14C | Needham | D | 148-06 | NEE | 4.16kV | 4.16kV | 4.16kV | 2.6484 | 2.738 | 3.2136 | 3.5264 | 3.5264 | 3.5306 | 75.1% | 77.64% | 91.02% | 81.26% | 81.26% | Y | N | Y | 2 | 0 | 2
| 68 | NSTAR | Central | Boston | Tremont Street | 52 | 14C | Roxbury | D | 5211 | ROX | 4.16kV | 4.16kV | 4.16kV | 1.1875 | 1.4771 | 1.4555 | 1.6912 | 1.6912 | 1.6933 | 70.21% | 87.34% | 85.96% | 81.17% | 81.17% | Y | N | Y | 2 | 0 | 2
| 1503 | NSTAR | West | Waltham | Homer Street | 17 | 14D | Newton | D | 1707 | NEW | 4.16kV | 4.16kV | 4.16kV | 1.1011 | 1.2681 | 1.3978 | 1.5473 | 1.5473 | 1.5491 | 71.16% | 81.96% | 90.23% | 81.12% | 81.12% | Y | N | Y | 2 | 0 | 2
| 224 | NSTAR | Central | Somerville | Woburn | 211 | 110C | Woburn | D | 211-H5 | WAY,WOB | 13.8kV | 13.8kV | 13.8kV | 6.4221 | 7.1468 | 6.7644 | 8.3559 | 8.3559 | 8.3658 | 76.86% | 85.53% | 80.86% | 81.08% | 81.08% | Y | N | Y | 5 | 0 | 5
| 6 | NSTAR | Central | Boston | Roslindale | 13 | 14C | Roslindale | D | 1308 | BKL WRX | 4.16kV | 4.16kV | 4.16kV | 1.6553 | 1.7149 | 1.8806 | 2.159 | 2.159 | 2.1616 | 76.67% | 79.43% | 87% | 81.03% | 81.03% | Y | N | Y | 2 | 0 | 2
| 702 | NSTAR | Central | Boston | K Street | 385 | 110C | S. Boston | D | 574-70H | BDT SOB | 13.8kV | 13.8kV | 13.8kV | 4.0108 | 4.2546 | 4.4936 | 5.2523 | 5.2523 | 5.2585 | 76.36% | 81.01% | 85.45% | 80.94% | 80.94% | Y | N | Y | 5 | 0 | 5
| 1711 | NSTAR | West | Waltham | Pine Street | 33 | 33-1350,33-1353, 33-1363 | Waltham | D | 33-H2 | WAL | 13.8kV | 13.8kV | 13.8kV | 9.096 | 9.7521 | 9.5609 | 11.6983 | 11.6983 | 11.7121 | 77.76% | 83.36% | 81.63% | 80.92% | 80.92% | Y | N | Y | 5 | 0 | 5
| 1569 | NSTAR | West | Waltham | Spring Street | 124 | 14A | Watertown | D | 124-04 | WAL,WAT | 4.16kV | 4.16kV | 4.16kV | 1.2738 | 1.7653 | 1.5852 | 1.9072 | 1.9072 | 1.9094 | 66.79% | 92.56% | 83.02% | 80.79% | 80.79% | Y | N | Y | 2 | 0 | 2
| 1805 | NSTAR | West | Southboro | West Framingham | 455 | 110A | Framingham | D | 455-H1 | FRA | 13.8kV | 13.8kV | 13.8kV | 8.6901 | 9.3697 | 10.3019 | 11.6983 | 11.6983 | 11.7121 | 74.29% | 80.09% | 87.96% | 80.78% | 80.78% | Y | N | Y | 5 | 0 | 5
| 221 | NSTAR | Central | Somerville | Woburn | 211 | 110A | Woburn | D | 211-H2 | WOB | 13.8kV | 13.8kV | 13.8kV | 5.8969 | 6.1907 | 4.398 | 6.8041 | 6.8041 | 6.8122 | 86.67% | 90.98% | 64.56% | 80.74% | 80.74% | Y | N | Y | 5 | 0 | 5
| 1824 | NSTAR | West | Waltham | Arsenal Street | 467 | 110A | Watertown | D | 467-H4 | WAT | 13.8kV | 13.8kV | 13.8kV | 8.6424 | 9.6804 | 9.7282 | 11.5789 | 11.5789 | 11.5926 | 74.64% | 83.6% | 83.92% | 80.72% | 80.72% | Y | N | Y | 5 | 0 | 5
| 930 | NSTAR | South | New Bedford | Durfee St. | 686 | 1 | New Bedford | D | 2-8-43 | NEB | 3.74kV | 3.74kV | 3.74kV | 1.3393 | 1.1595 | 1.9822 | 1.8505 | 1.8505 | 1.8527 | 72.38% | 62.66% | 107% | 80.68% | 80.68% | Y | N | Y | 2 | 0 | 2
| 1599 | NSTAR | West | Waltham | Needham | 148 | 14C | Needham | D | 148-07 | NEE | 4.16kV | 4.16kV | 4.16kV | 2.778 | 2.6588 | 3.0767 | 3.5264 | 3.5264 | 3.5306 | 78.78% | 75.4% | 87.14% | 80.44% | 80.44% | Y | N | Y | 2 | 0 | 2
| 1825 | NSTAR | West | Waltham | Arsenal Street | 467 | 110B | Watertown | D | 467-H5 | NEW,WAL,WAT | 13.8kV | 13.8kV | 13.8kV | 8.523 | 8.2702 | 9.3697 | 10.8627 | 10.8627 | 10.8755 | 78.46% | 76.13% | 86.15% | 80.25% | 80.25% | Y | N | Y | 5 | 0 | 5
| 46 | NSTAR | Central | Boston | Central Street | 43 | 14D | Dorchester | D | 4312 | DOR | 4.16kV | 4.16kV | 4.16kV | 1.5905 | 1.4843 | 1.5924 | 1.9431 | 1.9431 | 1.9454 | 81.85% | 76.39% | 81.85% | 80.03% | 80.03% | Y | N | Y | 2 | 0 | 2
| 1060 | NSTAR | South | New Bedford | Rockdale | 693 | 1 | New Bedford | D | 2-59-38 | NEB | 3.74kV | 3.74kV | 3.74kV | 1.7017 | 1.7944 | 1.9563 | 2.271 | 2.271 | 2.2737 | 74.93% | 79.01% | 86.04% | 79.99% | 79.99% | Y | N | Y | 2 | 0 | 2
| 1116 | NSTAR | South | New Bedford | Hathaway St. | 617 | S | N. Bedford | D | 2-85-131 | NEB | 3.74kV | 3.74kV | 3.74kV | 1.3264 | 1.5936 | 1.5158 | 1.8505 | 1.8505 | 1.8527 | 71.68% | 86.12% | 81.82% | 79.87% | 79.87% | Y | N | Y | 2 | 0 | 2
| 1650 | NSTAR | West | Waltham | Newtonville | 277 | 277-1368 | Newton | D | 277-04 | NEW | 4.16kV | 4.16kV | 4.16kV | 1.3818 | 1.0664 | 1.1745 | 1.5113 | 1.5113 | 1.5131 | 91.43% | 70.56% | 77.62% | 79.87% | 79.87% | Y | N | Y | 2 | 0 | 2
| 1080 | NSTAR | South | New Bedford | Depot St. | 685 | 1 | New Bedford | D | 2-67-42 | NEB | 3.74kV | 3.74kV | 3.74kV | 1.3911 | 1.3733 | 1.6713 | 1.8505 | 1.8505 | 1.8527 | 75.17% | 74.21% | 90.21% | 79.87% | 79.87% | Y | N | Y | 2 | 0 | 2
| 1604 | NSTAR | West | Waltham | Needham | 148 | 110C | Needham | D | 148-H4 | NEE | 13.8kV | 13.8kV | 13.8kV | 11.0298 | 8.1507 | 8.8199 | 11.6983 | 11.6983 | 11.7121 | 94.29% | 69.67% | 75.31% | 79.76% | 79.76% | Y | N | Y | 5 | 0 | 5
| 1681 | NSTAR | West | Waltham | Elliot Street | 292 | 110A | Newton | D | 292-H4 | NEE,NEW | 13.8kV | 13.8kV | 13.8kV | 6.9951 | 6.4775 | 7.099 | 8.5946 | 8.5946 | 8.6048 | 81.39% | 75.37% | 82.5% | 79.75% | 79.75% | Y | N | Y | 5 | 0 | 5
| 1589 | NSTAR | West | Walpole | South Street | 146 | 110B | Walpole | D | 146-H6 | MDF,WLP | 13.8kV | 13.8kV | 13.8kV | 6.7563 | 7.2663 | 5.9517 | 8.3559 | 8.3559 | 8.3658 | 80.86% | 86.96% | 71.14% | 79.65% | 79.65% | Y | N | Y | 5 | 0 | 5
| 1629 | NSTAR | West | Southboro | Leland Street | 240 | 110C | Framingham | D | 240-H1 | FRA,NAT,SHE | 13.8kV | 13.8kV | 13.8kV | 8.3082 | 9.4653 | 10.1824 | 11.6983 | 11.6983 | 11.7121 | 71.02% | 80.91% | 86.94% | 79.62% | 79.62% | Y | N | Y | 5 | 0 | 5
| 618 | NSTAR | Central | Somerville | Willoughby St | 488 | 110C | Chelsea | D | 488-H6 | CHE | 13.8kV | 13.8kV | 13.8kV | 7.3293 | 7.4814 | 8.2941 | 9.669 | 9.669 | 9.6804 | 75.8% | 77.38% | 85.68% | 79.62% | 79.62% | Y | N | Y | 5 | 0 | 5
| 1541 | NSTAR | West | Walpole | Stone Street | 26 | 14A | Walpole | D | 2609 | SHA,WLP | 4.16kV | 4.16kV | 4.16kV | 1.8496 | 1.8734 | 1.2609 | 2.0871 | 2.0871 | 2.0895 | 88.62% | 89.76% | 60.34% | 79.58% | 79.58% | Y | N | Y | 2 | 0 | 2
| 1054 | NSTAR | South | New Bedford | Ash St. | 615 | W | New Bedford | D | 2-55-38 | NEB | 3.74kV | 3.74kV | 3.74kV | 1.5981 | 1.9369 | 1.8786 | 2.271 | 2.271 | 2.2737 | 70.37% | 85.29% | 82.62% | 79.43% | 79.43% | Y | N | Y | 2 | 0 | 2
| 1117 | NSTAR | South | New Bedford | Hathaway St. | 617 | S | New Bedford | D | 2-85-134 | NEB | 3.74kV | 3.74kV | 3.74kV | 1.1646 | 1.2761 | 1.9693 | 1.8505 | 1.8505 | 1.8527 | 62.94% | 68.96% | 106.3% | 79.4% | 79.4% | Y | N | Y | 2 | 0 | 2
| 296 | NSTAR | Central | Somerville | Mystic Station | 250 | 110B | Charlestown | D | 250-H6 | SOM CHT | 13.8kV | 13.8kV | 13.8kV | 8.8334 | 9.0829 | 9.6326 | 11.5789 | 11.5789 | 11.5926 | 76.29% | 78.44% | 83.09% | 79.27% | 79.27% | Y | N | Y | 5 | 0 | 5
| 1712 | NSTAR | West | Waltham | Pine Street | 33 | 33-1351, 33-1352, 33-1362 | Waltham | D | 33-H3 | NEW,WAL,WTN | 13.8kV | 13.8kV | 13.8kV | 7.6874 | 6.3341 | 6.6926 | 8.714 | 8.714 | 8.7243 | 88.22% | 72.69% | 76.71% | 79.21% | 79.21% | Y | N | Y | 5 | 0 | 5
| 1520 | NSTAR | West | Southboro | Mechanic St | 23 | 14C | Natick | D | 2302 | NAT | 4.16kV | 4.16kV | 4.16kV | 1.6912 | 1.7581 | 1.6716 | 2.159 | 2.159 | 2.1616 | 78.33% | 81.43% | 77.33% | 79.03% | 79.03% | Y | N | Y | 2 | 0 | 2
| 78 | NSTAR | Central | Boston | Pingree St | 60 | 14AB | Hyde Park | D | 6003 | DOR,HYP,MIT | 4.16kV | 4.16kV | 4.16kV | 1.5905 | 1.6933 | 1.8302 | 2.159 | 2.159 | 2.1616 | 73.67% | 78.43% | 84.67% | 78.92% | 78.92% | Y | N | Y | 2 | 0 | 2
| 310 | NSTAR | Central | Boston | Washington St | 284 | 110B | Jamaica Plain | D | 284-03 | WRX | 4.16kV | 4.16kV | 4.16kV | 2.1446 | 1.1889 | 1.2609 | 1.9431 | 1.9431 | 1.9454 | 110.4% | 61.18% | 64.81% | 78.79% | 78.79% | Y | N | Y | 2 | 0 | 2
| 25 | NSTAR | Central | Boston | Allston | 36 | 14A | Allston | D | 3604 | BRI | 4.16kV | 4.16kV | 4.16kV | 1.9431 | 2.0175 | 2.1616 | 2.5908 | 2.5908 | 2.5939 | 75% | 77.87% | 83.33% | 78.73% | 78.73% | Y | N | Y | 2 | 0 | 2
| 1666 | NSTAR | West | Waltham | Waltham | 282 | 110B | Waltham | D | 282-H9 | NEW,WAL | 13.8kV | 13.8kV | 13.8kV | 8.141 | 9.4175 | 9.7999 | 11.5789 | 11.5789 | 11.5926 | 70.31% | 81.33% | 84.54% | 78.73% | 78.73% | Y | N | Y | 5 | 0 | 5
| 1064 | NSTAR | South | New Bedford | Bonney St. | 682 | 1 | New Bedford | D | 2-60-39 | NEB | 3.74kV | 3.74kV | 3.74kV | 1.307 | 1.4834 | 1.5741 | 1.8505 | 1.8505 | 1.8527 | 70.63% | 80.16% | 84.97% | 78.59% | 78.59% | Y | N | Y | 2 | 0 | 2
| 377 | NSTAR | Central | Boston | Mattapan | 311 | 110B | Mattapan | D | 311-12 | DOR,WRX | 4.16kV | 4.16kV | 4.16kV | 1.8856 | 1.9599 | 2.2625 | 2.5908 | 2.5908 | 2.5939 | 72.78% | 75.65% | 87.22% | 78.55% | 78.55% | Y | N | Y | 2 | 0 | 2
| 667 | NSTAR | Central | Boston | Willow St | 516 | 24AC | W. Roxbury | D | 516-03 | BKL,WRX | 4.16kV | 4.16kV | 4.16kV | 2.0295 | 1.931 | 2.1472 | 2.5908 | 2.5908 | 2.5939 | 78.33% | 74.53% | 82.78% | 78.55% | 78.55% | Y | N | Y | 2 | 0 | 2
| 969 | NSTAR | South | Plymouth | Duxbury Sub | 738 | 1 | Duxbury | D | 3-25-25 | DUX | 22.8kV | 22.8kV | 22.8kV | 10.6499 | 10.2676 | 10.6625 | 13.411 | 13.411 | 13.4269 | 79.41% | 76.56% | 79.41% | 78.46% | 78.46% | Y | N | Y | 5 | 0 | 5
| 80 | NSTAR | Central | Boston | Pingree St | 60 | 14AB | Hyde Park | D | 6005 | HYP,WRX | 4.16kV | 4.16kV | 4.16kV | 1.7344 | 1.6933 | 1.5564 | 2.1231 | 2.1231 | 2.1256 | 81.69% | 79.76% | 73.22% | 78.22% | 78.22% | Y | N | Y | 2 | 0 | 2
| 1764 | NSTAR | West | Waltham | Burlington | 391 | 110B | Burlington | D | 391-H6 | BUR | 13.8kV | 13.8kV | 13.8kV | 10.5046 | 8.3419 | 8.2702 | 11.5789 | 11.5789 | 11.5926 | 90.72% | 72.04% | 71.34% | 78.04% | 78.04% | Y | N | Y | 5 | 0 | 5
| 474 | NSTAR | Central | Boston | Brook Rd | 362 | 14A | Milton | D | 362-03 | MIT | 4.16kV | 4.16kV | 4.16kV | 1.2954 | 2.3778 | 2.3922 | 2.5908 | 2.5908 | 2.5939 | 50% | 91.78% | 92.22% | 78% | 78% | Y | N | Y | 2 | 0 | 2
| 661 | NSTAR | Central | Boston | Dewar Street | 483 | 110A | Dorchester | D | 511-1498H1 | DOR | 13.8kV | 13.8kV | 13.8kV | 5.3716 | 7.4575 | 7.2902 | 8.5946 | 8.5946 | 8.6048 | 62.5% | 86.77% | 84.72% | 78% | 78% | Y | N | Y | 5 | 0 | 5
| 1846 | NSTAR | West | Walpole | Canton | 470 | 110C | Canton | D | 470-H7 | CAN,MIT | 13.8kV | 13.8kV | 13.8kV | 9.8838 | 8.8678 | 6.6209 | 10.8627 | 10.8627 | 10.8755 | 90.99% | 81.64% | 60.88% | 77.83% | 77.83% | Y | N | Y | 5 | 0 | 5
| 1882 | NSTAR | West | Walpole | Medway | 65 | 110A | Medway | D | 65-H4 | BLG,MDW | 13.8kV | 13.8kV | 13.8kV | 13.7037 | 8.079 | 5.5214 | 11.6983 | 11.6983 | 11.7121 | 117.1% | 69.06% | 47.14% | 77.78% | 77.78% | Y | N | Y | 5 | 0 | 5
| 266 | NSTAR | Central | Boston | PNU23 | PNU23 | 110B | Brookline | D | 23N30 | BKL | 4.16kV | 4.16kV | 4.16kV | 1.4322 | 2.3057 | 2.3057 | 2.5908 | 2.5908 | 2.5939 | 55.28% | 88.99% | 88.89% | 77.72% | 77.72% | Y | N | Y | 2 | 0 | 2
| 1871 | NSTAR | West | Waltham | Hartwell Avenue | 533 | 110A | Lexington | D | 533-H5 | BED | 13.8kV | 13.8kV | 13.8kV | 8.8811 | 8.6765 | 7.7682 | 10.8627 | 10.8627 | 10.8755 | 81.76% | 79.87% | 71.43% | 77.69% | 77.69% | Y | N | Y | 5 | 0 | 5
| 672 | NSTAR | Central | Boston | Dewar Street | 483 | 110B | Dorchester | D | 52-1487H2 | ROX | 13.8kV | 13.8kV | 13.8kV | 2.0293 | 2.9639 | 2.7966 | 3.3424 | 3.3424 | 3.3463 | 60.71% | 88.68% | 83.57% | 77.65% | 77.65% | Y | N | Y | 5 | 0 | 5
| 1600 | NSTAR | West | Waltham | Needham | 148 | 14C | Needham | D | 148-08 | NEE | 4.16kV | 4.16kV | 4.16kV | 2.5189 | 2.6588 | 3.0262 | 3.5264 | 3.5264 | 3.5306 | 71.43% | 75.4% | 85.71% | 77.51% | 77.51% | Y | N | Y | 2 | 0 | 2
| 1718 | NSTAR | West | Southboro | Sudbury | 342 | 110B | Sudbury | D | 342-H4 | FRA,SUD | 13.8kV | 13.8kV | 13.8kV | 8.1172 | 8.796 | 9.9195 | 11.5789 | 11.5789 | 11.5926 | 70.1% | 75.97% | 85.57% | 77.21% | 77.21% | Y | N | Y | 5 | 0 | 5
| 114 | NSTAR | Central | Boston | Andrew Sq | 106 | 110C | South Boston | D | 106-H8 | DOR ROX SOB | 13.8kV | 13.8kV | 13.8kV | 6.1117 | 5.5214 | 6.6209 | 7.8784 | 7.8784 | 7.8878 | 77.58% | 70.08% | 83.94% | 77.2% | 77.2% | Y | N | Y | 5 | 0 | 5
| 932 | NSTAR | South | New Bedford | Second St. | 694 | 1 | New Bedford | D | 2-3-49 | NEB | 3.74kV | 3.74kV | 3.74kV | 1.1776 | 1.4575 | 1.6519 | 1.8505 | 1.8505 | 1.8527 | 63.64% | 78.76% | 89.16% | 77.19% | 77.19% | Y | N | Y | 2 | 0 | 2
| 1970 | WMECO | NORTHERN | HADLEY | Montague_21C | 21C | 21C-4X | MONTAGUE | D | 21C4 | MONTAGUE | 13.8 | 13.8 | 13.8kV | 5.9 | 7.5053 | 7.3619 | 9 | 9 | 8.9634 | 65.56% | 83.39% | 82.13% | 77.03% | 77.03% | Y | N | Y | 5 | 0 | 5
| 1586 | NSTAR | West | Walpole | South Street | 146 | 110B | Walpole | D | 146-H3 | NOF,SHA,WLP | 13.8kV | 13.8kV | 13.8kV | 10.5762 | 9.7999 | 6.6448 | 11.6983 | 11.6983 | 11.7121 | 90.41% | 83.77% | 56.73% | 76.97% | 76.97% | Y | N | Y | 5 | 0 | 5
| 66 | NSTAR | Central | Boston | Tremont Street | 52 | 14C | Roxbury | D | 5209 | ROX | 4.16kV | 4.16kV | 4.16kV | 1.0651 | 1.1889 | 1.3114 | 1.5473 | 1.5473 | 1.5491 | 68.84% | 76.84% | 84.65% | 76.77% | 76.77% | Y | N | Y | 2 | 0 | 2
| 63 | NSTAR | Central | Boston | Tremont Street | 52 | 14B | Roxbury | D | 5205 | BDT,ROX | 4.16kV | 4.16kV | 4.16kV | 1.0579 | 1.4843 | 1.3546 | 1.6912 | 1.6912 | 1.6933 | 62.55% | 87.76% | 80% | 76.77% | 76.77% | Y | N | Y | 2 | 0 | 2
| 1051 | NSTAR | South | New Bedford | Grit St. | 692 | 1 | New Bedford | D | 2-54-46 | NEB | 3.74kV | 3.74kV | 3.74kV | 1.3717 | 1.4251 | 1.464 | 1.8505 | 1.8505 | 1.8527 | 74.13% | 77.01% | 79.02% | 76.72% | 76.72% | Y | N | Y | 2 | 0 | 2
| 1039 | NSTAR | South | New Bedford | Fisher Rd. | 657 | W | Dartmouth | D | 2-528-528 | DAR | 13.2kV | 13.2kV | 13.2kV | 9.9337 | 8.5051 | 8.6194 | 11.7605 | 11.7605 | 11.7745 | 84.47% | 72.32% | 73.2% | 76.66% | 76.66% | Y | N | Y | 5 | 0 | 5
| 1741 | NSTAR | West | Waltham | Jackson Street | 369 | 292-215 | Newton | D | 369-07 | BKL,NEW | 4.16kV | 4.16kV | 4.16kV | 1.2954 | 1.369 | 1.3906 | 1.7632 | 1.7632 | 1.7653 | 73.47% | 77.64% | 78.78% | 76.63% | 76.63% | Y | N | Y | 2 | 0 | 2
| 1682 | NSTAR | West | Waltham | Elliot Street | 292 | 110D | Newton | D | 292-H5 | BKL,NEW | 13.8kV | 13.8kV | 13.8kV | 6.2789 | 6.2863 | 7.1707 | 8.5946 | 8.5946 | 8.6048 | 73.06% | 73.14% | 83.33% | 76.51% | 76.51% | Y | N | Y | 5 | 0 | 5
| 1880 | NSTAR | West | Southboro | Medway | 65 | 110A | Medway | D | 65-H2 | HOL,HOK,MDW | 13.8kV | 13.8kV | 13.8kV | 13.6798 | 6.6926 | 6.4775 | 11.6983 | 11.6983 | 11.7121 | 116.9% | 57.21% | 55.31% | 76.49% | 76.49% | Y | N | Y | 5 | 0 | 5
| 1698 | NSTAR | West | Waltham | Marrett Road | 320 | 110A | Lexington | D | 320-H3 | LEX LIC WAL | 13.8kV | 13.8kV | 13.8kV | 4.8225 | 7.5292 | 7.3619 | 8.5946 | 8.5946 | 8.6048 | 56.11% | 87.6% | 85.56% | 76.42% | 76.42% | Y | N | Y | 5 | 0 | 5
| 1775 | NSTAR | West | Southboro | Acton | 416 | 110A | Maynard | D | 416-H6 | MAY,SUD | 13.8kV | 13.8kV | 13.8kV | 8.1649 | 8.8439 | 9.7999 | 11.6983 | 11.6983 | 11.7121 | 69.8% | 75.6% | 83.67% | 76.36% | 76.36% | Y | N | Y | 5 | 0 | 5
| 606 | NSTAR | Central | Boston | Dewar Street | 483 | 110A | Dorchester | D | 483-H4 | DOR | 13.8kV | 13.8kV | 13.8kV | 8.2843 | 8.4853 | 9.7521 | 11.5789 | 11.5789 | 11.5926 | 71.55% | 73.28% | 84.12% | 76.32% | 76.32% | Y | N | Y | 5 | 0 | 5
| 1564 | NSTAR | West | Waltham | Grant Street | 34 | 14B | Lexington | D | 3408 | LEX | 4.16kV | 4.16kV | 4.16kV | 1.5185 | 1.3618 | 1.2393 | 1.7992 | 1.7992 | 1.8013 | 84.4% | 75.69% | 68.8% | 76.3% | 76.3% | Y | N | Y | 2 | 0 | 2
| 308 | NSTAR | Central | Boston | Washington St | 284 | 110B | Jamaica Plain | D | 284-01 | WRX | 4.16kV | 4.16kV | 4.16kV | 1.9143 | 1.8734 | 2.1256 | 2.5908 | 2.5908 | 2.5939 | 73.89% | 72.31% | 81.94% | 76.05% | 76.05% | Y | N | Y | 2 | 0 | 2
| 267 | NSTAR | Central | Somerville | Mystic Station | 250 | 110B | Charlestown | D | 250-1N33H | SOM | 13.8kV | 13.8kV | 13.8kV | 5.6104 | 4.1829 | 5.9756 | 6.9235 | 6.9235 | 6.9317 | 81.03% | 60.42% | 86.21% | 75.89% | 75.89% | Y | N | Y | 5 | 0 | 5
| 410 | NSTAR | Central | Boston | San Juan Street | 318 | 14D | Boston | D | 318-13 | BDT | 4.16kV | 4.16kV | 4.16kV | 1.7776 | 1.9959 | 2.1256 | 2.5908 | 2.5908 | 2.5939 | 68.61% | 77.04% | 81.94% | 75.86% | 75.86% | Y | N | Y | 2 | 0 | 2
| 1685 | NSTAR | West | Waltham | Elliot Street | 292 | 110C | Newton | D | 292-H8 | BRI,NEW | 13.8kV | 13.8kV | 13.8kV | 6.064 | 6.7165 | 6.7165 | 8.5946 | 8.5946 | 8.6048 | 70.56% | 78.15% | 78.06% | 75.59% | 75.59% | Y | N | Y | 5 | 0 | 5
| 288 | NSTAR | Central | Somerville | Mystic Station | 250 | 110B | Charlestown | D | 250-1N90H2 | SOM | 13.8kV | 13.8kV | 13.8kV | 6.5654 | 7.1468 | 8.2224 | 9.669 | 9.669 | 9.6804 | 67.9% | 73.91% | 84.94% | 75.58% | 75.58% | Y | N | Y | 5 | 0 | 5
| 627 | NSTAR | Central | Boston | Hyde Park | 496 | 110A | Hyde Park | D | 496-H1XY | DOR,MIT | 13.8kV | 13.8kV | 13.8kV | 7.6636 | 7.4097 | 5.7366 | 9.1915 | 9.1915 | 9.2024 | 83.38% | 80.61% | 62.34% | 75.44% | 75.44% | Y | N | Y | 5 | 0 | 5
| 115 | NSTAR | Central | Somerville | Beacon St | 14 | 14kV Bus | Chelsea | D | 108-195H | EOB | 13.8kV | 13.8kV | 13.8kV | 5.491 | 6.8361 | 6.5731 | 8.3559 | 8.3559 | 8.3658 | 65.71% | 81.81% | 78.57% | 75.37% | 75.37% | Y | N | Y | 5 | 0 | 5
| 1902 | WMECO | NORTHERN | PITTSFIELD | Pleasant_16B | 16B | 16B-1X,16B-2X | LEE | D | 16B7 | LEE | 23 | 23 | 23 | 15.2 | 17.369 | 17.4088 | 22.5 | 22.6 | 21.3129 | 67.56% | 76.85% | 81.68% | 75.36% | 75.36% | Y | N | Y | 5 | 0 | 5
| 444 | NSTAR | Central | Boston | Brighton | 329 | 110A | Brighton | D | 329-H6 | BRI | 13.8kV | 13.8kV | 13.8kV | 6.6847 | 6.2146 | 5.9756 | 8.3559 | 8.3559 | 8.3658 | 80% | 74.37% | 71.43% | 75.27% | 75.27% | Y | N | Y | 5 | 0 | 5
| 1562 | NSTAR | West | Waltham | Grant Street | 34 | 14C | Lexington | D | 3406 | LEX | 4.16kV | 4.16kV | 4.16kV | 1.1803 | 1.4195 | 1.4627 | 1.7992 | 1.7992 | 1.8013 | 65.6% | 78.89% | 81.2% | 75.23% | 75.23% | Y | N | Y | 2 | 0 | 2
| 571 | NSTAR | Central | Boston | Lagrange St | 443 | 24AB | W. Roxbury | D | 443-01 | BKL,WRX | 4.16kV | 4.16kV | 4.16kV | 2.0511 | 2.1544 | 2.2913 | 2.8787 | 2.8787 | 2.8821 | 71.25% | 74.84% | 79.5% | 75.2% | 75.2% | Y | N | Y | 2 | 0 | 2
| 1692 | NSTAR | West | Waltham | Auburn Street | 316 | 17-1355H | Newton | D | 316-01 | NEW | 4.16kV | 4.16kV | 4.16kV | 1.5113 | 1.333 | 1.859 | 2.0871 | 2.0871 | 2.0895 | 72.41% | 63.87% | 88.97% | 75.08% | 75.08% | Y | N | Y | 2 | 0 | 2
| 1728 | NSTAR | West | Waltham | Burlington | 391 | 110A | Lexington | D | 346-1395H1 | BUR | 13.8kV | 13.8kV | 13.8kV | 7.8784 | 9.0351 | 9.4414 | 11.6983 | 11.6983 | 11.7121 | 67.35% | 77.23% | 80.61% | 75.06% | 75.06% | Y | N | Y | 5 | 0 | 5
| 111 | NSTAR | Central | Boston | Andrew Sq | 106 | 110C | South Boston | D | 106-H5 | BOS SOB ROX | 13.8kV | 13.8kV | 13.8kV | 6.5654 | 6.7165 | 7.1229 | 9.0721 | 9.0721 | 9.0829 | 72.37% | 74.04% | 78.42% | 74.94% | 74.94% | Y | N | Y | 5 | 0 | 5
| 1900 | WMECO | NORTHERN | PITTSFIELD | Pleasant_16B | 16B | 16B-1X,16B-2X | LEE | D | 16B4 | LEE | 23 | 23 | 23 | 15.3 | 17.0901 | 17.2893 | 22.5 | 22.6 | 21.3129 | 68% | 75.62% | 81.12% | 74.91% | 74.91% | Y | N | Y | 5 | 0 | 5
| 429 | NSTAR | Central | Somerville | Main St | 325 | 14A | Woburn | D | 325-03 | WOB | 4.16kV | 4.16kV | 4.16kV | 1.4034 | 1.5131 | 1.4483 | 1.9431 | 1.9431 | 1.9454 | 72.22% | 77.87% | 74.44% | 74.85% | 74.85% | Y | N | Y | 2 | 0 | 2
| 784 | NSTAR | Central | Somerville | Cambridge | 821 | 14A | Cambridge | D | 821-05 | CAM | 4.16kV | 4.16kV | 4.16kV | 1.7344 | 2.0319 | 1.8878 | 2.5189 | 2.5189 | 2.5219 | 68.86% | 80.67% | 74.86% | 74.79% | 74.79% | Y | N | Y | 2 | 0 | 2
| 1593 | NSTAR | West | Waltham | Needham | 148 | 14A & 14B | Needham | D | 148-01 | NEE | 4.16kV | 4.16kV | 4.16kV | 2.4469 | 2.6516 | 2.8173 | 3.5264 | 3.5264 | 3.5306 | 69.39% | 75.19% | 79.8% | 74.79% | 74.79% | Y | N | Y | 2 | 0 | 2
| 1567 | NSTAR | West | Waltham | Spring Street | 124 | 14A | Watertown | D | 124-02 | WAT | 4.16kV | 4.16kV | 4.16kV | 0.97157 | 1.6788 | 1.9454 | 1.6912 | 1.6912 | 2.8821 | 57.45% | 99.27% | 67.5% | 74.74% | 74.74% | Y | N | Y | 2 | 0 | 2
| 2087 | WMECO | SOUTHERN | SPRINGFIELD | Silver_30A | 30A | 30A-2X | AGAWAM | D | 30A2 | AGAWAM | 13.8 | 13.8 | 13.8 | 8.8 | 9.8956 | 9.9912 | 12.8 | 12.8 | 12.7877 | 68.75% | 77.31% | 78.13% | 74.73% | 74.73% | Y | N | Y | 5 | 0 | 5
| 43 | NSTAR | Central | Boston | Central Street | 43 | 14F | Dorchester | D | 4309 | MIT | 4.16kV | 4.16kV | 4.16kV | 1.4322 | 1.4555 | 1.4699 | 1.9431 | 1.9431 | 1.9454 | 73.7% | 74.9% | 75.56% | 74.72% | 74.72% | Y | N | Y | 2 | 0 | 2
| 1673 | NSTAR | West | Waltham | Elliot Street | 292 | 110A | Newton | D | 292-H10 | NEE | 13.8kV | 13.8kV | 13.8kV | 6.5892 | 5.7366 | 6.9317 | 8.5946 | 8.5946 | 8.6048 | 76.67% | 66.75% | 80.56% | 74.66% | 74.66% | Y | N | Y | 5 | 0 | 5
| 668 | NSTAR | Central | Boston | Willow St | 516 | 24AC | W. Roxbury | D | 516-06 | BKL,WRX | 4.16kV | 4.16kV | 4.16kV | 2.3749 | 1.6356 | 1.7725 | 2.5908 | 2.5908 | 2.5939 | 91.67% | 63.13% | 68.33% | 74.38% | 74.38% | Y | N | Y | 2 | 0 | 2
| 594 | NSTAR | Central | Boston | Rockingham Ave | 468 | 24AB | W. Roxbury | D | 468-06 | WRX | 4.16kV | 4.16kV | 4.16kV | 2.7348 | 1.3978 | 2.6948 | 3.0586 | 3.0586 | 3.0623 | 89.41% | 45.7% | 88% | 74.37% | 74.37% | Y | N | Y | 2 | 0 | 2
| 582 | NSTAR | Central | Boston | Dewar Street | 483 | 110A | Dorchester | D | 466-1481H | DOR | 13.8kV | 13.8kV | 13.8kV | 7.1622 | 9.4892 | 9.1307 | 11.5789 | 11.5789 | 11.5926 | 61.86% | 81.95% | 78.76% | 74.19% | 74.19% | Y | N | Y | 5 | 0 | 5
| 1634 | NSTAR | West | Southboro | Leland Street | 240 | 110B | Framingham | D | 240-H6 | FRA | 13.8kV | 13.8kV | 13.8kV | 8.141 | 8.4136 | 9.2024 | 11.5789 | 11.5789 | 11.5926 | 70.31% | 72.66% | 79.38% | 74.12% | 74.12% | Y | N | Y | 5 | 0 | 5
| 210 | NSTAR | Central | Somerville | Woburn | 211 | 14A | Woburn | D | 211-05 | WIN | 4.16kV | 4.16kV | 4.16kV | 1.7992 | 1.931 | 2.3489 | 2.7348 | 2.7348 | 2.738 | 65.79% | 70.61% | 85.79% | 74.06% | 74.06% | Y | N | Y | 2 | 0 | 2
| 1587 | NSTAR | West | Walpole | South Street | 146 | 110C | Walpole | D | 146-H4 | WLP,WWO | 13.8kV | 13.8kV | 13.8kV | 7.6636 | 5.6648 | 5.2346 | 8.3559 | 8.3559 | 8.3658 | 91.71% | 67.79% | 62.57% | 74.03% | 74.03% | Y | N | Y | 5 | 0 | 5
| 1605 | NSTAR | West | Waltham | Needham | 148 | 110C | Needham | D | 148-H6 | NEE | 13.8kV | 13.8kV | 13.8kV | 10.0032 | 9.1546 | 7.6009 | 12.0564 | 12.0564 | 12.0707 | 82.97% | 75.93% | 62.97% | 73.96% | 73.96% | Y | N | Y | 5 | 0 | 5
| 974 | NSTAR | South | New Bedford | Industrial Park | 636 | 111 | N. Bedford | D | 2-101-101 | NEB | 13.2kV | 13.2kV | 13.2kV | 8.6548 | 9.191 | 9.008 | 12.1031 | 12.1031 | 12.1174 | 71.51% | 75.94% | 74.34% | 73.93% | 73.93% | Y | N | Y | 5 | 0 | 5
| 45 | NSTAR | Central | Boston | Central Street | 43 | 14E | Dorchester | D | 4311 | DOR | 4.16kV | 4.16kV | 4.16kV | 1.8136 | 1.8734 | 2.0607 | 2.5908 | 2.5908 | 2.5939 | 70% | 72.31% | 79.44% | 73.92% | 73.92% | Y | N | Y | 2 | 0 | 2
| 2040 | WMECO | SOUTHERN | SPRINGFIELD | Piper_21N | 21N | 21N-1X | WEST SPRINGFIELD | D | 21N5 | WEST SPRINGFIELD | 13.8 | 13.8 | 13.8 | 8.4 | 9.2024 | 9.2024 | 12.1 | 12.1 | 12.0707 | 69.42% | 76.05% | 76.24% | 73.9% | 73.9% | Y | N | Y | 5 | 0 | 5
| 490 | NSTAR | Central | Somerville | Dragon Court | 375 | 110C | Woburn | D | 375-H11 | WOB | 13.8kV | 13.8kV | 13.8kV | 9.86 | 10.5648 | 10.8038 | 14.0857 | 14.0857 | 14.1024 | 70% | 75% | 76.61% | 73.87% | 73.87% | Y | N | Y | 5 | 0 | 5
| 27 | NSTAR | Central | Boston | Allston | 36 | 14B | Allston | D | 3607 | BKL | 4.16kV | 4.16kV | N/A | 0 |  |  | 2.3749 | 2.3749 |  | 0% |  |  |  |  | N | N | N | 0
| 29 | NSTAR | Central | Boston | Allston | 36 | 14B | Allston | D | 3609 | BRI | 4.16kV | 4.16kV | N/A | [11 empty] | N | N | N | 0
| 30 | NSTAR | Central | Boston | Allston | 36 | 14B | Allston | D | 3610 | BRI,BKL | 4.16kV | 4.16kV | N/A | [11 empty] | N | N | N | 0
| 48 | NSTAR | Central | Boston | Kenmore | 49 | 14B | Boston | D | 4902 | BDT,BKL | 4.16kV | 4.16kV | N/A | [11 empty] | N | N | N | 0
| 49 | NSTAR | Central | Boston | Kenmore | 49 | 14A | Boston | D | 4903 | BDT | 4.16kV | 4.16kV | N/A | [11 empty] | N | N | N | 0
| 55 | NSTAR | Central | Boston | Kenmore | 49 | 14B | Boston | D | 4909 | BDT | 4.16kV | 4.16kV | N/A | [11 empty] | N | N | N | 0
| 71 | NSTAR | Central | Somerville | Mystic Street | 59 | 14A | Arlington | D | 5902 | ARL | 4.16kV | 4.16kV | 4.16kV | [11 empty] | N | N | N | 0
| 75 | NSTAR | Central | Somerville | Mystic Street | 59 | 14B | Arlington | D | 5906 | ARL | 4.16kV | 4.16kV | 4.16kV | [11 empty] | N | N | N | 0
| 90 | NSTAR | Central | Mass Ave | Andrew SQ | 106 | 110C | South Boston | D | 106-1N18H3 | ROX |  | 13.8KV | 13.8kV |  | 0.35853 | 0.38244 |  | 6.3266 | 6.3341 |  | 5.667% | 6.038% |  |  | N | N | N | 0
| 96 | NSTAR | Central | Mass Ave | Andrew Sq | 106 | 110C | South Boston | D | 106-1N18H9 | ROX |  | 13.8KV | 13.8kV | [11 empty] | N | N | N | 0
| 97 | NSTAR | Central | Boston | Andrew Sq | 106 | 110C | South Boston | D | 106-1N18H10 | ROX |  |  | 13.8kV |  |  | 0.26293 |  |  | 3.3463 |  |  | 7.857% |  |  | N | N | N | 0
| 98 | NSTAR | Central | Boston | Andrew Sq | 106 | 110C | South Boston | D | 106-1N18H11 | ROX |  |  | 13.8kV |  |  | 0.31073 |  |  | 3.3463 |  |  | 9.286% |  |  | N | N | N | 0
| 105 | NSTAR | Central | Boston | Andrew Sq | 106 | 110C | South Boston | D | 106-1N31H6 | ROX | 13.8kV | 13.8kV | 13.8kV |  | 0.47805 | 0.50195 |  | 6.3266 | 6.3341 |  | 7.556% | 7.925% |  |  | N | N | N | 0
| 106 | NSTAR | Central | Boston | Andrew Sq | 106 | 110C | South Boston | D | 106-1N31H7 | DOR |  |  | 13.8kV |  |  | 0.33463 |  |  | 3.3463 |  |  | 10% |  |  | N | N | N | 0
| 118 | NSTAR | Central | Somerville | Willoughby St | 488 | 14kV Bus | Chelsea | D | 108-195H3 | EBO | 13.8kV | 13.8kV | 13.8kV |  | 0.81268 | 0.78878 |  | 3.3424 | 3.3463 |  | 24.31% | 23.57% |  |  | N | N | N | 0
| 123 | NSTAR | Central | Somerville | Chelsea Sub | 488 | 110C | Chelsea | D | 108-196H2 | EBO | 13.8kV | 13.8kV | 13.8kV | [11 empty] | N | N | N | 0
| 128 | NSTAR | Central | Boston | Dorchester Ave | 139 | 14A | South Boston | D | 139-02 | SOB | 4.16kV | 4.16kV | N/A | 1.3026 |  |  | 2.5908 |  |  | 50.28% |  |  |  |  | N | N | N | 0
| 132 | NSTAR | Central | Boston | Dorchester Ave | 139 | 14B | S. Boston | D | 139-06 | SOB | 4.16kV | 4.16kV | N/A | [11 empty] | N | N | N | 0
| 139 | NSTAR | Central | Mass Ave | K Street | 385D | 110C | South Boston | D | 139-150H1 | SOB |  | 13.8KV | 13.8kV |  |  | 0.28683 |  |  | 6.3341 |  |  | 4.528% |  |  | N | N | N | 0
| 140 | NSTAR | Central | Mass Ave | K Street | 385D | 110C | South Boston | D | 139-160H1 | SOB |  | 13.8KV | 13.8kV |  |  | 0.45414 |  |  | 3.3463 |  |  | 13.57% |  |  | N | N | N | 0
| 141 | NSTAR | Central | Mass Ave | K Street | 385D | 110C | South Boston | D | 139-160H2 | SOB |  | 13.8KV | 13.8kV |  |  | 0.23902 |  |  | 6.3341 |  |  | 3.774% |  |  | N | N | N | 0
| 142 | NSTAR | Central | Mass Ave | K Street | 385D | 110C | South Boston | D | 139-160H3 | SOB |  | 13.8KV | 13.8kV | [11 empty] | N | N | N | 0
| 143 | NSTAR | Central | Mass Ave | K Street | 385D | 110C | South Boston | D | 139-160H4 | SOB |  | 13.8KV | 13.8kV |  |  | 0.59756 |  |  | 3.3463 |  |  | 17.86% |  |  | N | N | N | 0
| 144 | NSTAR | Central | Mass Ave | K Street | 385D | 110A | South Boston | D | 139-170H1 | SOB |  | 13.8KV | 13.8kV |  |  | 0.45414 |  |  | 3.3463 |  |  | 13.57% |  |  | N | N | N | 0
| 145 | NSTAR | Central | Mass Ave | K Street | 385D | 110A | South Boston | D | 139-170H2 | SOB |  | 13.8KV | 13.8kV |  |  | 0.23902 |  |  | 3.3463 |  |  | 7.143% |  |  | N | N | N | 0
| 149 | NSTAR | Central | Somerville | PNU26 | PNU26 | P13/P26 | Somerville | D | 13N26 | SOM | 4.16kV | 4.16kV | 4.16kV | [11 empty] | N | N | N | 0
| 156 | NSTAR | Central | Boston | Humboldt Ave | 143 | 14AB | Roxbury | D | 143-02 | ROX | 4.16kV | 4.16kV | N/A | [11 empty] | N | N | N | 0
| 161 | NSTAR | Central | Boston | Andrew Sq | 106 | 110B | South Boston | D | 143-109H11 | WRX | 13.8kV | 13.8kV | 13.8kV |  | 0.57366 | 0.59756 |  | 6.3266 | 6.3341 |  | 9.067% | 9.434% |  |  | N | N | N | 0
| 170 | NSTAR | Central | Boston | Andrew Sq | 106 | 110B | South Boston | D | 143-109H14 | ROX |  |  | 13.8kV |  |  | 0.26293 |  |  | 3.3463 |  |  | 7.857% |  |  | N | N | N | 0
| 171 | NSTAR | Central | Boston | Andrew Sq | 106 | 110B | South Boston | D | 143-109H15 | DOR |  |  | 13.8kV |  |  | 0.52585 |  |  | 3.3463 |  |  | 15.71% |  |  | N | N | N | 0
| 176 | NSTAR | Central | Boston | Andrew Sq | 106 | 110A | South Boston | D | 143-75H4 | ROX |  |  | 13.8kV |  |  | 0.38244 |  |  | 3.3463 |  |  | 11.43% |  |  | N | N | N | 0
| 177 | NSTAR | Central | Somerville | Willoughby St | 488 | 110C | Chelsea | D | 14-99H | CHE | 13.8kV | 13.8kV | 13.8kV |  | 5.6648 | 4.9 |  | 11.5789 | 11.5926 |  | 48.92% | 42.27% |  |  | N | N | N | 0
| 181 | NSTAR | Central | Somerville | PNU26 | PNU26 | P14/P26 | Somerville | D | 14N26 | SOM | 4.16kV | 4.16kV | 4.16kV | [11 empty] | N | N | N | 0
| 183 | NSTAR | Central | Boston | K Street | 385 | 110B | South Boston | D | 151-140H1 | SOB | #N/A | #N/A | N/A | 0 |  |  | 6.3266 |  |  | 0% |  |  |  |  | N | N | N | 0
| 184 | NSTAR | Central | Boston | K Street | 385 | 110B | South Boston | D | 151-141H1 | SOB | 13.8kV | 13.8kV | N/A | [11 empty] | N | N | N | 0
| 186 | NSTAR | Central | Boston | K Street | 385 | 110B | S. Boston | D | 151-142H1 | SOB | 13.8kV | 13.8kV | 13.8kV |  |  | 0.45414 |  |  | 6.3341 |  |  | 7.17% |  |  | N | N | N | 0
| 188 | NSTAR | Central | Somerville | Willoughby St | 488 | 110B | Chelsea | D | 152-53H | CHE | 13.8kV | 13.8kV | 13.8kV |  | 4.9956 | 5.4497 |  | 8.3559 | 8.3658 |  | 59.79% | 65.14% |  |  | N | N | N | 0
| 189 | NSTAR | Central | Somerville | Willoughby St | 488 | 110C | Chelsea | D | 152-53H1 | EBO | 13.8kV | 13.8kV | 13.8kV | 4.178 |  |  | 3.3424 |  |  | 125% |  |  |  |  | N | N | N | 0
| 190 | NSTAR | Central | Somerville | Willoughby St | 488 | 110B | Chelsea | D | 152-87H | CHE EBO | 13.8kV | 13.8kV | 13.8kV |  | 4.3024 | 4.9 |  | 6.9235 | 6.9317 |  | 62.14% | 70.69% |  |  | N | N | N | 0
| 198 | NSTAR | Central | Boston | K Street | 385 | 110B | S. Boston | D | 162-195H | SOB | #N/A | #N/A | N/A | [11 empty] | N | N | N | 0
| 199 | NSTAR | Central | Boston | K Street | 385 | 110B | South Boston | D | 162-195H1 | SOB | 13.8kV | 13.8kV | N/A | [11 empty] | N | N | N | 0
| 200 | NSTAR | Central | Boston | 500 E. First St | 385D | 110B | South Boston | D | 168-135H1 | SOB | #N/A | #N/A | N/A | 0 |  |  | 6.3266 |  |  | 0% |  |  |  |  | N | N | N | 0
| 201 | NSTAR | Central | Boston | PNU16 | PNU16 | 110B | Roxbury | D | 16N01 | ROX DOR | 4.16kV | 4.16kV | N/A | [11 empty] | N | N | N | 0
| 205 | NSTAR | Central | Boston | PNU20 | PNU20 | 110B | Brookline | D | 20N30 | BKL | 4.16kV | 4.16kV | N/A | [11 empty] | N | N | N | 0
| 220 | NSTAR | Central | Somerville | Woburn 211 | 211 | 110B | Woburn | D | 211-H16 | WIN | 13.8kV | 13.8kV | 13.8kV |  | 4.2785 | 8.1507 |  | 8.3559 | 8.3658 |  | 51.2% | 97.43% |  |  | N | N | N | 0
| 228 | NSTAR | Central | Somerville | Mystic Station | 250 | 110B | Charlestown | D | 218-188H | CHT | 13.8kV | 13.8kV | 13.8kV | 2.9126 | 1.3863 | 1.6732 | 8.3559 |  | 8.3658 | 34.86% |  | 20% |  |  | N | N | N | 0
| 229 | NSTAR | Central | Somerville | Mystic Station | 250 | 110E | Boston | D | 218-188H1 | CHT |  | 13.8kV | 13.8kV | [11 empty] | N | N | N | 0
| 230 | NSTAR | Central | Somerville | Mystic Station | 250 | 110E | Boston | D | 218-188H2 | CHT |  | 13.8kV | 13.8kV | [11 empty] | N | N | N | 0
| 234 | NSTAR | Central | Somerville | Mystic Station | 250 | 110E | Boston | D | 218-80H4 | CHT |  | 13.8kV | 13.8kV |  | 0.23902 | 0.23902 |  | 4.7748 | 4.7805 |  | 5.006% | 5% |  |  | N | N | N | 0
| 236 | NSTAR | Central | Boston | K Street | 385 | 110A | South Boston | D | 222-146H1 | SO. BOSTON |  |  | 13.8kV |  |  | 0.43024 |  |  | 6.3341 |  |  | 6.792% |  |  | N | N | N | 0
| 237 | NSTAR | Central | Boston | K Street | 385 | 110A | South Boston | D | 222-146H2 | SO. BOSTON |  |  | 13.8kV |  |  | 0.45414 |  |  | 6.3341 |  |  | 7.17% |  |  | N | N | N | 0
| 238 | NSTAR | Central | Boston | K Street | 385 | 110A | South Boston | D | 222-161H6 | SO. BOSTON |  |  | 13.8kV |  |  | 0.40634 |  |  | 3.3463 |  |  | 12.14% |  |  | N | N | N | 0
| 239 | NSTAR | Central | Boston | K Street | 385 | 110A | South Boston | D | 222-161H7 | SO. BOSTON |  |  | 13.8kV |  |  | 0.52585 |  |  | 6.3341 |  |  | 8.302% |  |  | N | N | N | 0
| 243 | NSTAR | Central | Somerville | Mystic Station | 250 | 110A | Everett | D | 227-51H10 | SOM | 13.8kV | 13.8kV | 13.8kV |  | 0.59756 | 0.86048 |  | 4.7748 | 4.7805 |  | 12.51% | 18% |  |  | N | N | N | 0
| 250 | NSTAR | Central | Somerville | Mystic Station | 250 | 24C | Everett | D | 227-51H8 | SOM |  |  | 13.8kV |  |  | 1.0039 |  |  | 4.1829 |  |  | 24% |  |  | N | N | N | 0
| 251 | NSTAR | Central | Somerville | Mystic Station | 250 | 110A | Everett | D | 227-51H9 | SOM | 13.8kV | 13.8kV | 13.8kV |  | 0.59756 | 0.95609 |  | 4.7748 | 4.7805 |  | 12.51% | 20% |  |  | N | N | N | 0
| 252 | NSTAR | Central | Somerville | Mystic Station | 250 | 24C | Everett | D | 227-51H14 | SOM |  |  | 13.8kV |  |  | 0.50195 |  |  | 4.7805 |  |  | 10.5% |  |  | N | N | N | 0
| 253 | NSTAR | Central | Somerville | Mystic Station | 250 | 24C | Everett | D | 227-51H15 | SOM |  |  | 13.8kV |  |  | 1.0278 |  |  | 4.7805 |  |  | 21.5% |  |  | N | N | N | 0
| 254 | NSTAR | Central | Somerville | EVERETT 250 | 250 | 110B | Somerville | D | 227-52H11 | SOM | 13.8kV | 13.8kV | 13.8kV |  | 0 | 0 |  | 4.7748 | 4.7805 |  | 0% | 0% |  |  | N | N | N | 0
| 263 | NSTAR | Central | Somerville | Mystic Station | 250 | 24A | Somerville | D | 227-52H9 | SOM |  |  | 13.8kV |  |  | 0.095609 |  |  | 4.1829 |  |  | 2.286% |  |  | N | N | N | 0
| 264 | NSTAR | Central | Somerville | Mystic Station | 250 | 24A | Somerville | D | 227-52H10 | SOM |  |  | 13.8kV |  |  | 0.11951 |  |  | 4.1829 |  |  | 2.857% |  |  | N | N | N | 0
| 265 | NSTAR | Central | Somerville | Mystic Station | 250 | 24A | Somerville | D | 227-52H14 | SOM |  |  | 13.8kV |  |  | 0.28683 |  |  | 4.7805 |  |  | 6% |  |  | N | N | N | 0
| 269 | NSTAR | Central | Somerville | EVERETT 250 | 250 | 110B | Somerville | D | 250-1N33H2 | SOM | 13.8kV | 13.8kV | 13.8kV | [11 empty] | N | N | N | 0
| 270 | NSTAR | Central | Somerville | EVERETT 250 | 250 | 110B | Somerville | D | 250-1N33H3 | SOM | 13.8kV | 13.8kV | 13.8kV | [11 empty] | N | N | N | 0
| 271 | NSTAR | Central | Somerville | EVERETT 250 | 250 | 110B | Somerville | D | 250-1N33H4 | SOM | #N/A | #N/A | N/A | [11 empty] | N | N | N | 0
| 275 | NSTAR | Central | Somerville | EVERETT 250 | 250 | 110A | Somerville | D | 250-1N35H3 | SOM | 13.8kV | 13.8kV | 13.8kV | [11 empty] | N | N | N | 0
| 278 | NSTAR | Central | Somerville | STA 250 | 250 | 110A | Boston, Somerville | D | 250-1N38H3 | SOM | 13.8kV | 13.8kV | 13.8kV |  | 0.071707 | 0.095609 |  | 4.7748 | 4.7805 |  | 1.502% | 2% |  |  | N | N | N | 0
| 280 | NSTAR | Central | Somerville | STA 250 | 250 | 110A | Boston, Somerville | D | 250-1N38H5 | SOM | 13.8kV | 13.8kV | 13.8kV |  | 0.28683 | 0.28683 |  | 4.7748 | 4.7805 |  | 6.007% | 6% |  |  | N | N | N | 0
| 282 | NSTAR | Central | Somerville | EVERETT 250 | 250 | 110A | Charlestown | D | 250-1N39H2 | SOM | 13.8kV | 13.8kV | 13.8kV |  | 0.28683 | 0.28683 |  | 4.7748 | 4.7805 |  | 6.007% | 6% |  |  | N | N | N | 0
| 283 | NSTAR | Central | Somerville | EVERETT 250 | 250 | 110A | Charlestown | D | 250-1N39H3 | SOM | 13.8kV | 13.8kV | 13.8kV |  | 0.83658 | 1.0756 |  | 4.7748 | 4.7805 |  | 17.52% | 22.5% |  |  | N | N | N | 0
| 284 | NSTAR | Central | Somerville | Mystic Station | 250 | 110A | Boston | D | 250-1N39H4 | SOM |  | 13.8kV | 13.8kV |  | 0.35853 | 0.35853 |  | 3.3424 | 3.3463 |  | 10.73% | 10.71% |  |  | N | N | N | 0
| 285 | NSTAR | Central | Somerville | Mystic Station | 251 | 110A | Boston | D | 250-1N39H5 | SOM |  | 13.8kV | 13.8kV |  | 0.59756 | 0.59756 |  | 4.7748 | 4.7805 |  | 12.51% | 12.5% |  |  | N | N | N | 0
| 290 | NSTAR | Central | Somerville | Mystic Station | 250 | 24kV Bus | Charlestown | D | 250-2132 | CHT | 24kV | 24kV | 24kV | [11 empty] | N | N | N | 0
| 306 | NSTAR | Central | Somerville | PNU26 | PNU26 | P26 | Somerville | D | 26N01 | SOM | 4.16kV | 4.16kV | 4.16kV | [11 empty] | N | N | N | 0
| 307 | NSTAR | Central | Somerville | PNU33 | PNU33 | P26/P33 | Somerville | D | 26N33 | SOM | 4.16kV | 4.16kV | 4.16kV | [11 empty] | N | N | N | 0
| 318 | NSTAR | Central | Boston | Colburn St | 350 | 110A | Boston | D | 284-1360H1 | ROX |  |  | 13.8kV | [11 empty] | N | N | N | 0
| 321 | NSTAR | Central | Somerville | Colburn St | 351 | 110A | Boston | D | 284-1430H2 | BOS |  | 13.8kV | 13.8kV | [11 empty] | N | N | N | 0
| 322 | NSTAR | Central | Somerville | Colburn St | 350 | 110C | Boston | D | 299-1180H1 | BOS |  | 13.8kV | 13.8kV | [11 empty] | N | N | N | 0
| 325 | NSTAR | Central | Boston | Summer St | 293 | 110B | S. Boston | D | 293-01 | SOB | 4.16kV | 4.16kV | N/A | 0 |  |  | 2.5908 |  |  | 0% |  |  |  |  | N | N | N | 0
| 326 | NSTAR | Central | Boston | Summer St | 293 | 110B | South Boston | D | 293-03 | SOB | 4.16kV | 4.16kV | N/A | 0 |  |  | 2.5908 |  |  | 0% |  |  |  |  | N | N | N | 0
| 329 | NSTAR | Central | Boston | Summer St | 293 | 110B | South Boston | D | 293-07 | SOB | 4.16kV | 4.16kV | N/A | 0 |  |  | 1.6912 |  |  | 0% |  |  |  |  | N | N | N | 0
| 331 | NSTAR | Central | Boston | Summer St | 293 | 110B | South Boston | D | 293-10 | SOB | 4.16kV | 4.16kV | N/A | 0 |  |  | 1.6912 |  |  | 0% |  |  |  |  | N | N | N | 0
| 332 | NSTAR | Central | Boston | Summer St | 293 | 110B | South Boston | D | 293-11 | SOB | 4.16kV | 4.16kV | N/A | 0 |  |  | 2.5908 |  |  | 0% |  |  |  |  | N | N | N | 0
| 338 | NSTAR | Central | Somerville | Elm Street | 301 | 14B | Stoneham | D | 301-1386H1 | WOB | 13.8kV | 13.8kV | 13.8kV |  | 0.78878 | 0.23902 |  | 4.7748 | 4.7805 |  | 16.52% | 5% |  |  | N | N | N | 0
| 339 | NSTAR | Central | Somerville | Elm Street | 301 | 14B | Stoneham | D | 301-1386H3 | WOB | 13.8kV | 13.8kV | 13.8kV |  | 0.47805 | 0.69317 |  | 4.7748 | 4.7805 |  | 10.01% | 14.5% |  |  | N | N | N | 0
| 340 | NSTAR | Central | Somerville | NOT ENERGIZED YET | N/A | N/A | N/A | N/A | 301-1386H4 | N/A | 13.8kV | 13.8kV | 13.8kV |  | 0 | 0 |  | 4.7748 | 4.7805 |  | 0% | 0% |  |  | N | N | N | 0
| 341 | NSTAR | Central | Somerville | Woburn 211 | 211 | 110B | Woburn | D | 301-1460H2 | WOB | 13.8kV | 13.8kV | 13.8kV |  | 0.38244 | 0.54975 |  | 4.7748 | 4.7805 |  | 8.009% | 11.5% |  |  | N | N | N | 0
| 342 | NSTAR | Central | Somerville | Woburn 211 | 211 | 110B | Woburn | D | 301-1460H3 | WOB | 13.8kV | 13.8kV | 13.8kV |  | 0.45414 | 0.45414 |  | 4.7748 | 4.7805 |  | 9.511% | 9.5% |  |  | N | N | N | 0
| 343 | NSTAR | Central | Somerville | Woburn 211 | 211 | 110B | Woburn | D | 301-1460H4 | WOB | 13.8kV | 13.8kV | 13.8kV |  | 0.45414 | 0.45414 |  | 4.7748 | 4.7805 |  | 9.511% | 9.5% |  |  | N | N | N | 0
| 355 | NSTAR | Central | Somerville | Willoughby St | 488 | 110A | Chelsea | D | 266-161H1 | CHE |  | 13.8kV | 13.8kV | [11 empty] | N | N | N | 0
| 356 | NSTAR | Central | Somerville | Willoughby St | 488 | 110A | Chelsea | D | 266-161H2 | CHE |  | 13.8kV | 13.8kV | [11 empty] | N | N | N | 0
| 361 | NSTAR | Central | Somerville | CHELSEA 488 | 488 | 110C | East Boston | D | 308-197H5 | CHE | 13.8kV | 13.8kV | 13.8kV |  | 0.47805 | 0.52585 |  | 3.5811 | 3.5853 |  | 13.35% | 14.67% |  |  | N | N | N | 0
| 362 | NSTAR | Central | Somerville | CHELSEA 488 | 488 | 110C | East Boston | D | 308-197H6 | CHE | 13.8kV | 13.8kV | 13.8kV |  | 0.43024 | 0.35853 |  | 3.5811 | 3.5853 |  | 12.01% | 10% |  |  | N | N | N | 0
| 363 | NSTAR | Central | Somerville | Willoughby St | 488 | 110C | Chelsea | D | 308-197H7 | CHE |  |  | 13.8kV |  |  | 0.76487 |  |  | 4.1829 |  |  | 18.29% |  |  | N | N | N | 0
| 364 | NSTAR | Central | Somerville | Willoughby St | 488 | 110C | Chelsea | D | 308-197H8 | CHE |  |  | 13.8kV |  |  | 0.64536 |  |  | 4.1829 |  |  | 15.43% |  |  | N | N | N | 0
| 365 | NSTAR | Central | Somerville | Willoughby St | 488 | 110B | Chelsea | D | 308-54H1 | EAB | 13.8kV | 13.8kV | 13.8kV | [11 empty] | N | N | N | 0
| 366 | NSTAR | Central | Somerville | Willoughby St | 488 | 110B | Chelsea | D | 308-54H2 | CHE |  | 13.8kV | 13.8kV | [11 empty] | N | N | N | 0
| 385 | NSTAR | Central | Boston | Hyde Park | 496 | 110B | Hyde Park | D | 311-1406H5 | DOR |  |  | 13.8kV |  |  | 0.19122 |  |  | 3.3463 |  |  | 5.714% |  |  | N | N | N | 0
| 386 | NSTAR | Central | Boston | Hyde Park | 496 | 110B | Hyde Park | D | 311-1406H6 | HYP |  |  | 13.8kV |  |  | 0.19122 |  |  | 3.3463 |  |  | 5.714% |  |  | N | N | N | 0
| 392 | NSTAR | Central | Boston | Electric Ave | 315 | 110A | Brighton | D | 315-H15 | BDT | 13.8kV | 13.8kV | N/A | [11 empty] | N | N | N | 0
| 393 | NSTAR | Central | Boston | Electric Ave | 315 | 110A | Brighton | D | 315-H2 | BRI | 13.8kV | 13.8kV | 13.8kV |  | 7.0512 | 8.8439 |  | 11.5789 | 11.5926 |  | 60.9% | 76.29% |  |  | N | N | N | 0
| 402 | NSTAR | Central | Boston | San Juan Street | 318 | 14A | Boston | D | 318-04 | BDT | 4.16kV | 4.16kV | N/A | [11 empty] | N | N | N | 0
| 416 | NSTAR | Central | Boston | Cottrell Street | 321 | 14AB | Dorchester | D | 321-05 | DOR,SOB | 4.16kV | 4.16kV | N/A | [11 empty] | N | N | N | 0
| 427 | NSTAR | Central | Boston | Andrew Sq | 106 | 110A | South Boston | D | 323-78H2 | SOB |  |  | 13.8kV |  |  | 0.26293 |  |  | 3.3463 |  |  | 7.857% |  |  | N | N | N | 0
| 437 | NSTAR | Central | Boston | Brighton | 329 | 110B | Brighton | D | 329-1N51H4 | BRI | 13.8kV | 13.8kV | 13.8kV |  | 0.47805 | 0.47805 |  | 5.2523 | 5.2585 |  | 9.102% | 9.091% |  |  | N | N | N | 0
| 448 | NSTAR | Central | Boston | K Street | 385 | 110C | S. Boston | D | 343-169H1 | SOB | 13.8kV | 13.8kV | N/A | [11 empty] | N | N | N | 0
| 457 | NSTAR | Central | Boston | Colburn St | 350 | 110C | Boston | D | 350-1210H | ROX | 13.8kV | 13.8kV | 13.8kV |  |  |  |  | 0 | [6 empty] | N | N | N | 0
| 458 | NSTAR | Central | Boston | Colburn St | 350 | 110D | Boston | D | 350-1271H | BOS/ROX | 13.8kV | 13.8kV | 13.8kV |  |  |  |  | 0 | [6 empty] | N | N | N | 0
| 472 | NSTAR | Central | Somerville | Woburn | 211 | 110D | Woburn | D | 351-1385H1 | ARL,LEX,WIN | 13.8kV | 13.8kV | 13.8kV | 4.0586 |  |  | 8.3559 |  |  | 48.57% |  |  |  |  | N | N | N | 0
| 479 | NSTAR | Central | Boston | Hyde Park | 496 | 110B | Hyde Park | D | 362-1209H2 | MIT |  |  | 13.8kV |  |  | 4.2068 |  |  | 11.7121 |  |  | 35.92% |  |  | N | N | N | 0
| 503 | NSTAR | Central | Mass Ave | K STREET | 385D | 110C | South Boston | D | 385-188H3 | SOB |  | 13.8KV | 13.8kV |  |  | 0.35853 |  |  | 6.3341 |  |  | 5.66% |  |  | N | N | N | 0
| 504 | NSTAR | Central | Mass Ave | K STREET | 385D | 110C | South Boston | D | 385-188H4 | SOB |  | 13.8KV | 13.8kV |  |  | 0.43024 |  |  | 6.3341 |  |  | 6.792% |  |  | N | N | N | 0
| 510 | NSTAR | Central | Boston | K Street | 385 | 110D | S. Boston | D | 385-H13 | SOB | 13.8kV | 13.8kV | N/A | [11 empty] | N | N | N | 0
| 511 | NSTAR | Central | Boston | K Street | 385 | 110A | S. Boston | D | 385-H14 | SOB | 13.8kV | 13.8kV | N/A | [11 empty] | N | N | N | 0
| 513 | NSTAR | Central | Boston | K Street | 385 | 110A | South Boston | D | 385-H16 | SOB | #N/A | #N/A | N/A | [11 empty] | N | N | N | 0
| 517 | NSTAR | Central | Boston | K Street | 385 | 110A | South Boston | D | 385-H2 | SOB | #N/A | #N/A | N/A | 0 |  |  | 7.0428 |  |  | 0% |  |  |  |  | N | N | N | 0
| 524 | NSTAR | Central | Boston | K Street | 385 | 110A | South Boston | D | 385-H6 | SOB | #N/A | #N/A | N/A | [11 empty] | N | N | N | 0
| 525 | NSTAR | Central | Boston | K Street | 385 | 110A | South Boston | D | 385-H7 | SOB | 13.8kV | 13.8kV | N/A | 0.023874 |  |  | 7.0428 |  |  | 0.339% |  |  |  |  | N | N | N | 0
| 539 | NSTAR | Central | Boston | ROXBURY 350 | 350 | 110D | Roxbury | D | 396-1050H5 | ROX | 13.8kV | 13.8kV | 13.8kV |  | 0.23902 | 0.23902 |  | 5.2523 | 5.2585 |  | 4.551% | 4.545% |  |  | N | N | N | 0
| 543 | NSTAR | Central | Boston | Congress Street | 430 | 14A | S. Boston | D | 430-01 | SOB | 4.16kV | 4.16kV | N/A | [11 empty] | N | N | N | 0
| 547 | NSTAR | Central | Boston | Congress Street | 430 | 14B | S. Boston | D | 430-09 | SOB | 4.16kV | 4.16kV | N/A | [11 empty] | N | N | N | 0
| 552 | NSTAR | Central | Boston | K Street | 385 | 110C | South Boston | D | 430-157H2 | SOB |  |  | 13.8kV |  |  | 0.21512 |  |  | 3.3463 |  |  | 6.429% |  |  | N | N | N | 0
| 559 | NSTAR | Central | Mass Ave | Dewar | 483 | 110B | Dorchester | D | 43-1490H7 | DOR |  | 13.8KV | 13.8kV |  |  | 0.23902 |  |  | 4.7805 |  |  | 5% |  |  | N | N | N | 0
| 560 | NSTAR | Central | Boston | Dewar Street | 483 | 110B | Dorchester | D | 43-1490H8 | DOR |  |  | 13.8kV |  |  | 0.21512 |  |  | 3.3463 |  |  | 6.429% |  |  | N | N | N | 0
| 561 | NSTAR | Central | Boston | Dewar Street | 483 | 110B | Dorchester | D | 43-1490H9 | DOR |  |  | 13.8kV |  |  | 0.19122 |  |  | 3.3463 |  |  | 5.714% |  |  | N | N | N | 0
| 575 | NSTAR | Central | Mass Ave | Andrew SQ | 107 | 110D | South Boston | D | 465-129H5 | ROX |  | 13.8KV | 13.8kV |  | 0.83658 | 0.86048 |  | 6.3266 | 6.3341 |  | 13.22% | 13.58% |  |  | N | N | N | 0
| 577 | NSTAR | Central | Boston | Andrew Sq | 106 | 110D | South Boston | D | 465-129H2 | ROX | 13.8kV | 13.8kV | 13.8kV |  | 0.52585 | 0.54975 |  | 6.3266 | 6.3341 |  | 8.312% | 8.679% |  |  | N | N | N | 0
| 579 | NSTAR | Central | Boston | Andrew Sq | 106 | 110D | South Boston | D | 465-129H4 | BDT | 13.8kV | 13.8kV | 13.8kV |  | 1.96 | 2.0078 |  | 6.3266 | 6.3341 |  | 30.98% | 31.7% |  |  | N | N | N | 0
| 580 | NSTAR | Central | Mass Ave | Andrew SQ | 106 | 110D | South Boston | D | 465-129H7 | DOR |  | 13.8KV | 13.8kV | [11 empty] | N | N | N | 0
| 581 | NSTAR | Central | Mass Ave | Andrew SQ | 106 | 110D | South Boston | D | 465-129H8 | DOR |  | 13.8KV | 13.8kV | [11 empty] | N | N | N | 0
| 598 | NSTAR | Central | Boston | Dewar Street | 483 | 14A | Dorchester | D | 483-02 | DOR | 4.16kV | 4.16kV | N/A | [11 empty] | N | N | N | 0
| 611 | NSTAR | Central | Boston | K Street | 385D | 110C | South Boston | D | 485-199H2 | SOB | 13.8kV | 13.8kV | 13.8kV |  | 0.78878 | 0.81268 |  | 6.3266 | 6.3341 |  | 12.47% | 12.83% |  |  | N | N | N | 0
| 621 | NSTAR | Central | Boston | Colburn St | 350 | 110C | Boston | D | 49-1281H4 | BOS |  |  | 13.8kV |  |  | 0.47805 |  |  | 4.7805 |  |  | 10% |  |  | N | N | N | 0
| 622 | NSTAR | Central | Boston | Colburn St | 350 | 110C | Boston | D | 49-1281H5 | BOS |  | 13.8KV | 13.8kV |  |  | 0.47805 |  |  | 4.7805 |  |  | 10% |  |  | N | N | N | 0
| 623 | NSTAR | Central | Boston | Colburn St | 350 | 110A | Boston | D | 49-1400H | BOS ROX | 13.8kV | 13.8kV | 13.8kV |  |  |  |  | 0 | [6 empty] | N | N | N | 0
| 650 | NSTAR | Central | Boston | Andrew Sq | 106 | 110B | South Boston | D | 510-77H6 | ROX | 13.8kV | 13.8kV | 13.8kV |  | 0.71707 | 0.76487 |  | 6.3266 | 6.3341 |  | 11.33% | 12.08% |  |  | N | N | N | 0
| 651 | NSTAR | Central | Boston | Andrew Sq | 106 | 110B | South Boston | D | 510-77H8 | ROX |  |  | 13.8kV |  |  | 0.35853 |  |  | 3.3463 |  |  | 10.71% |  |  | N | N | N | 0
| 655 | NSTAR | Central | Boston | Dewar Street | 483 | 110A | Dorchester | D | 511-1495H3 | DOR |  |  | 13.8kV |  |  | 0.19122 |  |  | 3.3463 |  |  | 5.714% |  |  | N | N | N | 0
| 656 | NSTAR | Central | Boston | Dewar Street | 483 | 110A | Dorchester | D | 511-1495H4 | DOR |  |  | 13.8kV |  |  | 0.095609 |  |  | 3.3463 |  |  | 2.857% |  |  | N | N | N | 0
| 692 | NSTAR | Central | Boston | Brighton | 329 | 110B | Brighton | D | 548-92H3 | BRI,CAM | 13.8kV | 13.8kV | N/A | [11 empty] | N | N | N | 0
| 693 | NSTAR | Central | Boston | Lincoln Street | 329 | 110B | Brighton | D | 548-92H4 | BRI | 13.8kV | 13.8kV | N/A | [11 empty] | N | N | N | 0
| 694 | NSTAR | Central | Boston | 350 Licoln St | 329 | 110B | Brighton | D | 548-92H5 | BRI | 13.8kV | 13.8kV | N/A | [11 empty] | N | N | N | 0
| 695 | NSTAR | Central | Boston | Colburn St | 350 | 110B | Boston | D | 549-1121H | BOS BKL ROX | #N/A | #N/A | N/A | 0 |  |  | 11.5789 |  |  | 0% |  |  |  |  | N | N | N | 0
| 704 | NSTAR | Central | Boston | K Street | 385 | 110C | S. Boston | D | 574-70H4 | BDT | 13.8kV | 13.8kV | N/A |  | 1.0756 | 1.0517 |  | 6.3266 | 6.3341 |  | 17% | 16.6% |  |  | N | N | N | 0
| 707 | NSTAR | Central | Boston | K Street | 385 | 110C | South Boston | D | 583-122H1 | SOB | 13.8kV | 13.8kV | N/A | [11 empty] | N | N | N | 0
| 708 | NSTAR | Central | Boston | K Street | 385 | 110C | South Boston | D | 583-122H2 | SOB | 13.8kV | 13.8kV | N/A | [11 empty] | N | N | N | 0
| 709 | NSTAR | Central | Boston | 500 E. First St | 385D | 110B | South Boston | D | 583-122H3 | BDT | #N/A | #N/A | N/A | 0.47748 |  |  | 6.3266 |  |  | 7.547% |  |  |  |  | N | N | N | 0
| 710 | NSTAR | Central | Boston | K Street | 385 | 110B | South Boston | D | 583-122H4 | SOB | #N/A | #N/A | N/A | 1.0743 |  |  | 6.3266 |  |  | 16.98% |  |  |  |  | N | N | N | 0
| 711 | NSTAR | Central | Boston | K Street | 385 | 110B | South Boston | D | 583-122H5 | SOB | #N/A | #N/A | N/A | 1.1937 |  |  | 6.3266 |  |  | 18.87% |  |  |  |  | N | N | N | 0
| 712 | NSTAR | Central | Boston | K Street | 385 | 110B | South Boston | D | 583-122H6 | SOB | #N/A | #N/A | N/A | 0.95496 |  |  | 6.3266 |  |  | 15.09% |  |  |  |  | N | N | N | 0
| 713 | NSTAR | Central | Boston | K Street | 385 | 110B | South Boston | D | 583-122H7 | SOB | #N/A | #N/A | N/A | 1.0743 |  |  | 6.3266 |  |  | 16.98% |  |  |  |  | N | N | N | 0
| 714 | NSTAR | Central | Mass Ave | K STREET | 385D | 110C | South Boston | D | 583-195H | SOB |  | 13.8KV | 13.8kV |  | 4.2068 | 4.9 |  | 7.0428 | 7.0512 |  | 59.73% | 69.49% |  |  | N | N | N | 0
| 723 | NSTAR | Central | Somerville | EVERETT 250 | 250 | 110A | Somerville | D | 585-114H5 | SOM | 13.8kV | 13.8kV | 13.8kV |  | 0.95609 | 0.71707 |  | 4.7748 | 4.7805 |  | 20.02% | 15% |  |  | N | N | N | 0
| 726 | NSTAR | Central | Somerville | Alewife | 828 | 110B | Arlington | D | 59-1471H2 | ARL |  |  | 13.8kV | [11 empty] | N | N | N | 0
| 728 | NSTAR | Central | Somerville | Willoughby St | 488 | 110B | Chelsea | D | 592-70H1 | CHE EAB | 13.8kV | 13.8kV | 13.8kV | [11 empty] | N | N | N | 0
| 731 | NSTAR | Central | Mass Ave | Dewar Street | 483 | 110B | Dorchester | D | 67-1484H2 | DOR |  | 13.8KV | 13.8kV | [11 empty] | N | N | N | 0
| 809 | NSTAR | Central | Somerville | Concord | 827 | 14A | Cambridge | D | 827-31 | CAM | 4.16kV | 4.16kV | 4.16kV | 1.3818 |  | 1.369 | 2.5189 |  | 2.5219 | 54.86% |  | 54.29% |  |  | N | N | N | 0
| 814 | NSTAR | Central | Somerville | Alewife | 828 | 110A | Cambridge | D | 828-1104H3 | CAM |  |  | 13.8kV |  |  | 0.23902 |  |  | 4.1829 |  |  | 5.714% |  |  | N | N | N | 0
| 840 | NSTAR | Central | Somerville | Putnam | 831 | 110C | Cambridge | D | 831-1318 | CAM |  | 13.8kV | 13.8kV | [11 empty] | N | N | N | 0
| 864 | NSTAR | Central | Somerville | Kendall | 850 | 14 kV Bus | Cambridge | D | 850-1NK6 | CAM | 13.8kV | 13.8kV | 13.8kV | [11 empty] | N | N | N | 0
| 885 | NSTAR | Central | Somerville | East Camb | 875 | 110C | Cambridge | D | 875-1N37B | CAM | 13.8kV | 13.8kV | 13.8kV | [11 empty] | N | N | N | 0
| 888 | NSTAR | Central | Boston | PNU8 | PNU8 | PNU8 | Roxbury | D | 8N02 | ROX | 4.16kV | 4.16kV | N/A | [11 empty] | N | N | N | 0
| 889 | NSTAR | Central | Boston | PNU8 | PNU8 | P8/P16 | Roxbury | D | 8N16 | ROX | 4.16kV | 4.16kV | N/A | [11 empty] | N | N | N | 0
| 890 | NSTAR | Central | Boston | PNU8 | PNU8 | P8/P9 | Roxbury | D | 8N9 | ROX | 4.16kV | 4.16kV | N/A | [11 empty] | N | N | N | 0
| 896 | NSTAR | Central | Boston | STA99 | 99 | 110B | Boston | D | 99-135H6 | SOB | 13.8kV | 13.8kV | 13.8kV |  | 0.76487 | 0.81268 |  | 6.3266 | 6.3341 |  | 12.09% | 12.83% |  |  | N | N | N | 0
| 908 | NSTAR | Central | Boston | PNU9 | PNU9 | P9 | Roxbury | D | 9N01 | BDT,ROX | 4.16kV | 4.16kV | 4.16kV | [11 empty] | N | N | N | 0
| 910 | NSTAR | Central | Boston | K Street | 385 | 110C | S. Boston | D | MC-14 | SOB | 13.8kV | 13.8kV | N/A | [11 empty] | N | N | N | 0
| 913 | NSTAR | Central | Boston | K Street | 385 | 110A | S. Boston | D | MC-6 | SOB | 13.8kV | 13.8kV | N/A | [11 empty] | N | N | N | 0
| 917 | NSTAR | Central | Boston | Chatham | 12 | Network | Boston | NET | NETWORKSTA12 | BDT | 13.8kV | 13.8kV | N/A | [11 empty] | N | N | N | 0
| 918 | NSTAR | Central | Boston | Hawkins | 2 | Network | Boston | NET | NETWORKSTA2 | BDT | 13.8kV | 13.8kV | N/A | [11 empty] | N | N | N | 0
| 919 | NSTAR | Central | Boston | Scotia | 492 | Network | Boston | NET | NETWORKSTA492 | BDT | 13.8kV | 13.8kV | N/A | [11 empty] | N | N | N | 0
| 920 | NSTAR | Central | Boston | Kingston | 514 | Network | Boston | NET | NETWORKSTA514 | BDT | 13.8kV | 13.8kV | N/A | [11 empty] | N | N | N | 0
| 921 | NSTAR | Central | Boston | High | 53 | Network | Boston | NET | NETWORKSTA53 | BDT | 13.8kV | 13.8kV | N/A | [11 empty] | N | N | N | 0
| 922 | NSTAR | Central | Boston | Carver | 71 | Network | Boston | NET | NETWORKSTA71 | BDT | 13.8kV | 13.8kV | N/A | [11 empty] | N | N | N | 0
| 923 | NSTAR | South | New Bedford | Brock Ave | 683 | 1 | N. Bedford | D | 2-7-34 | NEB | 13.2kV | 13.2kV | N/A | 1.4843 |  | 0 | 6.1886 |  | 6.1959 | 23.99% |  | 0% |  |  | N | N | N | 0
| 924 | NSTAR | South | New Bedford | STA 681 | 681 | 1 | N. Bedford | D | 2-6-35 | NEB | 3.74kV | 3.74kV | 3.74kV |  | 0.99759 | 0.98464 |  |  | 1.8527 |  |  | 53.15% |  |  | N | N | N | 0
| 933 | NSTAR | South | New Bedford | Pine Street | 611 | D | N. Bedford | D | 2-25-50 | NEB | 13.2kV | 13.2kV | 13.2kV | 0.52523 | 0.52585 | 0 | 3.8364 |  | 3.841 | 13.69% |  | 0% |  |  | N | N | N | 0
| 934 | NSTAR | South | New Bedford | Pine Street | 611 | C | N. Bedford | D | 2-4-51 | NEB | 13.2kV | 13.2kV | 13.2kV | 1.0505 | 1.0517 | 1.0517 | 3.8364 |  | 3.841 | 27.38% |  | 27.38% |  |  | N | N | N | 0
| 935 | NSTAR | South | New Bedford | Pine Street | 611 | C | N. Bedford | D | 2-4-95 | NEB | 13.2kV | 13.2kV | 13.2kV | 1.3702 | 1.3718 | 0 | 3.8364 |  | 3.841 | 35.71% |  | 0% |  |  | N | N | N | 0
| 936 | NSTAR | South | New Bedford | Pine Street | 611 | B | N. Bedford | D | 2-7-95 | NEB | 13.2kV | 13.2kV | 13.2kV | 1.0961 | 1.0974 | 0 | 3.8364 |  | 3.841 | 28.57% |  | 0% |  |  | N | N | N | 0
| 937 | NSTAR | South | New Bedford | Pine Street | 611 | C | N. Bedford | D | 2-3-96 | NEB | 13.2kV | 13.2kV | 13.2kV | 0.8906 | 0.89166 | 0 | 3.8364 |  | 3.841 | 23.21% |  | 0% |  |  | N | N | N | 0
| 938 | NSTAR | South | New Bedford | Pine Street | 611 | D | N. Bedford | D | 2-2-2 | NEB | 13.2kV | 13.2kV | 13.2kV | 6.7366 | 4.4812 | 4.8241 | 8.0154 |  | 8.0249 | 84.05% |  | 60.11% |  |  | N | N | N | 0
| 939 | NSTAR | South | New Bedford | Pine Street | 611 | C | N. Bedford | D | 2-3-3 | NEB | 13.2kV | 13.2kV | 13.2kV | 5.572 | 4.001 | 4.3211 | 8.0154 |  | 8.0249 | 69.52% |  | 53.85% |  |  | N | N | N | 0
| 940 | NSTAR | South | New Bedford | Pine Street | 611 | C | N. Bedford | D | 2-4-4 | NEB | 13.2kV | 13.2kV | 13.2kV | 2.1923 | 1.829 | 1.829 | 8.0154 |  | 8.0249 | 27.35% |  | 22.79% |  |  | N | N | N | 0
| 941 | NSTAR | South | New Bedford | Pine Street | 611 | B | N. Bedford | D | 2-7-7 | NEB | 13.2kV | 13.2kV | 13.2kV | 3.4939 | 3.7724 | 2.9265 | 8.0154 |  | 8.0249 | 43.59% |  | 36.47% |  |  | N | N | N | 0
| 942 | NSTAR | South | New Bedford | Pine Street | 611 | D | N. Bedford | D | 2-8-8 | NEB | 13.2kV | 13.2kV | 13.2kV | 3.2427 | 2.9722 | 3.2008 | 8.0154 |  | 8.0249 | 40.46% |  | 39.89% |  |  | N | N | N | 0
| 943 | NSTAR | South | New Bedford | Pine Street | 611 | C | N. Bedford | D | 2-4-10 | NEB | 13.2kV | 13.2kV | 13.2kV | 1.5985 | 1.6004 | 0 | 3.8364 |  | 3.841 | 41.67% |  | 0% |  |  | N | N | N | 0
| 944 | NSTAR | South | New Bedford | Pine Street | 611 | D | N. Bedford | D | 2-6-10 | NEB | 13.2kV | 13.2kV | 13.2kV | 1.256 | 1.2575 | 0 | 3.8364 |  | 3.841 | 32.74% |  | 0% |  |  | N | N | N | 0
| 946 | NSTAR | South | New Bedford | Purchase St | 699 | 1 | N. Bedford | D | 2-24-11 | NEB | 13.2kV | 13.2kV | 13.2kV | 0.50239 | 0.50299 | 0 | 3.8364 |  | 3.841 | 13.1% |  | 0% |  |  | N | N | N | 0
| 948 | NSTAR | South | New Bedford | Pine Street | 611 | D | N. Bedford | D | 2-23-12 | NEB | 13.2kV | 13.2kV | N/A | 0 |  |  | 3.8364 |  |  | 0% |  |  |  |  | N | N | N | 0
| 950 | NSTAR | South | New Bedford | Pine Street | 611 | C | N. Bedford | D | 2-5-13 | NEB | 13.2kV | 13.2kV | 13.2kV | 0.5709 | 0.57158 | 0 | 9.0202 |  | 9.0309 | 6.329% |  | 0% |  |  | N | N | N | 0
| 954 | NSTAR | South | New Bedford | Pine Street | 611 | D | N. Bedford | D | 2-6-17 | NEB | 13.2kV | 13.2kV | 13.2kV | 1.5757 | 1.5776 | 0 | 3.8364 |  | 3.841 | 41.07% |  | 0% |  |  | N | N | N | 0
| 956 | NSTAR | South | New Bedford | Pine Street | 611 | B | N. Bedford | D | 2-19-19 | NEB | 13.2kV | 13.2kV | 13.2kV | 6.0515 | 6.1502 | 6.0587 | 8.0154 |  | 8.0249 | 75.5% |  | 75.5% |  |  | N | N | N | 0
| 957 | NSTAR | South | New Bedford | Pine Street | 611 | C | N. Bedford | D | 2-5-20 | NEB | 13.2kV | 13.2kV | N/A | [11 empty] | N | N | N | 0
| 958 | NSTAR | South | New Bedford | Pine Street | 611 | A | N. Bedford | D | 2-21-20 | NEB | 13.2kV | 13.2kV | N/A | 6.3941 |  |  | 3.8364 |  |  | 166.7% |  |  |  |  | N | N | N | 0
| 959 | NSTAR | South | New Bedford | Pine Street | 611 | D | N. Bedford | D | 2-23-20 | NEB | 13.2kV | 13.2kV | N/A | 0 |  |  | 9.0202 |  |  | 0% |  |  |  |  | N | N | N | 0
| 960 | NSTAR | South | New Bedford | Pine Street | 611 | A | N. Bedford | D | 2-21-21 | NEB | 13.2kV | 13.2kV | 13.2kV | 0.77642 | 0.93739 | 0.77734 | 8.0154 |  | 8.0249 | 9.687% |  | 9.687% |  |  | N | N | N | 0
| 961 | NSTAR | South | Plymouth | Marshfield Sub | 739 | 1 | Marshfield | D | 3-21-21 | MAF | 22.8kV | 22.8kV | N/A | [11 empty] | N | N | N | 0
| 962 | NSTAR | South | New Bedford | Pine Street | 611 | C | N. Bedford | D | 2-24-22 | NEB | 13.2kV | 13.2kV | 13.2kV | 2.1694 | 2.172 | 0 | 3.8364 |  | 3.841 | 56.55% |  | 0% |  |  | N | N | N | 0
| 964 | NSTAR | South | New Bedford | Pine Street | 611 | D | N. Bedford | D | 2-23-23 | NEB | 13.2kV | 13.2kV | 13.2kV | 2.3978 | 2.332 | 2.4692 | 8.0154 |  | 8.0249 | 29.91% |  | 30.77% |  |  | N | N | N | 0
| 966 | NSTAR | South | New Bedford | Pine Street | 611 | C | N. Bedford | D | 2-24-24 | NEB | 13.2kV | 13.2kV | 13.2kV | 4.2018 | 3.3837 | 3.6124 | 8.0154 |  | 8.0249 | 52.42% |  | 45.01% |  |  | N | N | N | 0
| 967 | NSTAR | South | Plymouth | Duxbury Sub | 738 | 1 | Duxbury | D | 3-24-24 | DUX | 22.8kV | 22.8kV | N/A | [11 empty] | N | N | N | 0
| 968 | NSTAR | South | New Bedford | Pine Street | 611 | D | N. Bedford | D | 2-25-25 | NEB | 13.2kV | 13.2kV | 13.2kV | 2.9687 | 3.1094 | 3.498 | 8.0154 |  | 8.0249 | 37.04% |  | 43.59% |  |  | N | N | N | 0
| 971 | NSTAR | South | New Bedford | Pine Street | 611 | C | N. Bedford | D | 2-27-27 | NEB | 13.2kV | 13.2kV | 13.2kV | 0.45672 | 0.50299 | 0.50299 | 8.0154 |  | 8.0249 | 5.698% |  | 6.268% |  |  | N | N | N | 0
| 973 | NSTAR | South | New Bedford | Pine Street | 611 | D | N. Bedford | D | 2-8-28 | NEB | 13.2kV | 13.2kV | 13.2kV | 0.68508 | 0.68589 | 0.68589 | 3.8364 |  | 3.841 | 17.86% |  | 17.86% |  |  | N | N | N | 0
| 976 | NSTAR | South | New Bedford | Industrial Park | 636 | 111 | N. Bedford | D | 2-102-602 | FRE | 13.2kV | 13.2kV | N/A | 1.4843 |  |  | 11.7605 |  |  | 12.62% |  |  |  |  | N | N | N | 0
| 977 | NSTAR | South | New Bedford | Industrial Park | 636 | 111 | N. Bedford | D | 2-102-603 | LKV | 13.2kV | 13.2kV | N/A | [11 empty] | N | N | N | 0
| 978 | NSTAR | South | New Bedford | Industrial Park | 636 | 111 | N. Bedford | D | 2-102-604 | FRE | 13.2kV | 13.2kV | N/A | 9.2486 |  |  | 5.2523 |  |  | 176.1% |  |  |  |  | N | N | N | 0
| 989 | NSTAR | South | New Bedford | Pine Street | 611 | A | N. Bedford | D | 2-110-110 | NEB | 13.2kV | 13.2kV | 13.2kV | 1.1646 | 2.0577 | 4.4812 | 8.0154 |  | 8.0249 | 14.53% |  | 55.84% |  |  | N | N | N | 0
| 990 | NSTAR | South | New Bedford | Pine Street | 611 | A | N. Bedford | D | 2-110-26 | NEB | 13.2kV | 13.2kV | 13.2kV | 0.54806 | 0.54871 | 0 | 3.8364 |  | 3.841 | 14.29% |  | 0% |  |  | N | N | N | 0
| 991 | NSTAR | South | New Bedford | Pine Street | 611 | A | N. Bedford | D | 2-110-56 | NEB | 13.2kV | 13.2kV | 13.2kV | 0.091344 | 0.091452 | 0 | 9.0202 |  | 9.0309 | 1.013% |  | 0% |  |  | N | N | N | 0
| 992 | NSTAR | South | New Bedford | Belleville Ave. | 680 | 1 | N. Bedford | D | 2-130-130 | NEB | #N/A | #N/A | N/A | [11 empty] | N | N | N | 0
| 993 | NSTAR | South | New Bedford | Belleville Ave. | 680 | 1 | N. Bedford | D | 2-132-132 | NEB | 3.74kV | 3.74kV | N/A | 0 |  |  | 1.8505 |  |  | 0% |  |  |  |  | N | N | N | 0
| 994 | NSTAR | South | New Bedford | Hathaway St. | 617 | S | N. Bedford | D | 2-134-134 | NEB | 3.74kV | 3.74kV | N/A | 0 |  |  | 1.8505 |  |  | 0% |  |  |  |  | N | N | N | 0
| 995 | NSTAR | South | New Bedford | Belleville Ave. | 680 | 1 | N. Bedford | D | 2-136-136 | NEB | 3.74kV | 3.74kV | N/A | 0 |  |  | 1.8505 |  |  | 0% |  |  |  |  | N | N | N | 0
| 996 | NSTAR | South | New Bedford | Hathaway St. | 617 | S | N. Bedford | D | 2-137-137 | NEB | #N/A | #N/A | N/A | [11 empty] | N | N | N | 0
| 997 | NSTAR | South | New Bedford | River Road | 695 | 1 | N. Bedford | D | 2-137-139 | NEB | #N/A | #N/A | N/A | [11 empty] | N | N | N | 0
| 998 | NSTAR | South | New Bedford | Hathaway St. | 617 | N | N. Bedford | D | 2-140-140 | NEB | 3.74kV | 3.74kV | N/A | 0 |  |  | 1.8505 |  |  | 0% |  |  |  |  | N | N | N | 0
| 1002 | NSTAR | South | New Bedford | Arsene | 654 | 1 | Fairhaven | D | 2-220-206 | FRH | 13.2kV | 13.2kV | N/A | 3.5167 |  | 0 | 5.709 |  | 5.7158 | 61.6% |  | 0% |  |  | N | N | N | 0
| 1004 | NSTAR | South | New Bedford | Arsene | 654 | 1 | Fairhaven | D | 2-220-9 | FRH | 13.2kV | 13.2kV | N/A | 0 |  |  | 5.709 |  |  | 0% |  |  |  |  | N | N | N | 0
| 1007 | NSTAR | South | New Bedford | Acushnet | 612 | S | Acushnet | D | 2-230-230 | ACU | 13.2kV | 13.2kV | 13.2kV | 3.8821 | 4.5498 | 4.2525 | 8.0154 |  | 8.0249 | 48.43% |  | 52.99% |  |  | N | N | N | 0
| 1008 | NSTAR | South | New Bedford | Acushnet | 612 | N | Acushnet | D | 2-231-231 | ACU | 13.2kV | 13.2kV | 13.2kV | 1.4615 | 1.4175 | 1.5318 | 8.0154 |  | 8.0249 | 18.23% |  | 19.09% |  |  | N | N | N | 0
| 1012 | NSTAR | South | New Bedford | Wing Lane | 624 | 1 | Acushnet | D | 2-240-9 | FRH | 13.2kV | 13.2kV | N/A | 0 |  |  | 5.709 |  |  | 0% |  |  |  |  | N | N | N | 0
| 1016 | NSTAR | South | New Bedford | Purchase St | 699 | C | N. Bedford | D | 2-24-182 | NEB | 13.2kV | 13.2kV | 13.2kV | 2.6946 | 1.4861 | 1.8519 | 9.0202 |  | 9.0309 | 29.87% |  | 20.51% |  |  | N | N | N | 0
| 1018 | NSTAR | South | New Bedford | S. Dartmouth | 675 | 1 | Dartmouth | D | 2-2-505 | DAR | 13.2kV | 13.2kV | 13.2kV | 3.9735 | 4.2983 | 4.5269 | 8.3351 |  | 8.345 | 47.67% |  | 54.25% |  |  | N | N | N | 0
| 1024 | NSTAR | South | New Bedford | Bolton St. | 681 | 1 | N. Bedford | D | 2-35-35 | NEB | #N/A | #N/A | N/A | [11 empty] | N | N | N | 0
| 1025 | NSTAR | South | New Bedford | Rockdale | 693 | 1 | N. Bedford | D | 2-36-36 | NEB | 3.74kV | 3.74kV | N/A | 0 |  |  | 1.8505 |  |  | 0% |  |  |  |  | N | N | N | 0
| 1026 | NSTAR | South | New Bedford | Durfee St. | 686 | 1 | N. Bedford | D | 2-38-38 | NEB | 3.74kV | 3.74kV | N/A | 0 |  |  | 2.271 |  |  | 0% |  |  |  |  | N | N | N | 0
| 1027 | NSTAR | South | New Bedford | Bonney St. | 682 | 1 | N. Bedford | D | 2-39-39 | NEB | 3.74kV | 3.74kV | N/A | [11 empty] | N | N | N | 0
| 1028 | NSTAR | South | New Bedford | Depot St. | 685 | 1 | N. Bedford | D | 2-40-40 | NEB | 3.74kV | 3.74kV | N/A | 0 |  |  | 1.8505 |  |  | 0% |  |  |  |  | N | N | N | 0
| 1029 | NSTAR | South | New Bedford | Bonney St. | 682 | 1 | N. Bedford | D | 2-41-41 | NEB | #N/A | #N/A | N/A | [11 empty] | N | N | N | 0
| 1030 | NSTAR | South | New Bedford | Depot St. | 685 | 1 | N. Bedford | D | 2-42-42 | NEB | 3.74kV | 3.74kV | N/A | 0 |  |  | 1.8505 |  |  | 0% |  |  |  |  | N | N | N | 0
| 1031 | NSTAR | South | New Bedford | Ash St. | 615 | W | N. Bedford | D | 2-43-43 | NEB | 3.74kV | 3.74kV | N/A | 0 |  |  | 1.8505 |  |  | 0% |  |  |  |  | N | N | N | 0
| 1032 | NSTAR | South | New Bedford | Bonney St. | 682 | 1 | N. Bedford | D | 2-46-46 | NEB | 3.74kV | 3.74kV | N/A | [11 empty] | N | N | N | 0
| 1033 | NSTAR | South | New Bedford | Rockdale | 693 | 1 | New Bedford | D | 2-48-48 | NEB | 3.74kV | 3.74kV | N/A | 0 |  |  | 1.8505 |  |  | 0% |  |  |  |  | N | N | N | 0
| 1034 | NSTAR | South | New Bedford | Ash St. | 615 | W | N. Bedford | D | 2-49-49 | NEB | 3.74kV | 3.74kV | N/A | 0 |  |  | 1.8505 |  |  | 0% |  |  |  |  | N | N | N | 0
| 1046 | NSTAR | South | New Bedford | Bonney St. | 682 | C | N. Bedford | D | 2-53-65 | NEB | 13.2kV | 13.2kV | 13.2kV | 3.6766 | 3.498 | 4.0239 | 6.1886 |  | 6.1959 | 59.41% |  | 64.94% |  |  | N | N | N | 0
| 1048 | NSTAR | South | New Bedford | Cross Rd. | 651 | 109 | Dartmouth | D | 2-541-542 | DAR | 13.2kV | 13.2kV | N/A | 6.3712 |  |  | 12.7882 |  |  | 49.82% |  |  |  |  | N | N | N | 0
| 1052 | NSTAR | South | New Bedford | Pine Street | 611 | B | N. Bedford | D | 2-54-54 | NEB | 13.2kV | 13.2kV | 13.2kV | 2.0552 | 2.675 | 2.9265 | 5.1153 |  | 5.1213 | 40.18% |  | 57.14% |  |  | N | N | N | 0
| 1053 | NSTAR | South | New Bedford | Pine Street | 611 | B | N. Bedford | D | 2-54-93 | NEB | 13.2kV | 13.2kV | 13.2kV | 0.5709 | 0.57158 | 0 | 3.8364 |  | 3.841 | 14.88% |  | 0% |  |  | N | N | N | 0
| 1055 | NSTAR | South | New Bedford | Pine Street | 611 | B | N. Bedford | D | 2-55-47 | NEB | 13.2kV | 13.2kV | 13.2kV | 1.4158 | 1.4404 | 0 | 3.8364 |  | 3.841 | 36.9% |  | 0% |  |  | N | N | N | 0
| 1057 | NSTAR | South | New Bedford | Pine Street | 611 | B | N. Bedford | D | 2-55-55 | NEB | 13.2kV | 13.2kV | 13.2kV | 3.8593 | 3.1094 | 3.3837 | 8.0154 |  | 8.0249 | 48.15% |  | 42.17% |  |  | N | N | N | 0
| 1058 | NSTAR | South | New Bedford | Pine Street | 611 | D | N. Bedford | D | 2-59-16 | NEB | 13.2kV | 13.2kV | 13.2kV | 1.4843 | 1.4861 | 0 | 3.8364 |  | 3.841 | 38.69% |  | 0% |  |  | N | N | N | 0
| 1061 | NSTAR | South | New Bedford | Pine Street | 611 | D | N. Bedford | D | 2-59-59 | NEB | 13.2kV | 13.2kV | 13.2kV | 5.9374 | 5.2585 | 6.173 | 8.0154 |  | 8.0249 | 74.07% |  | 76.92% |  |  | N | N | N | 0
| 1062 | NSTAR | South | New Bedford | Pine Street | 611 | D | N. Bedford | D | 2-59-96 | NEB | 13.2kV | 13.2kV | 13.2kV | 1.0505 | 1.0517 | 0 | 3.8364 |  | 3.841 | 27.38% |  | 0% |  |  | N | N | N | 0
| 1063 | NSTAR | South | New Bedford | Pine Street | 611 | A | N. Bedford | D | 2-60-17 | NEB | 13.2kV | 13.2kV | 13.2kV | 0.86777 | 0.8688 | 0 | 3.8364 |  | 3.841 | 22.62% |  | 0% |  |  | N | N | N | 0
| 1067 | NSTAR | South | New Bedford | Pine Street | 611 | A | N. Bedford | D | 2-60-60 | NEB | 13.2kV | 13.2kV | 13.2kV | 4.59 | 5.0985 | 5.1899 | 8.0154 |  | 8.0249 | 57.26% |  | 64.67% |  |  | N | N | N | 0
| 1068 | NSTAR | South | New Bedford | Pine Street | 611 | A | N. Bedford | D | 2-60-63 | NEB | 13.2kV | 13.2kV | 13.2kV | 2.2836 | 2.7893 | 3.338 | 7.4902 |  | 7.4991 | 30.49% |  | 44.51% |  |  | N | N | N | 0
| 1071 | NSTAR | South | New Bedford | Pine Street | 611 | B | N. Bedford | D | 2-62-50 | NEB | 13.2kV | 13.2kV | 13.2kV | 1.5528 | 1.5547 | 0 | 3.8364 |  | 3.841 | 40.48% |  | 0% |  |  | N | N | N | 0
| 1072 | NSTAR | South | New Bedford | Pine Street | 611 | B | N. Bedford | D | 2-62-51 | NEB | 13.2kV | 13.2kV | 13.2kV | 0.73075 | 0.73162 | 0.73162 | 3.8364 |  | 3.841 | 19.05% |  | 19.05% |  |  | N | N | N | 0
| 1073 | NSTAR | South | New Bedford | Pine Street | 611 | B | N. Bedford | D | 2-62-62 | NEB | 13.2kV | 13.2kV | 13.2kV | 3.6309 | 2.4235 | 2.5378 | 8.0154 |  | 8.0249 | 45.3% |  | 31.62% |  |  | N | N | N | 0
| 1075 | NSTAR | South | New Bedford | Pine Street | 611 | C | N. Bedford | D | 2-66-12 | NEB | 13.2kV | 13.2kV | N/A | 0 |  |  | 3.8364 |  |  | 0% |  |  |  |  | N | N | N | 0
| 1076 | NSTAR | South | New Bedford | Pine Street | 611 | C | N. Bedford | D | 2-66-66 | NEB | 13.2kV | 13.2kV | 13.2kV | 2.3064 | 2.4235 | 2.6293 | 8.0154 |  | 8.0249 | 28.77% |  | 32.76% |  |  | N | N | N | 0
| 1077 | NSTAR | South | New Bedford | Pine Street | 611 | A | N. Bedford | D | 2-67-14 | NEB | 13.2kV | 13.2kV | 13.2kV | 0.84493 | 0.84593 | 0 | 3.8364 |  | 3.841 | 22.02% |  | 0% |  |  | N | N | N | 0
| 1078 | NSTAR | South | New Bedford | Pine Street | 611 | A | N. Bedford | D | 2-67-28 | NEB | 13.2kV | 13.2kV | 13.2kV | 0.52523 | 0.52585 | 0 | 3.8364 |  | 3.841 | 13.69% |  | 0% |  |  | N | N | N | 0
| 1081 | NSTAR | South | New Bedford | Pine Street | 611 | A | N. Bedford | D | 2-67-67 | NEB | 13.2kV | 13.2kV | 13.2kV | 6.1886 | 4.8012 | 4.9384 | 8.0154 |  | 8.0249 | 77.21% |  | 61.54% |  |  | N | N | N | 0
| 1082 | NSTAR | South | New Bedford | Pine Street | 611 | A | N. Bedford | D | 2-69-19 | NEB | 13.2kV | 13.2kV | N/A | [11 empty] | N | N | N | 0
| 1083 | NSTAR | South | New Bedford | Pine Street | 611 | A | N. Bedford | D | 2-69-27 | NEB | 13.2kV | 13.2kV | N/A | [11 empty] | N | N | N | 0
| 1084 | NSTAR | South | New Bedford | Pine Street | 611 | A | N. Bedford | D | 2-69-52 | NEB | 13.2kV | 13.2kV | N/A | [11 empty] | N | N | N | 0
| 1085 | NSTAR | South | New Bedford | Pine Street | 611 | A | N. Bedford | D | 2-69-69 | NEB | 13.2kV | 13.2kV | 13.2kV | 5.0696 | 5.4871 | 5.4414 | 8.0154 |  | 8.0249 | 63.25% |  | 67.81% |  |  | N | N | N | 0
| 1086 | NSTAR | South | New Bedford | Hawthorne St. | 673 | 1 | Dartmouth | D | 2-70-502 | DAR | 13.2kV | 13.2kV | 13.2kV | 2.3293 | 2.4692 | 2.4921 | 8.3351 |  | 8.345 | 27.95% |  | 29.86% |  |  | N | N | N | 0
| 1087 | NSTAR | South | New Bedford | Hawthorne St. | 673 | 1 | Dartmouth | D | 2-70-506 | DAR | 13.2kV | 13.2kV | 13.2kV | 3.197 | 3.2466 | 3.5438 | 8.3351 |  | 8.345 | 38.36% |  | 42.47% |  |  | N | N | N | 0
| 1088 | NSTAR | South | New Bedford | Pine Street | 611 | D | N. Bedford | D | 2-70-70 | NEB | 13.2kV | 13.2kV | 13.2kV | 5.7547 | 5.8072 | 6.1502 | 8.0154 |  | 8.0249 | 71.79% |  | 76.64% |  |  | N | N | N | 0
| 1089 | NSTAR | South | New Bedford | Pine Street | 611 | B | N. Bedford | D | 2-71-71 | NEB | 13.2kV | 13.2kV | 13.2kV | 0.29687 | 2.9722 | 3.3609 | 8.0154 |  | 8.0249 | 3.704% |  | 41.88% |  |  | N | N | N | 0
| 1090 | NSTAR | South | New Bedford | Rockdale | 693 | 1 | N. Bedford | D | 2-72-501 | NEB | 13.2kV | 13.2kV | 13.2kV | 3.4254 | 3.498 | 3.8181 | 6.5311 |  | 6.5388 | 52.45% |  | 58.39% |  |  | N | N | N | 0
| 1091 | NSTAR | South | New Bedford | Pine Street | 611 | A | New Bedford | D | 2-73-16 | NEB | 13.2kV | 13.2kV | 13.2kV | 0.91344 | 0.91452 | 0 | 3.8364 |  | 3.841 | 23.81% |  | 0% |  |  | N | N | N | 0
| 1093 | NSTAR | South | New Bedford | Pine Street | 611 | A | N. Bedford | D | 2-73-47 | NEB | 13.2kV | 13.2kV | 13.2kV | 0.52523 | 0.52585 | 0 | 3.8364 |  | 3.841 | 13.69% |  | 0% |  |  | N | N | N | 0
| 1095 | NSTAR | South | New Bedford | Pine Street | 611 | A | N. Bedford | D | 2-73-73 | NEB | 13.2kV | 13.2kV | 13.2kV | 3.2884 | 3.0865 | 3.1551 | 9.4084 |  | 9.4196 | 34.95% |  | 33.5% |  |  | N | N | N | 0
| 1096 | NSTAR | South | New Bedford | Pine Street | 611 | A | N. Bedford | D | 2-73-93 | NEB | 13.2kV | 13.2kV | 13.2kV | 1.0961 | 1.0974 | 0 | 3.8364 |  | 3.841 | 28.57% |  | 0% |  |  | N | N | N | 0
| 1097 | NSTAR | South | New Bedford | Acushnet | 612 | N | Acushnet | D | 2-79-404 | NEB | 13.2kV | 13.2kV | 13.2kV | 3.2655 | 3.5895 | 3.6352 | 8.3351 |  | 8.345 | 39.18% |  | 43.56% |  |  | N | N | N | 0
| 1098 | NSTAR | South | New Bedford | Acushnet | 612 | N | Acushnet | D | 2-79-79 | NEB | 13.2kV | 13.2kV | 13.2kV | 3.9278 | 4.3668 | 3.7267 | 12.7882 |  | 12.8033 | 30.71% |  | 29.11% |  |  | N | N | N | 0
| 1101 | NSTAR | South | New Bedford | Acushnet | 612 | S | Acushnet | D | 2-80-80 | NEB | 13.2kV | 13.2kV | 13.2kV | 1.4158 | 1.4861 | 1.509 | 8.0154 |  | 8.0249 | 17.66% |  | 18.8% |  |  | N | N | N | 0
| 1102 | NSTAR | South | New Bedford | Acushnet | 612 | S | Acushnet | D | 2-81-180 | NEB | 13.2kV | 13.2kV | 13.2kV | 0.68508 | 0.68589 | 0.68589 | 4.5215 |  | 4.5269 | 15.15% |  | 15.15% |  |  | N | N | N | 0
| 1103 | NSTAR | South | New Bedford | Acushnet | 612 | S | Acushnet | D | 2-81-81 | NEB | 13.2kV | 13.2kV | 13.2kV | 0.91344 | 0.93739 | 0.96025 | 8.0154 |  | 8.0249 | 11.4% |  | 11.97% |  |  | N | N | N | 0
| 1104 | NSTAR | South | New Bedford | Acushnet | 612 | S | Acushnet | D | 2-81-94 | NEB | 13.2kV | 13.2kV | 13.2kV | 1.0276 | 1.0288 | 0 | 3.8364 |  | 3.841 | 26.79% |  | 0% |  |  | N | N | N | 0
| 1105 | NSTAR | South | New Bedford | Acushnet | 612 | S | Acushnet | D | 2-82-15 | NEB | 13.2kV | 13.2kV | 13.2kV | 0.47956 | 0.48012 | 0 | 3.8364 |  | 3.841 | 12.5% |  | 0% |  |  | N | N | N | 0
| 1106 | NSTAR | South | New Bedford | Acushnet | 612 | S | Acushnet | D | 2-82-18 | NEB | 13.2kV | 13.2kV | 13.2kV | 0.95911 | 0.96025 | 0 | 3.8364 |  | 3.841 | 25% |  | 0% |  |  | N | N | N | 0
| 1107 | NSTAR | South | New Bedford | Acushnet | 612 | S | Acushnet | D | 2-82-82 | NEB | 13.2kV | 13.2kV | 13.2kV | 4.6814 | 5.0299 | 5.2585 | 8.0154 |  | 8.0249 | 58.4% |  | 65.53% |  |  | N | N | N | 0
| 1108 | NSTAR | South | New Bedford | Highland St. | 688 | 1 | N. Bedford | D | 2-83-403 | NEB | 13.2kV | 13.2kV | 13.2kV | 2.786 | 2.7664 | 2.9722 | 7.1933 |  | 7.2019 | 38.73% |  | 41.27% |  |  | N | N | N | 0
| 1109 | NSTAR | South | New Bedford | Acushnet | 612 | N | Acushnet | D | 2-83-83 | NEB | 13.2kV | 13.2kV | 13.2kV | 2.8545 | 2.6978 | 3.2008 | 8.0154 |  | 8.0249 | 35.61% |  | 39.89% |  |  | N | N | N | 0
| 1110 | NSTAR | South | New Bedford | Belleville Ave. | 680 | 1 | New Bedford | D | 2-84-132 | NEB | 3.74kV | 3.74kV | N/A | 0.87348 |  | 0 | 1.8505 |  | 1.8527 | 47.2% |  | 0% |  |  | N | N | N | 0
| 1113 | NSTAR | South | New Bedford | Acushnet | 612 | N | Acushnet | D | 2-84-15 | NEB | 13.2kV | 13.2kV | 13.2kV | 0.5709 | 0.57158 | 0 | 3.8364 |  | 3.841 | 14.88% |  | 0% |  |  | N | N | N | 0
| 1114 | NSTAR | South | New Bedford | Acushnet | 612 | N | Acushnet | D | 2-84-56 | NEB | 13.2kV | 13.2kV | 13.2kV | 0.79926 | 0.80021 | 0 | 9.0202 |  | 9.0309 | 8.861% |  | 0% |  |  | N | N | N | 0
| 1115 | NSTAR | South | New Bedford | Acushnet | 612 | N | Acushnet | D | 2-84-84 | NEB | 13.2kV | 13.2kV | 13.2kV | 4.2475 | 4.2297 | 3.7038 | 8.0154 |  | 8.0249 | 52.99% |  | 46.15% |  |  | N | N | N | 0
| 1119 | NSTAR | South | New Bedford | Acushnet | 612 | N | Acushnet | D | 2-85-26 | NEB | 13.2kV | 13.2kV | 13.2kV | 1.0048 | 1.006 | 0 | 3.8364 |  | 3.841 | 26.19% |  | 0% |  |  | N | N | N | 0
| 1120 | NSTAR | South | New Bedford | Acushnet | 612 | S | Acushnet | D | 2-86-86 | NEB | 13.2kV | 13.2kV | 13.2kV | 0.77642 | 0.77734 | 0.80021 | 8.0154 |  | 8.0249 | 9.687% |  | 9.972% |  |  | N | N | N | 0
| 1126 | NSTAR | South | New Bedford | Acushnet | 612 | N | Acushnet | D | 2-87-87 | NEB | 13.2kV | 13.2kV | 13.2kV | 5.3665 | 5.6015 | 5.2585 | 8.0154 |  | 8.0249 | 66.95% |  | 65.53% |  |  | N | N | N | 0
| 1131 | NSTAR | South | New Bedford | Acushnet | 612 | N | Acushnet | D | 2-88-18 | NEB | 13.2kV | 13.2kV | 13.2kV | 1.0733 | 1.0746 | 0 | 3.8364 |  | 3.841 | 27.98% |  | 0% |  |  | N | N | N | 0
| 1132 | NSTAR | South | New Bedford | Acushnet | 612 | N | Acushnet | D | 2-88-88 | NEB | 13.2kV | 13.2kV | 13.2kV | 2.6946 | 3.4752 | 2.8807 | 8.0154 |  | 8.0249 | 33.62% |  | 35.9% |  |  | N | N | N | 0
| 1133 | NSTAR | South | New Bedford | Pine Street | 611 | D | N. Bedford | D | 2-89-11 | NEB | 13.2kV | 13.2kV | 13.2kV | 2.3978 | 0.22863 | 0 | 3.8364 |  | 3.841 | 62.5% |  | 0% |  |  | N | N | N | 0
| 1134 | NSTAR | South | New Bedford | Pine Street | 611 | D | N. Bedford | D | 2-89-13 | NEB | 13.2kV | 13.2kV | 13.2kV | 0.34254 | 0.34295 | 0 | 9.0202 |  | 9.0309 | 3.797% |  | 0% |  |  | N | N | N | 0
| 1135 | NSTAR | South | New Bedford | Pine Street | 611 | D | N. Bedford | D | 2-89-14 | NEB | 13.2kV | 13.2kV | 13.2kV | 1.6442 | 1.6461 | 0 | 3.8364 |  | 3.841 | 42.86% |  | 0% |  |  | N | N | N | 0
| 1136 | NSTAR | South | New Bedford | Pine Street | 611 | D | N. Bedford | D | 2-89-181 | NEB | 13.2kV | 13.2kV | 13.2kV | 1.256 | 1.2575 | 1.2575 | 9.0202 |  | 9.0309 | 13.92% |  | 13.92% |  |  | N | N | N | 0
| 1137 | NSTAR | South | New Bedford | Acushnet | 612 | S | Acushnet | D | 2-89-404 | NEB | #N/A | #N/A | N/A | [11 empty] | N | N | N | 0
| 1138 | NSTAR | South | New Bedford | Pine Street | 611 | D | N. Bedford | D | 2-89-89 | NEB | 13.2kV | 13.2kV | 13.2kV | 4.2247 | 4.1839 | 4.2068 | 8.0154 |  | 8.0249 | 52.71% |  | 52.42% |  |  | N | N | N | 0
| 1139 | NSTAR | South | New Bedford | Pine Street | 611 | D | N. Bedford | D | 2-89-94 | NEB | 13.2kV | 13.2kV | 13.2kV | 1.7127 | 1.7147 | 0 | 3.8364 |  | 3.841 | 44.64% |  | 0% |  |  | N | N | N | 0
| 1140 | NSTAR | South | New Bedford | Pine Street | 611 | D | New Bedford | D | 2-89S-11 | NEB | #N/A | #N/A | N/A | [11 empty] | N | N | N | 0
| 1141 | NSTAR | South | New Bedford | Pine Street | 611 | D | N. Bedford | D | 2-89S-14 | NEB | 13.2kV | 13.2kV | N/A | [11 empty] | N | N | N | 0
| 1142 | NSTAR | South | New Bedford | Pine Street | 611 | D | New Bedford | D | 2-89S-181 | NEB | #N/A | #N/A | N/A | [11 empty] | N | N | N | 0
| 1143 | NSTAR | South | New Bedford | Pine Street | 611 | D | N. Bedford | D | 2-89S-89 | NEB | 13.2kV | 13.2kV | N/A | [11 empty] | N | N | N | 0
| 1144 | NSTAR | South | New Bedford | Pine Street | 611 | D | N. Bedford | D | 2-89S-94 | NEB | 13.2kV | 13.2kV | N/A | [11 empty] | N | N | N | 0
| 1145 | NSTAR | South | New Bedford | Pine Street | 611 | A | N. Bedford | D | 2-97-97 | NEB | 13.2kV | 13.2kV | 13.2kV | 0.79926 | 0.93739 | 0.96025 | 9.4084 |  | 9.4196 | 8.495% |  | 10.19% |  |  | N | N | N | 0
| 1146 | NSTAR | South | New Bedford | Pine Street | 611 | B | N. Bedford | D | 2-98-98 | NEB | 13.2kV | 13.2kV | 13.2kV | 2.0552 | 2.0805 | 1.8519 | 9.4084 |  | 9.4196 | 21.84% |  | 19.66% |  |  | N | N | N | 0
| 1149 | NSTAR | South | Plymouth | West Pond Sub | 737 | 2 | Plymouth | D | 3-10-930 | CAR | 22.8kV | 22.8kV | N/A | [11 empty] | N | N | N | 0
| 1151 | NSTAR | South | Plymouth | Newfield Sub | 736 | 1 | Plymouth | D | 3-12-28J2 | PLY | 4.16kV | 4.16kV | N/A | [11 empty] | N | N | N | 0
| 1153 | NSTAR | South | Plymouth | Newfield Sub | 736 | 1 | Plymouth | D | 3-12-28J4 | PLY | 4.16kV | 4.16kV | N/A | [11 empty] | N | N | N | 0
| 1156 | NSTAR | South | Plymouth | Manomet Sub | 741 | 1 | Plymouth | D | 3-12-942 | PLY | 22.8kV | 22.8kV | N/A | 2.5639 |  |  | 7.8888 |  |  | 32.5% |  |  |  |  | N | N | N | 0
| 1164 | NSTAR | South | Plymouth | NGRID | NGRID | NGRID | Plymouth | D | 3-15-43J1-NGRID | PLM | 4.16kV | 4.16kV | N/A | [11 empty] | N | N | N | 0
| 1165 | NSTAR | South | Plymouth | Kingston Sub | 735 | 1 | Kingston | D | 3-15-906 | KIN | 22.8kV | 22.8kV | N/A | [11 empty] | N | N | N | 0
| 1166 | NSTAR | South | Plymouth | Kingston Sub | 735 | 1 | Kingston | D | 3-15-978 | KIN | 22.8kV | 22.8kV | N/A | [11 empty] | N | N | N | 0
| 1168 | NSTAR | South | Plymouth | Kingston Sub | 735 | 2 | Kingston | D | 3-17-910 | KIN | 22.8kV | 22.8kV | N/A | 3.1555 |  |  | 13.411 |  |  | 23.53% |  |  |  |  | N | N | N | 0
| 1169 | NSTAR | South | Plymouth | Kingston Sub | 735 | 2 | Kingston | D | 3-17-916 | KIN | 22.8kV | 22.8kV | N/A | 3.8261 |  |  | 13.411 |  |  | 28.53% |  |  |  |  | N | N | N | 0
| 1171 | NSTAR | South | Plymouth | Kingston Sub | 735 | 2 | Kingston | D | 3-18-36J1 | KIN | 4.16kV | 4.16kV | N/A | 1.0795 |  |  | 2.0151 |  |  | 53.57% |  |  |  |  | N | N | N | 0
| 1172 | NSTAR | South | Plymouth | South River Sub | 730 | 1 | Marshfield | D | 3-21-34J1 | MAR | 4.16kV | 4.16kV | N/A | [11 empty] | N | N | N | 0
| 1173 | NSTAR | South | Plymouth | South River Sub | 730 | 1 | Marshfield | D | 3-21-34J2 | MAR | 4.16kV | 4.16kV | N/A | [11 empty] | N | N | N | 0
| 1174 | NSTAR | South | Plymouth | Seaview Sub | 729 | 1 | Marshfield | D | 3-21-35J1 | MAR | 4.16kV | 4.16kV | N/A | [11 empty] | N | N | N | 0
| 1175 | NSTAR | South | Plymouth | Seaview Sub | 729 | 1 | Marshfield | D | 3-21-35J2 | MAR | 4.16kV | 4.16kV | N/A | [11 empty] | N | N | N | 0
| 1176 | NSTAR | South | Plymouth | Marshfield Sub | 739 | 1 | Marshfield | D | 3-21-971 | MAR | 22.8kV | 22.8kV | N/A | [11 empty] | N | N | N | 0
| 1177 | NSTAR | South | Plymouth | Marshfield Sub | 739 | 1 | Marshfield | D | 3-21-974 | MAR | 22.8kV | 22.8kV | N/A | [11 empty] | N | N | N | 0
| 1178 | NSTAR | South | Plymouth | Marshfield Sub | 739 | 1 | Marshfield | D | 3-21-976 | MAR | 22.8kV | 22.8kV | N/A | [11 empty] | N | N | N | 0
| 1181 | NSTAR | South | Plymouth | Marshfield Sub | 739 | 1 | Marshfield | D | 3-22-971 | MAR | 22.8kV | 22.8kV | N/A | [11 empty] | N | N | N | 0
| 1183 | NSTAR | South | Plymouth | Marshfield Sub | 739 | 1 | Marshfield | D | 3-23-981 | DUX | 22.8kV | 22.8kV | N/A | [11 empty] | N | N | N | 0
| 1184 | NSTAR | South | Plymouth | South River Sub | 730 | 1 | Marshfield | D | 3-24-34J1 | MAR | #N/A | #N/A | N/A | [11 empty] | N | N | N | 0
| 1185 | NSTAR | South | Plymouth | South River Sub | 730 | 1 | Marshfield | D | 3-24-34J2 | MAR | 22.8kV | 22.8kV | N/A | [11 empty] | N | N | N | 0
| 1186 | NSTAR | South | Plymouth | Seaview Sub | 729 | 1 | Marshfield | D | 3-24-35J1 | MAR | 22.8kV | 22.8kV | N/A | [11 empty] | N | N | N | 0
| 1187 | NSTAR | South | Plymouth | Duxbury Sub | 738 | 1 | Duxbury | D | 3-24-905 | DUX | 22.8kV | 22.8kV | N/A | [11 empty] | N | N | N | 0
| 1188 | NSTAR | South | Plymouth | NGRID | NGRID | NGRID | Duxbury | D | 3-24-905-NGRID | DUX | #N/A | #N/A | N/A | [11 empty] | N | N | N | 0
| 1189 | NSTAR | South | Plymouth | Duxbury Sub | 738 | 1 | Duxbury | D | 3-24-915 | MAR | 22.8kV | 22.8kV | N/A | [11 empty] | N | N | N | 0
| 1190 | NSTAR | South | Plymouth | Marshfield Sub | 739 | 1 | Marshfield | D | 3-24-974 | MAR | 22.8kV | 22.8kV | N/A | [11 empty] | N | N | N | 0
| 1191 | NSTAR | South | Plymouth | Marshfield Sub | 739 | 1 | Marshfield | D | 3-24-975 | MAR | 22.8kV | 22.8kV | N/A | [11 empty] | N | N | N | 0
| 1195 | NSTAR | South | Plymouth | Marshfield Sub | 739 | 1 | Marshfield | D | 3-24A-35J1 | MAF | 22.8kV | 22.8kV | N/A | 4.1416 |  |  | 17.7498 |  |  | 23.33% |  |  |  |  | N | N | N | 0
| 1196 | NSTAR | South | Plymouth | Marshfield Sub | 739 | 1 | Marshfield | D | 3-24A-35J2 | MAF | 4.16kV | 4.16kV | N/A | 0 |  |  | 1.6553 |  |  | 0% |  |  |  |  | N | N | N | 0
| 1199 | NSTAR | South | Plymouth | Marshfield Sub | 739 | 1 | Marshfield | D | 3-24A-975 | MAF | 22.8kV | 22.8kV | N/A | [11 empty] | N | N | N | 0
| 1201 | NSTAR | South | Plymouth | Duxbury Sub | 738 | 1 | Duxbury | D | 3-24B-905 | DUX | 22.8kV | 22.8kV | N/A | [11 empty] | N | N | N | 0
| 1206 | NSTAR | South | Plymouth | Duxbury Sub | 738 | 2 | Duxbury | D | 3-25-908 | MAR | 22.8kV | 22.8kV | N/A | 1.1044 |  |  | 13.411 |  |  | 8.235% |  |  |  |  | N | N | N | 0
| 1207 | NSTAR | South | Plymouth | Duxbury Sub | 738 | 2 | Duxbury | D | 3-25-975 | MAF | 22.8kV | 22.8kV | N/A | [11 empty] | N | N | N | 0
| 1208 | NSTAR | South | Plymouth | Marshfield Sub | 739 | 1 | Marshfield | D | 3-25-976 | MAR | 22.8kV | 22.8kV | N/A | [11 empty] | N | N | N | 0
| 1210 | NSTAR | South | Plymouth | Duxbury Sub | 738 | 1 | Duxbury | D | 3-26-902 | KIN | 22.8kV | 22.8kV | N/A | [11 empty] | N | N | N | 0
| 1211 | NSTAR | South | Plymouth | Duxbury Sub | 738 | 1 | Duxbury | D | 3-26-903 | DUX | 22.8kV | 22.8kV | N/A | [11 empty] | N | N | N | 0
| 1212 | NSTAR | South | Plymouth | Duxbury Sub | 738 | 1 | Duxbury | D | 3-26-904 | DUX | 22.8kV | 22.8kV | N/A | [11 empty] | N | N | N | 0
| 1218 | NSTAR | South | Plymouth | Plympton Sub | 746 | 1 | Plympton | D | 3-51-43J1 | PLT | 4.16kV | 4.16kV | N/A | [11 empty] | N | N | N | 0
| 1219 | NSTAR | South | Plymouth | NGRID | NGRID | NGRID | Plympton | D | 3-51-43J1-NGRID | PLT | #N/A | #N/A | N/A | [11 empty] | N | N | N | 0
| 1221 | NSTAR | South | Plymouth | Brook Street | 727 | 1 | Plympton | D | 3-51-901 | PLT,CAR | 22.8kV | 22.8kV | N/A | [11 empty] | N | N | N | 0
| 1240 | NSTAR | South | Plymouth | Wareham Sub | 714 | 1 | Wareham | D | 3-83-950 | WAR,CAR | 22.8kV | 22.8kV | N/A | [11 empty] | N | N | N | 0
| 1241 | NSTAR | South | Plymouth | Wareham Sub | 714 | 1 | Wareham | D | 3-83-967 | WAR | 22.8kV | 22.8kV | N/A | [11 empty] | N | N | N | 0
| 1244 | NSTAR | South | Plymouth | Tempest Knob | 754 | 1 | Wareham | D | 3-84-14J1 | WAR | 4.16kV | 4.16kV | N/A | [11 empty] | N | N | N | 0
| 1245 | NSTAR | South | Plymouth | Butlerville | 750 | 1 | Wareham | D | 3-84-17J1 | WAR | 4.16kV | 4.16kV | N/A | 2.159 |  |  | 2.5189 |  |  | 85.71% |  |  |  |  | N | N | N | 0
| 1247 | NSTAR | South | Plymouth | Wareham Sub | 714 | 1 | Wareham | D | 3-84-954 | WAR | 22.8kV | 22.8kV | N/A | [11 empty] | N | N | N | 0
| 1249 | NSTAR | South | Plymouth | Wareham Sub | 714 | 1 | Wareham | D | 3-84-960 | WAR | 22.8kV | 22.8kV | N/A | [11 empty] | N | N | N | 0
| 1251 | NSTAR | South | Plymouth | Wareham Sub | 714 | 1 | Wareham | D | 3-84-963 | WAR | 22.8kV | 22.8kV | N/A | 2.9583 |  |  | 17.7498 |  |  | 16.67% |  |  |  |  | N | N | N | 0
| 1252 | NSTAR | South | Plymouth | Wareham Sub | 714 | 1 | Wareham | D | 3-84-965 | BRN | 22.8kV | 22.8kV | N/A | [11 empty] | N | N | N | 0
| 1253 | NSTAR | South | Plymouth | Wareham Sub | 714 | 1 | Wareham | D | 3-84-968 | WAR | 22.8kV | 22.8kV | N/A | [11 empty] | N | N | N | 0
| 1254 | NSTAR | South | Plymouth | Swifts Beach Sub | 753 | 1 | Wareham | D | 3-85-12J1 | WAR | 4.16kV | 4.16kV | N/A | 1.7992 |  |  | 3.2386 |  |  | 55.56% |  |  |  |  | N | N | N | 0
| 1257 | NSTAR | South | Plymouth | MUNI | MUNI | MUNI | Rochester | D | 3-85-953-MIDMUNI | ROC | 22.8kV | 22.8kV | N/A | [11 empty] | N | N | N | 0
| 1258 | NSTAR | South | Plymouth | Tremont Sub | 713 | 2 | Wareham | D | 3-85-955 | WAR | 22.8kV | 22.8kV | N/A | [11 empty] | N | N | N | 0
| 1259 | NSTAR | South | Plymouth | Tremont Sub | 713 | 2 | Wareham | D | 3-85-957 | MRN | 22.8kV | 22.8kV | N/A | 0.90721 |  |  | 12.4249 |  |  | 7.302% |  |  |  |  | N | N | N | 0
| 1261 | NSTAR | South | Plymouth | Tremont Sub | 713 | 2 | Wareham | D | 3-85-969 | MRN | 22.8kV | 22.8kV | N/A | [11 empty] | N | N | N | 0
| 1265 | NSTAR | South | Plymouth | Garland Sub | 733 | 1 | Plymouth | D | 3-88-10J2 | BRN | 4.16kV | 4.16kV | N/A | [11 empty] | N | N | N | 0
| 1272 | NSTAR | South | Plymouth | Valley Sub | 715 | 1 | Plymouth | D | 3-88-924 | PLY | 22.8kV | 22.8kV | N/A | [11 empty] | N | N | N | 0
| 1276 | NSTAR | South | Plymouth | Valley Sub | 715 | 2 | Plymouth | D | 3-89-926 | PLY | 22.8kV | 22.8kV | N/A | 0 |  |  | 17.7498 |  |  | 0% |  |  |  |  | N | N | N | 0
| 1279 | NSTAR | South | Plymouth | Valley Sub | 715 | 1 | Plymouth | D | 3-90-924 | PLY | 22.8kV | 22.8kV | N/A | 8.9143 |  |  | 17.7498 |  |  | 50.22% |  |  |  |  | N | N | N | 0
| 1281 | NSTAR | South | Cape & Vineyard | Falmouth Sub | 933 | 1 | Falmouth | D | 4-107-830 | FAL | 4.8kV | 4.8kV | N/A | [11 empty] | N | N | N | 0
| 1282 | NSTAR | South | Cape & Vineyard | Falmouth Sub | 933 | 1 | Falmouth | D | 4-107-832 | FAL | 4.8kV | 4.8kV | N/A | [11 empty] | N | N | N | 0
| 1300 | NSTAR | South | Cape & Vineyard | Falmouth Sub | 933 | 1 | Falmouth | D | 4-72-433 | FAL | 22.8kV | 22.8kV | N/A | 4.8911 |  |  | 9.0721 |  |  | 53.91% |  |  |  |  | N | N | N | 0
| 1301 | NSTAR | South | Cape & Vineyard | Falmouth Sub | 933 | 1 | Falmouth | D | 4-72-434 | FAL | 22.8kV | 22.8kV | N/A | [11 empty] | N | N | N | 0
| 1305 | NSTAR | South | Cape & Vineyard | Falmouth Sub | 933 | 1 | Falmouth | D | 4-75-225 | OKB | 22.8kV | 22.8kV | N/A | [11 empty] | N | N | N | 0
| 1312 | NSTAR | South | Cape & Vineyard | Hatchville Sub | 936 | 1 | Falmouth | D | 4-77A-454 | MAS | #N/A | #N/A | N/A | [11 empty] | N | N | N | 0
| 1313 | NSTAR | South | Cape & Vineyard | Hatchville Sub | 936 | 1 | Falmouth | D | 4-77A-456 | MAS | #N/A | #N/A | N/A | [11 empty] | N | N | N | 0
| 1315 | NSTAR | South | Cape & Vineyard | Mashpee Sub | 946 | 1 | Mashpee | D | 4-77B-452 | MAS | 22.8kV | 22.8kV | N/A | [11 empty] | N | N | N | 0
| 1326 | NSTAR | South | Cape & Vineyard | Mashpee Sub | 946 | 1 | Mashpee | D | 4-80A-490 | BNS | 22.8kV | 22.8kV | N/A | 1.5383 |  |  | 13.411 |  |  | 11.47% |  |  |  |  | N | N | N | 0
| 1336 | NSTAR | South | Cape & Vineyard | Otis Sub | 915 | 1 | Bourne | D | 4-81A-406 | BOU | 22.8kV | 22.8kV | N/A | 10.3738 |  |  | 15.7776 |  |  | 65.75% |  |  |  |  | N | N | N | 0
| 1337 | NSTAR | South | Cape & Vineyard | Otis Sub | 915 | 1 | Bourne | D | 4-81A-439 | BRN | 22.8kV | 22.8kV | N/A | 2.9189 |  |  | 7.8888 |  |  | 37% |  |  |  |  | N | N | N | 0
| 1339 | NSTAR | South | Cape & Vineyard | Sandwich Sub | 919 | 1 | Sandwich | D | 4-81A-850 | SAN | 8.3kV | 8.3kV | N/A | 0.17231 |  |  | 3.3026 |  |  | 5.217% |  |  |  |  | N | N | N | 0
| 1340 | NSTAR | South | Cape & Vineyard | Sandwich Sub | 919 | 1 | Sandwich | D | 4-81A-851 | SAN | 8.3kV | 8.3kV | N/A | 2.6564 |  |  | 5.241 |  |  | 50.68% |  |  |  |  | N | N | N | 0
| 1341 | NSTAR | South | Cape & Vineyard | Sandwich Sub | 916 | 1 | Sandwich | D | 4-81B-440 | SAN | 22.8kV | 22.8kV | N/A | 3.3527 |  |  | 13.411 |  |  | 25% |  |  |  |  | N | N | N | 0
| 1342 | NSTAR | South | Cape & Vineyard | Sandwich Sub | 916 | 1 | Sandwich | D | 4-81B-443 | SAN | 22.8kV | 22.8kV | N/A | 3.2344 |  |  | 22.0886 |  |  | 14.64% |  |  |  |  | N | N | N | 0
| 1344 | NSTAR | South | Cape & Vineyard | Oak Street Sub | 920 | 1 | Barnstable | D | 4-82-508 | BNS | 22.8kV | 22.8kV | N/A | [11 empty] | N | N | N | 0
| 1345 | NSTAR | South | Cape & Vineyard | Oak Street Sub | 920 | 1 | Barnstable | D | 4-82-516 | BNS | 22.8kV | 22.8kV | N/A | [11 empty] | N | N | N | 0
| 1346 | NSTAR | South | Cape & Vineyard | Oak Street Sub | 920 | 1 | Barnstable | D | 4-82-518 | BNS | 22.8kV | 22.8kV | N/A | [11 empty] | N | N | N | 0
| 1365 | NSTAR | South | Cape & Vineyard | Sandwich Sub | 916 | 1 | Sandwich | D | 4-87A-471 | SAN | 22.8kV | 22.8kV | N/A | 5.9166 |  |  | 13.411 |  |  | 44.12% |  |  |  |  | N | N | N | 0
| 1366 | NSTAR | South | Cape & Vineyard | Sandwich Sub | 916 | 1 | Sandwich | D | 4-87A-472 | SAN | 22.8kV | 22.8kV | N/A | 1.7355 |  |  | 13.411 |  |  | 12.94% |  |  |  |  | N | N | N | 0
| 1367 | NSTAR | South | Cape & Vineyard | Oak Street | 920 | 1 | Barnstable | D | 4-87A-475 | SAN | 22.8kV | 22.8kV | N/A | 7.2971 |  |  | 13.411 |  |  | 54.41% |  |  |  |  | N | N | N | 0
| 1371 | NSTAR | South | Cape & Vineyard | Mashpee Sub | 946 | 1 | Mashpee | D | 4-88-453 | MAS | 22.8kV | 22.8kV | N/A | [11 empty] | N | N | N | 0
| 1372 | NSTAR | South | Cape & Vineyard | Mashpee Sub | 946 | 1 | Mashpee | D | 4-88-455 | MAS | #N/A | #N/A | N/A | [11 empty] | N | N | N | 0
| 1373 | NSTAR | South | Cape & Vineyard | Mashpee Sub | 946 | 1 | Mashpee | D | 4-88-478 | BNS | 22.8kV | 22.8kV | N/A | 3.55 |  |  | 9.0721 | 9.0721 |  | 39.13% |  |  |  |  | N | N | N | 0
| 1374 | NSTAR | South | Cape & Vineyard | Mashpee Sub | 946 | 1 | Mashpee | D | 4-88-483 | MAS | #N/A | #N/A | N/A | [11 empty] | N | N | N | 0
| 1375 | NSTAR | South | Cape & Vineyard | Mashpee Sub | 946 | 1 | Mashpee | D | 4-88-485 | BNS | 22.8kV | 22.8kV | N/A | 3.3527 |  |  | 13.411 | 13.411 |  | 25% |  |  |  |  | N | N | N | 0
| 1376 | NSTAR | South | Cape & Vineyard | Mashpee Sub | 946 | 1 | Mashpee | D | 4-88-491 | BNS | 22.8kV | 22.8kV | N/A | 6.5477 |  |  | 9.4666 |  |  | 69.17% |  |  |  |  | N | N | N | 0
| 1381 | NSTAR | South | Cape & Vineyard | Harwich Sub | 968 | 1 | Harwich | D | 4-89A-553 | DEN | 22.8kV | 22.8kV | N/A | 5.0883 |  |  | 13.411 | 13.411 |  | 37.94% |  |  |  |  | N | N | N | 0
| 1387 | NSTAR | South | Cape & Vineyard | Orleans Sub | 975 | 2 | Orleans | D | 4-89B-618 | BRE | 22.8kV | 22.8kV | N/A | 1.3805 |  |  | 15.7776 | 15.7776 |  | 8.75% |  |  |  |  | N | N | N | 0
| 1388 | NSTAR | South | Cape & Vineyard | Orleans Sub | 975 | 2 | Orleans | D | 4-89B-628 | ORL | 22.8kV | 22.8kV | N/A | [11 empty] | N | N | N | 0
| 1390 | NSTAR | South | Cape & Vineyard | Brewster Sub | 951 | 1 | Brewster | D | 4-89B-945 | BRE | 4.8kV | 4.8kV | N/A | 0.95496 |  |  | 1.9099 | 1.9099 |  | 50% |  |  |  |  | N | N | N | 0
| 1393 | NSTAR | South | Cape & Vineyard | Hyannis Junction | 961 | 1 | Barnstable | D | 4-90-541 | YAR | 22.8kV | 22.8kV | N/A | [11 empty] | N | N | N | 0
| 1396 | NSTAR | South | Cape & Vineyard | Hyannis Junction | 961 | 1 | Hyannis | D | 4-90-965 | DEN | 8.3kV | 8.3kV | N/A | [11 empty] | N | N | N | 0
| 1398 | NSTAR | South | Cape & Vineyard | Vinyard Haven Sub | 982 | 1 | Vineyard Haven | D | 4-91-122 | VIN | #N/A | #N/A | N/A | 0 |  |  | 3.2801 |  |  | 0% |  |  |  |  | N | N | N | 0
| 1399 | NSTAR | South | Cape & Vineyard | Falmouth Sub | 933 | 1 | Falmouth | D | 4-91-126 | CHL | 8.3kV | 8.3kV | N/A | [11 empty] | N | N | N | 0
| 1400 | NSTAR | South | Cape & Vineyard | Falmouth Sub | 933 | 1 | Falmouth | D | 4-91-220 | TIS | 22.8kV | 22.8kV | N/A | [11 empty] | N | N | N | 0
| 1401 | NSTAR | South | Cape & Vineyard | Falmouth Sub | 933 | 1 | Falmouth | D | 4-91-222 | TIS | 22.8kV | 22.8kV | N/A | [11 empty] | N | N | N | 0
| 1402 | NSTAR | South | Cape & Vineyard | Falmouth Sub | 933 | 1 | Falmouth | D | 4-91-226 | CHL | 22.8kV | 22.8kV | N/A | [11 empty] | N | N | N | 0
| 1404 | NSTAR | South | Cape & Vineyard | Falmouth Sub | 933 | 1 | Falmouth | D | 4-91-434 | FAL | 22.8kV | 22.8kV | N/A | 8.4016 |  |  | 15.7776 |  |  | 53.25% |  |  |  |  | N | N | N | 0
| 1407 | NSTAR | South | Cape & Vineyard | Hyannis Junction | 961 | 2 | Barnstable | D | 4-92A-536 | YAR | 22.8kV | 22.8kV | N/A | [11 empty] | N | N | N | 0
| 1409 | NSTAR | South | Cape & Vineyard | Hyannis Junction | 961 | 2 | Barnstable | D | 4-92A-557 | YAR | 22.8kV | 22.8kV | N/A | [11 empty] | N | N | N | 0
| 1410 | NSTAR | South | Cape & Vineyard | Hyannis Junction | 961 | 2 | Barnstable | D | 4-92A-558 | YAR | 22.8kV | 22.8kV | N/A | [11 empty] | N | N | N | 0
| 1419 | NSTAR | South | Cape & Vineyard | Harwich Sub | 968 | 1 | Harwich | D | 4-92B-551 | YAR | 22.8kV | 22.8kV | N/A | [11 empty] | N | N | N | 0
| 1420 | NSTAR | South | Cape & Vineyard | Harwich Sub | 968 | 1 | Harwich | D | 4-92B-560 | YAR | 22.8kV | 22.8kV | N/A | [11 empty] | N | N | N | 0
| 1421 | NSTAR | South | Cape & Vineyard | Harwich Sub | 968 | 1 | Harwich | D | 4-92B-563 | YAR | 22.8kV | 22.8kV | N/A | [11 empty] | N | N | N | 0
| 1422 | NSTAR | South | Cape & Vineyard | Harwich Sub | 968 | 1 | Harwich | D | 4-92B-568 | YAR | 22.8kV | 22.8kV | N/A | [11 empty] | N | N | N | 0
| 1428 | NSTAR | South | Cape & Vineyard | HYN Junction | 961 | 1 | Barnstable | D | 4-93-521 | HYN | 22.8kV | 22.8kV | N/A | [11 empty] | N | N | N | 0
| 1429 | NSTAR | South | Cape & Vineyard | Hyannis Junction | 961 | 1 | Barnstable | D | 4-93-531 | HYN | 22.8kV | 22.8kV | N/A | [11 empty] | N | N | N | 0
| 1430 | NSTAR | South | Cape & Vineyard | Hyannis Junction | 961 | 1 | Barnstable | D | 4-93-532 | HYN | 22.8kV | 22.8kV | N/A | [11 empty] | N | N | N | 0
| 1431 | NSTAR | South | Cape & Vineyard | HYN Sub | 912 | 1 | Hyannis | D | 4-93-905 | HYN | 4.16kV | 4.16kV | N/A | [11 empty] | N | N | N | 0
| 1432 | NSTAR | South | Cape & Vineyard | Hyannis Junction | 961 | 1 | Barnstable | D | 4-93-93 | HYN | 22.8kV | 22.8kV | N/A | [11 empty] | N | N | N | 0
| 1435 | NSTAR | South | Cape & Vineyard | Orleans Sub | 975 | 1 | Orleans | D | 4-94A-640 | EAS | 22.8kV | 22.8kV | N/A | [11 empty] | N | N | N | 0
| 1449 | NSTAR | South | Cape & Vineyard | Harwich Sub | 973 | 1 | Harwich | D | 4-95A-930 | HAR | 4.16kV | 4.16kV | N/A | [11 empty] | N | N | N | 0
| 1451 | NSTAR | South | Cape & Vineyard | Orleans Sub | 975 | 2 | Orleans | D | 4-95B-600 | HAR | 22.8kV | 22.8kV | N/A | [11 empty] | N | N | N | 0
| 1452 | NSTAR | South | Cape & Vineyard | Orleans Sub | 975 | 2 | Orleans | D | 4-95B-606 | CHM | 22.8kV | 22.8kV | N/A | [11 empty] | N | N | N | 0
| 1453 | NSTAR | South | Cape & Vineyard | Orleans Sub | 975 | 2 | Orleans | D | 4-95B-608 | CHM | 22.8kV | 22.8kV | N/A | [11 empty] | N | N | N | 0
| 1456 | NSTAR | South | Cape & Vineyard | ORL Sub | 975 | 2 | Orleans | D | 4-95B-628 | ORL | 22.8kV | 22.8kV | N/A | [11 empty] | N | N | N | 0
| 1461 | NSTAR | South | Cape & Vineyard | Wellfleet Sub | 976 | 2 | Wellfleet | D | 4-96-674 | TRU | 22.8kV | 22.8kV | N/A | [11 empty] | N | N | N | 0
| 1463 | NSTAR | South | Cape & Vineyard | Wellfleet Sub | 976 | 2 | Wellfleet | D | 4-96-676 | PRO | 22.8kV | 22.8kV | N/A | [11 empty] | N | N | N | 0
| 1469 | NSTAR | South | Cape & Vineyard | Vinyard Haven Sub | 982 | 1 | Vineyard Haven | D | 4-97-121 | VIN | 4.8kV | 4.8kV | N/A | [11 empty] | N | N | N | 0
| 1470 | NSTAR | South | Cape & Vineyard | Vinyard Haven Sub | 982 | 1 | Vineyard Haven | D | 4-97-122 | VIN | 4.8kV | 4.8kV | N/A | [11 empty] | N | N | N | 0
| 1471 | NSTAR | South | Cape & Vineyard | Oak Bluffs Sub | 918 | 1 | Oak Bluffs | D | 4-97-123 | EDG | 8.3kV | 8.3kV | N/A | [11 empty] | N | N | N | 0
| 1472 | NSTAR | South | Cape & Vineyard | Chilmark | 955 | 1 | Chilmark | D | 4-97-126 | CHI | 8.3kV | 8.3kV | N/A | [11 empty] | N | N | N | 0
| 1473 | NSTAR | South | Cape & Vineyard | Falmouth Sub | 933 | 1 | Falmouth | D | 4-97-220 | WTI | 22.8kV | 22.8kV | N/A | 3.5105 |  |  | 15.5804 |  |  | 22.53% |  |  |  |  | N | N | N | 0
| 1474 | NSTAR | South | Cape & Vineyard | Falmouth Sub | 933 | 1 | Falmouth | D | 4-97-222 | WTI | 22.8kV | 22.8kV | N/A | 2.0116 |  |  | 13.411 |  |  | 15% |  |  |  |  | N | N | N | 0
| 1475 | NSTAR | South | Cape & Vineyard | Falmouth Sub | 933 | 1 | Falmouth | D | 4-97-225 | OKB | 22.8kV | 22.8kV | N/A | [11 empty] | N | N | N | 0
| 1476 | NSTAR | South | Cape & Vineyard | Falmouth Sub | 933 | 1 | Falmouth | D | 4-97-226 | WTI | 22.8kV | 22.8kV | N/A | 4.6938 |  |  | 13.411 |  |  | 35% |  |  |  |  | N | N | N | 0
| 1477 | NSTAR | South | Cape & Vineyard | Falmouth Sub | 933 | 1 | Falmouth | D | 4-97-227 | EDG | 22.8kV | 22.8kV | N/A | [11 empty] | N | N | N | 0
| 1478 | NSTAR | South | Cape & Vineyard | Falmouth Sub | 933 | 1 | Falmouth | D | 4-97-228 | VIN | 22.8kV | 22.8kV | N/A | [11 empty] | N | N | N | 0
| 1481 | NSTAR | South | Cape & Vineyard | Hatchville Sub | 936 | 1 | Falmouth | D | 4-98A-461 | FAL | 22.8kV | 22.8kV | N/A | [11 empty] | N | N | N | 0
| 1483 | NSTAR | South | Cape & Vineyard | W. Falmouth Sub | 969 | 1 | Falmouth | D | 4-98A-856 | FAL | 4.8kV | 4.8kV | N/A | [11 empty] | N | N | N | 0
| 1491 | NSTAR | South | Cape & Vineyard | Falmouth Sub | 933 | 3 | Falmouth | D | 4-99-223 | EDG | 22.8kV | 22.8kV | N/A | [11 empty] | N | N | N | 0
| 1560 | NSTAR | West | Waltham | Grant Street | 34 | 14B | Lexington | D | 3403 | LEX | 4.16kV | 4.16kV | 4.16kV | [11 empty] | N | N | N | 0
| 1574 | NSTAR | West | Southboro | N/A | 126 | NGRID | Hopkinton | D | 126-H1-NGRID | HOK | #N/A | #N/A | N/A | [11 empty] | N | N | N | 0
| 1611 | NSTAR | West | Southboro | Speen Street | 433 | 110C | Framingham | D | 203-1348H1 | FRA | 13.8kV | 13.8kV | 13.8kV |  |  |  | 3.3424 | [7 empty] | N | N | N | 0
| 1612 | NSTAR | West | Southboro | Speen Street | 433 | 110C | Framingham | D | 203-1348H2 | FRA | 13.8kV | 13.8kV | 13.8kV |  |  |  | 3.3424 | [7 empty] | N | N | N | 0
| 1613 | NSTAR | West | Southboro | Speen Street | 433 | 110C | Framingham | D | 203-1348H3 | FRA | 13.8kV | 13.8kV | 13.8kV |  |  |  | 3.3424 | [7 empty] | N | N | N | 0
| 1614 | NSTAR | West | Southboro | Speen Street | 433 | 110C | Framingham | D | 203-1348H4 | FRA | 13.8kV | 13.8kV | 13.8kV |  |  |  | 3.3424 | [7 empty] | N | N | N | 0
| 1622 | NSTAR | West | Waltham | Arsenal Street | 468 | 110B | Watertown | D | 231-1355 | WAT | #N/A | #N/A | N/A | 0 |  |  | 5.8491 |  |  | 0% |  |  |  |  | N | N | N | 0
| 1635 | NSTAR | West | Southboro | Leland Street | 240 | 110C | Framingham | D | 240-1346H1 | FRA |  | 13.8kV | 13.8kV |  | 0 | 0 |  | 3.3424 | 3.3463 |  | 0% | 0% |  |  | N | N | N | 0
| 1653 | NSTAR | West | Waltham | Arsenal Street | 467 | 110B | Watertown | D | 277-1367XYH | WAL | 13.8kV | 13.8kV | 13.8kV | 4.2734 |  |  | 5.8491 | 5.8491 |  | 73.06% |  |  |  |  | N | N | N | 0
| 1654 | NSTAR | West | Waltham | Arsenal Street | 467 | 110B | Watertown | D | 277-1367YH1 | WAL | 13.8kV | 13.8kV | 13.8kV | 1.5996 |  |  | 6.8041 | 6.8041 |  | 23.51% |  |  |  |  | N | N | N | 0
| 1667 | NSTAR | West | Waltham | Waltham | 292 | 110D | Newton | D | 288-1213H1 | NEE | 13.8kV | 13.8kV | 13.8kV | [11 empty] | N | N | N | 0
| 1668 | NSTAR | West | Waltham | Waltham | 292 | 110D | Newton | D | 288-1213H2 | NEE | 13.8kV | 13.8kV | 13.8kV | [11 empty] | N | N | N | 0
| 1677 | NSTAR | West | Waltham | Elliot Street | 292 | 110D | Newton | D | 292-H15 | NEW |  | 13.8kV | 13.8kV |  | 0.35853 | 0.47805 |  | 11.5789 | 11.5926 |  | 3.096% | 4.124% |  |  | N | N | N | 0
| 1678 | NSTAR | West | Waltham | NEWTON 292 | 292 | 110D | Newton | D | 292-H16 | NEW | 13.8kV | 13.8kV | 13.8kV |  | 1.0517 | 1.0756 |  | 11.5789 | 11.5926 |  | 9.083% | 9.278% |  |  | N | N | N | 0
| 1687 | NSTAR | West | Walpole | Westwood | 312 | 14A | Westwood | D | 312-05 | WWO | 4.16kV | 4.16kV | 4.16kV | [11 empty] | N | N | N | 0
| 1696 | NSTAR | West | Waltham | Marrett Road | 320 | 110A | Lexington | D | 320-H1 | LIC,WAL | 13.8kV | 13.8kV | 13.8kV | [11 empty] | N | N | N | 0
| 1708 | NSTAR | West | Walpole | Dedham | 20 | 14E | Dedham | D | 333-176H1 | DED | 13.8kV | 13.8kV | 13.8kV | [11 empty] | N | N | N | 0
| 1737 | NSTAR | West | Waltham | Trapelo Road | 450 | 110B | Waltham | D | 363-1369YH1 | WAL | 13.8kV | 13.8kV | 13.8kV | [11 empty] | N | N | N | 0
| 1745 | NSTAR | West | Waltham | Trapelo Road | 450 | 110B | Waltham | D | 373-1358H1 | WAL | 13.8kV | 13.8kV | 13.8kV |  | 0.88439 | 0.97999 |  | 3.3424 | 4.7805 |  | 26.46% | 20.5% |  |  | N | N | N | 0
| 1746 | NSTAR | West | Waltham | Trapelo Road | 450 | 110B | Waltham | D | 373-1358H3 | WAL | 13.8kV | 13.8kV | 13.8kV | [11 empty] | N | N | N | 0
| 1747 | NSTAR | West | Waltham | Trapelo Road | 450 | 110B | Waltham | D | 373-1358H4 | WAL | 13.8kV | 13.8kV | 13.8kV | [11 empty] | N | N | N | 0
| 1748 | NSTAR | West | Waltham | Chestnut St | 148 | 110B | Needham | D | 378-93 | NEE | 13.8kV | 13.8kV | 13.8kV |  | 0.76487 | 0.78878 |  | 10.982 | 10.9951 |  | 6.965% | 7.174% |  |  | N | N | N | 0
| 1749 | NSTAR | West | Waltham | Chestnut St | 381 | 14B | Needham | D | 381-01 | NEE | 4.16kV | 4.16kV | 4.16kV | [11 empty] | N | N | N | 0
| 1750 | NSTAR | West | Waltham | Chestnut St | 381 | 14B | Needham | D | 381-02 | NEE | 4.16kV | 4.16kV | 4.16kV | [11 empty] | N | N | N | 0
| 1751 | NSTAR | West | Waltham | Chestnut St | 381 | 14B | Needham | D | 381-04 | NEE | 4.16kV | 4.16kV | 4.16kV | [11 empty] | N | N | N | 0
| 1768 | NSTAR | West | Southboro | Speen Street | 433 | 110C | Framingham | D | 408-1433H1 | NAT | 13.8kV | 13.8kV | 13.8kV | [11 empty] | N | N | N | 0
| 1856 | NSTAR | West | Waltham | Trapelo Road | 450 | 110A | Waltham | D | 526-1361H3 | WAL | #N/A | #N/A | N/A | 0 |  | 0.50195 | 3.3424 |  | 3.3463 | 0% |  | 15% |  |  | N | N | N | 0
| 1857 | NSTAR | West | Waltham | Trapelo Road | 450 | 110A | Waltham | D | 526-1361H4 | WAL | #N/A | #N/A | N/A | 2.3874 |  | 0.90829 | 3.3424 |  | 3.3463 | 71.43% |  | 27.14% |  |  | N | N | N | 0
| 1858 | NSTAR | West | Waltham | Trapelo Road | 450 | 110A | Waltham | D | 526-1361H5 | WAL | #N/A | #N/A | N/A | 0.47748 |  |  | 3.3424 |  |  | 14.29% |  |  |  |  | N | N | N | 0
| 1876 | NSTAR | West | Southboro | Sherborn | 274 | 110A | Sherborn | D | 65-1325H1 | ASH,FRA,HOL,HOK | 13.8kV | 13.8kV | 13.8kV | [11 empty] | N | N | N | 0
| 1877 | NSTAR | West | Southboro | Medway | 65 | 110B | Medway | D | 65-1325H3 | HOK | 13.8kV | 13.8kV | 13.8kV | [11 empty] | N | N | N | 0
| 1878 | NSTAR | West | Southboro | Sherborn | 274 | 110A | Sherborn | D | 65-1325H5 | ASH | 13.8kV | 13.8kV | 13.8kV | [11 empty] | N | N | N | 0
| 1898 | WMECO | NORTHERN | PITTSFIELD | Pleasant_16B | 16B | 16B-1X,16B-2X | LEE | D | 16B2 | LEE | 23 | 23 | 23 |  | 3.665 | 2.5496 | 21.5 | 21.5 | 15.0584 |  | 17.05% | 16.93% |  |  | N | N | N | 0
| 1907 | WMECO | NORTHERN | PITTSFIELD | Woodland_Rd_17G | 17G | 17G-1X,17G-2X | LEE | D | 17G5 | LEE | 23 | 23 | 23 |  | 0 | 0 | 17.2 | 17.2 | 18.3251 |  | 0% | 0% |  |  | N | N | N | 0
| 1908 | WMECO | NORTHERN | PITTSFIELD | Woodland_Rd_17G | 17G | 17G-1X,17G-2X | LEE | D | 17G6 | LEE | 23 | 23 | 23 |  | 0 | 0 | 17.2 | 17.2 | 9.9593 |  | 0% | 0% |  |  | N | N | N | 0
| 1910 | WMECO | NORTHERN | PITTSFIELD | Woodland_Rd_17G | 17G | 17G-1X,17G-2X | LEE | D | 17G8 | LEE | 23 | 23 | 23 |  | 0 | 0 | 15.6 | 15.7 | 21.3129 |  | 0% | 0% |  |  | N | N | N | 0
| 1921 | WMECO | NORTHERN | HADLEY | Podick_18G | 18G | 18G-7X,18G-8X | AMHERST | D | 18G1 | AMHERST | 13.8 | 13.8 | 13.8 |  | 0 | 0 | 14.3 | 14.3 | 14.3414 |  | 0% | 0% |  |  | N | N | N | 0
| 1929 | WMECO | NORTHERN | HADLEY | Plainfield_18K | 18K | 18K-1X | PLAINFIELD | D | 18K2 | PLAINFIELD | 23 | 23 | N/A |  |  |  | 8 | 8 | [6 empty] | N | N | N | 0
| 1930 | WMECO | NORTHERN | HADLEY | Plainfield_18K | 18K | 18K-1X | PLAINFIELD | D | 18K3 | PLAINFIELD | 23 | 23 | 23 | 3.8 |  |  | 8 | 8 |  | 47.5% |  |  |  |  | N | N | N | 0
| 1931 | WMECO | NORTHERN | HADLEY | Plainfield_18K | 18K | 18K-2X | PLAINFIELD | D | 18K4 | PLAINFIELD |  |  | 22.8kV |  |  | 1.0756 |  |  | 21.3129 |  |  | 5.047% |  |  | N | N | N | 0
| 1932 | WMECO | NORTHERN | HADLEY | Plainfield_18K | 18K | 18K-2X | PLAINFIELD | D | 18K5 | PLAINFIELD |  |  | 22.8kV |  |  | 0.71707 |  |  | 9.9593 |  |  | 7.2% |  |  | N | N | N | 0
| 1945 | WMECO | NORTHERN | HADLEY | Midway_19B | 19B | 19B-2X,19B-3X | EASTHAMPTON | D | 19B3 | EASTHAMPTON | n/a | n/a | N/A | [11 empty] | N | N | N | 0
| 1946 | WMECO | NORTHERN | HADLEY | Midway_19B | 19B | 19B-2X,19B-3X | EASTHAMPTON | D | 19B4 | EASTHAMPTON | n/a | n/a | N/A | [11 empty] | N | N | N | 0
| 1956 | WMECO | NORTHERN | HADLEY | N/A | N/A | N/A | COLRAIN | D | 1CVP1 | COLRAIN | 12.4 | 12.4 | 12.47kV | 0 | [10 empty] | N | N | N | 0
| 1957 | WMECO | NORTHERN | HADLEY | N/A | N/A | N/A | LEYDEN | D | 1CVP2 | LEYDEN | 12.4 | 12.4 | 12.47kV | 0 | [10 empty] | N | N | N | 0
| 1958 | WMECO | NORTHERN | HADLEY | N/A | N/A | N/A | BERNARDSTON | D | 1CVP3 | BERNARDSTON | 12.4 | 12.4 | 12.47kV | 0 | [10 empty] | N | N | N | 0
| 1959 | WMECO | NORTHERN | HADLEY | N/A | N/A | N/A | CHESTERFIELD | D | 1MEG1 | CHESTERFIELD | 4.16kV | 4.16kV | 4.16kV | 0 | [10 empty] | N | N | N | 0
| 1960 | WMECO | NORTHERN | HADLEY | N/A | N/A | N/A | ASHFIELD | D | 1MEG2 | ASHFIELD | 4.16kV | 4.16kV | 13.8kV | 0 | [10 empty] | N | N | N | 0
| 1961 | WMECO | NORTHERN | HADLEY | N/A | N/A | N/A | CHESTERFIELD | D | 1MEG3 | CHESTERFIELD | 4.16kV | 4.16kV | 13.8kV | 0 | [10 empty] | N | N | N | 0
| 1962 | WMECO | NORTHERN | PITTSFIELD | N/A | N/A | N/A | SAVOY | D | 1MEP1 | SAVOY | 4.8 | 4.8 | 4.8 | 0 | [10 empty] | N | N | N | 0
| 1963 | WMECO | NORTHERN | PITTSFIELD | N/A | N/A | N/A | SAVOY | D | 1MEP2 | SAVOY | 4.8 | 4.8 | 4.8 | 0 | [10 empty] | N | N | N | 0
| 1964 | WMECO | NORTHERN | PITTSFIELD | N/A | N/A | N/A | SAVOY | D | 1MEP3 | SAVOY | 4.8 | 4.8 | 4.8 | 0 | [10 empty] | N | N | N | 0
| 1983 | WMECO | NORTHERN | HADLEY | Greenfield_28W | 28W | 28W-2X | GREENFIELD | D | 28W3 | GREENFIELD | 4.8 | 4.8 | N/A | 0.6 |  |  | 1.3 |  |  | 46.15% |  |  |  |  | N | N | N | 0
| 1984 | WMECO | NORTHERN | HADLEY | Greenfield_28W | 28W | 28W-2X | GREENFIELD | D | 28W4 | GREENFIELD | 4.8 | 4.8 | N/A | 0.2 |  |  | 1.6 |  |  | 12.5% |  |  |  |  | N | N | N | 0
| 1985 | WMECO | NORTHERN | HADLEY | Greenfield_28W | 28W | 28W-2X | GREENFIELD | D | 28W7 | GREENFIELD | 4.8 | 4.8 | N/A | 0.6 |  |  | 1.3 |  |  | 46.15% |  |  |  |  | N | N | N | 0
| 1986 | WMECO | NORTHERN | HADLEY | Greenfield_28W | 28W | 28W-2X | GREENFIELD | D | 28W9 | GREENFIELD | 4.8 | 4.8 | N/A | 0.6 |  |  | 1.3 |  |  | 46.15% |  |  |  |  | N | N | N | 0
| 1987 | WMECO | NORTHERN | HADLEY | Greenfield_28W | 28W | 28W-2X | GREENFIELD | D | 28WNW_1 | GREENFIELD | 4.8 | 4.8 | N/A | [11 empty] | N | N | N | 0
| 1988 | WMECO | NORTHERN | HADLEY | Dell_St_29H | 29H | 29H-1X | MONTAGUE | D | 29H1 | MONTAGUE | 4.8 | 4.8 | N/A | [11 empty] | N | N | N | 0
| 1989 | WMECO | NORTHERN | HADLEY | Dell_St_29H | 29H | 29H-1X | MONTAGUE | D | 29H2 | MONTAGUE | 4.8 | 4.8 | N/A | [11 empty] | N | N | N | 0
| 1990 | WMECO | NORTHERN | PITTSFIELD | Dalton_29M | 29M | 29M-1X | DALTON | D | 29M1 | DALTON | n/a | n/a | N/A | [11 empty] | N | N | N | 0
| 1991 | WMECO | NORTHERN | PITTSFIELD | Dalton_29M | 29M | n/a | DALTON | D | 29M11 | DALTON | 23 | 23 | n/a | [11 empty] | N | N | N | 0
| 1992 | WMECO | NORTHERN | PITTSFIELD | Dalton_29M | 29M | 29M-1X | DALTON | D | 29M2 | DALTON | n/a | n/a | N/A | [11 empty] | N | N | N | 0
| 2001 | WMECO | NORTHERN | PITTSFIELD | Oswald_30B | 30B | N/A | PITTSFIELD | D | 30BNW_1 | PITTSFIELD | 23 | 23 | 23 | 0 | [10 empty] | N | N | N | 0
| 2002 | WMECO | NORTHERN | PITTSFIELD | Renne_31L | 31L | 31L-1X,31L-2X | PITTSFIELD | D | 31L2 | PITTSFIELD | n/a | n/a | N/A | [11 empty] | N | N | N | 0
| 2003 | WMECO | NORTHERN | HADLEY | Beers_Plain_33P | 33P | 33P-1X | NORTHFIELD | D | 33P1 | NORTHFIELD | n/a | n/a | N/A | [11 empty] | N | N | N | 0
| 2005 | WMECO | NORTHERN | PITTSFIELD | Worthington_4G | 4G | 4G-1X | PITTSFIELD | D | 4G2 | PITTSFIELD | n/a | n/a | N/A | [11 empty] | N | N | N | 0
| 2006 | WMECO | NORTHERN | PITTSFIELD | Worthington_4G | 4G | 4G-1X | PITTSFIELD | D | 4G3 | PITTSFIELD | n/a | n/a | N/A | [11 empty] | N | N | N | 0
| 2007 | WMECO | NORTHERN | PITTSFIELD | Silver_Lake_5C | 5C | 5C-1X | PITTSFIELD | D | 5C1 | PITTSFIELD | n/a | n/a | N/A | [11 empty] | N | N | N | 0
| 2008 | WMECO | NORTHERN | PITTSFIELD | Silver_Lake_5C | 5C | 5C-1X | PITTSFIELD | D | 5C2 | PITTSFIELD | n/a | n/a | N/A | [11 empty] | N | N | N | 0
| 2009 | WMECO | NORTHERN | PITTSFIELD | Silver_Lake_5C | 5C | 5C-1X | PITTSFIELD | D | 5C4 | PITTSFIELD | n/a | n/a | N/A | [11 empty] | N | N | N | 0
| 2010 | WMECO | NORTHERN | PITTSFIELD | Silver_Lake_5C | 5C | 5C-1X | PITTSFIELD | D | 5C5 | PITTSFIELD | n/a | n/a | N/A | [11 empty] | N | N | N | 0
| 2011 | WMECO | NORTHERN | PITTSFIELD | Silver_Lake_5C | 5C | 5C-1X | PITTSFIELD | D | 5C6 | PITTSFIELD | n/a | n/a | N/A | [11 empty] | N | N | N | 0
| 2012 | WMECO | NORTHERN | PITTSFIELD | Dorchester_7N | 7N | 7N-1X,7N-2X | PITTSFIELD | D | 7N1 | PITTSFIELD | n/a | n/a | N/A | [11 empty] | N | N | N | 0
| 2013 | WMECO | NORTHERN | PITTSFIELD | Dorchester_7N | 7N | 7N-1X,7N-2X | PITTSFIELD | D | 7N2 | PITTSFIELD | n/a | n/a | N/A | [11 empty] | N | N | N | 0
| 2014 | WMECO | SOUTHERN | SPRINGFIELD | Riverton_14N | 14N | N/A | Granville | D | 14N2 | Granville | 4.8 | 4.8 | 4.8 | 0 | [10 empty] | N | N | N | 0
| 2022 | WMECO | SOUTHERN | SPRINGFIELD | Chicopee_18L | 18L | 18L-3X | CHICOPEE | D | 18L16 | CHICOPEE | 13.8 | 13.8 | 13.8 |  | 4.7805 | 4.7805 | 7.8 | 7.8 | 10.9951 |  | 61.29% | 43.48% |  |  | N | N | N | 0
| 2026 | WMECO | SOUTHERN | SPRINGFIELD | N/A | N/A | N/A | CHICOPEE | D | 1MES1 | CHICOPEE | 13.8 | 13.8 | 13.8 | 0 | [10 empty] | N | N | N | 0
| 2081 | WMECO | SOUTHERN | SPRINGFIELD | Orchard_27A | 27A | 27A-2X | SPRINGFIELD | D | 27A9 | LUDLOW | n/a | n/a | N/A | [11 empty] | N | N | N | 0
| 2083 | WMECO | SOUTHERN | SPRINGFIELD | Southwick_29A | 29A | 29A-1X | SOUTHWICK | D | 29A2 | SOUTHWICK | n/a | n/a | N/A | [11 empty] | N | N | N | 0
| 2092 | WMECO | SOUTHERN | SPRINGFIELD | N/A | N/A | N/A | LUDLOW | D | 32N | LUDLOW | 13.8 | 13.8 | 13.8 | [11 empty] | N | N | N | 0
| 2093 | WMECO | SOUTHERN | SPRINGFIELD | Ravenwood_32N | 32N | 32N-1X | Ludlow | D | 32N1 | LUDLOW | 4.16kV | 4.16kV | 13.8 | [11 empty] | N | N | N | 0
| 2094 | WMECO | SOUTHERN | SPRINGFIELD | N/A | N/A | N/A | LUDLOW | D | 32N2 | LUDLOW | 0.48 | 0.48 | N/A | [11 empty] | N | N | N | 0
| 2095 | WMECO | SOUTHERN | SPRINGFIELD | N/A | N/A | N/A | SPRINGFIELD | D | 44M | SPRINGFIELD | 15.8 | 15.8 | 13.8 | 0 | [10 empty] | N | N | N | 0
| 2096 | WMECO | SOUTHERN | SPRINGFIELD | N/A | N/A | N/A | SPRINGFIELD | D | 47A1 | SPRINGFIELD | n/a | n/a | N/A | [11 empty] | N | N | N | 0
| 2107 | WMECO | SOUTHERN | SPRINGFIELD | East_Springfield_5J | 5J | N/A | SPRINGFIELD | D | 5JNW_1 | SPRINGFIELD | 13.8 | 13.8 | 13.8 | 0 | [10 empty] | N | N | N | 0
| 2108 | WMECO | SOUTHERN | SPRINGFIELD | East_Springfield_5J | 5J | N/A | SPRINGFIELD | D | 5JNW_2 | SPRINGFIELD | 13.8 | 13.8 | 13.8 | [11 empty] | N | N | N | 0
| 2109 | WMECO | SOUTHERN | SPRINGFIELD | N/A | N/A | N/A | SPRINGFIELD | D | 603M | SPRINGFIELD | 13.8 | 13.8 | 13.8 | 0 | [10 empty] | N | N | N | 0
| 2110 | WMECO | SOUTHERN | SPRINGFIELD | N/A | N/A | N/A | SPRINGFIELD | D | 604D | SPRINGFIELD | 13.8 | 13.8 | 13.8 | 0 | [10 empty] | N | N | N | 0
| 2111 | WMECO | SOUTHERN | SPRINGFIELD | N/A | N/A | N/A | SPRINGFIELD | D | 605C | SPRINGFIELD | 13.8 | 13.8 | 13.8 | [11 empty] | N | N | N | 0
| 2112 | WMECO | SOUTHERN | SPRINGFIELD | N/A | N/A | N/A | SPRINGFIELD | D | 606G | SPRINGFIELD | 13.8 | 13.8 | 13.8 | 0 | [10 empty] | N | N | N | 0
| 2113 | WMECO | SOUTHERN | SPRINGFIELD | Wilbraham_6N | 6N | 6N-2X | SPRINGFIELD | D | 6N5 | SPRINGFIELD | n/a | n/a | N/A | [11 empty] | N | N | N | 0
| 2114 | WMECO | SOUTHERN | SPRINGFIELD | Wilbraham_6N | 6N | 6N-2X | SPRINGFIELD | D | 6N6 | SPRINGFIELD | n/a | n/a | N/A | [11 empty] | N | N | N | 0
| 2115 | WMECO | SOUTHERN | SPRINGFIELD | Wilbraham_6N | 6N | 6N-3X | SPRINGFIELD | D | 6N7 | SPRINGFIELD | n/a | n/a | N/A | [11 empty] | N | N | N | 0
| 2116 | WMECO | SOUTHERN | SPRINGFIELD | Wilbraham_6N | 6N | 6N-3X | SPRINGFIELD | D | 6N9 | SPRINGFIELD | n/a | n/a | N/A | [11 empty] | N | N | N | 0
| 2117 | WMECO | SOUTHERN | SPRINGFIELD | Converse_7J | 7J | 7J-3X | SPRINGFIELD | D | 7J3 | SPRINGFIELD | n/a | n/a | N/A | [11 empty] | N | N | N | 0
| 2118 | WMECO | SOUTHERN | SPRINGFIELD | Converse_7J | 7J | 7J-3X | SPRINGFIELD | D | 7J4 | SPRINGFIELD | n/a | n/a | N/A | [11 empty] | N | N | N | 0
| 2133 | WMECO | SOUTHERN | SPRINGFIELD | West_Springfield_8C | 8C | 8C-1X,8C-2X | WEST SPRINGFIELD | D | 8CNW_1 | WEST SPRINGFIELD | 13.8 | 13.8 | 13.8 | 0 | [10 empty] | N | N | N | 0
| 1170 | NSTAR | South | Plymouth | Kingston Sub | 735 | 2 | Kingston | D | 3-18-18 | KIN |  | 22.8kV | 24kV | [11 empty] | N | Y | N | 0
| 1950 | WMECO | NORTHERN | PITTSFIELD | Blandford_19J | 19J | 19J-2X | BLANDFORD | D | 19J1 | BLANDFORD | 23 | 23 | 23 |  | 0 | 0 | 14.8 | 14.9 | 21.3129 |  | 0% | 0% |  |  | N | Y | N | 0
| 1952 | WMECO | NORTHERN | PITTSFIELD | Blandford_19J | 19J | 19J-1X | BLANDFORD | D | 19J3 | BLANDFORD | 23 | 23 | 23 |  | 0 | 0 | 9.4 | 9.4 | 18.3251 |  | 0% | 0% |  |  | N | Y | N | 0
| 1676 | NSTAR | West | Waltham | Elliot Street | 292 | 110C | Newton | D | 292-H14 | NEW | 13.8kV | 13.8kV | 13.8kV | 100 | 1.1951 | 1.9122 | 11.5 | 11.5789 | 11.5926 | 869.6% | 10.32% | 16.49% | 298.8% | 298.8% | Y | N | N | 0
| 988 | NSTAR | South | New Bedford | Industrial Park | 636 | 112 | N. Bedford | D | 2-108-108 | NEB | 13.2kV | 13.2kV | 13.2kV | 13.4892 | 14.3809 | 15.9127 | 12.8033 | 12.7882 | 12.8033 | 105.4% | 112.5% | 124.3% | 114% | 114% | Y | N | N | 0
| 1239 | NSTAR | South | Plymouth | Wareham Sub | 714 | 1 | Wareham | D | 3-83-83 | WAR | 22.8kV | 22.8kV | 22.8kV | 22.8775 | 22.1148 | 22.1148 | 21.2998 | 21.2998 | 21.325 | 107.4% | 103.8% | 103.7% | 105% | 105% | Y | Y | N | 0
| 975 | NSTAR | South | New Bedford | Industrial Park | 636 | 111 | N. Bedford | D | 2-102-102 | NEB | 13.2kV | 13.2kV | 13.2kV | 12.1716 | 12.7576 | 13.0777 | 12.1031 | 12.1031 | 12.1174 | 100.6% | 105.4% | 107.9% | 104.6% | 104.6% | Y | N | N | 0
| 473 | NSTAR | Central | Boston | Brook Rd | 362 | 14A | Milton | D | 362-02 | MIT | 4.16kV | 4.16kV | 4.16kV | 2.8068 | 3.5162 | 4.3376 | 3.4904 | 3.4904 | 3.4946 | 80.41% | 100.7% | 124.1% | 101.8% | 101.8% | Y | N | N | 0
| 1823 | NSTAR | West | Waltham | Arsenal Street | 467 | 110B | Watertown | D | 467-H3 | NEW,WAT | 13.8kV | 13.8kV | 13.8kV | 12.2712 | 8.8439 | 10.3975 | 10.8627 | 10.8627 | 10.8755 | 113% | 81.42% | 95.6% | 96.66% | 96.66% | Y | N | N | 0
| 1736 | NSTAR | West | Southboro | Maynard | 355 | 342-H6 | Maynard | D | 355-05 | MAY | 4.16kV | 4.16kV | 4.16kV | 2.1231 | 1.8302 | 2.0535 | 2.0871 | 2.0871 | 2.0895 | 101.7% | 87.69% | 98.28% | 95.9% | 95.9% | Y | N | N | 0
| 1881 | NSTAR | West | Walpole | Medway | 65 | 110B | Medway | D | 65-H3 | HOL,MDW,MLS,NOF,SHE | 13.8kV | 13.8kV | 13.8kV | 15.733 | 10.7799 | 7.1229 | 11.6983 | 11.6983 | 11.7121 | 134.5% | 92.15% | 60.82% | 95.82% | 95.82% | Y | N | N | 0
| 1697 | NSTAR | West | Waltham | Marrett Road | 320 | 110B | Lexington | D | 320-H2 | LEX,LIC | 13.8kV | 13.8kV | 13.8kV | 11.1014 | 10.517 | 11.9272 | 11.6983 | 11.6983 | 11.7121 | 94.9% | 89.9% | 101.8% | 95.55% | 95.55% | Y | N | N | 0
| 218 | NSTAR | Central | Somerville | Woburn | 211 | 110B | Woburn | D | 211-H14 | WOB WIN ARL | 13.8kV | 13.8kV | 13.8kV | 8.3559 | 7.0751 | 8.5092 | 8.3559 | 8.3559 | 8.3658 | 100% | 84.67% | 101.7% | 95.46% | 95.46% | Y | N | N | 0
| 520 | NSTAR | Central | Mass Ave | K STREET | 385D | 110D | South Boston | D | 385-H22 | SOB | 13.8KV | 13.8KV | 13.8kV | 6.6847 | 6.6926 | 6.7165 | 7.0428 | 7.0428 | 7.0512 | 94.92% | 95.03% | 95.25% | 95.07% | 95.07% | Y | N | N | 0
| 406 | NSTAR | Central | Boston | San Juan Street | 318 | 14A | Boston | D | 318-08 | BDT | 4.16kV | 4.16kV | 4.16kV | 1.7128 | 1.8878 | 1.9166 | 1.9431 | 1.9431 | 1.9454 | 88.15% | 97.15% | 98.52% | 94.61% | 94.61% | Y | N | N | 0
| 40 | NSTAR | Central | Boston | Central Street | 43 | 14D | Dorchester | D | 4303 | MIT | 4.16kV | 4.16kV | 4.16kV | 1.756 | 1.6933 | 2.0391 | 1.9431 | 1.9431 | 1.9454 | 90.37% | 87.14% | 104.8% | 94.11% | 94.11% | Y | N | N | 0
| 214 | NSTAR | Central | Somerville | Woburn | 211 | 110C | Woburn | D | 211-H10 | LEX,WIN,WOB | 13.8kV | 13.8kV | 13.8kV | 6.5415 | 6.2146 | 6.7404 | 6.9235 | 6.9235 | 6.9317 | 94.48% | 89.76% | 97.24% | 93.83% | 93.83% | Y | N | N | 0
| 130 | NSTAR | Central | Boston | Dorchester Ave | 139 | 14B | South Boston | D | 139-04 | SOB | 4.16kV | 4.16kV | 4.16kV | 1.6337 | 1.65 | 1.4771 | 1.6912 | 1.6912 | 1.6933 | 96.6% | 97.56% | 87.23% | 93.8% | 93.8% | Y | N | N | 0
| 1828 | NSTAR | West | Waltham | Arsenal Street | 467 | 110B | Watertown | D | 467-H8 | WAL,WAT | 13.8kV | 13.8kV | 13.8kV | 6.7802 | 6.86 | 7.1707 | 7.4009 | 7.4009 | 7.4097 | 91.61% | 92.69% | 96.77% | 93.69% | 93.69% | Y | N | N | 0
| 287 | NSTAR | Central | Somerville | Mystic Station | 250 | 110B | Charlestown | D | 250-1N90H | CHT | 13.8kV | 13.8kV | 13.8kV | 11.1492 | 10.6604 | 10.6843 | 11.5789 | 11.5789 | 11.5926 | 96.29% | 92.07% | 92.16% | 93.51% | 93.51% | Y | N | N | 0
| 493 | NSTAR | Central | Somerville | Dragon Court | 375 | 110B | Woburn | D | 375-H2 | STN | 13.8kV | 13.8kV | 13.8kV | 8.4753 | 7.4097 | 7.5053 | 8.3559 | 8.3559 | 8.3658 | 101.4% | 88.68% | 89.71% | 93.27% | 93.27% | Y | N | N | 0
| 216 | NSTAR | Central | Somerville | Woburn | 211 | 110B | Woburn | D | 211-H12 | STN | 13.8kV | 13.8kV | 13.8kV | 10.6956 | 6.4297 | 6.9078 | 8.5946 | 8.5946 | 8.6048 | 124.4% | 74.81% | 80.28% | 93.18% | 93.18% | Y | N | N | 0
| 1967 | WMECO | NORTHERN | HADLEY | Montague_21C | 21C | 21C-3X | MONTAGUE | D | 21C1 | MONTAGUE | 13.8 | 13.8 | 13.8kV | 7.9 | 7.84 | 7.8639 | 8.5 | 8.5 | 8.4853 | 92.94% | 92.23% | 92.68% | 92.62% | 92.62% | Y | N | N | 0
| 515 | NSTAR | Central | Boston | K Street | 385 | 110A | South Boston | D | 385-H18 | SOB | 13.8kV | 13.8kV | 13.8kV | 7.9978 | 7.8639 | 7.9356 | 8.5946 | 8.5946 | 8.6048 | 93.06% | 91.5% | 92.22% | 92.26% | 92.26% | Y | N | N | 0
| 583 | NSTAR | Central | Boston | Dewar Street | 483 | 110A | Dorchester | D | 466-1481H1 | DOR | 13.8kV | 13.8kV | 13.8kV | 6.9235 | 7.2185 | 8.9873 | 8.3559 | 8.3559 | 8.3658 | 82.86% | 86.39% | 107.4% | 92.22% | 92.22% | Y | N | N | 0
| 207 | NSTAR | Central | Somerville | Woburn | 211 | 14A | Woburn | D | 211-02 | WOB | 4.16kV | 4.16kV | 4.16kV | 1.7992 | 1.4771 | 1.3906 | 1.6912 | 1.6912 | 1.6933 | 106.4% | 87.34% | 82.13% | 91.95% | 91.95% | Y | N | N | 0
| 412 | NSTAR | Central | Somerville | Marrett Road | 320 | 110A | Lexington | D | 320-H7 | LEX LIC | 13.8kV | 13.8kV | 13.8kV | 7.7829 | 8.9634 | 6.9317 | 8.5946 | 8.5946 | 8.6048 | 90.56% | 104.3% | 80.56% | 91.8% | 91.8% | Y | N | N | 0
| 1782 | NSTAR | West | Southboro | Speen Street | 433 | 110C | Framingham | D | 433-H12 | FRA,NAT | 13.8kV | 13.8kV | 13.8kV | 7.7352 | 8.1029 | 8.1507 | 8.714 | 8.714 | 8.7243 | 88.77% | 92.99% | 93.42% | 91.73% | 91.73% | Y | N | N | 0
| 1879 | NSTAR | West | Walpole | Medway | 65 | 110A | Medway | D | 65-H1 | FKL,MDW,MLS,NOF | 13.8kV | 13.8kV | 13.8kV | 14.9451 | 9.4414 | 7.7443 | 11.6983 | 11.6983 | 11.7121 | 127.8% | 80.71% | 66.12% | 91.53% | 91.53% | Y | N | N | 0
| 1675 | NSTAR | West | Waltham | Elliot Street | 292 | 110C | Newton | D | 292-H12 | WAL | 13.8kV | 13.8kV | 13.8kV | 9.669 | 10.9473 | 11.1146 | 11.5789 | 11.5789 | 11.5926 | 83.51% | 94.54% | 95.88% | 91.31% | 91.31% | Y | N | N | 0
| 605 | NSTAR | Central | Boston | Dewar Street | 483 | 110B | Dorchester | D | 483-H3 | DOR | 13.8kV | 13.8kV | 13.8kV | 8.523 | 6.6209 | 7.6009 | 8.3559 | 8.3559 | 8.3658 | 102% | 79.24% | 90.86% | 90.7% | 90.7% | Y | N | N | 0
| 619 | NSTAR | Central | Somerville | Willoughby St | 488 | 110B | Chelsea | D | 488-H7 | CHE | 13.8kV | 13.8kV | 13.8kV | 9.5257 | 10.9951 | 10.9951 | 11.5789 | 11.5789 | 11.5926 | 82.27% | 94.96% | 94.85% | 90.69% | 90.69% | Y | N | N | 0
| 569 | NSTAR | Central | Boston | Cummins Hwy | 441 | 14A | Roslindale | D | 441-07 | HYP,WRX | 4.16kV | 4.16kV | 4.16kV | 2.2094 | 2.1616 | 2.6732 | 2.5908 | 2.5908 | 2.5939 | 85.28% | 83.43% | 103.1% | 90.59% | 90.59% | Y | N | N | 0
| 631 | NSTAR | Central | Boston | Hyde Park | 496 | 110A | Hyde Park | D | 496-H5 | WRX HYP BKL | 13.8kV | 13.8kV | 13.8kV | 7.5203 | 5.617 | 9.5609 | 8.3559 | 8.3559 | 8.3658 | 90% | 67.22% | 114.3% | 90.5% | 90.5% | Y | N | N | 0
| 1424 | NSTAR | South | Cape & Vineyard | Harwich Sub | 968 | 1 | Harwich | D | 4-92B-571 | DEN | 22.8kV | 22.8kV | 22.8kV | 9.0721 | 8.8459 | 6.595 | 9.0721 | 9.0721 | 9.0829 | 100% | 97.51% | 72.61% | 90.04% | 90.04% | Y | Y | N | 0
| 74 | NSTAR | Central | Somerville | Mystic Street | 59 | 14A | Arlington | D | 5905 | ARL | 4.16kV | 4.16kV | 4.16kV | 1.6193 | 1.7437 | 1.6788 | 1.8712 | 1.8712 | 1.8734 | 86.54% | 93.19% | 89.62% | 89.78% | 89.78% | Y | N | N | 0
| 213 | NSTAR | Central | Somerville | Woburn | 211 | 110C | Woburn | D | 211-H1 | STN,WIN,WOB | 13.8kV | 13.8kV | 13.8kV | 7.3532 | 8.1507 | 7.6009 | 8.5946 | 8.5946 | 8.6048 | 85.56% | 94.83% | 88.33% | 89.57% | 89.57% | Y | N | N | 0
| 1820 | NSTAR | West | Waltham | Arsenal Street | 467 | 110A | Watertown | D | 467-H12 | WAT NEW | 13.8kV | 13.8kV | 13.8kV | 10.0748 | 9.9912 | 10.8516 | 11.5789 | 11.5789 | 11.5926 | 87.01% | 86.29% | 93.61% | 88.97% | 88.97% | Y | N | N | 0
| 564 | NSTAR | Central | Boston | Cummins Hwy | 441 | 14B | Roslindale | D | 441-01 | DOR,HYP,WRX | 4.16kV | 4.16kV | 4.16kV | 2.4397 | 2.5219 | 2.5219 | 2.8068 | 2.8068 | 2.8101 | 86.92% | 89.85% | 89.74% | 88.84% | 88.84% | Y | N | N | 0
| 1665 | NSTAR | West | Waltham | Waltham | 282 | 110A | Waltham | D | 282-H8 | WAL,WTN | 13.8kV | 13.8kV | 13.8kV | 9.7883 | 9.9434 | 11.1146 | 11.5789 | 11.5789 | 11.5926 | 84.54% | 85.87% | 95.88% | 88.76% | 88.76% | Y | N | N | 0
| 441 | NSTAR | Central | Boston | Brighton | 329 | 110A | Brighton | D | 329-H3 | BRI,ROX,BKL | 13.8kV | 13.8kV | 13.8kV | 8.9289 | 10.278 | 11.5926 | 11.5789 | 11.5789 | 11.5926 | 77.11% | 88.76% | 100% | 88.63% | 88.63% | Y | N | N | 0
| 1821 | NSTAR | West | Waltham | Arsenal Street | 467 | 110A | Watertown | D | 467-H14 | WAT NEW | 13.8kV | 13.8kV | 13.8kV | 10.5046 | 10.3258 | 10.1346 | 11.6983 | 11.6983 | 11.7121 | 89.8% | 88.27% | 86.53% | 88.2% | 88.2% | Y | N | N | 0
| 1777 | NSTAR | West | Southboro | Acton | 416 | 110A | Maynard | D | 416-H8 | ACT | 13.8kV | 13.8kV | 13.8kV | 8.905 | 6.358 | 7.0751 | 8.4753 | 8.4753 | 8.4853 | 105.1% | 75.02% | 83.38% | 87.82% | 87.82% | Y | N | N | 0
| 1507 | NSTAR | West | Waltham | Homer Street | 17 | 14C | Newton | D | 1712 | NEW | 4.16kV | 4.16kV | 4.16kV | 1.2666 | 1.3978 | 1.405 | 1.5473 | 1.5473 | 1.5491 | 81.86% | 90.34% | 90.7% | 87.63% | 87.63% | Y | N | N | 0
| 1523 | NSTAR | West | Southboro | Mechanic St | 23 | 14A | Natick | D | 2305 | NAT | 4.16kV | 4.16kV | 4.16kV | 1.9072 | 1.9454 | 1.9959 | 2.231 | 2.231 | 2.2337 | 85.48% | 87.2% | 89.35% | 87.35% | 87.35% | Y | N | N | 0
| 1601 | NSTAR | West | Waltham | Needham | 148 | 110B | Needham | D | 148-H1 | MDF,NEE,WRX | 13.8kV | 13.8kV | 13.8kV | 9.3347 | 9.9673 | 10.039 | 11.2208 | 11.2208 | 11.2341 | 83.19% | 88.83% | 89.36% | 87.13% | 87.13% | Y | N | N | 0
| 337 | NSTAR | Central | Somerville | Elm Street | 301 | 14B | Stoneham | D | 301-07 | STN | 4.16kV | 4.16kV | 4.16kV | 1.5473 | 1.6212 | 1.9022 | 1.9431 | 1.9431 | 1.9454 | 79.63% | 83.43% | 97.78% | 86.95% | 86.95% | Y | N | N | 0
| 1092 | NSTAR | South | New Bedford | Ash St. | 615 | E | New Bedford | D | 2-73-43 | NEB | 3.74kV | 3.74kV | 3.74kV | 1.7017 | 1.2567 | 1.8656 | 1.8505 | 1.8505 | 1.8527 | 91.96% | 67.91% | 100.7% | 86.86% | 86.86% | Y | N | N | 0
| 1498 | NSTAR | West | Waltham | Homer Street | 17 | 14C | Newton | D | 1701 | NEW | 4.16kV | 4.16kV | 4.16kV | 1.6121 | 1.5347 | 1.7293 | 1.8712 | 1.8712 | 1.8734 | 86.15% | 82.02% | 92.31% | 86.83% | 86.83% | Y | N | N | 0
| 1283 | NSTAR | South | Cape & Vineyard | Mashpee Sub | 946 | 1 | Mashpee | D | 4-452-452 | MAS | 22.8kV | 22.8kV | 22.8kV | 12.1882 | 11.7288 | 10.8994 | 13.411 | 13.411 | 13.4269 | 90.88% | 87.46% | 81.18% | 86.51% | 86.51% | Y | Y | N | 0
| 1684 | NSTAR | West | Waltham | Elliot Street | 292 | 110B | Newton | D | 292-H7 | NEW | 13.8kV | 13.8kV | 13.8kV | 10.4568 | 9.5609 | 10.3019 | 11.6983 | 11.6983 | 11.7121 | 89.39% | 81.73% | 87.96% | 86.36% | 86.36% | Y | N | N | 0
| 565 | NSTAR | Central | Boston | Cummins Hwy | 441 | 14B | Roslindale | D | 441-02 | DOR,HYP,MIT | 4.16kV | 4.16kV | 4.16kV | 2.4829 | 1.9238 | 2.3057 | 2.5908 | 2.5908 | 2.5939 | 95.83% | 74.25% | 88.89% | 86.33% | 86.33% | Y | N | N | 0
| 848 | NSTAR | Central | Somerville | Putnam | 831 | 110B | Cambridge | D | 831-1387 | CAM | 13.8kV | 13.8kV | 13.8kV | 7.019 | 5.9278 | 9.3219 | 8.5946 | 8.5946 | 8.6048 | 81.67% | 68.97% | 108.3% | 86.32% | 86.32% | Y | N | N | 0
| 1715 | NSTAR | West | Southboro | Sudbury | 342 | 110A | Sudbury | D | 342-H1 | SUD,WAY | 13.8kV | 13.8kV | 13.8kV | 8.8811 | 10.1346 | 10.9712 | 11.5789 | 11.5789 | 11.5926 | 76.7% | 87.53% | 94.64% | 86.29% | 86.29% | Y | N | N | 0
| 1829 | NSTAR | West | Waltham | Arsenal Street | 467 | 110A | Watertown | D | 467-H9 | BRI,WAT | 13.8kV | 13.8kV | 13.8kV | 11.4118 | 5.0195 | 5.1868 | 8.3559 | 8.3559 | 8.3658 | 136.6% | 60.07% | 62% | 86.21% | 86.21% | Y | N | N | 0
| 725 | NSTAR | Central | Somerville | Woburn | 211 | 110D | Arlington | D | 59-1393H1 | ARL | 13.8kV | 13.8kV | 13.8kV | 9.3586 | 9.8477 | 10.6365 | 11.5789 | 11.5789 | 11.5926 | 80.82% | 85.05% | 91.75% | 85.88% | 85.88% | Y | N | N | 0
| 1872 | NSTAR | West | Waltham | Hartwell Avenue | 533 | 110B | Lexington | D | 533-H7 | BED | 13.8kV | 13.8kV | 13.8kV | 8.6185 | 8.7482 | 8.9156 | 10.2658 | 10.2658 | 10.278 | 83.95% | 85.22% | 86.74% | 85.3% | 85.3% | Y | N | N | 0
| 1505 | NSTAR | West | Waltham | Homer Street | 17 | 14D | Newton | D | 1709 | NEW | 4.16kV | 4.16kV | 4.16kV | 2.2598 | 2.5867 | 1.7725 | 2.5908 | 2.5908 | 2.5939 | 87.22% | 99.84% | 68.33% | 85.13% | 85.13% | Y | N | N | 0
| 1264 | NSTAR | South | Plymouth | Valley Sub | 715 | 2 | Plymouth | D | 3-87-87 | PLY | 22.8kV | 22.8kV | 22.8kV | 5.601 | 5.7262 | 5.7262 | 6.7055 | 6.7055 | 6.7134 | 83.53% | 85.4% | 85.29% | 84.74% | 84.74% | Y | Y | N | 0
| 1303 | NSTAR | South | Cape & Vineyard | Edgartown | 960 | 1 | Edgartown | D | 4-75-123 | EDG | 8.3kV | 8.3kV | 8.32kV | 3.8339 | 3.1196 | 3.019 | 4.0205 | 4.0205 | 4.0253 | 95.36% | 77.59% | 75% | 82.65% | 82.65% | Y | Y | N | 0
| 1307 | NSTAR | South | Cape & Vineyard | Falmouth Sub | 933 | 2 | Falmouth | D | 4-75-75 | FAL | 22.8kV | 22.8kV | 22.8kV | 24.4553 | 23.6945 | 18.1657 | 24.8497 | 24.8497 | 36.3315 | 98.41% | 95.35% | 50% | 81.25% | 81.25% | Y | Y | N | 0
| 1359 | NSTAR | South | Cape & Vineyard | Harwich Sub | 968 | 2 | Harwich | D | 4-85-592 | HAR | 22.8kV | 22.8kV | 22.8kV | 7.8888 | 6.6344 | 7.1478 | 9.0721 | 9.0721 | 9.0829 | 86.96% | 73.13% | 78.7% | 79.59% | 79.59% | Y | Y | N | 0
| 1488 | NSTAR | South | Cape & Vineyard | Waquoit Sub | 970 | 1 | Falmouth | D | 4-98B-845 | FAL | 4.8kV | 4.8kV | 4.8kV | 3.2801 | 2.3694 | 2.0701 | 3.3216 | 3.3216 | 3.3255 | 98.75% | 71.33% | 62.25% | 77.44% | 77.44% | Y | Y | N | 0
| 1015 | NSTAR | South | New Bedford | Wing Lane | 624 | 1 | Acushnet | D | 2-241-241 | ACU | 13.2kV | 13.2kV | 13.2kV | 13.1307 | 10.5399 | 11.2944 | 15.323 | 15.323 | 15.3411 | 85.69% | 68.78% | 73.62% | 76.03% | 76.03% | Y | Y | N | 0
| 828 | NSTAR | Central | Somerville | Alewife | 828 | 110C | Cambridge | D | 828-1ND3 | CAM | 13.8kV | 13.8kV | 13.8kV | 7.7591 | 7.0512 | 8.1507 | 8.5946 | 11.5789 | 11.5926 | 90.28% | 60.9% | 70.31% | 73.83% | 73.83% | Y | N | N | 0
| 64 | NSTAR | Central | Boston | Tremont Street | 52 | 14B | Roxbury | D | 5206 | ROX | 4.16kV | 4.16kV | 4.16kV | 0.93558 | 1.3546 | 1.4555 | 1.6912 | 1.6912 | 1.6933 | 55.32% | 80.09% | 85.96% | 73.79% | 73.79% | Y | N | N | 0
| 1769 | NSTAR | West | Waltham | Eliot Street | 292 | 110C | Newton | D | 41-211 | NEW,WLY | 13.8kV | 13.8kV | 13.8kV | 9.287 | 7.5053 | 9.6326 | 11.937 | 11.937 | 11.9512 | 77.8% | 62.87% | 80.6% | 73.76% | 73.76% | Y | N | N | 0
| 121 | NSTAR | Central | Somerville | Beacon St | 14 | 14kV Bus | Chelsea | D | 108-196H | EAB CHE | 13.8kV | 13.8kV | 13.8kV | 6.3505 | 6.4536 | 5.6648 | 8.3559 | 8.3559 | 8.3658 | 76% | 77.23% | 67.71% | 73.65% | 73.65% | Y | N | N | 0
| 1532 | NSTAR | West | Southboro | South Street | 24 | 14H | Framingham | D | 2410 | FRA | 4.16kV | 4.16kV | 4.16kV | 1.8424 | 1.8302 | 1.895 | 2.5189 | 2.5189 | 2.5219 | 73.14% | 72.66% | 75.14% | 73.65% | 73.65% | Y | N | N | 0
| 2091 | WMECO | SOUTHERN | SPRINGFIELD | Silver_30A | 30A | 30A-2X | AGAWAM | D | 30A6 | AGAWAM | 13.8 | 13.8 | 13.8 | 5.5 | 6.4775 | 5.9278 | 8.1 | 8.1 | 8.1268 | 67.9% | 79.97% | 72.94% | 73.6% | 73.6% | Y | N | N | 0
| 1294 | NSTAR | South | Cape & Vineyard | STA 976 | 928 | 2 | Provincetown | D | 4-675-675 | PRO | 22.8kV | 22.8kV | 22.8kV | 12.4249 | 14.2957 | 13.3479 | 15.7776 | 15.7776 | 26.2614 | 78.75% | 90.61% | 50.83% | 73.39% | 73.39% | Y | N | N | 0
| 2031 | WMECO | SOUTHERN | SPRINGFIELD | Breckwood_20A | 20A | 20A-2X | SPRINGFIELD | D | 20A21 | SPRINGFIELD | 13.8 | 13.8 | 13.8 | 7.1 | 8.4614 | 8.6526 | 11 | 11 | 10.9951 | 64.55% | 76.92% | 78.7% | 73.39% | 73.39% | Y | N | N | 0
| 1 | NSTAR | Central | Boston | Roslindale | 13 | 14B | Roslindale | D | 1301 | HYP,WRX | 4.16kV | 4.16kV | 4.16kV | 1.8352 | 1.8734 | 1.9959 | 2.5908 | 2.5908 | 2.5939 | 70.83% | 72.31% | 76.94% | 73.36% | 73.36% | Y | N | N | 0
| 1348 | NSTAR | South | Cape & Vineyard | Centerville Sub | 911 | 1 | Centerville | D | 4-82-893 | BNS | 4.16kV | 4.16kV | 4.16kV | 1.9836 | 2.0223 | 1.8259 | 2.6521 | 2.6521 | 2.6552 | 74.79% | 76.25% | 68.77% | 73.27% | 73.27% | Y | Y | N | 0
| 1583 | NSTAR | West | Walpole | South Street | 146 | 110B | Walpole | D | 146-H1 | SHA,WLP,WAL | 13.8kV | 13.8kV | 13.8kV | 9.287 | 10.2063 | 6.2146 | 11.6983 | 11.6983 | 11.7121 | 79.39% | 87.25% | 53.06% | 73.23% | 73.23% | Y | N | N | 0
| 833 | NSTAR | Central | Somerville | Aberdeen | 830 | 14A | Cambridge | D | 830-11 | CAM | 4.16kV | 4.16kV | 4.16kV | 2.67 | 2.7452 | 2.2553 | 3.4904 | 3.4904 | 3.4946 | 76.49% | 78.65% | 64.54% | 73.23% | 73.23% | Y | N | N | 0
| 225 | NSTAR | Central | Somerville | Woburn | 211 | 110A | Woburn | D | 211-H6 | WIN,WOB | 13.8kV | 13.8kV | 13.8kV | 5.8491 | 5.7126 | 6.7883 | 8.3559 | 8.3559 | 8.3658 | 70% | 68.37% | 81.14% | 73.17% | 73.17% | Y | N | N | 0
| 1710 | NSTAR | West | Waltham | Pine Street | 33 | 33-1351, 33-1352, 33-1362 | Waltham | D | 33-H1 | NEW,WAL | 13.8kV | 13.8kV | 13.8kV | 5.7059 | 6.5253 | 6.5731 | 8.5946 | 8.5946 | 8.6048 | 66.39% | 75.92% | 76.39% | 72.9% | 72.9% | Y | N | N | 0
| 231 | NSTAR | Central | Somerville | Mystic Station | 250 | 110B | Everett | D | 218-80H | CHT | 13.8kV | 13.8kV | 13.8kV | 4.4406 | 7.2424 | 6.5731 | 8.3559 | 8.3559 | 8.3658 | 53.14% | 86.67% | 78.57% | 72.8% | 72.8% | Y | N | N | 0
| 2105 | WMECO | SOUTHERN | SPRINGFIELD | East_Springfield_5J | 5J | 5J-8X | SPRINGFIELD | D | 5J18 | SPRINGFIELD | 13.8 | 13.8 | 13.8 | 6.4 | 6.7404 | 6.358 | 9.2 | 9.2 | 8.4614 | 69.57% | 73.27% | 75.14% | 72.66% | 72.66% | Y | N | N | 0
| 403 | NSTAR | Central | Boston | San Juan Street | 318 | 14BC | Boston | D | 318-05 | BDT | 4.16kV | 4.16kV | 4.16kV | 1.4538 | 1.9959 | 2.1976 | 2.5908 | 2.5908 | 2.5939 | 56.11% | 77.04% | 84.72% | 72.62% | 72.62% | Y | N | N | 0
| 798 | NSTAR | Central | Somerville | Sherman | 825 | 14A | Cambridge | D | 825-18 | CAM | 4.16kV | 4.16kV | 4.16kV | 2.2094 | 1.1961 | 1.1384 | 2.0871 | 2.0871 | 2.0895 | 105.9% | 57.31% | 54.48% | 72.55% | 72.55% | Y | N | N | 0
| 799 | NSTAR | Central | Somerville | Sherman | 825 | 14A | Cambridge | D | 825-20 | CAM | 4.16kV | 4.16kV | 4.16kV | 1.7272 | 1.6933 | 2.0607 | 2.5189 | 2.5189 | 2.5219 | 68.57% | 67.22% | 81.71% | 72.5% | 72.5% | Y | N | N | 0
| 487 | NSTAR | Central | Boston | Baker St | 374 | 24B | W. Roxbury | D | 374-08 | WRX | 4.16kV | 4.16kV | 4.16kV | 1.3746 | 1.4267 | 1.4267 | 1.9431 | 1.9431 | 1.9454 | 70.74% | 73.42% | 73.33% | 72.5% | 72.5% | Y | N | N | 0
| 109 | NSTAR | Central | Boston | Andrew Sq | 106 | 110D | South Boston | D | 106-H3 | SOB | 13.8kV | 13.8kV | 13.8kV | 5.8253 | 6.2146 | 6.0951 | 8.3559 | 8.3559 | 8.3658 | 69.71% | 74.37% | 72.86% | 72.32% | 72.32% | Y | N | N | 0
| 982 | NSTAR | South | New Bedford | Industrial Park | 636 | 111 | N. Bedford | D | 2-105-105 | NEB | 13.2kV | 13.2kV | 13.2kV | 7.2618 | 8.4136 | 10.517 | 12.1031 | 12.1031 | 12.1174 | 60% | 69.52% | 86.79% | 72.1% | 72.1% | Y | N | N | 0
| 446 | NSTAR | Central | Boston | Brighton | 329 | 110C | Brighton | D | 329-H8 | BRI BKL | 13.8kV | 13.8kV | 13.8kV | 3.4856 | 5.9756 | 5.2585 | 6.8041 | 6.8041 | 6.8122 | 51.23% | 87.82% | 77.19% | 72.08% | 72.08% | Y | N | N | 0
| 158 | NSTAR | Central | Boston | Humboldt Ave | 143 | 14AB | Roxbury | D | 143-04 | ROX | 4.16kV | 4.16kV | 4.16kV | 0.92119 | 1.2321 | 1.4987 | 1.6912 | 1.6912 | 1.6933 | 54.47% | 72.85% | 88.51% | 71.94% | 71.94% | Y | N | N | 0
| 797 | NSTAR | Central | Somerville | Walden | 824 | 14A | Cambridge | D | 824-28 | CAM | 4.16kV | 4.16kV | 4.16kV | 1.7056 | 1.8085 | 1.9238 | 2.5189 | 2.5189 | 2.5219 | 67.71% | 71.8% | 76.29% | 71.93% | 71.93% | Y | N | N | 0
| 222 | NSTAR | Central | Somerville | Woburn | 211 | 110A | Woburn | D | 211-H3 | WOB WIN | 13.8kV | 13.8kV | 13.8kV | 8.2604 | 7.6965 | 9.0351 | 11.5789 | 11.5789 | 11.5926 | 71.34% | 66.47% | 77.94% | 71.92% | 71.92% | Y | N | N | 0
| 629 | NSTAR | Central | Boston | Hyde Park | 496 | 110A | Hyde Park | D | 496-H3 | HYP,WRX | 13.8kV | 13.8kV | 13.8kV | 6.0162 | 6.2624 | 6.2385 | 8.5946 | 8.5946 | 8.6048 | 70% | 72.86% | 72.5% | 71.79% | 71.79% | Y | N | N | 0
| 1968 | WMECO | NORTHERN | HADLEY | Montague_21C | 21C | 21C-4X | MONTAGUE | D | 21C2 | MONTAGUE | 13.8 | 13.8 | 13.8kV | 7 | 8.6048 | 8.079 | 11 | 11 | 10.9951 | 63.64% | 78.23% | 73.48% | 71.78% | 71.78% | Y | N | N | 0
| 617 | NSTAR | Central | Somerville | Chelsea Sub | 488 | 110C | Chelsea | D | 488-H5 | CHE, EBO | 13.8kV | 13.8kV | 13.8kV | 6.9951 | 7.4097 | 7.1707 | 10.0271 | 10.0271 | 10.039 | 69.76% | 73.9% | 71.43% | 71.7% | 71.7% | Y | N | N | 0
| 492 | NSTAR | Central | Somerville | Dragon Court | 375 | 110C | Woburn | D | 375-H14 | WOB | 13.8kV | 13.8kV | 13.8kV | 7.6636 | 8.4136 | 9.0829 | 11.6983 | 11.6983 | 11.7121 | 65.51% | 71.92% | 77.55% | 71.66% | 71.66% | Y | N | N | 0
| 484 | NSTAR | Central | Boston | Baker St | 374 | 24A | W. Roxbury | D | 374-04 | DED,WRX | 4.16kV | 4.16kV | 4.16kV | 1.6769 | 1.7005 | 2.1904 | 2.5908 | 2.5908 | 2.5939 | 64.72% | 65.63% | 84.44% | 71.6% | 71.6% | Y | N | N | 0
| 1575 | NSTAR | West | Southboro | Hopkinton | 126 | 110B | Hopkinton | D | 126-H2 | HOK | 13.8kV | 13.8kV | 13.8kV | 9.6928 | 7.3619 | 7.8161 | 11.5789 | 11.5789 | 11.5926 | 83.71% | 63.58% | 67.42% | 71.57% | 71.57% | Y | N | N | 0
| 506 | NSTAR | Central | Boston | K Street | 385 | 110D | South Boston | D | 385-H1 | SOB | 13.8kV | 13.8kV | 13.8kV | 6.446 | 8.1268 | 2.4619 | 7.0428 | 8.5946 | 8.6048 | 91.53% | 94.56% | 28.61% | 71.56% | 71.56% | Y | N | N | 0
| 1802 | NSTAR | West | Waltham | Elliot Street | 292 | 110A | Newton | D | 453-212 | NEW | 13.8kV | 13.8kV | 13.8kV | 8.9527 | 6.3341 | 7.2424 | 10.5046 | 10.5046 | 10.517 | 85.23% | 60.3% | 68.86% | 71.46% | 71.46% | Y | N | N | 0
| 514 | NSTAR | Central | Boston | K Street | 385 | 110A | South Boston | D | 385-H17 | SOB BDT | 13.8kV | 13.8kV | 13.8kV | 5.3955 | 5.9039 | 7.1229 | 8.5946 | 8.5946 | 8.6048 | 62.78% | 68.69% | 82.78% | 71.42% | 71.42% | Y | N | N | 0
| 1042 | NSTAR | South | New Bedford | Cross Rd. | 651 | 111 | Dartmouth | D | 2-532-532 | DAR | 13.2kV | 13.2kV | 13.2kV | 8.632 | 8.7337 | 9.9912 | 12.7882 | 12.7882 | 12.8033 | 67.5% | 68.3% | 78.04% | 71.28% | 71.28% | Y | Y | N | 0
| 1646 | NSTAR | West | Southboro | Sherborn | 274 | 110A | Sherborn | D | 274-H5 | ASH, HOL, HOP | 13.8kV | 13.8kV | 13.8kV | 11.0537 | 6.358 | 7.577 | 11.6983 | 11.6983 | 11.7121 | 94.49% | 54.35% | 64.69% | 71.18% | 71.18% | Y | N | N | 0
| 1798 | NSTAR | West | Waltham | Trapelo Road | 450 | 110A | Waltham | D | 450-H5 | LEX,WAL | 13.8kV | 13.8kV | 13.8kV | 8.905 | 7.2424 | 7.0512 | 10.8627 | 10.8627 | 10.8755 | 81.98% | 66.67% | 64.84% | 71.16% | 71.16% | Y | N | N | 0
| 1658 | NSTAR | West | Waltham | Waltham | 282 | 110B | Waltham | D | 282-H10 | WAL,WTN | 13.8kV | 13.8kV | 13.8kV | 10.8865 | 2.7966 | 11.2819 | 11.6983 | 11.6983 | 11.7121 | 93.06% | 23.91% | 96.33% | 71.1% | 71.1% | Y | N | N | 0
| 853 | NSTAR | Central | Somerville | Putnam | 831 | 110A | Cambridge | D | 831-1NA6 | CAM | 13.8kV | 13.8kV | 13.8kV | 8.141 | 9.0112 | 7.5531 | 11.5789 | 11.5789 | 11.5926 | 70.31% | 77.82% | 65.15% | 71.1% | 71.1% | Y | N | N | 0
| 419 | NSTAR | Central | Boston | Southampton Street | 323 | 14A | South Boston | D | 323-05 | ROX | 4.16kV | 4.16kV | 4.16kV | 1.3746 | 1.3906 | 1.3762 | 1.9431 | 1.9431 | 1.9454 | 70.74% | 71.57% | 70.74% | 71.02% | 71.02% | Y | N | N | 0
| 272 | NSTAR | Central | Somerville | Mystic Station | 250 | 110A | Charlestown | D | 250-1N35H | CHT | 13.8kV | 13.8kV | 13.8kV | 8.2843 | 7.84 | 8.4853 | 11.5789 | 11.5789 | 11.5926 | 71.55% | 67.71% | 73.2% | 70.82% | 70.82% | Y | N | N | 0
| 1534 | NSTAR | West | Walpole | Stone Street | 26 | 14B | Walpole | D | 2601 | WLP | 4.16kV | 4.16kV | 4.16kV | 1.72 | 1.8157 | 1.0448 | 2.159 | 2.159 | 2.1616 | 79.67% | 84.1% | 48.33% | 70.7% | 70.7% | Y | N | N | 0
| 2020 | WMECO | SOUTHERN | SPRINGFIELD | Agawam_16C | 16C | 16C-6X | AGAWAM | D | 16C17 | AGAWAM | 13.8 | 13.8 | 13.8 | 6.7 | 6.9556 | 7.6726 | 9.6 | 9.6 | 10.9951 | 69.79% | 72.45% | 69.78% | 70.68% | 70.68% | Y | N | N | 0
| 2 | NSTAR | Central | Boston | Roslindale | 13 | 14A | Roslindale | D | 1304 | WRX | 4.16kV | 4.16kV | 4.16kV | 2.0727 | 1.6356 | 1.7869 | 2.5908 | 2.5908 | 2.5939 | 80% | 63.13% | 68.89% | 70.67% | 70.67% | Y | N | N | 0
| 1542 | NSTAR | West | Walpole | Stone Street | 26 | 14A | Walpole | D | 2610 | WLP | 4.16kV | 4.16kV | 4.16kV | 1.4969 | 1.6428 | 1.2825 | 2.0871 | 2.0871 | 2.0895 | 71.72% | 78.71% | 61.38% | 70.61% | 70.61% | Y | N | N | 0
| 1573 | NSTAR | West | Southboro | Hopkinton | 126 | 110A | Hopkinton | D | 126-H1 | FRA,HOK | 13.8kV | 13.8kV | 13.8kV | 7.8068 | 8.4136 | 8.2941 | 11.5789 | 11.5789 | 11.5926 | 67.42% | 72.66% | 71.55% | 70.54% | 70.54% | Y | N | N | 0
| 1631 | NSTAR | West | Southboro | Leland Street | 240 | 110C | Framingham | D | 240-H3 | FRA,NAT | 13.8kV | 13.8kV | 13.8kV | 12.0802 | 6.2863 | 6.358 | 11.6983 | 11.6983 | 11.7121 | 103.3% | 53.74% | 54.29% | 70.43% | 70.43% | Y | N | N | 0
| 1550 | NSTAR | West | Waltham | Pine Street | 33 | 14F | Waltham | D | 3308 | WAL | 4.16kV | 4.16kV | 4.16kV | 0.95717 | 1.3042 | 1.0087 | 1.5473 | 1.5473 | 1.5491 | 61.86% | 84.29% | 65.12% | 70.42% | 70.42% | Y | N | N | 0
| 1789 | NSTAR | West | Southboro | Speen Street | 433 | 110C | Framingham | D | 433-H5 | NAT,WAY | 13.8kV | 13.8kV | 13.8kV | 9.3825 | 6.6448 | 6.9078 | 10.8627 | 10.8627 | 10.8755 | 86.37% | 61.17% | 63.52% | 70.35% | 70.35% | Y | N | N | 0
| 193 | NSTAR | Central | Somerville | Alewife | 828 | 110A | Cambridge | D | 16-1462 | SOM | 13.8kV | 13.8kV | 13.8kV | 7.4726 | 5.3063 | 5.3302 | 8.5946 | 8.5946 | 8.6048 | 86.94% | 61.74% | 61.94% | 70.21% | 70.21% | Y | N | N | 0
| 2066 | WMECO | SOUTHERN | SPRINGFIELD | Franconia_22H | 22H | 22H-3X | LONGMEADOW | D | 22H16 | LONGMEADOW | 13.8 | 13.8 | 13.8 | 6.6 | 7.5531 | 7.9356 | 9.8 | 9.8 | 12.0468 | 67.35% | 77.07% | 65.87% | 70.1% | 70.1% | Y | N | N | 0
| 1584 | NSTAR | West | Walpole | South Street | 146 | 110A | Walpole | D | 146-H10 | NOR WLP | 13.8kV | 13.8kV | 13.8kV | 10.8388 | 8.0312 | 5.7366 | 11.6983 | 11.6983 | 11.7121 | 92.65% | 68.65% | 48.98% | 70.1% | 70.1% | Y | N | N | 0
| 1516 | NSTAR | West | Walpole | Dedham | 20 | 14G | Dedham | D | 2007 | DED | 4.16kV | 4.16kV | 4.16kV | 2.0151 | 2.3129 | 1.1168 | 2.5908 | 2.5908 | 2.5939 | 77.78% | 89.27% | 43.06% | 70.04% | 70.04% | Y | N | N | 0
| 1716 | NSTAR | West | Southboro | Sudbury | 342 | 110B | Sudbury | D | 342-H2 | SUD | 13.8kV | 13.8kV | 13.8kV | 7.3293 | 8.4853 | 8.5092 | 11.5789 | 11.5789 | 11.5926 | 63.3% | 73.28% | 73.4% | 69.99% | 69.99% | Y | N | N | 0
| 1774 | NSTAR | West | Southboro | Acton | 416 | 110A | Maynard | D | 416-H5 | ACT | 13.8kV | 13.8kV | 13.8kV | 6.5892 | 5.4258 | 6.0234 | 8.5946 | 8.5946 | 8.6048 | 76.67% | 63.13% | 70% | 69.93% | 69.93% | Y | N | N | 0
| 849 | NSTAR | Central | Somerville | Putnam | 831 | 110B | Cambridge | D | 831-1388 | CAM | 13.8kV | 13.8kV | 13.8kV | 5.9924 | 5.8561 | 6.1668 | 8.5946 | 8.5946 | 8.6048 | 69.72% | 68.14% | 71.67% | 69.84% | 69.84% | Y | N | N | 0
| 1683 | NSTAR | West | Waltham | Elliot Street | 292 | 110B | Newton | D | 292-H6 | BKL,NEW | 13.8kV | 13.8kV | 13.8kV | 7.4009 | 8.7004 | 6.6448 | 10.8627 | 10.8627 | 10.8755 | 68.13% | 80.09% | 61.1% | 69.78% | 69.78% | Y | N | N | 0
| 2067 | WMECO | SOUTHERN | SPRINGFIELD | Franconia_22H | 22H | 22H-3X | LONGMEADOW | D | 22H17 | LONGMEADOW | 13.8 | 13.8 | 13.8 | 6 | 7.099 | 7.84 | 9.2 | 9.2 | 11.7121 | 65.22% | 77.16% | 66.94% | 69.77% | 69.77% | Y | N | N | 0
| 1447 | NSTAR | South | Cape & Vineyard | ORL Sub | 975 | 2 | Orleans | D | 4-95A-606 | ORL | 22.8kV | 22.8kV | 22.8kV | 6.3899 | 6.8319 | 5.7657 | 9.0721 | 9.0721 | 9.0829 | 70.43% | 75.31% | 63.48% | 69.74% | 69.74% | Y | Y | N | 0
| 1322 | NSTAR | South | Cape & Vineyard | Hatchville Sub | 936 | 1 | Falmouth | D | 4-78-78 | FAL | 22.8kV | 22.8kV | 22.8kV | 25.6386 | 24.6422 | 24.0104 | 35.4996 | 35.4996 | 35.5417 | 72.22% | 69.42% | 67.56% | 69.73% | 69.73% | Y | Y | N | 0
| 1479 | NSTAR | South | Cape & Vineyard | Falmouth Sub | 933 | 1 | Falmouth | D | 4-97-97 | VIN | 22.8kV | 22.8kV | 22.8kV | 12.4249 | 15.7963 | 11.7288 | 17.1581 | 17.1581 | 26.2614 | 72.41% | 92.06% | 44.66% | 69.71% | 69.71% | Y | Y | N | 0
| 1947 | WMECO | NORTHERN | HADLEY | Midway_19B | 19B | 19B-1X | EASTHAMPTON | D | 19B5 | EASTHAMPTON | 13.8 | 13.8 | 13.8 | 11 | 10.1346 | 10.1346 | 15 | 15 | 14.9867 | 73.33% | 67.56% | 67.62% | 69.51% | 69.51% | Y | N | N | 0
| 452 | NSTAR | Central | Boston | Readville | 344 | 14AB | Hyde Park | D | 344-05 | HYP,MIT | 4.16kV | 4.16kV | 4.16kV | 1.5113 | 1.4915 | 1.65 | 2.231 | 2.231 | 2.2337 | 67.74% | 66.85% | 73.87% | 69.49% | 69.49% | Y | N | N | 0
| 39 | NSTAR | Central | Boston | Central Street | 43 | 14F | Dorchester | D | 4302 | DOR | 4.16kV | 4.16kV | 4.16kV | 2.339 | 1.4987 | 1.5636 | 2.5908 | 2.5908 | 2.5939 | 90.28% | 57.85% | 60.28% | 69.47% | 69.47% | Y | N | N | 0
| 1767 | NSTAR | West | Waltham | Burlington | 391 | 110A | Burlington | D | 391-H9 | BUR,LEX,WOB | 13.8kV | 13.8kV | 13.8kV | 9.0244 | 7.9595 | 7.3858 | 11.6983 | 11.6983 | 11.7121 | 77.14% | 68.04% | 63.06% | 69.41% | 69.41% | Y | N | N | 0
| 3 | NSTAR | Central | Boston | Roslindale | 13 | 14A | Roslindale | D | 1305 | WRX | 4.16kV | 4.16kV | 4.16kV | 1.5761 | 1.4699 | 2.3489 | 2.5908 | 2.5908 | 2.5939 | 60.83% | 56.73% | 90.56% | 69.37% | 69.37% | Y | N | N | 0
| 1869 | NSTAR | West | Waltham | Hartwell Avenue | 533 | 110B | Lexington | D | 533-H3 | BED,BUR,LEX | 13.8kV | 13.8kV | 13.8kV | 7.3771 | 6.9078 | 7.0512 | 10.2658 | 10.2658 | 10.278 | 71.86% | 67.29% | 68.6% | 69.25% | 69.25% | Y | N | N | 0
| 398 | NSTAR | Central | Boston | BRIGHTON 329 | 329 | 110C | Boston, Brookline | D | 315-H8 | BRI | 13.8kV | 13.8kV | 13.8kV | 8.2843 | 8.3658 | 7.4097 | 11.5789 | 11.5789 | 11.5926 | 71.55% | 72.25% | 63.92% | 69.24% | 69.24% | Y | N | N | 0
| 815 | NSTAR | Central | Somerville | Alewife | 828 | 110B | Cambridge | D | 828-1105 | CAM | 13.8kV | 13.8kV | 13.8kV | 5.9685 | 6.0951 | 6.4297 | 8.5946 | 9.0721 | 9.0829 | 69.44% | 67.18% | 70.79% | 69.14% | 69.14% | Y | N | N | 0
| 378 | NSTAR | Central | Boston | Mattapan | 311 | 110B | Mattapan | D | 311-13 | HYP | 4.16kV | 4.16kV | 4.16kV | 1.425 | 2.3345 | 1.614 | 2.5908 | 2.5908 | 2.5939 | 55% | 90.11% | 62.22% | 69.11% | 69.11% | Y | N | N | 0
| 1124 | NSTAR | South | New Bedford | Hathaway St. | 617 | N | New Bedford | D | 2-87-140 | NEB | 3.74kV | 3.74kV | 3.74kV | 1.8246 | 0.95872 | 1.0494 | 1.8505 | 1.8505 | 1.8527 | 98.6% | 51.81% | 56.64% | 69.02% | 69.02% | Y | N | N | 0
| 1973 | WMECO | NORTHERN | HADLEY | Montague_21C | 21C | 21C-3X | MONTAGUE | D | 21C7 | MONTAGUE | 13.8 | 13.8 | 13.8kV | 5.5 | 4.0634 | 4.7805 | 9.4 | 9.4 | 4.5414 | 58.51% | 43.23% | 105.3% | 69% | 69% | Y | N | N | 0
| 1023 | NSTAR | South | New Bedford | Crystal Spring | 646 | 1 | Mattapoisett | D | 2-304-304 | MPO, MAR | 13.2kV | 13.2kV | 13.2kV | 6.828 | 7.7049 | 8.1621 | 10.9613 | 10.9613 | 10.9743 | 62.29% | 70.29% | 74.38% | 68.99% | 68.99% | Y | Y | N | 0
| 1530 | NSTAR | West | Southboro | South Street | 24 | 14F | Framingham | D | 2408 | FRA | 4.16kV | 4.16kV | 4.16kV | 1.6337 | 1.8878 | 1.8374 | 2.5908 | 2.5908 | 2.5939 | 63.06% | 72.86% | 70.83% | 68.92% | 68.92% | Y | N | N | 0
| 112 | NSTAR | Central | Boston | Andrew Sq | 106 | 110D | South Boston | D | 106-H6 | BDT SOB ROX | 13.8kV | 13.8kV | 13.8kV | 5.1807 | 5.7366 | 6.3341 | 8.3559 | 8.3559 | 8.3658 | 62% | 68.65% | 75.71% | 68.79% | 68.79% | Y | N | N | 0
| 79 | NSTAR | Central | Boston | Pingree St | 60 | 14AB | Hyde Park | D | 6004 | HYP,MIT | 4.16kV | 4.16kV | 4.16kV | 1.6841 | 1.1529 | 1.1745 | 1.9431 | 1.9431 | 1.9454 | 86.67% | 59.33% | 60.37% | 68.79% | 68.79% | Y | N | N | 0
| 1674 | NSTAR | West | Waltham | Elliot Street | 292 | 110A | Newton | D | 292-H11 | NEW | 13.8kV | 13.8kV | 13.8kV | 7.2577 | 8.0312 | 8.6048 | 11.5789 | 11.5789 | 11.5926 | 62.68% | 69.36% | 74.23% | 68.76% | 68.76% | Y | N | N | 0
| 1630 | NSTAR | West | Southboro | Leland Street | 240 | 110B | Framingham | D | 240-H2 | FRA,NAT | 13.8kV | 13.8kV | 13.8kV | 6.0162 | 5.8083 | 6.1429 | 8.714 | 8.714 | 8.7243 | 69.04% | 66.65% | 70.41% | 68.7% | 68.7% | Y | N | N | 0
| 1632 | NSTAR | West | Southboro | Leland Street | 240 | 110B | Framingham | D | 240-H4 | FRA | 13.8kV | 13.8kV | 13.8kV | 4.2257 | 4.3263 | 5.4736 | 6.8041 | 6.8041 | 6.8122 | 62.11% | 63.58% | 80.35% | 68.68% | 68.68% | Y | N | N | 0
| 760 | NSTAR | Central | Somerville | Putnam | 817 | 14A | Cambridge | D | 817-09 | CAM | 4.16kV | 4.16kV | 4.16kV | 2.2958 | 1.5852 | 1.297 | 2.5189 | 2.5189 | 2.5219 | 91.14% | 62.93% | 51.43% | 68.5% | 68.5% | Y | N | N | 0
| 468 | NSTAR | Central | Boston | Colburn St | 350 | 110A | Boston | D | 350-H6 | BOS ROX | 13.8kV | 13.8kV | 13.8kV | 10.4091 | 6.4536 | 6.9317 | 11.5789 | 11.5789 | 11.5926 | 89.9% | 55.74% | 59.79% | 68.48% | 68.48% | Y | N | N | 0
| 2019 | WMECO | SOUTHERN | SPRINGFIELD | Agawam_16C | 16C | 16C-6X | AGAWAM | D | 16C16 | AGAWAM | 13.8 | 13.8 | 13.8 | 7.5 | 7.7443 | 8.2463 | 11.7 | 11.7 | 10.9951 | 64.1% | 66.19% | 75% | 68.43% | 68.43% | Y | N | N | 0
| 1577 | NSTAR | West | Southboro | Hopkinton | 126 | 110B | Hopkinton | D | 126-H4 | HOK | 13.8kV | 13.8kV | 13.8kV | 7.1145 | 7.9595 | 8.7004 | 11.5789 | 11.5789 | 11.5926 | 61.44% | 68.74% | 75.05% | 68.41% | 68.41% | Y | N | N | 0
| 1329 | NSTAR | South | Cape & Vineyard | Osterville Sub | 913 | 1 | Osterville | D | 4-80A-892 | BNS | 4.16kV | 4.16kV | 4.16kV | 3.0154 | 3.2518 | 3.2736 | 4.6502 | 4.6502 | 4.6558 | 64.84% | 69.93% | 70.31% | 68.36% | 68.36% | Y | Y | N | 0
| 374 | NSTAR | Central | Boston | Mattapan | 311 | 110B | Mattapan | D | 311-08 | DOR,WRX | 4.16kV | 4.16kV | 4.16kV | 1.5905 | 1.7869 | 1.9382 | 2.5908 | 2.5908 | 2.5939 | 61.39% | 68.97% | 74.72% | 68.36% | 68.36% | Y | N | N | 0
| 2072 | WMECO | SOUTHERN | SPRINGFIELD | Orchard_27A | 27A | 27A-2X | SPRINGFIELD | D | 27A13 | LUDLOW | 13.8 | 13.8 | 13.8 | 7.1 | 8.3419 | 8.557 | 11.7 | 11.7 | 11.7121 | 60.68% | 71.3% | 73.06% | 68.35% | 68.35% | Y | N | N | 0
| 1915 | WMECO | NORTHERN | HADLEY | Amherst_17K | 17K | 17K-4X | AMHERST | D | 17K5 | AMHERST | 13.8 | 13.8 | 13.8 | 7.3 | 7.2663 | 7.9834 | 11 | 11 | 10.9951 | 66.36% | 66.06% | 72.61% | 68.34% | 68.34% | Y | N | N | 0
| 1738 | NSTAR | West | Waltham | Jackson Street | 369 | 292-82H | Newton | D | 369-01 | NEW | 4.16kV | 4.16kV | 4.16kV | 1.3314 | 1.333 | 1.3186 | 1.9431 | 1.9431 | 1.9454 | 68.52% | 68.6% | 67.78% | 68.3% | 68.3% | Y | N | N | 0
| 1873 | NSTAR | West | Waltham | Hartwell Avenue | 533 | 110B | Lexington | D | 533-H8 | LEX,BED | 13.8kV | 13.8kV | 13.8kV | 6.4221 | 8.1507 | 9.1307 | 11.5789 | 11.5789 | 11.5926 | 55.46% | 70.39% | 78.76% | 68.21% | 68.21% | Y | N | N | 0
| 754 | NSTAR | Central | Somerville | Putnam | 817 | 14A | Cambridge | D | 817-02 | CAM | 4.16kV | 4.16kV | 4.16kV | 2.2598 | 1.297 | 1.297 | 2.231 | 2.5189 | 2.5219 | 101.3% | 51.49% | 51.43% | 68.07% | 68.07% | Y | N | N | 0
| 1619 | NSTAR | West | Walpole | Dedham | 20 | 24A | Dedham | D | 20-H6 | DED,NEE | 13.8kV | 13.8kV | 13.8kV | 7.5203 | 5.5931 | 3.9439 | 8.3559 | 8.3559 | 8.3658 | 90% | 66.94% | 47.14% | 68.03% | 68.03% | Y | N | N | 0
| 1552 | NSTAR | West | Waltham | Pine Street | 33 | 14F | Waltham | D | 3310 | WAL | 4.16kV | 4.16kV | 4.16kV | 1.0291 | 1.3402 | 1.0808 | 1.6912 | 1.6912 | 1.6933 | 60.85% | 79.24% | 63.83% | 67.97% | 67.97% | Y | N | N | 0
| 1788 | NSTAR | West | Southboro | Speen Street | 433 | 110A | Framingham | D | 433-H4 | FRA | 13.8kV | 13.8kV | 13.8kV | 9.7406 | 6.9556 | 7.1468 | 11.6983 | 11.6983 | 11.7121 | 83.27% | 59.46% | 61.02% | 67.91% | 67.91% | Y | N | N | 0
| 1559 | NSTAR | West | Waltham | Grant Street | 34 | 14B | Lexington | D | 3402 | LEX | 4.16kV | 4.16kV | 4.16kV | 1.2522 | 1.333 | 1.0808 | 1.7992 | 1.7992 | 1.8013 | 69.6% | 74.09% | 60% | 67.9% | 67.9% | Y | N | N | 0
| 453 | NSTAR | Central | Boston | Readville | 344 | 14C | Hyde Park | D | 344-07 | DED,HYP | 4.16kV | 4.16kV | 4.16kV | 2.8068 | 1.6356 | 1.7869 | 3.0586 | 3.0586 | 3.0623 | 91.76% | 53.48% | 58.35% | 67.86% | 67.86% | Y | N | N | 0
| 208 | NSTAR | Central | Somerville | Woburn | 211 | 14B | Woburn | D | 211-03 | WOB | 4.16kV | 4.16kV | 4.16kV | 1.2235 | 1.2105 | 1.0087 | 1.6912 | 1.6912 | 1.6933 | 72.34% | 71.57% | 59.57% | 67.83% | 67.83% | Y | N | N | 0
| 2079 | WMECO | SOUTHERN | SPRINGFIELD | Orchard_27A | 27A | 27A-1X | SPRINGFIELD | D | 27A6 | LUDLOW | 13.8 | 13.8 | 13.8 | 6.7 | 8.3897 | 8.7243 | 11.7 | 11.7 | 11.7121 | 57.26% | 71.71% | 74.49% | 67.82% | 67.82% | Y | N | N | 0
| 1797 | NSTAR | West | Waltham | Trapelo Road | 450 | 110B | Waltham | D | 450-H4 | WAL | 13.8kV | 13.8kV | 13.8kV | 7.2338 | 8.2702 | 8.2941 | 11.6983 | 11.6983 | 11.7121 | 61.84% | 70.7% | 70.82% | 67.78% | 67.78% | Y | N | N | 0
| 636 | NSTAR | Central | Boston | Havard Court | 506 | 14A | Brookline | D | 506-01 | BKL | 4.16kV | 4.16kV | 4.16kV | 1.6121 | 1.5203 | 1.6933 | 2.3749 | 2.3749 | 2.3778 | 67.88% | 64.02% | 71.21% | 67.7% | 67.7% | Y | N | N | 0
| 65 | NSTAR | Central | Boston | Tremont Street | 52 | 14B | Roxbury | D | 5207 | BDT,ROX | 4.16kV | 4.16kV | 4.16kV | 1.3818 | 1.5491 | 1.2321 | 2.0511 | 2.0511 | 2.0535 | 67.37% | 75.53% | 60% | 67.63% | 67.63% | Y | N | N | 0
| 986 | NSTAR | South | New Bedford | Industrial Park | 636 | 111 | N. Bedford | D | 2-106-161 | NEB | 13.2kV | 13.2kV | 13.2kV | 3.0372 | 3.5895 | 4.001 | 5.2523 | 5.2523 | 5.2585 | 57.83% | 68.34% | 76.09% | 67.42% | 67.42% | Y | N | N | 0
| 2043 | WMECO | SOUTHERN | SPRINGFIELD | Piper_21N | 21N | 21N-2X | WEST SPRINGFIELD | D | 21N8 | WEST SPRINGFIELD | 13.8 | 13.8 | 13.8 | 6 | 7.5292 | 8.1029 | 12.1 | 12.1 | 8.9634 | 49.59% | 62.22% | 90.4% | 67.4% | 67.4% | Y | N | N | 0
| 460 | NSTAR | Central | Boston | Colburn St | 350 | 110D | Boston | D | 350-H10 | ROX,BKL,BDT | 13.8kV | 13.8kV | 13.8kV | 7.8784 | 8.3658 | 7.1707 | 11.5789 | 11.5789 | 11.5926 | 68.04% | 72.25% | 61.86% | 67.38% | 67.38% | Y | N | N | 0
| 2039 | WMECO | SOUTHERN | SPRINGFIELD | Piper_21N | 21N | 21N-1X | WEST SPRINGFIELD | D | 21N4 | WEST SPRINGFIELD | 13.8 | 13.8 | 13.8 | 6.6 | 7.1229 | 7.9834 | 12.1 | 12.1 | 9.0112 | 54.55% | 58.87% | 88.59% | 67.34% | 67.34% | Y | N | N | 0
| 931 | NSTAR | South | New Bedford | Second St. | 694 | 1 | N. Bedford | D | 2-3-44 | NEB | 3.74kV | 3.74kV | 3.74kV | 1.294 | 1.2632 | 1.179 | 1.8505 | 1.8505 | 1.8527 | 69.93% | 68.26% | 63.64% | 67.28% | 67.28% | Y | N | N | 0
| 1874 | NSTAR | West | Waltham | Hartwell Avenue | 533 | 110A | Waltham | D | 533-H9 | LEX | 13.8kV | 13.8kV | 13.8kV | 8.7618 | 10.2541 | 9.4175 | 14.0857 | 14.0857 | 14.1024 | 62.2% | 72.8% | 66.78% | 67.26% | 67.26% | Y | N | N | 0
| 1826 | NSTAR | West | Waltham | Arsenal Street | 467 | 110B | Watertown | D | 467-H6 | WAL,WAT | 13.8kV | 13.8kV | 13.8kV | 5.6581 | 3.2746 | 2.8683 | 5.8491 | 5.8491 | 5.8561 | 96.73% | 55.98% | 48.98% | 67.23% | 67.23% | Y | N | N | 0
| 574 | NSTAR | Central | Boston | Lagrange St | 443 | 24AB | W. Roxbury | D | 443-08 | BKL,NEW,WRX | 4.16kV | 4.16kV | 4.16kV | 1.9215 | 1.9526 | 2.2913 | 3.0586 | 3.0586 | 3.0623 | 62.82% | 63.84% | 74.82% | 67.16% | 67.16% | Y | N | N | 0
| 206 | NSTAR | Central | Somerville | Woburn | 211 | 14A | Woburn | D | 211-01 | WIN,WOB | 4.16kV | 4.16kV | 4.16kV | 1.2954 | 1.2898 | 1.6212 | 2.0871 | 2.0871 | 2.0895 | 62.07% | 61.8% | 77.59% | 67.15% | 67.15% | Y | N | N | 0
| 138 | NSTAR | Central | Boston | Dorchester Ave | 139 | 14B | South Boston | D | 139-12 | SOB | 4.16kV | 4.16kV | 4.16kV | 1.0291 | 1.5131 | 1.369 | 1.9431 | 1.9431 | 1.9454 | 52.96% | 77.87% | 70.37% | 67.07% | 67.07% | Y | N | N | 0
| 720 | NSTAR | Central | Somerville | Mystic Station | 250 | 110A | Charlestown | D | 585-114H | SOM | 13.8kV | 13.8kV | 13.8kV | 7.2338 | 7.9356 | 8.1268 | 11.5789 | 11.5789 | 11.5926 | 62.47% | 68.53% | 70.1% | 67.04% | 67.04% | Y | N | N | 0
| 2053 | WMECO | SOUTHERN | SPRINGFIELD | Clinton_21S | 21S | 21S-1X | SPRINGFIELD | D | 21S2 | SPRINGFIELD | 13.8 | 13.8 | 13.8 | 5.6 | 6.5014 | 6.86 | 10.5 | 10.5 | 8.0073 | 53.33% | 61.92% | 85.67% | 66.97% | 66.97% | Y | N | N | 0
| 1760 | NSTAR | West | Waltham | Burlington | 391 | 110A | Burlington | D | 391-H2 | BUR | 13.8kV | 13.8kV | 13.8kV | 5.8014 | 6.9317 | 6.4536 | 9.5496 | 9.5496 | 9.5609 | 60.75% | 72.59% | 67.5% | 66.95% | 66.95% | Y | N | N | 0
| 512 | NSTAR | Central | Boston | K Street | 385 | 110D | South Boston | D | 385-H15 | BOS SOB | 13.8kV | 13.8kV | 13.8kV | 4.3212 | 6.3819 | 6.5492 | 8.5946 | 8.5946 | 8.6048 | 50.28% | 74.25% | 76.11% | 66.88% | 66.88% | Y | N | N | 0
| 1558 | NSTAR | West | Waltham | Grant Street | 34 | 14C | Lexington | D | 3401 | LEX | 4.16kV | 4.16kV | 4.16kV | 1.8352 | 1.65 | 2.1472 | 2.8068 | 2.8068 | 2.8101 | 65.38% | 58.79% | 76.41% | 66.86% | 66.86% | Y | N | N | 0
| 1814 | NSTAR | West | Walpole | Dover | 456 | 110B | Dover | D | 456-H2 | DOV,MDF,MLS,WLP | 13.8kV | 13.8kV | 13.8kV | 8.7379 | 6.5731 | 4.0873 | 9.669 | 9.669 | 9.6804 | 90.37% | 67.98% | 42.22% | 66.86% | 66.86% | Y | N | N | 0
| 793 | NSTAR | Central | Somerville | Healey | 823 | 14A | Cambridge | D | 823-30 | CAM | 4.16kV | 4.16kV | 4.16kV | 2.5908 | 1.1673 | 1.2898 | 2.5189 | 2.5189 | 2.5219 | 102.9% | 46.34% | 51.14% | 66.78% | 66.78% | Y | N | N | 0
| 314 | NSTAR | Central | Boston | Washington St | 284 | 110B | Jamaica Plain | D | 284-08 | WRX | 4.16kV | 4.16kV | 4.16kV | 1.6769 | 1.7509 | 1.7581 | 2.5908 | 2.5908 | 2.5939 | 64.72% | 67.58% | 67.78% | 66.69% | 66.69% | Y | N | N | 0
| 637 | NSTAR | Central | Boston | Havard Court | 506 | 14A | Brookline | D | 506-03 | BKL | 4.16kV | 4.16kV | 4.16kV | 1.4753 | 1.5708 | 1.6933 | 2.3749 | 2.3749 | 2.3778 | 62.12% | 66.14% | 71.21% | 66.49% | 66.49% | Y | N | N | 0
| 786 | NSTAR | Central | Somerville | Cambridge | 821 | 14A | Cambridge | D | 821-24 | CAM | 4.16kV | 4.16kV | 4.16kV | 1.6984 | 1.7149 | 1.6068 | 2.5189 | 2.5189 | 2.5219 | 67.43% | 68.08% | 63.71% | 66.41% | 66.41% | Y | N | N | 0
| 370 | NSTAR | Central | Boston | Mattapan | 311 | 110B | Mattapan | D | 311-04 | DOR,MIT | 4.16kV | 4.16kV | 4.16kV | 1.389 | 1.7221 | 2.0463 | 2.5908 | 2.5908 | 2.5939 | 53.61% | 66.47% | 78.89% | 66.32% | 66.32% | Y | N | N | 0
| 122 | NSTAR | Central | Somerville | Beacon St | 14 | 14kV Bus | Chelsea | D | 108-196H1 | CHE,EAB | 13.8kV | 13.8kV | 13.8kV | 5.4194 | 5.5453 | 5.6648 | 8.3559 | 8.3559 | 8.3658 | 64.86% | 66.36% | 67.71% | 66.31% | 66.31% | Y | N | N | 0
| 2088 | WMECO | SOUTHERN | SPRINGFIELD | Silver_30A | 30A | 30A-1X | AGAWAM | D | 30A3 | AGAWAM | 13.8 | 13.8 | 13.8 | 7.8 | 7.5053 | 7.9356 | 11.7 | 11.7 | 11.7121 | 66.67% | 64.15% | 67.76% | 66.19% | 66.19% | Y | N | N | 0
| 335 | NSTAR | Central | Somerville | Elm Street | 301 | 14A | Stoneham | D | 301-03 | STN | 4.16kV | 4.16kV | 4.16kV | 1.0076 | 1.0952 | 1.2537 | 1.6912 | 1.6912 | 1.6933 | 59.57% | 64.76% | 74.04% | 66.12% | 66.12% | Y | N | N | 0
| 782 | NSTAR | Central | Somerville | Amory | 820 | 14A | Cambridge | D | 820-45 | CAM | 4.16kV | 4.16kV | 4.16kV | 1.864 | 1.8302 | 1.8734 | 2.8068 | 2.8068 | 2.8101 | 66.41% | 65.21% | 66.67% | 66.09% | 66.09% | Y | N | N | 0
| 430 | NSTAR | Central | Somerville | Main St | 325 | 14B | Woburn | D | 325-04 | WOB | 4.16kV | 4.16kV | 4.16kV | 1.1155 | 1.2321 | 1.5059 | 1.9431 | 1.9431 | 1.9454 | 57.41% | 63.41% | 77.41% | 66.07% | 66.07% | Y | N | N | 0
| 1639 | NSTAR | West | Walpole | Canton | 470 | 110B | Canton | D | 269-1321H2 | CAN | 13.8kV | 13.8kV | 13.8kV | 7.8068 | 4.8761 | 3.8722 | 8.3559 | 8.3559 | 8.3658 | 93.43% | 58.35% | 46.29% | 66.02% | 66.02% | Y | N | N | 0
| 2046 | WMECO | SOUTHERN | SPRINGFIELD | Clinton_21S | 21S | 21S-3X | SPRINGFIELD | D | 21S10 | SPRINGFIELD | 13.8 | 13.8 | 13.8 | 8.6 | 7.5292 | 7.0273 | 12.1 | 12.1 | 10.8516 | 71.07% | 62.22% | 64.76% | 66.02% | 66.02% | Y | N | N | 0
| 223 | NSTAR | Central | Somerville | Woburn | 211 | 110A | Woburn | D | 211-H4 | WIN | 13.8kV | 13.8kV | 13.8kV | 4.4167 | 4.5175 | 4.7805 | 6.9235 | 6.9235 | 6.9317 | 63.79% | 65.25% | 68.97% | 66% | 66% | Y | N | N | 0
| 1035 | NSTAR | South | New Bedford | Fisher Rd. | 657 | W | Dartmouth | D | 2-522-522 | WSP | 13.2kV | 13.2kV | 13.2kV | 4.4759 | 7.1104 | 10.1283 | 10.9613 | 10.9613 | 10.9743 | 40.83% | 64.87% | 92.29% | 66% | 66% | Y | Y | N | 0
| 1705 | NSTAR | West | Waltham | South Street | 322 | 14A | Bedford | D | 322-03 | BED | 4.16kV | 4.16kV | 4.16kV | 1.3674 | 1.2321 | 1.2465 | 1.9431 | 1.9431 | 1.9454 | 70.37% | 63.41% | 64.07% | 65.95% | 65.95% | Y | N | N | 0
| 191 | NSTAR | Central | Somerville | Alewife | 828 | 110D | Cambridge | D | 16-1461H | SOM | 13.8kV | 13.8kV | 13.8kV | 6.2072 | 5.2824 | 5.4975 | 8.5946 | 8.5946 | 8.6048 | 72.22% | 61.46% | 63.89% | 65.86% | 65.86% | Y | N | N | 0
| 116 | NSTAR | Central | Somerville | Beacon St | 14 | 14kV Bus | Chelsea | D | 108-195H1 | EAB | 13.8kV | 13.8kV | 13.8kV | 5.0852 | 5.4019 | 6.0234 | 8.3559 | 8.3559 | 8.3658 | 60.86% | 64.65% | 72% | 65.84% | 65.84% | Y | N | N | 0
| 1193 | NSTAR | South | Plymouth | Marshfield Sub | 739 | 1 | Marshfield | D | 3-24A-34J1 | MAF | 22.8kV | 22.8kV | 4.16kV | 11.7543 | 11.4523 | 12.637 | 18.1442 | 18.1442 | 18.1657 | 64.78% | 63.12% | 69.57% | 65.82% | 65.82% | Y | N | N | 0
| 1680 | NSTAR | West | Waltham | Elliot Street | 292 | 110D | Newton | D | 292-H3 | NEE,NEW | 13.8kV | 13.8kV | 13.8kV | 5.9208 | 5.4258 | 5.617 | 8.5946 | 8.5946 | 8.6048 | 68.89% | 63.13% | 65.28% | 65.77% | 65.77% | Y | N | N | 0
| 2037 | WMECO | SOUTHERN | SPRINGFIELD | Breckwood_20A | 20A | 20A-3X | SPRINGFIELD | D | 20A34 | SPRINGFIELD | 13.8 | 13.8 | 13.8 | 6.4 | 6.7404 | 7.338 | 10.1 | 10.1 | 10.9951 | 63.37% | 66.74% | 66.74% | 65.61% | 65.61% | Y | N | N | 0
| 431 | NSTAR | Central | Somerville | Main St | 325 | 14A | Woburn | D | 325-05 | WOB | 4.16kV | 4.16kV | 4.16kV | 1.1155 | 1.2105 | 1.4987 | 1.9431 | 1.9431 | 1.9454 | 57.41% | 62.3% | 77.04% | 65.58% | 65.58% | Y | N | N | 0
| 1759 | NSTAR | West | Waltham | Burlington | 391 | 110B | Burlington | D | 391-H16 | BUR | 13.8kV | 13.8kV | 13.8kV | 9.2154 | 9.1546 | 9.3458 | 14.0857 | 14.0857 | 14.1024 | 65.42% | 64.99% | 66.27% | 65.56% | 65.56% | Y | N | N | 0
| 41 | NSTAR | Central | Boston | Central Street | 43 | 14E | Dorchester | D | 4306 | DOR | 4.16kV | 4.16kV | 4.16kV | 1.6553 | 0.97272 | 1.1889 | 1.9431 | 1.9431 | 1.9454 | 85.19% | 50.06% | 61.11% | 65.45% | 65.45% | Y | N | N | 0
| 1838 | NSTAR | West | Walpole | Canton | 470 | 110C | Canton | D | 470-H10 | CAN | 13.8kV | 13.8kV | 13.8kV | 7.9262 | 8.6765 | 6.119 | 11.5789 | 11.5789 | 11.5926 | 68.45% | 74.93% | 52.78% | 65.39% | 65.39% | Y | N | N | 0
| 1719 | NSTAR | West | Southboro | Sudbury | 342 | 110A | Sudbury | D | 342-H5 | FRA SUD | 13.8kV | 13.8kV | 13.8kV | 6.8996 | 7.84 | 7.9834 | 11.5789 | 11.5789 | 11.5926 | 59.59% | 67.71% | 68.87% | 65.39% | 65.39% | Y | N | N | 0
| 292 | NSTAR | Central | Somerville | Mystic Station | 250 | 110B | Charlestown | D | 250-H2 | CHT | 13.8kV | 13.8kV | 13.8kV | 7.1861 | 7.8161 | 7.6726 | 11.5789 | 11.5789 | 11.5926 | 62.06% | 67.5% | 66.19% | 65.25% | 65.25% | Y | N | N | 0
| 73 | NSTAR | Central | Somerville | Mystic Street | 59 | 14B | Arlington | D | 5904 | ARL | 4.16kV | 4.16kV | 4.16kV | 1.6193 | 1.7797 | 1.6716 | 2.5908 | 2.5908 | 2.5939 | 62.5% | 68.69% | 64.44% | 65.21% | 65.21% | Y | N | N | 0
| 1638 | NSTAR | West | Walpole | Canton | 470 | 110A | Canton | D | 269-1320H1 | CAN | 13.8kV | 13.8kV | 13.8kV | 5.682 | 6.4058 | 4.2546 | 8.3559 | 8.3559 | 8.3658 | 68% | 76.66% | 50.86% | 65.17% | 65.17% | Y | N | N | 0
| 1036 | NSTAR | South | New Bedford | Fisher Rd. | 657 | W | Dartmouth | D | 2-523-523 | WSP | 13.2kV | 13.2kV | 13.2kV | 6.4169 | 7.3162 | 7.7049 | 10.9613 | 10.9613 | 10.9743 | 58.54% | 66.75% | 70.21% | 65.17% | 65.17% | Y | Y | N | 0
| 367 | NSTAR | Central | Boston | Mattapan | 311 | 110B | Mattapan | D | 311-01 | DOR | 4.16kV | 4.16kV | 4.16kV | 1.4897 | 1.7221 | 1.8374 | 2.5908 | 2.5908 | 2.5939 | 57.5% | 66.47% | 70.83% | 64.93% | 64.93% | Y | N | N | 0
| 1289 | NSTAR | South | Cape & Vineyard | Hyannis Junction | 961 | 3 | Barnstable | D | 4-63-905 | BAR | 4.16kV | 4.16kV | 4.16kV | 2.6268 | 2.5291 | 2.6876 | 4.0302 | 4.0302 | 4.035 | 65.18% | 62.75% | 66.61% | 64.85% | 64.85% | Y | Y | N | 0
| 373 | NSTAR | Central | Boston | Mattapan | 311 | 110B | Mattapan | D | 311-07 | DOR | 4.16kV | 4.16kV | 4.16kV | 0.92119 | 0.92228 | 2.212 | 2.0871 | 2.0871 | 2.0895 | 44.14% | 44.19% | 105.9% | 64.73% | 64.73% | Y | N | N | 0
| 1232 | NSTAR | South | Plymouth | Manomet Sub | 721 | 1 | Plymouth | D | 3-73-73 | PLY | 22.8kV | 22.8kV | 22.8kV | 14.5943 | 16.981 | 20.1403 | 26.6247 | 26.6247 | 26.6563 | 54.81% | 63.78% | 75.56% | 64.72% | 64.72% | Y | Y | N | 0
| 1118 | NSTAR | South | New Bedford | Hathaway St. | 617 | S | New Bedford | D | 2-85-137 | NEB | 3.74kV | 3.74kV | 3.74kV | 1.2761 | 1.4899 | 1.5417 | 2.4975 | 2.4975 | 1.8527 | 51.1% | 59.66% | 83.22% | 64.66% | 64.66% | Y | N | N | 0
| 822 | NSTAR | Central | Somerville | Alewife | 828 | 110C | Cambridge | D | 828-1379 | CAM | 13.8kV | 13.8kV | 13.8kV | 4.5599 | 5.2824 | 5.4258 | 6.9235 | 8.3559 | 8.3658 | 65.86% | 63.22% | 64.86% | 64.65% | 64.65% | Y | N | N | 0
| 1754 | NSTAR | West | Waltham | Burlington | 391 | 110A | Burlington | D | 391-H11 | BUR,LEX,WOB | 13.8kV | 13.8kV | 13.8kV | 6.3027 | 8.3658 | 7.9834 | 11.6983 | 11.6983 | 11.7121 | 53.88% | 71.51% | 68.16% | 64.52% | 64.52% | Y | N | N | 0
| 1504 | NSTAR | West | Waltham | Homer Street | 17 | 14E | Newton | D | 1708 | NEW | 4.16kV | 4.16kV | 4.16kV | 1.7488 | 1.7725 | 1.9094 | 2.8068 | 2.8068 | 2.8101 | 62.31% | 63.15% | 67.95% | 64.47% | 64.47% | Y | N | N | 0
| 1594 | NSTAR | West | Waltham | Needham | 148 | 14A & 14B | Needham | D | 148-02 | NEE | 4.16kV | 4.16kV | 4.16kV | 1.864 | 1.8157 | 1.9599 | 2.9147 | 2.9147 | 2.9182 | 63.95% | 62.3% | 67.16% | 64.47% | 64.47% | Y | N | N | 0
| 1679 | NSTAR | West | Waltham | Elliot Street | 292 | 110B | Newton | D | 292-H2 | NEW | 13.8kV | 13.8kV | 13.8kV | 6.6608 | 7.2185 | 8.7243 | 11.6983 | 11.6983 | 11.7121 | 56.94% | 61.71% | 74.49% | 64.38% | 64.38% | Y | N | N | 0
| 1706 | NSTAR | West | Waltham | South Street | 322 | 14B | Bedford | D | 322-05 | BED,SUD | 4.16kV | 4.16kV | 4.16kV | 1.3674 | 1.1889 | 1.1961 | 1.9431 | 1.9431 | 1.9454 | 70.37% | 61.18% | 61.48% | 64.35% | 64.35% | Y | N | N | 0
| 1637 | NSTAR | West | Southboro | South Street | 24 | Bus #2 | Framingham | D | 24-H1 | FRA | 13.8kV | 13.8kV | 13.8kV | 6.7563 | 4.6609 | 4.7088 | 8.3559 | 8.3559 | 8.3658 | 80.86% | 55.78% | 56.29% | 64.31% | 64.31% | Y | N | N | 0
| 866 | NSTAR | Central | Somerville | East Camb | 875 | 110B | Cambridge | D | 875-1317 | CAM | 13.8kV | 13.8kV | 13.8kV | 8.9527 | 6.4775 | 6.8122 | 11.5789 | 11.5789 | 11.5926 | 77.32% | 55.94% | 58.76% | 64.01% | 64.01% | Y | N | N | 0
| 411 | NSTAR | Central | Boston | San Juan Street | 318 | 14D | Boston | D | 318-14 | BDT | 4.16kV | 4.16kV | 4.16kV | 1.6193 | 1.6212 | 1.7365 | 2.5908 | 2.5908 | 2.5939 | 62.5% | 62.57% | 66.94% | 64.01% | 64.01% | Y | N | N | 0
| 368 | NSTAR | Central | Boston | Mattapan | 311 | 110B | Mattapan | D | 311-02 | DOR | 4.16kV | 4.16kV | 4.16kV | 1.1803 | 1.2465 | 1.3042 | 1.9431 | 1.9431 | 1.9454 | 60.74% | 64.15% | 67.04% | 63.98% | 63.98% | Y | N | N | 0
| 1868 | NSTAR | West | Waltham | Hartwell Avenue | 533 | 110A | Lexington | D | 533-H2 | BED,LEX,WOB | 13.8kV | 13.8kV | 13.8kV | 6.2311 | 7.099 | 6.3341 | 10.2658 | 10.2658 | 10.278 | 60.7% | 69.15% | 61.63% | 63.83% | 63.83% | Y | N | N | 0
| 983 | NSTAR | South | New Bedford | Church St. | 684 | 1 | N. Bedford | D | 2-105-146 | NEB | 3.74kV | 3.74kV | 3.74kV | 1.514 | 1.5029 | 1.762 | 2.4975 | 2.4975 | 2.5005 | 60.62% | 60.17% | 70.47% | 63.75% | 63.75% | Y | N | N | 0
| 1275 | NSTAR | South | Plymouth | Valley Sub | 715 | 2 | Plymouth | D | 3-89-925 | BRN | 22.8kV | 22.8kV | 22.8kV | 8.2832 | 8.2931 | 9.0829 | 13.411 | 13.411 | 13.4269 | 61.76% | 61.84% | 67.65% | 63.75% | 63.75% | Y | N | N | 0
| 304 | NSTAR | Central | Boston | PNU25 | PNU25 | 110B | Brookline | D | 25N30 | BKL,ROX | 4.16kV | 4.16kV | 4.16kV | 1.1947 | 1.2321 | 1.2681 | 1.9431 | 1.9431 | 1.9454 | 61.48% | 63.41% | 65.19% | 63.36% | 63.36% | Y | N | N | 0
| 2047 | WMECO | SOUTHERN | SPRINGFIELD | Clinton_21S | 21S | 21S-3X | SPRINGFIELD | D | 21S11 | SPRINGFIELD | 13.8 | 13.8 | 13.8 | 5.9 | 4.2546 | 7.2902 | 9.6 | 9.6 | 8.6765 | 61.46% | 44.32% | 84.02% | 63.27% | 63.27% | Y | N | N | 0
| 376 | NSTAR | Central | Boston | Mattapan | 311 | 110B | Mattapan | D | 311-11 | MIT | 4.16kV | 4.16kV | 4.16kV | 1.5617 | 1.5636 | 1.7941 | 2.5908 | 2.5908 | 2.5939 | 60.28% | 60.35% | 69.17% | 63.26% | 63.26% | Y | N | N | 0
| 984 | NSTAR | South | New Bedford | Industrial Park | 636 | 111 | N. Bedford | D | 2-106-106 | NEB | 13.2kV | 13.2kV | 13.2kV | 7.1477 | 7.4305 | 8.3907 | 12.1031 | 12.1031 | 12.1174 | 59.06% | 61.39% | 69.25% | 63.23% | 63.23% | Y | N | N | 0
| 212 | NSTAR | Central | Somerville | Woburn | 211 | 14A | Woburn | D | 211-07 | WIN | 4.16kV | 4.16kV | 4.16kV | 2.1231 | 2.2337 | 2.3273 | 3.5264 | 3.5264 | 3.5306 | 60.2% | 63.34% | 65.92% | 63.15% | 63.15% | Y | N | N | 0
| 1974 | WMECO | NORTHERN | HADLEY | Montague_21C | 21C | 21C-4X | MONTAGUE | D | 21C8 | MONTAGUE | 13.8 | 13.8 | 13.8kV | 6.6 | 4.2785 | 3.5853 | 7.2 | 7.2 | 9.4414 | 91.67% | 59.42% | 37.97% | 63.02% | 63.02% | Y | N | N | 0
| 1840 | NSTAR | West | Walpole | Canton | 470 | 110C | Canton | D | 470-H12 | CAN,SHA | 13.8kV | 13.8kV | 13.8kV | 7.7113 | 7.4097 | 7.0034 | 11.6983 | 11.6983 | 11.7121 | 65.92% | 63.34% | 59.8% | 63.02% | 63.02% | Y | N | N | 0
| 1100 | NSTAR | South | New Bedford | Highland St. | 688 | 1 | New Bedford | D | 2-80-402 | NEB | 3.74kV | 3.74kV | 3.74kV | 1.2293 | 1.4705 | 1.5936 | 2.271 | 2.271 | 2.2737 | 54.13% | 64.75% | 70.09% | 62.99% | 62.99% | Y | N | N | 0
| 1123 | NSTAR | South | New Bedford | Hathaway St. | 617 | N | New Bedford | D | 2-87-135 | NEB | 3.74kV | 3.74kV | 3.74kV | 0.77642 | 1.3863 | 1.3344 | 1.8505 | 1.8505 | 1.8527 | 41.96% | 74.91% | 72.03% | 62.97% | 62.97% | Y | N | N | 0
| 1179 | NSTAR | South | Plymouth | Brant Rock Sub | 710 | 1 | Marshfield | D | 3-22-33J1 | MAR | 4.16kV | 4.16kV | 4.16kV | 2.3749 | 2.4138 | 2.4138 | 3.8143 | 3.8143 | 3.8188 | 62.26% | 63.28% | 63.21% | 62.92% | 62.92% | Y | N | N | 0
| 2074 | WMECO | SOUTHERN | SPRINGFIELD | Orchard_27A | 27A | 27A-2X | SPRINGFIELD | D | 27A15 | LUDLOW | 13.8 | 13.8 | 13.8 | 5.2 | 6.0951 | 6.0473 | 10.1 | 10.1 | 7.8878 | 51.49% | 60.35% | 76.67% | 62.83% | 62.83% | Y | N | N | 0
| 1652 | NSTAR | West | Waltham | Newtonville | 277 | 277-1365 | Newton | D | 277-08 | NEW | 4.16kV | 4.16kV | 4.16kV | 1.6769 | 1.7869 | 1.9526 | 2.8787 | 2.8787 | 2.8821 | 58.25% | 62.07% | 67.75% | 62.69% | 62.69% | Y | N | N | 0
| 2065 | WMECO | SOUTHERN | SPRINGFIELD | Franconia_22H | 22H | 22H-3X | LONGMEADOW | D | 22H15 | LONGMEADOW | 13.8 | 13.8 | 13.8 | 7.1 | 7.0034 | 7.8878 | 11.7 | 11.7 | 11.7121 | 60.68% | 59.86% | 67.35% | 62.63% | 62.63% | Y | N | N | 0
| 1099 | NSTAR | South | New Bedford | Highland St. | 688 | 1 | New Bedford | D | 2-80-401 | NEB | 3.74kV | 3.74kV | 3.74kV | 1.197 | 1.477 | 1.5936 | 2.271 | 2.271 | 2.2737 | 52.71% | 65.03% | 70.09% | 62.61% | 62.61% | Y | N | N | 0
| 1755 | NSTAR | West | Waltham | Burlington | 391 | 110B | Burlington | D | 391-H12 | BUR | 13.8kV | 13.8kV | 13.8kV | 5.8014 | 5.6648 | 5.9039 | 8.5946 | 8.5946 | 10.8755 | 67.5% | 65.91% | 54.29% | 62.57% | 62.57% | Y | N | N | 0
| 985 | NSTAR | South | New Bedford | Industrial Park | 636 | 111 | N. Bedford | D | 2-106-160 | NEB | 13.2kV | 13.2kV | 13.2kV | 0.73075 | 4.4354 | 4.6869 | 5.2523 | 5.2523 | 5.2585 | 13.91% | 84.45% | 89.13% | 62.5% | 62.5% | Y | N | N | 0
| 1603 | NSTAR | West | Walpole | Needham | 148 | 110B | Needham | D | 148-H3 | DOV,MDF,NAT,NEE,SHE | 13.8kV | 13.8kV | 13.8kV | 8.1172 | 8.7004 | 5.1151 | 11.6983 | 11.6983 | 11.7121 | 69.39% | 74.37% | 43.67% | 62.48% | 62.48% | Y | N | N | 0
| 2061 | WMECO | SOUTHERN | SPRINGFIELD | Franconia_22H | 22H | 22H-2X | LONGMEADOW | D | 22H11 | LONGMEADOW | 13.8 | 13.8 | 13.8 | 5.8 | 7.1707 | 7.9834 | 11.7 | 11 | 10.9951 | 49.57% | 65.19% | 72.61% | 62.46% | 62.46% | Y | N | N | 0
| 542 | NSTAR | Central | Boston | K Street | 385 | 110B | S. Boston | D | 403-137 | BDT SOB | 13.8kV | 13.8kV | 13.8kV | 3.8198 | 2.9878 | 3.7049 | 5.6104 | 5.6104 | 5.617 | 68.09% | 53.25% | 65.96% | 62.43% | 62.43% | Y | N | N | 0
| 1579 | NSTAR | West | Southboro | Holliston | 130 | 110M | Holliston | D | 130-H2 | HOL,MLS,MDW,SHE | 13.8kV | 13.8kV | 13.8kV | 6.9951 | 7.1468 | 7.7682 | 11.6983 | 11.6983 | 11.7121 | 59.8% | 61.09% | 66.33% | 62.41% | 62.41% | Y | N | N | 0
| 855 | NSTAR | Central | Somerville | Putnam | 831 | 110B | Cambridge | D | 831-1NC6 | CAM | 13.8kV | 13.8kV | 13.8kV | 5.3716 | 5.9756 | 4.7088 | 8.5946 | 8.5946 | 8.6048 | 62.5% | 69.53% | 54.72% | 62.25% | 62.25% | Y | N | N | 0
| 1531 | NSTAR | West | Southboro | South Street | 24 | 14G | Framingham | D | 2409 | FRA | 4.16kV | 4.16kV | 4.16kV | 1.6984 | 1.5203 | 1.6212 | 2.5908 | 2.5908 | 2.5939 | 65.56% | 58.68% | 62.5% | 62.25% | 62.25% | Y | N | N | 0
| 1514 | NSTAR | West | Walpole | Dedham | 20 | 14F | Dedham | D | 2005 | DED | 4.16kV | 4.16kV | 4.16kV | 1.1803 | 1.124 | 1.052 | 1.7992 | 1.7992 | 1.8013 | 65.6% | 62.47% | 58.4% | 62.16% | 62.16% | Y | N | N | 0
| 1535 | NSTAR | West | Walpole | Stone Street | 26 | 14A | Walpole | D | 2603 | WLP | 4.16kV | 4.16kV | 4.16kV | 1.5401 | 1.5564 | 0.92949 | 2.159 | 2.159 | 2.1616 | 71.33% | 72.09% | 43% | 62.14% | 62.14% | Y | N | N | 0
| 1059 | NSTAR | South | New Bedford | Rockdale | 693 | 1 | New Bedford | D | 2-59-36 | NEB | 3.74kV | 3.74kV | 3.74kV | 1.1646 | 1.0818 | 1.1919 | 1.8505 | 1.8505 | 1.8527 | 62.94% | 58.46% | 64.34% | 61.91% | 61.91% | Y | N | N | 0
| 980 | NSTAR | South | New Bedford | Industrial Park | 636 | 112 | N. Bedford | D | 2-103-103 | NEB | 13.2kV | 13.2kV | 13.2kV | 6.6681 | 7.3848 | 8.4365 | 12.1031 | 12.1031 | 12.1174 | 55.09% | 61.02% | 69.62% | 61.91% | 61.91% | Y | N | N | 0
| 1159 | NSTAR | South | Plymouth | North PLY Sub | 734 | 1 | Plymouth | D | 3-14-30J1 | PLY | 4.16kV | 4.16kV | 4.16kV | 1.9719 | 1.8734 | 2.3057 | 3.3105 | 3.3105 | 3.3145 | 59.57% | 56.59% | 69.57% | 61.91% | 61.91% | Y | N | N | 0
| 449 | NSTAR | Central | Boston | Readville | 344 | 14AB | Hyde Park | D | 344-01 | HYP | 4.16kV | 4.16kV | 4.16kV | 1.6193 | 1.1889 | 1.333 | 2.231 | 2.231 | 2.2337 | 72.58% | 53.29% | 59.68% | 61.85% | 61.85% | Y | N | N | 0
| 834 | NSTAR | Central | Somerville | Aberdeen | 830 | 14A | Cambridge | D | 830-32 | CAM | 4.16kV | 4.16kV | 4.16kV | 2.0295 | 2.4354 | 2.0103 | 3.4904 | 3.4904 | 3.4946 | 58.14% | 69.77% | 57.53% | 61.81% | 61.81% | Y | N | N | 0
| 1642 | NSTAR | West | Southboro | Sherborn | 274 | 110A | Sherborn | D | 274-H1 | ASH,FRA,HOL,SHE | 13.8kV | 13.8kV | 13.8kV | 7.1145 | 7.0512 | 7.5292 | 11.6983 | 11.6983 | 11.7121 | 60.82% | 60.28% | 64.29% | 61.79% | 61.79% | Y | N | N | 0
| 634 | NSTAR | Central | Boston | Hyde Park | 496 | 110B | Hyde Park | D | 496-H8 | DOR HYP WRX | 13.8kV | 13.8kV | 13.8kV | 8.1649 | 6.5731 | 6.6926 | 11.5789 | 11.5789 | 11.5926 | 70.52% | 56.77% | 57.73% | 61.67% | 61.67% | Y | N | N | 0
| 87 | NSTAR | Central | Boston | Andrew Sq | 106 | 110C | South Boston | D | 106-1N18H | SOB,ROX | 13.8kV | 13.8kV | 13.8kV | 5.3716 | 5.3541 | 4.7327 | 8.3559 | 8.3559 | 8.3658 | 64.29% | 64.08% | 56.57% | 61.64% | 61.64% | Y | N | N | 0
| 2099 | WMECO | SOUTHERN | SPRINGFIELD | East_Springfield_5J | 5J | 5J-7X | SPRINGFIELD | D | 5J12 | SPRINGFIELD | 13.8 | 13.8 | 13.8 | 6.8 | 7.1707 | 7.6726 | 11.7 | 11.7 | 11.7121 | 58.12% | 61.29% | 65.51% | 61.64% | 61.64% | Y | N | N | 0
| 1800 | NSTAR | West | Waltham | Trapelo Road | 450 | 110B | Waltham | D | 450-H7 | WAL,WAY,WTN | 13.8kV | 13.8kV | 13.8kV | 5.7298 | 7.099 | 8.796 | 11.6983 | 11.6983 | 11.7121 | 48.98% | 60.68% | 75.1% | 61.59% | 61.59% | Y | N | N | 0
| 572 | NSTAR | Central | Boston | Lagrange St | 443 | 24AB | W. Roxbury | D | 443-02 | NEW,WRX | 4.16kV | 4.16kV | 4.16kV | 2.5765 | 1.4195 | 1.6428 | 3.0586 | 3.0586 | 3.0623 | 84.24% | 46.41% | 53.65% | 61.43% | 61.43% | Y | N | N | 0
| 522 | NSTAR | Central | Boston | K Street | 385 | 110A | South Boston | D | 385-H4 | SOB | 13.8kV | 13.8kV | 13.8kV | 3.7482 | 4.6849 | 4.5414 | 7.0428 | 7.0428 | 7.0512 | 53.22% | 66.52% | 64.41% | 61.38% | 61.38% | Y | N | N | 0
| 44 | NSTAR | Central | Boston | Central Street | 43 | 14F | Dorchester | D | 4310 | DOR | 4.16kV | 4.16kV | 4.16kV | 1.2163 | 1.0736 | 1.2898 | 1.9431 | 1.9431 | 1.9454 | 62.59% | 55.25% | 66.3% | 61.38% | 61.38% | Y | N | N | 0
| 1152 | NSTAR | South | Plymouth | Newfield Sub | 736 | 2 | Plymouth | D | 3-12-28J3 | PLY | 4.16kV | 4.16kV | 4.16kV | 2.231 | 2.2697 | 2.5219 | 3.8143 | 3.8143 | 3.8188 | 58.49% | 59.5% | 66.04% | 61.34% | 61.34% | Y | N | N | 0
| 827 | NSTAR | Central | Somerville | Alewife | 828 | 110C | Cambridge | D | 828-1NC8 | CAM | 13.8kV | 13.8kV | 13.8kV | 5.4433 | 4.6609 | 4.5175 | 7.0428 | 8.5946 | 8.6048 | 77.29% | 54.23% | 52.5% | 61.34% | 61.34% | Y | N | N | 0
| 1656 | NSTAR | West | Southboro | Saxonville | 278 | 110M | Framingham | D | 278-H2 | FRA,NAT,WAY | 13.8kV | 13.8kV | 13.8kV | 7.1383 | 6.7883 | 7.6009 | 11.6983 | 11.6983 | 11.7121 | 61.02% | 58.03% | 64.9% | 61.32% | 61.32% | Y | N | N | 0
| 1813 | NSTAR | West | Walpole | Dover | 456 | 110B | Dover | D | 456-H1 | DED,DOV,WLP,WWO | 13.8kV | 13.8kV | 13.8kV | 8.8095 | 9.0351 | 3.6571 | 11.6983 | 11.6983 | 11.7121 | 75.31% | 77.23% | 31.22% | 61.25% | 61.25% | Y | N | N | 0
| 952 | NSTAR | South | Plymouth | West Pond Sub | 737 | 1 | Plymouth | D | 3-14-14 | PLY, CAR | 22.8kV | 22.8kV | 22.8kV | 21.7731 | 23.6945 | 21.5225 | 36.4857 | 36.4857 | 36.529 | 59.68% | 64.94% | 58.92% | 61.18% | 61.18% | Y | Y | N | 0
| 1778 | NSTAR | West | Southboro | Acton | 416 | 110B | Maynard | D | 416-H9 | ACT MAY | 13.8kV | 13.8kV | 13.8kV | 6.5176 | 4.0156 | 5.0195 | 8.4753 | 8.4753 | 8.4853 | 76.9% | 47.38% | 59.15% | 61.15% | 61.15% | Y | N | N | 0
| 597 | NSTAR | Central | Boston | Dewar Street | 483 | 14A | Dorchester | D | 483-01 | DOR | 4.16kV | 4.16kV | 4.16kV | 1.5041 | 1.5419 | 1.7077 | 2.5908 | 2.5908 | 2.5939 | 58.06% | 59.51% | 65.83% | 61.13% | 61.13% | Y | N | N | 0
| 1848 | NSTAR | West | Walpole | Canton | 470 | 110B | Canton | D | 470-H9 | CAN,WWO | 13.8kV | 13.8kV | 13.8kV | 7.6158 | 6.5014 | 5.8083 | 10.8627 | 10.8627 | 10.8755 | 70.11% | 59.85% | 53.41% | 61.12% | 61.12% | Y | N | N | 0
| 2023 | WMECO | SOUTHERN | SPRINGFIELD | Ludlow_19S | 19S | 19S-6X | LUDLOW | D | 19S1 | LUDLOW | 13.8 | 13.8 | 13.8 | 6.3 | 7.2663 | 7.3619 | 11.7 | 11.7 | 10.9951 | 53.85% | 62.11% | 66.96% | 60.97% | 60.97% | Y | N | N | 0
| 1198 | NSTAR | South | Plymouth | Marshfield Sub | 739 | 1 | Marshfield | D | 3-24A-974 | MAF | 22.8kV | 22.8kV | 22.8kV | 5.9955 | 5.7262 | 6.3185 | 9.861 | 9.861 | 9.8727 | 60.8% | 58.07% | 64% | 60.96% | 60.96% | Y | N | N | 0
| 4 | NSTAR | Central | Boston | Roslindale | 13 | 14C | Roslindale | D | 1306 | WRX | 4.16kV | 4.16kV | 4.16kV | 1.1083 | 1.2105 | 2.421 | 2.5908 | 2.5908 | 2.5939 | 42.78% | 46.72% | 93.33% | 60.94% | 60.94% | Y | N | N | 0
| 1585 | NSTAR | West | Walpole | South Street | 146 | 110C | Walpole | D | 146-H2 | MDF,MLS,NOF,WLP | 13.8kV | 13.8kV | 13.8kV | 8.8573 | 7.5531 | 4.9717 | 11.6983 | 11.6983 | 11.7121 | 75.71% | 64.57% | 42.45% | 60.91% | 60.91% | Y | N | N | 0
| 1069 | NSTAR | South | New Bedford | Assonet | 647 | 2 | Freetown | D | 2-606-606 | FRE | 13.2kV | 13.2kV | 13.2kV | 3.197 | 3.4295 | 11.3172 | 9.8195 | 9.8195 | 9.8311 | 32.56% | 34.93% | 115.1% | 60.87% | 60.87% | Y | N | N | 0
| 2055 | WMECO | SOUTHERN | SPRINGFIELD | Clinton_21S | 21S | 21S-1X | SPRINGFIELD | D | 21S4 | SPRINGFIELD | 13.8 | 13.8 | 13.8 | 4.3 | 6.6926 | 6.7404 | 10.5 | 10.5 | 8.6765 | 40.95% | 63.74% | 77.69% | 60.79% | 60.79% | Y | N | N | 0
| 1508 | NSTAR | West | Waltham | Homer Street | 17 | 14C | Newton | D | 1713 | NEW | 4.16kV | 4.16kV | 4.16kV | 0.96437 | 0.85743 | 0.99434 | 1.5473 | 1.5473 | 1.5491 | 62.33% | 55.41% | 64.19% | 60.64% | 60.64% | Y | N | N | 0
| 1405 | NSTAR | South | Cape & Vineyard | Falmouth Sub | 933 | 1 | Falmouth | D | 4-91-91 | TIS | 22.8kV | 22.8kV | 22.8kV | 7.2971 | 11.3733 | 12.5581 | 17.1581 | 17.1581 | 17.1785 | 42.53% | 66.29% | 73.1% | 60.64% | 60.64% | Y | Y | N | 0
| 295 | NSTAR | Central | Somerville | Mystic Station | 250 | 110A | Charlestown | D | 250-H5 | CHT | 13.8kV | 13.8kV | 13.8kV | 6.1356 | 6.0951 | 6.6926 | 8.5946 | 11.5789 | 11.5926 | 71.39% | 52.64% | 57.73% | 60.59% | 60.59% | Y | N | N | 0
| 1418 | NSTAR | South | Cape & Vineyard | Hyannis Junction | 961 | 2 | Barnstable | D | 4-92A-92A | YAR | 22.8kV | 22.8kV | 22.8kV | 22.1281 | 23.2995 | 23.339 | 37.8662 | 37.8662 | 37.9111 | 58.44% | 61.53% | 61.56% | 60.51% | 60.51% | Y | Y | N | 0
| 2032 | WMECO | SOUTHERN | SPRINGFIELD | Breckwood_20A | 20A | 20A-2X | SPRINGFIELD | D | 20A22 | SPRINGFIELD | 13.8 | 13.8 | 13.8 | 5.5 | 5.9517 | 6.2863 | 10.5 | 10.5 | 8.6765 | 52.38% | 56.68% | 72.45% | 60.51% | 60.51% | Y | N | N | 0
| 630 | NSTAR | Central | Boston | Hyde Park | 496 | 110B | Hyde Park | D | 496-H4 | WRX BKL | 13.8kV | 13.8kV | 13.8kV | 6.446 | 6.6926 | 7.8878 | 11.5789 | 11.5789 | 11.5926 | 55.67% | 57.8% | 68.04% | 60.5% | 60.5% | Y | N | N | 0
| 2078 | WMECO | SOUTHERN | SPRINGFIELD | Orchard_27A | 27A | 27A-1X | SPRINGFIELD | D | 27A5 | LUDLOW | 13.8 | 13.8 | 13.8 | 5.5 | 6.7883 | 6.2624 | 9.6 | 9.6 | 11.7121 | 57.29% | 70.71% | 53.47% | 60.49% | 60.49% | Y | N | N | 0
| 1659 | NSTAR | West | Waltham | Waltham | 282 | 110B | Waltham | D | 282-H2 | WAL,WTN | 13.8kV | 13.8kV | 13.8kV | 6.3505 | 7.4336 | 7.4336 | 11.6983 | 11.6983 | 11.7121 | 54.29% | 63.54% | 63.47% | 60.43% | 60.43% | Y | N | N | 0
| 1045 | NSTAR | South | New Bedford | Cross Rd. | 651 | 109 | Dartmouth | D | 2-533-533 | DAR | 13.2kV | 13.2kV | 13.2kV | 0 | 10.2884 | 11.0429 | 11.7605 | 11.7605 | 11.7745 | 0% | 87.48% | 93.79% | 60.42% | 60.42% | Y | Y | N | 0
| 987 | NSTAR | South | New Bedford | Industrial Park | 636 | 111 | N. Bedford | D | 2-107-107 | NEB | 13.2kV | 13.2kV | 13.2kV | 5.8003 | 8.2307 | 7.9106 | 12.1031 | 12.1031 | 12.1174 | 47.92% | 68.01% | 65.28% | 60.4% | 60.4% | Y | N | N | 0
| 483 | NSTAR | Central | Boston | Baker St | 374 | 24A | W. Roxbury | D | 374-02 | WRX | 4.16kV | 4.16kV | 4.16kV | 1.3818 | 1.4483 | 1.6428 | 1.9431 | 2.8068 | 2.8101 | 71.11% | 51.6% | 58.46% | 60.39% | 60.39% | Y | N | N | 0
| 2021 | WMECO | SOUTHERN | SPRINGFIELD | Agawam_16C | 16C | 16C-6X | AGAWAM | D | 16C18 | AGAWAM | 13.8 | 13.8 | 13.8 | 6.1 | 7.2902 | 7.6965 | 10.3 | 10.3 | 15.0584 | 59.22% | 70.78% | 51.11% | 60.37% | 60.37% | Y | N | N | 0
| 1827 | NSTAR | West | Waltham | Arsenal Street | 467 | 110B | Watertown | D | 467-H7 | WAT | 13.8kV | 13.8kV | 13.8kV | 5.1807 | 4.2068 | 3.9917 | 7.4009 | 7.4009 | 7.4097 | 70% | 56.84% | 53.87% | 60.24% | 60.24% | Y | N | N | 0
| 724 | NSTAR | Central | Somerville | Woburn | 211 | 110A | Woburn | D | 59-1383H1 | ARL SOM | 13.8kV | 13.8kV | 13.8kV | 4.6077 | 5.139 | 5.3541 | 8.3559 | 8.3559 | 8.3658 | 55.14% | 61.5% | 64% | 60.21% | 60.21% | Y | N | N | 0
| 1975 | WMECO | NORTHERN | HADLEY | Cumberland_22B | 22B | 22B-1X | GREENFIELD | D | 22B1 | GREENFIELD | 13.8 | 13.8 | 13.8kV | 6 | 7.3619 | 7.7682 | 11.7 | 11.7 | 11.7121 | 51.28% | 62.92% | 66.33% | 60.18% | 60.18% | Y | N | N | 0
| 1450 | NSTAR | South | Cape & Vineyard | Harwich Sub | 968 | 2 | Harwich | D | 4-95A-95A | HAR | 22.8kV | 22.8kV | 22.8kV | 19.4064 | 21.2855 | 25.1951 | 36.4857 | 36.4857 | 36.529 | 53.19% | 58.34% | 68.97% | 60.17% | 60.17% | Y | Y | N | 0
| 1511 | NSTAR | West | Walpole | Dedham | 20 | 14E | Dedham | D | 2002 | DED | 4.16kV | 4.16kV | 4.16kV | 1.9431 | 2.4426 | 1.9815 | 3.5264 | 3.5264 | 3.5306 | 55.1% | 69.27% | 56.12% | 60.16% | 60.16% | Y | N | N | 0
| 240 | NSTAR | Central | Boston | K Street | 385 | 110A | South Boston | D | 222-161H1 | SO. BOSTON | 13.8kV | 13.8kV | 13.8kV | 0.97883 | 1.0278 | 4.0156 | 3.3424 | 3.3424 | 3.3463 | 29.29% | 30.75% | 120% | 60.01% | 60.01% | Y | N | N | 0
| 838 | NSTAR | Central | Somerville | Putnam | 831 | 110B | Cambridge | D | 831-1307 | CAM | 13.8kV | 13.8kV | 13.8kV | 5.0613 | 5.2107 | 4.8522 | 7.0428 | 9.3109 | 9.3219 | 71.86% | 55.96% | 52.05% | 59.96% | 59.96% | Y | N | N | 0
| 781 | NSTAR | Central | Somerville | Amory | 820 | 14A | Cambridge | D | 820-24 | CAM | 4.16kV | 4.16kV | 4.16kV | 1.6841 | 1.4771 | 1.369 | 2.5189 | 2.5189 | 2.5219 | 66.86% | 58.64% | 54.29% | 59.93% | 59.93% | Y | N | N | 0
| 507 | NSTAR | Central | Boston | K Street | 385 | 110C | South Boston | D | 385-H10 | SOB | 13.8kV | 13.8kV | 13.8kV | 5.5149 | 5.5931 | 4.3263 | 8.5946 | 8.5946 | 8.6048 | 64.17% | 65.08% | 50.28% | 59.84% | 59.84% | Y | N | N | 0
| 881 | NSTAR | Central | Somerville | East Camb | 875 | 110B | Cambridge | D | 875-1N23B | CAM | 13.8kV | 13.8kV | 13.8kV | 6.637 | 6.4775 | 6.8122 | 10.2658 | 11.5789 | 11.5926 | 64.65% | 55.94% | 58.76% | 59.79% | 59.79% | Y | N | N | 0
| 1288 | NSTAR | South | Cape & Vineyard | Hyannis Junction | 961 | 3 | Barnstable | D | 4-63-63 | BAR | 22.8kV | 22.8kV | 22.8kV | 14.8704 | 16.5071 | 18.5607 | 27.8869 | 27.8869 | 27.92 | 53.32% | 59.19% | 66.48% | 59.67% | 59.67% | Y | Y | N | 0
| 155 | NSTAR | Central | Boston | Humboldt Ave | 143 | 14AB | Roxbury | D | 143-01 | ROX | 4.16kV | 4.16kV | 4.16kV | 1.317 | 1.6428 | 1.6716 | 2.5908 | 2.5908 | 2.5939 | 50.83% | 63.41% | 64.44% | 59.56% | 59.56% | Y | N | N | 0
| 1981 | WMECO | NORTHERN | HADLEY | Cumberland_22B | 22B | 22B-2X | GREENFIELD | D | 22B7 | GREENFIELD | 13.8 | 13.8 | 13.8kV | 6.4 | 6.4297 | 6.8122 | 11 | 11 | 10.9951 | 58.18% | 58.45% | 61.96% | 59.53% | 59.53% | Y | N | N | 0
| 1794 | NSTAR | West | Waltham | Trapelo Road | 450 | 110A | Waltham | D | 450-H1 | WAL | 13.8kV | 13.8kV | 13.8kV | 6.1356 | 7.0751 | 7.6487 | 11.6983 | 11.6983 | 11.7121 | 52.45% | 60.48% | 65.31% | 59.41% | 59.41% | Y | N | N | 0
| 1781 | NSTAR | West | Southboro | Speen Street | 433 | 110B | Framingham | D | 433-H11 | FRA,NAT | 13.8kV | 13.8kV | 13.8kV | 6.9712 | 6.6448 | 7.2424 | 11.6983 | 11.6983 | 11.7121 | 59.59% | 56.8% | 61.84% | 59.41% | 59.41% | Y | N | N | 0
| 1465 | NSTAR | South | Cape & Vineyard | Wellfleet Sub | 976 | 2 | Wellfleet | D | 4-96-96 | WLF | 22.8kV | 22.8kV | 22.8kV | 21.0631 | 22.0358 | 21.9174 | 36.4857 | 36.4857 | 36.529 | 57.73% | 60.4% | 60% | 59.38% | 59.38% | Y | N | N | 0
| 286 | NSTAR | Central | Somerville | EVERETT 250 | 250 | 110A | Somerville | D | 250-1N81H1 | SOM EVR | 13.8kV | 13.8kV | 13.8kV | 10.2897 | 10.1824 | 0.1164 | 11.5789 | 11.5789 | 11.5926 | 88.87% | 87.94% | 1.004% | 59.27% | 59.27% | Y | N | N | 0
| 110 | NSTAR | Central | Boston | Andrew Sq | 106 | 110A | South Boston | D | 106-H4 | BKL,BRI,ROX | 13.8kV | 13.8kV | 13.8kV | 5.1807 | 4.9239 | 5.1629 | 8.5946 | 8.5946 | 8.6048 | 60.28% | 57.29% | 60% | 59.19% | 59.19% | Y | N | N | 0
| 1592 | NSTAR | West | Walpole | South Street | 146 | 110C | Walpole | D | 146-H9 | NOF,WLP | 13.8kV | 13.8kV | 13.8kV | 8.0217 | 7.7922 | 4.9478 | 11.6983 | 11.6983 | 11.7121 | 68.57% | 66.61% | 42.24% | 59.14% | 59.14% | Y | N | N | 0
| 657 | NSTAR | Central | Boston | Dewar Street | 483 | 110B | Dorchester | D | 511-1497H | DOR | 13.8kV | 13.8kV | 13.8kV | 5.6343 | 4.8283 | 4.7805 | 8.5946 | 8.5946 | 8.6048 | 65.56% | 56.18% | 55.56% | 59.1% | 59.1% | Y | N | N | 0
| 771 | NSTAR | Central | Somerville | Prospect | 819 | 14kV Bus | Cambridge | D | 819-1NA6 | CAM | 13.8kV | 13.8kV | 13.8kV | 4.6554 | 4.7805 | 5.8083 | 8.5946 | 8.5946 | 8.6048 | 54.17% | 55.62% | 67.5% | 59.1% | 59.1% | Y | N | N | 0
| 1500 | NSTAR | West | Waltham | Homer Street | 17 | 14E | Newton | D | 1704 | NEW | 4.16kV | 4.16kV | 4.16kV | 0.91399 | 0.9439 | 0.88626 | 1.5473 | 1.5473 | 1.5491 | 59.07% | 61% | 57.21% | 59.09% | 59.09% | Y | N | N | 0
| 753 | NSTAR | Central | Somerville | Putnam | 817 | 14A | Cambridge | D | 817-01 | CAM | 4.16kV | 4.16kV | 4.16kV | 1.4969 | 1.4987 | 1.4987 | 2.1231 | 2.8068 | 2.8101 | 70.51% | 53.4% | 53.33% | 59.08% | 59.08% | Y | N | N | 0
| 1843 | NSTAR | West | Walpole | Canton | 470 | 110A | Canton | D | 470-H4 | CAN | 13.8kV | 13.8kV | 13.8kV | 7.2577 | 7.7443 | 5.5214 | 11.5789 | 11.5789 | 11.5926 | 62.68% | 66.88% | 47.63% | 59.06% | 59.06% | Y | N | N | 0
| 1321 | NSTAR | South | Cape & Vineyard | Hatchville Sub | 936 | 1 | Falmouth | D | 4-78-420 | FAL | 22.8kV | 22.8kV | 22.8kV | 7.9677 | 9.2408 | 6.516 | 13.411 | 13.411 | 13.4269 | 59.41% | 68.91% | 48.53% | 58.95% | 58.95% | Y | Y | N | 0
| 491 | NSTAR | Central | Somerville | Dragon Court | 375 | 110A | Woburn | D | 375-H12 | WOB | 13.8kV | 13.8kV | 13.8kV | 7.7352 | 8.4853 | 8.6048 | 14.0857 | 14.0857 | 14.1024 | 54.92% | 60.24% | 61.02% | 58.72% | 58.72% | Y | N | N | 0
| 464 | NSTAR | Central | Boston | Colburn St | 350 | 110D | Boston | D | 350-H2 | BDT BKL WRX | 13.8kV | 13.8kV | 13.8kV | 6.5415 | 6.9317 | 6.9317 | 11.5789 | 11.5789 | 11.5926 | 56.49% | 59.86% | 59.79% | 58.72% | 58.72% | Y | N | N | 0
| 2089 | WMECO | SOUTHERN | SPRINGFIELD | Silver_30A | 30A | 30A-2X | AGAWAM | D | 30A4 | AGAWAM | 13.8 | 13.8 | 13.8 | 4.6 | 7.7682 | 7.0034 | 11 | 11 | 10.9951 | 41.82% | 70.62% | 63.7% | 58.71% | 58.71% | Y | N | N | 0
| 1561 | NSTAR | West | Waltham | Grant Street | 34 | 14C | Lexington | D | 3404 | LEX | 4.16kV | 4.16kV | 4.16kV | 1.0219 | 1.0304 | 1.1096 | 1.7992 | 1.7992 | 1.8013 | 56.8% | 57.27% | 61.6% | 58.56% | 58.56% | Y | N | N | 0
| 397 | NSTAR | Central | Boston | STA315 | 315 | 110B | Boston | D | 315-H7 | BRI | 13.8kV | 13.8kV | 13.8kV | 6.7086 | 6.4536 | 7.1707 | 11.5789 | 11.5789 | 11.5926 | 57.94% | 55.74% | 61.86% | 58.51% | 58.51% | Y | N | N | 0
| 2044 | WMECO | SOUTHERN | SPRINGFIELD | Piper_21N | 21N | 21N-2X | WEST SPRINGFIELD | D | 21N9 | WEST SPRINGFIELD | 13.8 | 13.8 | 13.8 | 6.6 | 7.7682 | 8.079 | 12.8 | 12.8 | 12.7877 | 51.56% | 60.69% | 63.18% | 58.48% | 58.48% | Y | N | N | 0
| 1009 | NSTAR | South | New Bedford | Wing Lane | 624 | 1 | Acushnet | D | 2-240-207 | FRH | 13.2kV | 13.2kV | 13.2kV | 3.5624 | 2.835 | 2.8122 | 5.2523 | 5.2523 | 5.2585 | 67.83% | 53.98% | 53.48% | 58.43% | 58.43% | Y | Y | N | 0
| 1591 | NSTAR | West | Walpole | South Street | 146 | 110A | Walpole | D | 146-H8 | SHA,WLP | 13.8kV | 13.8kV | 13.8kV | 5.3955 | 5.6648 | 3.5853 | 8.3559 | 8.3559 | 8.3658 | 64.57% | 67.79% | 42.86% | 58.41% | 58.41% | Y | N | N | 0
| 442 | NSTAR | Central | Boston | Brighton | 329 | 110B | Brighton | D | 329-H4 | BRI,BKL | 13.8kV | 13.8kV | 13.8kV | 4.4883 | 4.7805 | 5.378 | 8.3559 | 8.3559 | 8.3658 | 53.71% | 57.21% | 64.29% | 58.4% | 58.4% | Y | N | N | 0
| 334 | NSTAR | Central | Somerville | Elm Street | 301 | 14A | Stoneham | D | 301-02 | STN | 4.16kV | 4.16kV | 4.16kV | 0.97157 | 1.0592 | 1.369 | 1.9431 | 1.9431 | 1.9454 | 50% | 54.51% | 70.37% | 58.29% | 58.29% | Y | N | N | 0
| 1043 | NSTAR | South | New Bedford | Cross Rd. | 651 | 109 | Dartmouth | D | 2-533-503 | DAR | 13.2kV | 13.2kV | 13.2kV | 6.3256 | 6.8818 | 7.3619 | 11.7605 | 11.7605 | 11.7745 | 53.79% | 58.52% | 62.52% | 58.28% | 58.28% | Y | Y | N | 0
| 1686 | NSTAR | West | Waltham | Elliot Street | 292 | 110C | Newton | D | 292-H9 | NEE | 13.8kV | 13.8kV | 13.8kV | 4.4883 | 4.8044 | 5.7366 | 8.5946 | 8.5946 | 8.6048 | 52.22% | 55.9% | 66.67% | 58.26% | 58.26% | Y | N | N | 0
| 9 | NSTAR | Central | Boston | Roslindale | 13 | 14C | Roslindale | D | 1311 | WRX | 4.16kV | 4.16kV | 4.16kV | 1.5257 | 1.614 | 1.7509 | 2.8068 | 2.8068 | 2.8101 | 54.36% | 57.5% | 62.31% | 58.06% | 58.06% | Y | N | N | 0
| 428 | NSTAR | Central | Somerville | Main St | 325 | 14B | Woburn | D | 325-01 | WOB | 4.16kV | 4.16kV | 4.16kV | 1.0435 | 1.0232 | 1.3114 | 1.9431 | 1.9431 | 1.9454 | 53.7% | 52.65% | 67.41% | 57.92% | 57.92% | Y | N | N | 0
| 721 | NSTAR | Central | Somerville | Mystic Station | 250 | 110A | Charlestown | D | 585-114H3 | SOM | 13.8kV | 13.8kV | 13.8kV | 7.6397 | 5.9756 | 6.5014 | 11.5789 | 11.5789 | 11.5926 | 65.98% | 51.61% | 56.08% | 57.89% | 57.89% | Y | N | N | 0
| 625 | NSTAR | Central | Boston | Colburn St | 350 | 110A | Boston | D | 493-1341H | BOS ROX | 13.8kV | 13.8kV | 13.8kV | 5.4194 | 4.7088 | 4.7805 | 8.5946 | 8.5946 | 8.6048 | 63.06% | 54.79% | 55.56% | 57.8% | 57.8% | Y | N | N | 0
| 1192 | NSTAR | South | Plymouth | Marshfield Sub | 739 | 1 | Marshfield | D | 3-24A-24A | MAF | 22.8kV | 22.8kV | 22.8kV | 11.2415 | 11.8472 | 13.8218 | 21.2998 | 21.2998 | 21.325 | 52.78% | 55.62% | 64.81% | 57.74% | 57.74% | Y | N | N | 0
| 1644 | NSTAR | West | Southboro | Sherborn | 274 | 110A | Sherborn | D | 274-H3 | ASH FRA HOL | 13.8kV | 13.8kV | 13.8kV | 7.1861 | 6.9317 | 6.1429 | 11.6983 | 11.6983 | 11.7121 | 61.43% | 59.25% | 52.45% | 57.71% | 57.71% | Y | N | N | 0
| 635 | NSTAR | Central | Somerville | READING | READING | READING | Woburn | D | 4W5-H1 | WOB | 13.8kV | 13.8kV | 13.8kV | 2.0293 | 2.1512 | 1.6015 | 3.3424 | 3.3424 | 3.3463 | 60.71% | 64.36% | 47.86% | 57.64% | 57.64% | Y | N | N | 0
| 1792 | NSTAR | West | Southboro | Speen Street | 433 | 110C | Framingham | D | 433-H8 | FRA | 13.8kV | 13.8kV | 13.8kV | 7.2338 | 6.4775 | 6.5253 | 11.6983 | 11.6983 | 11.7121 | 61.84% | 55.37% | 55.71% | 57.64% | 57.64% | Y | N | N | 0
| 172 | NSTAR | Central | Boston | Andrew Sq | 106 | 110D | South Boston | D | 143-151H1 | ROX | 13.8kV | 13.8kV | 13.8kV | 5.7536 | 5.7126 | 5.6648 | 9.9077 | 9.9077 | 9.9195 | 58.07% | 57.66% | 57.11% | 57.61% | 57.61% | Y | N | N | 0
| 13 | NSTAR | Central | Somerville | Willow St | 16 | 14A | Somerville | D | 1604 | SOM | 4.16kV | 4.16kV | 4.16kV | 2.6196 | 2.0823 | 0.021616 | 2.7348 | 2.7348 | 2.738 | 95.79% | 76.14% | 0.7895% | 57.57% | 57.57% | Y | N | N | 0
| 845 | NSTAR | Central | Somerville | Putnam | 831 | 110B | Cambridge | D | 831-1337 | CAM | 13.8kV | 13.8kV | 13.8kV | 5.7059 | 5.6648 | 3.6331 | 8.714 | 8.714 | 8.7243 | 65.48% | 65.01% | 41.64% | 57.38% | 57.38% | Y | N | N | 0
| 1389 | NSTAR | South | Cape & Vineyard | ORL Sub | 975 | 2 | Orleans | D | 4-89B-89B | ORL | 22.8kV | 22.8kV | 22.8kV | 19.6431 | 20.4167 | 22.6282 | 36.4857 | 36.4857 | 36.529 | 53.84% | 55.96% | 61.95% | 57.25% | 57.25% | Y | N | N | 0
| 371 | NSTAR | Central | Boston | Mattapan | 311 | 110B | Mattapan | D | 311-05 | DOR | 4.16kV | 4.16kV | 4.16kV | 1.4106 | 1.4195 | 1.6212 | 2.5908 | 2.5908 | 2.5939 | 54.44% | 54.79% | 62.5% | 57.24% | 57.24% | Y | N | N | 0
| 876 | NSTAR | Central | Somerville | East Camb | 875 | 110D | Cambridge | D | 875-1367 | CAM | 13.8kV | 13.8kV | 13.8kV | 8.7379 | 6.2624 | 4.8761 | 11.5789 | 11.5789 | 11.5926 | 75.46% | 54.08% | 42.06% | 57.2% | 57.2% | Y | N | N | 0
| 803 | NSTAR | Central | Somerville | Edmunds | 826 | 14A | Cambridge | D | 826-25 | CAM | 4.16kV | 4.16kV | 4.16kV | 1.5041 | 1.6572 | 1.6572 | 2.8068 | 2.8068 | 2.8101 | 53.59% | 59.04% | 58.97% | 57.2% | 57.2% | Y | N | N | 0
| 608 | NSTAR | Central | Boston | Dewar Street | 483 | 110B | Dorchester | D | 483-H6 | DOR ROX BKL | 13.8kV | 13.8kV | 13.8kV | 6.255 | 6.4058 | 7.1946 | 11.5789 | 11.5789 | 11.5926 | 54.02% | 55.32% | 62.06% | 57.14% | 57.14% | Y | N | N | 0
| 841 | NSTAR | Central | Somerville | Putnam | 831 | 110A | Cambridge | D | 831-1321 | CAM | 13.8kV | 13.8kV | 13.8kV | 7.3293 | 5.9756 | 6.5253 | 11.5789 | 11.5789 | 11.5926 | 63.3% | 51.61% | 56.29% | 57.07% | 57.07% | Y | N | N | 0
| 1816 | NSTAR | West | Walpole | Dover | 456 | 110A | Dover | D | 456-H4 | WLP | 13.8kV | 13.8kV | 13.8kV | 7.1861 | 7.338 | 5.4497 | 11.6983 | 11.6983 | 11.7121 | 61.43% | 62.73% | 46.53% | 56.9% | 56.9% | Y | N | N | 0
| 54 | NSTAR | Central | Boston | Kenmore | 49 | 14C | Boston | D | 4908 | BDT,BRI,BKL | 4.16kV | 4.16kV | 4.16kV | 1.0795 | 1.1529 | 1.0808 | 1.9431 | 1.9431 | 1.9454 | 55.56% | 59.33% | 55.56% | 56.81% | 56.81% | Y | N | N | 0
| 336 | NSTAR | Central | Somerville | Elm Street | 301 | 14B | Stoneham | D | 301-05 | STN | 4.16kV | 4.16kV | 4.16kV | 1.0435 | 1.124 | 1.1456 | 1.9431 | 1.9431 | 1.9454 | 53.7% | 57.85% | 58.89% | 56.81% | 56.81% | Y | N | N | 0
| 1125 | NSTAR | South | New Bedford | Hathaway St. | 617 | N | New Bedford | D | 2-87-145 | NEB | 3.74kV | 3.74kV | 3.74kV | 0.97053 | 1.1012 | 1.0818 | 1.8505 | 1.8505 | 1.8527 | 52.45% | 59.51% | 58.39% | 56.78% | 56.78% | Y | N | N | 0
| 1383 | NSTAR | South | Cape & Vineyard | Harwich Sub | 968 | 1 | Harwich | D | 4-89A-89A | HAR | 22.8kV | 22.8kV | 22.8kV | 19.367 | 19.9428 | 20.3377 | 35.0263 | 35.0263 | 35.0678 | 55.29% | 56.94% | 58% | 56.74% | 56.74% | Y | Y | N | 0
| 2035 | WMECO | SOUTHERN | SPRINGFIELD | Breckwood_20A | 20A | 20A-3X | SPRINGFIELD | D | 20A32 | SPRINGFIELD | 13.8 | 13.8 | 13.8 | 5.9 | 5.9995 | 6.8122 | 11 | 11 | 10.9951 | 53.64% | 54.54% | 61.96% | 56.71% | 56.71% | Y | N | N | 0
| 1350 | NSTAR | South | Cape & Vineyard | Orleans Sub | 975 | 2 | Orleans | D | 4-83-950 | ORL | 4.8kV | 4.8kV | 4.8kV | 2.267 | 2.5357 | 0 | 2.8234 | 2.8234 | 2.8267 | 80.29% | 89.81% | 0% | 56.7% | 56.7% | Y | N | N | 0
| 323 | NSTAR | Central | Somerville | Mystic Station | 250 | 110B | Charlestown | D | 286-1322H | CHT EVE SOM | 13.8kV | 13.8kV | 13.8kV | 4.7271 | 4.5892 | 4.9 | 8.3559 | 8.3559 | 8.3658 | 56.57% | 54.92% | 58.57% | 56.69% | 56.69% | Y | N | N | 0
| 641 | NSTAR | Central | Boston | Havard Court | 506 | 14B | Brookline | D | 506-07 | BKL | 4.16kV | 4.16kV | 4.16kV | 1.6912 | 1.1889 | 1.1601 | 2.3749 | 2.3749 | 2.3778 | 71.21% | 50.06% | 48.79% | 56.69% | 56.69% | Y | N | N | 0
| 1851 | NSTAR | West | Waltham | Hartwell Avenue | 533 | 110B | Lexington | D | 512-1399H1 | ACT,BED,CAL | 13.8kV | 13.8kV | 13.8kV | 7.5203 | 6.3819 | 5.9756 | 11.6983 | 11.6983 | 11.7121 | 64.29% | 54.55% | 51.02% | 56.62% | 56.62% | Y | N | N | 0
| 1758 | NSTAR | West | Waltham | Burlington | 391 | 110B | Burlington | D | 391-H15 | BUR,WOB | 13.8kV | 13.8kV | 13.8kV | 8.3082 | 5.8083 | 5.7605 | 11.6983 | 11.6983 | 11.7121 | 71.02% | 49.65% | 49.18% | 56.62% | 56.62% | Y | N | N | 0
| 533 | NSTAR | Central | Boston | Amory Street | 396 | 110A | Roxbury | D | 396-05 | ROX,WRX | 4.16kV | 4.16kV | 4.16kV | 1.245 | 1.5852 | 1.5708 | 2.5908 | 2.5908 | 2.5939 | 48.06% | 61.18% | 60.56% | 56.6% | 56.6% | Y | N | N | 0
| 2017 | WMECO | SOUTHERN | SPRINGFIELD | Agawam_16C | 16C | 16C-6X | AGAWAM | D | 16C14 | AGAWAM | 13.8 | 13.8 | 13.8 | 5.6 | 6.86 | 6.9556 | 11.7 | 11.7 | 10.9951 | 47.86% | 58.63% | 63.26% | 56.59% | 56.59% | Y | N | N | 0
| 57 | NSTAR | Central | Boston | Kenmore | 49 | 14B | Boston | D | 4911 | BKL | 4.16kV | 4.16kV | 4.16kV | 1.281 | 1.0808 | 0.93669 | 1.9431 | 1.9431 | 1.9454 | 65.93% | 55.62% | 48.15% | 56.57% | 56.57% | Y | N | N | 0
| 1568 | NSTAR | West | Waltham | Spring Street | 124 | 14B | Watertown | D | 124-03 | NEW,WAT | 4.16kV | 4.16kV | 4.16kV | 0.93558 | 1.1096 | 1.0087 | 1.7992 | 1.7992 | 1.8013 | 52% | 61.67% | 56% | 56.56% | 56.56% | Y | N | N | 0
| 1157 | NSTAR | South | Plymouth | West Pond Sub | 737 | 1 | Plymouth | D | 3-13-936 | PLY | 22.8kV | 22.8kV | 22.8kV | 5.9166 | 4.7389 | 4.7389 | 9.0721 | 9.0721 | 9.0829 | 65.22% | 52.24% | 52.17% | 56.54% | 56.54% | Y | N | N | 0
| 81 | NSTAR | Central | Boston | Pingree St | 60 | 14AB | Hyde Park | D | 6006 | HYP | 4.16kV | 4.16kV | 4.16kV | 1.2091 | 1.1312 | 1.2609 | 2.1231 | 2.1231 | 2.1256 | 56.95% | 53.28% | 59.32% | 56.52% | 56.52% | Y | N | N | 0
| 1066 | NSTAR | South | New Bedford | Assonet | 647 | 2 | Freetown | D | 2-605-605 | FRE | 13.2kV | 13.2kV | 13.2kV | 7.5359 | 4.7784 | 9.351 | 12.7882 | 12.7882 | 12.8033 | 58.93% | 37.37% | 73.04% | 56.44% | 56.44% | Y | N | N | 0
| 1791 | NSTAR | West | Southboro | Speen Street | 433 | 110B | Framingham | D | 433-H7 | FRA,NAT | 13.8kV | 13.8kV | 13.8kV | 8.8095 | 4.7566 | 6.2385 | 11.6983 | 11.6983 | 11.7121 | 75.31% | 40.66% | 53.27% | 56.41% | 56.41% | Y | N | N | 0
| 599 | NSTAR | Central | Boston | Dewar Street | 483 | 14A | Dorchester | D | 483-03 | DOR | 4.16kV | 4.16kV | 4.16kV | 1.4681 | 1.3762 | 1.5419 | 2.5908 | 2.5908 | 2.5939 | 56.67% | 53.12% | 59.44% | 56.41% | 56.41% | Y | N | N | 0
| 480 | NSTAR | Central | Boston | Brighton | 329 | 110B | Brighton | D | 36-51 | BRI | 13.8kV | 13.8kV | 13.8kV | 6.4937 | 6.8839 | 6.2146 | 11.5789 | 11.5789 | 11.5926 | 56.08% | 59.45% | 53.61% | 56.38% | 56.38% | Y | N | N | 0
| 1965 | WMECO | NORTHERN | HADLEY | French_King_21B | 21B | 21B-1X | ERVING | D | 21B8 | ERVING | 13.8 | 13.8 | 13.8kV | 5.8 | 6.0712 | 6.7165 | 11 | 11 | 10.9951 | 52.73% | 55.19% | 61.09% | 56.34% | 56.34% | Y | N | N | 0
| 568 | NSTAR | Central | Boston | Cummins Hwy | 441 | 14A | Roslindale | D | 441-06 | HYP,MIT,WRX | 4.16kV | 4.16kV | 4.16kV | 1.4753 | 1.3546 | 1.5491 | 2.5908 | 2.5908 | 2.5939 | 56.94% | 52.28% | 59.72% | 56.32% | 56.32% | Y | N | N | 0
| 821 | NSTAR | Central | Somerville | Alewife | 828 | 110B | Cambridge | D | 828-1378 | CAM | 13.8kV | 13.8kV | 13.8kV | 6.1834 | 3.0595 | 4.8761 | 8.3559 | 8.3559 | 8.3658 | 74% | 36.61% | 58.29% | 56.3% | 56.3% | Y | N | N | 0
| 632 | NSTAR | Central | Boston | Hyde Park | 496 | 110B | Hyde Park | D | 496-H6 | HYP WRX | 13.8kV | 13.8kV | 13.8kV | 6.1356 | 6.2146 | 7.1707 | 11.5789 | 11.5789 | 11.5926 | 52.99% | 53.67% | 61.86% | 56.17% | 56.17% | Y | N | N | 0
| 70 | NSTAR | Central | Somerville | Mystic Street | 59 | 14A | Arlington | D | 5901 | ARL | 4.16kV | 4.16kV | 4.16kV | 0.71968 | 0.83582 | 1.1745 | 1.6193 | 1.6193 | 1.6212 | 44.44% | 51.62% | 72.44% | 56.17% | 56.17% | Y | N | N | 0
| 2063 | WMECO | SOUTHERN | SPRINGFIELD | Franconia_22H | 22H | 22H-2X | LONGMEADOW | D | 22H13 | LONGMEADOW | 13.8 | 13.8 | 13.8 | 7 | 8.1029 | 8.1746 | 12.5 | 14.6 | 14.3414 | 56% | 55.5% | 57% | 56.17% | 56.17% | Y | N | N | 0
| 926 | NSTAR | South | New Bedford | Bolton St. | 681 | 1 | New Bedford | D | 2-6-39 | NEB | 3.74kV | 3.74kV | 3.74kV | 0.90583 | 1.1012 | 1.1077 | 1.8505 | 1.8505 | 1.8527 | 48.95% | 59.51% | 59.79% | 56.08% | 56.08% | Y | N | N | 0
| 806 | NSTAR | Central | Somerville | Concord | 827 | 14B | Cambridge | D | 827-18 | CAM | 4.16kV | 4.16kV | 4.16kV | 1.3602 | 1.3978 | 1.4771 | 2.5189 | 2.5189 | 2.5219 | 54% | 55.49% | 58.57% | 56.02% | 56.02% | Y | N | N | 0
| 1740 | NSTAR | West | Waltham | Jackson Street | 369 | 292-215 | Newton | D | 369-06 | NEW | 4.16kV | 4.16kV | 4.16kV | 1.0795 | 1.0808 | 1.1024 | 1.9431 | 1.9431 | 1.9454 | 55.56% | 55.62% | 56.67% | 55.95% | 55.95% | Y | N | N | 0
| 1426 | NSTAR | South | Cape & Vineyard | Harwich Sub | 968 | 1 | Harwich | D | 4-92B-583 | DEN | 22.8kV | 22.8kV | 22.8kV | 8.441 | 3.6331 | 3.1198 | 9.0721 | 9.0721 | 9.0829 | 93.04% | 40.05% | 34.35% | 55.81% | 55.81% | Y | Y | N | 0
| 217 | NSTAR | Central | Somerville | Woburn | 211 | 110B | Woburn | D | 211-H13 | WIN | 13.8kV | 13.8kV | 13.8kV | 5.7059 | 6.7404 | 7.1468 | 11.6983 | 11.6983 | 11.7121 | 48.78% | 57.62% | 61.02% | 55.81% | 55.81% | Y | N | N | 0
| 1885 | NSTAR | West | Walpole | Medway | 65 | 110B | Medway | D | 65-H7 | MDW,HOL,HOP,ASH | 13.8kV | 13.8kV | 13.8kV | 12.5816 | 3.8961 | 3.1073 | 11.6983 | 11.6983 | 11.7121 | 107.6% | 33.3% | 26.53% | 55.8% | 55.8% | Y | N | N | 0
| 495 | NSTAR | Central | Somerville | Dragon Court | 375 | 110B | Woburn | D | 375-H4 | WOB | 13.8kV | 13.8kV | 13.8kV | 8.2127 | 5.7126 | 5.6409 | 11.6983 | 11.6983 | 11.7121 | 70.2% | 48.83% | 48.16% | 55.73% | 55.73% | Y | N | N | 0
| 1079 | NSTAR | South | New Bedford | Depot St. | 685 | 1 | N. Bedford | D | 2-67-32 | NEB | 3.74kV | 3.74kV | 3.74kV | 1.0029 | 0.99111 | 1.1012 | 1.8505 | 1.8505 | 1.8527 | 54.2% | 53.56% | 59.44% | 55.73% | 55.73% | Y | N | N | 0
| 1554 | NSTAR | West | Waltham | Pine Street | 33 | 14F | Waltham | D | 3312 | WAL | 4.16kV | 4.16kV | 4.16kV | 0.77006 | 1.0952 | 0.72053 | 1.5473 | 1.5473 | 1.5491 | 49.77% | 70.78% | 46.51% | 55.69% | 55.69% | Y | N | N | 0
| 1928 | WMECO | NORTHERN | HADLEY | Podick_18G | 18G | 18G-7X,18G-8X | AMHERST | D | 18G8 | AMHERST | 13.8 | 13.8 | 13.8 | 6.1 | 7.5292 | 7.4575 | 12.4 | 12.4 | 13.0985 | 49.19% | 60.72% | 56.93% | 55.62% | 55.62% | Y | N | N | 0
| 643 | NSTAR | Central | Boston | Havard Court | 506 | 14C | Brookline | D | 506-10 | BKL | 4.16kV | 4.16kV | 4.16kV | 1.1227 | 1.4699 | 1.369 | 2.3749 | 2.3749 | 2.3778 | 47.27% | 61.89% | 57.58% | 55.58% | 55.58% | Y | N | N | 0
| 2030 | WMECO | SOUTHERN | SPRINGFIELD | Breckwood_20A | 20A | 20A-1X | SPRINGFIELD | D | 20A14 | SPRINGFIELD | 13.8 | 13.8 | 13.8 | 6 | 6.2385 | 6.7644 | 11.7 | 11.7 | 10.9951 | 51.28% | 53.32% | 61.52% | 55.37% | 55.37% | Y | N | N | 0
| 1927 | WMECO | NORTHERN | HADLEY | Podick_18G | 18G | 18G-7X,18G-8X | AMHERST | D | 18G7 | AMHERST | 13.8 | 13.8 | 13.8 | 4.3 | 6.1668 | 6.6209 | 10.3 | 10.3 | 10.278 | 41.75% | 59.87% | 64.42% | 55.35% | 55.35% | Y | N | N | 0
| 2104 | WMECO | SOUTHERN | SPRINGFIELD | East_Springfield_5J | 5J | 5J-8X | SPRINGFIELD | D | 5J17 | SPRINGFIELD | 13.8 | 13.8 | 13.8 | 4.6 | 5.2824 | 6.0712 | 10.5 | 10.5 | 8.4614 | 43.81% | 50.31% | 71.75% | 55.29% | 55.29% | Y | N | N | 0
| 1808 | NSTAR | West | Southboro | West Framingham | 455 | 110A | Framingham | D | 455-H4 | FRA | 13.8kV | 13.8kV | 13.8kV | 6.2311 | 6.3102 | 6.86 | 11.6983 | 11.6983 | 11.7121 | 53.27% | 53.94% | 58.57% | 55.26% | 55.26% | Y | N | N | 0
| 1538 | NSTAR | West | Walpole | Stone Street | 26 | 14B | Walpole | D | 2606 | WLP | 4.16kV | 4.16kV | 4.16kV | 1.1227 | 1.1601 | 0.69171 | 1.7992 | 1.7992 | 1.8013 | 62.4% | 64.48% | 38.4% | 55.09% | 55.09% | Y | N | N | 0
| 1695 | NSTAR | West | Waltham | Auburn Street | 316 | 17-1355H | Newton | D | 316-05 | NEW | 4.16kV | 4.16kV | 4.16kV | 1.6553 | 1.052 | 1.5708 | 2.5908 | 2.5908 | 2.5939 | 63.89% | 40.6% | 60.56% | 55.02% | 55.02% | Y | N | N | 0
| 447 | NSTAR | Central | Boston | Brighton | 329 | 110B | Brighton | D | 329-H9 | BRI | 13.8kV | 13.8kV | 13.8kV | 3.7005 | 7.6487 | 7.7682 | 11.5789 | 11.5789 | 11.5926 | 31.96% | 66.06% | 67.01% | 55.01% | 55.01% | Y | N | N | 0
| 566 | NSTAR | Central | Boston | Cummins Hwy | 441 | 14B | Roslindale | D | 441-03 | HYP,WRX | 4.16kV | 4.16kV | 4.16kV | 1.5185 | 1.297 | 1.4555 | 2.5908 | 2.5908 | 2.5939 | 58.61% | 50.06% | 56.11% | 54.93% | 54.93% | Y | N | N | 0
| 1817 | NSTAR | West | Walpole | Dover | 456 | 110B | Dover | D | 456-H5 | WTD DOV | 13.8kV | 13.8kV | 13.8kV | 6.8041 | 7.2663 | 5.1868 | 11.6983 | 11.6983 | 11.7121 | 58.16% | 62.11% | 44.29% | 54.85% | 54.85% | Y | N | N | 0
| 470 | NSTAR | Central | Boston | Colburn St | 350 | 110D | Boston | D | 350-H8 | ROX BKL | 13.8kV | 13.8kV | 13.8kV | 6.3505 | 5.9756 | 6.6926 | 11.5789 | 11.5789 | 11.5926 | 54.85% | 51.61% | 57.73% | 54.73% | 54.73% | Y | N | N | 0
| 516 | NSTAR | Central | Boston | K Street | 385 | 110A | South Boston | D | 385-H19 | SOB | 13.8kV | 13.8kV | 13.8kV | 3.9153 | 2.3663 | 2.9161 | 5.6104 | 5.6104 | 5.617 | 69.79% | 42.18% | 51.91% | 54.63% | 54.63% | Y | N | N | 0
| 2015 | WMECO | SOUTHERN | SPRINGFIELD | Agawam_16C | 16C | 16C-5X | AGAWAM | D | 16C11 | AGAWAM | 13.8 | 13.8 | 13.8 | 5.4 | 6.3819 | 6.1668 | 9.6 | 9.6 | 15.0584 | 56.25% | 66.48% | 40.95% | 54.56% | 54.56% | Y | N | N | 0
| 762 | NSTAR | Central | Somerville | Putnam | 817 | 14A | Cambridge | D | 817-48 | CAM | 4.16kV | 4.16kV | 4.16kV | 1.7128 | 1.0087 | 1.0087 | 2.0511 | 2.5189 | 2.5219 | 83.51% | 40.05% | 40% | 54.52% | 54.52% | Y | N | N | 0
| 1925 | WMECO | NORTHERN | HADLEY | Podick_18G | 18G | 18G-7X,18G-8X | AMHERST | D | 18G5 | AMHERST | 13.8 | 13.8 | 13.8 | 5.3 | 6.0473 | 6.0473 | 10.3 | 10.3 | 11.3536 | 51.46% | 58.71% | 53.26% | 54.48% | 54.48% | Y | N | N | 0
| 417 | NSTAR | Central | Boston | Southampton Street | 323 | 14A | South Boston | D | 323-02 | ROX,SOB | 4.16kV | 4.16kV | 4.16kV | 1.425 | 1.3978 | 1.4122 | 2.5908 | 2.5908 | 2.5939 | 55% | 53.95% | 54.44% | 54.47% | 54.47% | Y | N | N | 0
| 1572 | NSTAR | West | Waltham | Spring Street | 124 | 14B | Watertown | D | 124-07 | WAT | 4.16kV | 4.16kV | 4.16kV | 0.93558 | 2.6083 | 1.1529 | 2.8787 | 2.8787 | 2.8821 | 32.5% | 90.61% | 40% | 54.37% | 54.37% | Y | N | N | 0
| 1358 | NSTAR | South | Cape & Vineyard | Harwich Sub | 968 | 2 | Harwich | D | 4-85-591 | HAR | 22.8kV | 22.8kV | 22.8kV | 1.9722 | 1.9745 | 1.1847 | 3.1555 | 3.1555 | 3.1593 | 62.5% | 62.57% | 37.5% | 54.19% | 54.19% | Y | Y | N | 0
| 1672 | NSTAR | West | Waltham | Elliot Street | 292 | 110D | Newton | D | 292-H1 | NEW | 13.8kV | 13.8kV | 13.8kV | 3.4617 | 3.8961 | 3.7049 | 6.8041 | 6.8041 | 6.8122 | 50.88% | 57.26% | 54.39% | 54.17% | 54.17% | Y | N | N | 0
| 1595 | NSTAR | West | Waltham | Needham | 148 | 14A & 14B | Needham | D | 148-03 | NEE | 4.16kV | 4.16kV | 4.16kV | 1.2522 | 1.2537 | 1.3546 | 2.3749 | 2.3749 | 2.3778 | 52.73% | 52.79% | 56.97% | 54.16% | 54.16% | Y | N | N | 0
| 1726 | NSTAR | West | Walpole | Hyde Park | 496 | 110A | Hyde Park | D | 344-1413H1 | DED,HYP,WWO | 13.8kV | 13.8kV | 13.8kV | 3.7482 | 7.4336 | 6.4297 | 10.8627 | 10.8627 | 10.8755 | 34.51% | 68.43% | 59.12% | 54.02% | 54.02% | Y | N | N | 0
| 593 | NSTAR | Central | Boston | Rockingham Ave | 468 | 24AB | W. Roxbury | D | 468-03 | HYP,WRX | 4.16kV | 4.16kV | 4.16kV | 1.5473 | 1.1456 | 2.2481 | 3.0586 | 3.0586 | 3.0623 | 50.59% | 37.46% | 73.41% | 53.82% | 53.82% | Y | N | N | 0
| 312 | NSTAR | Central | Boston | Washington St | 284 | 110B | Jamaica Plain | D | 284-06 | WRX | 4.16kV | 4.16kV | 4.16kV | 1.4106 | 1.4411 | 1.333 | 2.5908 | 2.5908 | 2.5939 | 54.44% | 55.62% | 51.39% | 53.82% | 53.82% | Y | N | N | 0
| 1803 | NSTAR | West | Waltham | Elliot Street | 292 | 110A | Newton | D | 453-213 | NEW,WLY | 13.8kV | 13.8kV | 13.8kV | 4.7271 | 5.2585 | 6.9556 | 10.5046 | 10.5046 | 10.517 | 45% | 50.06% | 66.14% | 53.73% | 53.73% | Y | N | N | 0
| 2024 | WMECO | SOUTHERN | SPRINGFIELD | Ludlow_19S | 19S | 19S-6X | LUDLOW | D | 19S2 | LUDLOW | 13.8 | 13.8 | 13.8 | 5 | 5.88 | 6.4297 | 11.7 | 11.7 | 9.4414 | 42.74% | 50.26% | 68.1% | 53.7% | 53.7% | Y | N | N | 0
| 157 | NSTAR | Central | Boston | Humboldt Ave | 143 | 14AB | Roxbury | D | 143-03 | ROX | 4.16kV | 4.16kV | 4.16kV | 0.74847 | 0.9511 | 1.0232 | 1.6912 | 1.6912 | 1.6933 | 44.26% | 56.24% | 60.43% | 53.64% | 53.64% | Y | N | N | 0
| 1606 | NSTAR | West | Waltham | Needham | 148 | 110B | Needham | D | 148-H7 | NEE | 13.8kV | 13.8kV | 13.8kV | 5.9208 | 6.2146 | 6.4536 | 11.5789 | 11.5789 | 11.5926 | 51.13% | 53.67% | 55.67% | 53.49% | 53.49% | Y | N | N | 0
| 1702 | NSTAR | West | Waltham | Marrett Road | 320 | 110A | Lexington | D | 320-H8 | LEX, LIC | 13.8kV | 13.8kV | 13.8kV | 5.5149 | 5.0195 | 8.1985 | 11.6983 | 11.6983 | 11.7121 | 47.14% | 42.91% | 70% | 53.35% | 53.35% | Y | N | N | 0
| 1377 | NSTAR | South | Cape & Vineyard | Mashpee Sub | 946 | 1 | Mashpee | D | 4-88-88 | BNS | 22.8kV | 22.8kV | 22.8kV | 13.5293 | 14.1377 | 14.7695 | 26.6247 | 26.6247 | 26.6563 | 50.81% | 53.1% | 55.41% | 53.11% | 53.11% | Y | Y | N | 0
| 1912 | WMECO | NORTHERN | HADLEY | Amherst_17K | 17K | 17K-3X | AMHERST | D | 17K2 | AMHERST | 13.8 | 13.8 | 13.8 | 4.7 | 6.4058 | 6.4058 | 11 | 11 | 10.9951 | 42.73% | 58.23% | 58.26% | 53.07% | 53.07% | Y | N | N | 0
| 1361 | NSTAR | South | Cape & Vineyard | West Harwich Sub | 974 | 1 | Harwich | D | 4-85-925 | HAR | 4.16kV | 4.16kV | 4.16kV | 1.7438 | 2.1897 | 1.7314 | 3.5603 | 3.5603 | 3.5646 | 48.98% | 61.5% | 48.57% | 53.02% | 53.02% | Y | Y | N | 0
| 1662 | NSTAR | West | Waltham | Waltham | 282 | 110C | Waltham | D | 282-H5 | WAL | 13.8kV | 13.8kV | 13.8kV | 10.5046 | 4.2307 | 3.8722 | 11.6983 | 11.6983 | 11.7121 | 89.8% | 36.17% | 33.06% | 53.01% | 53.01% | Y | N | N | 0
| 758 | NSTAR | Central | Somerville | Putnam | 817 | 14A | Cambridge | D | 817-06 | CAM | 4.16kV | 4.16kV | 4.16kV | 1.461 | 1.4987 | 1.4987 | 2.8068 | 2.8068 | 2.8101 | 52.05% | 53.4% | 53.33% | 52.93% | 52.93% | Y | N | N | 0
| 835 | NSTAR | Central | Somerville | Putnam | 831 | 110A | Cambridge | D | 831-1301 | CAM | 13.8kV | 13.8kV | 13.8kV | 4.2018 | 4.9956 | 6.2385 | 6.8041 | 11.5789 | 11.5926 | 61.75% | 43.14% | 53.81% | 52.9% | 52.9% | Y | N | N | 0
| 1867 | NSTAR | West | Waltham | Hartwell Avenue | 533 | 110B | Lexington | D | 533-H1 | LEX | 13.8kV | 13.8kV | 13.8kV | 5.3716 | 5.3541 | 5.5692 | 10.2658 | 10.2658 | 10.278 | 52.33% | 52.15% | 54.19% | 52.89% | 52.89% | Y | N | N | 0
| 681 | NSTAR | Central | Boston | Andrew Sq | 106 | 110B | S. Boston | D | 528-169H | BOS | 13.8kV | 13.8kV | 13.8kV | 4.6077 | 4.3024 | 4.3263 | 8.3559 | 8.3559 | 8.3658 | 55.14% | 51.49% | 51.71% | 52.78% | 52.78% | Y | N | N | 0
| 1311 | NSTAR | South | Cape & Vineyard | Hatchville Sub | 936 | 1 | Falmouth | D | 4-77A-450 | MAS | 22.8kV | 22.8kV | 22.8kV | 6.4688 | 4.344 | 3.5542 | 9.0721 | 9.0721 | 9.0829 | 71.3% | 47.88% | 39.13% | 52.77% | 52.77% | Y | Y | N | 0
| 1065 | NSTAR | South | New Bedford | Bonney St. | 682 | 1 | New Bedford | D | 2-60-46 | NEB | 3.74kV | 3.74kV | 3.74kV | 1.0352 | 0.97816 | 0.91338 | 1.8505 | 1.8505 | 1.8527 | 55.94% | 52.86% | 49.3% | 52.7% | 52.7% | Y | N | N | 0
| 831 | NSTAR | Central | Somerville | Smith Place | 829 | 14A | Cambridge | D | 829-29 | CAM | 4.16kV | 4.16kV | 4.16kV | 1.353 | 1.3258 | 1.3042 | 2.5189 | 2.5189 | 2.5219 | 53.71% | 52.63% | 51.71% | 52.69% | 52.69% | Y | N | N | 0
| 1852 | NSTAR | West | Southboro | Sherborn | 274 | 110A | Sherborn | D | 519-175H1 | ASH HOK FRA | 13.8kV | 13.8kV | 13.8kV | 6.064 | 6.1668 | 6.2624 | 11.6983 | 11.6983 | 11.7121 | 51.84% | 52.72% | 53.47% | 52.67% | 52.67% | Y | N | N | 0
| 1780 | NSTAR | West | Southboro | Speen Street | 433 | 110C | Framingham | D | 433-H10 | NAT | 13.8kV | 13.8kV | 13.8kV | 6.255 | 6.2624 | 5.7844 | 11.5789 | 11.5789 | 11.5926 | 54.02% | 54.08% | 49.9% | 52.67% | 52.67% | Y | N | N | 0
| 1807 | NSTAR | West | Southboro | West Framingham | 455 | 110A | Framingham | D | 455-H3 | ASH,DOV,FRA,HOK | 13.8kV | 13.8kV | 13.8kV | 6.1834 | 6.0712 | 6.2146 | 11.6983 | 11.6983 | 11.7121 | 52.86% | 51.9% | 53.06% | 52.61% | 52.61% | Y | N | N | 0
| 759 | NSTAR | Central | Somerville | Putnam | 817 | 14A | Cambridge | D | 817-08 | CAM | 4.16kV | 4.16kV | 4.16kV | 1.6912 | 1.369 | 1.369 | 2.8068 | 2.8068 | 2.8101 | 60.26% | 48.78% | 48.72% | 52.58% | 52.58% | Y | N | N | 0
| 2101 | WMECO | SOUTHERN | SPRINGFIELD | East_Springfield_5J | 5J | 5J-8X | SPRINGFIELD | D | 5J14 | SPRINGFIELD | 13.8 | 13.8 | 13.8 | 8.8 | 0 | 16.158 | 15.5 | 8.1 | 16.0145 | 56.77% | 0% | 100.9% | 52.56% | 52.56% | Y | N | N | 0
| 1316 | NSTAR | South | Cape & Vineyard | Mashpee Sub | 946 | 136 | Mashpee | D | 4-77B-454 | MAS | 22.8kV | 22.8kV | 22.8kV | 6.7134 | 7.8982 | 6.516 | 13.4269 | 13.411 | 13.4269 | 50% | 58.89% | 48.53% | 52.47% | 52.47% | Y | Y | N | 0
| 2034 | WMECO | SOUTHERN | SPRINGFIELD | Breckwood_20A | 20A | 20A-3X | SPRINGFIELD | D | 20A31 | SPRINGFIELD | 13.8 | 13.8 | 13.8 | 4.9 | 5.0434 | 5.4258 | 10.5 | 10.5 | 8.6765 | 46.67% | 48.03% | 62.53% | 52.41% | 52.41% | Y | N | N | 0
| 690 | NSTAR | Central | Boston | Brighton | 329 | 110B | Brighton | D | 548-92H | BRI,BKL,NEW | 13.8kV | 13.8kV | 13.8kV | 6.1117 | 7.4097 | 4.6609 | 11.5789 | 11.5789 | 11.5926 | 52.78% | 63.99% | 40.21% | 52.33% | 52.33% | Y | N | N | 0
| 2082 | WMECO | SOUTHERN | SPRINGFIELD | Southwick_29A | 29A | 29A-1X | SOUTHWICK | D | 29A1 | SOUTHWICK | 23 | 23 | 13.8 | 9.4 | 10.6365 | 11.4731 | 21.3 | 21.3 | 18.3251 | 44.13% | 49.94% | 62.61% | 52.23% | 52.23% | Y | N | N | 0
| 319 | NSTAR | Central | Boston | Colburn St | 350 | 110B | Boston | D | 284-1360H2 | ROX WRX | 13.8kV | 13.8kV | 13.8kV | 1.7905 | 1.7688 | 1.6732 | 3.3424 | 3.3424 | 3.3463 | 53.57% | 52.92% | 50% | 52.16% | 52.16% | Y | N | N | 0
| 91 | NSTAR | Central | Boston | Andrew Sq | 106 | 110C | South Boston | D | 106-1N18H4 | ROX | 13.8kV | 13.8kV | 13.8kV | 1.6951 | 1.7449 | 1.7927 | 3.3424 | 3.3424 | 3.3463 | 50.71% | 52.2% | 53.57% | 52.16% | 52.16% | Y | N | N | 0
| 2048 | WMECO | SOUTHERN | SPRINGFIELD | Clinton_21S | 21S | 21S-3X | SPRINGFIELD | D | 21S12 | SPRINGFIELD | 13.8 | 13.8 | 13.8 | 5.8 | 5.5453 | 3.8722 | 10.5 | 10.5 | 8.0073 | 55.24% | 52.81% | 48.36% | 52.14% | 52.14% | Y | N | N | 0
| 2130 | WMECO | SOUTHERN | SPRINGFIELD | West_Springfield_8C | 8C | 8C-1X,8C-2X | WEST SPRINGFIELD | D | 8C26 | WEST SPRINGFIELD | 13.8 | 13.8 | 13.8 | 3.4 | 4.0634 | 4.8761 | 7.9 | 7.9 | 7.8878 | 43.04% | 51.44% | 61.82% | 52.1% | 52.1% | Y | N | N | 0
| 509 | NSTAR | Central | Boston | K Street | 385 | 110D | South Boston | D | 385-H12 | SOB | 13.8kV | 13.8kV | 13.8kV | 4.178 | 4.3741 | 4.8761 | 8.5946 | 8.5946 | 8.6048 | 48.61% | 50.89% | 56.67% | 52.06% | 52.06% | Y | N | N | 0
| 979 | NSTAR | South | New Bedford | Industrial Park | 636 | 111 | N. Bedford | D | 2-102-608 | FRE | 13.2kV | 13.2kV | 13.2kV | 1.9182 | 3.4066 | 2.8807 | 5.2523 | 5.2523 | 5.2585 | 36.52% | 64.86% | 54.78% | 52.05% | 52.05% | Y | N | N | 0
| 1214 | NSTAR | South | New Bedford | Crystal Spring | 646 | 1 | Mattapoisett | D | 3-304-304 | MAR | 13.2kV | 13.2kV | 13.2kV | 5.572 | 5.7158 | 5.8301 | 10.9613 | 10.9613 | 10.9743 | 50.83% | 52.15% | 53.13% | 52.03% | 52.03% | Y | Y | N | 0
| 665 | NSTAR | Central | Boston | Willow St | 516 | 24AC | W. Roxbury | D | 516-01 | HYP,WRX | 4.16kV | 4.16kV | 4.16kV | 1.1443 | 1.0808 | 1.8157 | 2.5908 | 2.5908 | 2.5939 | 44.17% | 41.72% | 70% | 51.96% | 51.96% | Y | N | N | 0
| 2070 | WMECO | SOUTHERN | SPRINGFIELD | Orchard_27A | 27A | 27A-2X | SPRINGFIELD | D | 27A11 | LUDLOW | 13.8 | 13.8 | 13.8 | 4.6 | 5.2585 | 5.0195 | 9.6 | 9.6 | 9.4414 | 47.92% | 54.78% | 53.16% | 51.95% | 51.95% | Y | N | N | 0
| 2071 | WMECO | SOUTHERN | SPRINGFIELD | Orchard_27A | 27A | 27A-2X | SPRINGFIELD | D | 27A12 | LUDLOW | 13.8 | 13.8 | 13.8 | 4.9 | 5.378 | 4.5892 | 9.6 | 9.6 | 9.4414 | 51.04% | 56.02% | 48.61% | 51.89% | 51.89% | Y | N | N | 0
| 101 | NSTAR | Central | Boston | Andrew Sq | 106 | 110C | South Boston | D | 106-1N31H1 | BDT SOB ROX | 13.8kV | 13.8kV | 13.8kV | 3.3662 | 3.2985 | 3.3702 | 6.446 | 6.446 | 6.4536 | 52.22% | 51.17% | 52.22% | 51.87% | 51.87% | Y | N | N | 0
| 1895 | WMECO | NORTHERN | HADLEY | Gunn_15A | 15A | 15A-2X | EASTHAMPTON | D | 15A3 | EASTHAMPTON | 23 | 23 | 23 | 7.7 | 8.6845 | 9.1227 | 16.8 | 16.8 | 15.7357 | 45.83% | 51.69% | 57.97% | 51.83% | 51.83% | Y | N | N | 0
| 2016 | WMECO | SOUTHERN | SPRINGFIELD | Agawam_16C | 16C | 16C-5X | AGAWAM | D | 16C12 | AGAWAM | 13.8 | 13.8 | 13.8 | 5.1 | 7.3141 | 6.2863 | 11.7 | 11.7 | 12.7877 | 43.59% | 62.51% | 49.16% | 51.75% | 51.75% | Y | N | N | 0
| 824 | NSTAR | Central | Somerville | Alewife | 828 | 110A | Cambridge | D | 828-1NA9 | CAM | 13.8kV | 13.8kV | 13.8kV | 4.5122 | 3.3463 | 5.1151 | 8.3559 | 8.3559 | 8.3658 | 54% | 40.05% | 61.14% | 51.73% | 51.73% | Y | N | N | 0
| 462 | NSTAR | Central | Boston | Colburn St | 350 | 110D | Boston | D | 350-H12 | BKL ROX | 13.8kV | 13.8kV | 13.8kV | 5.4194 | 4.9 | 7.6487 | 11.5789 | 11.5789 | 11.5926 | 46.8% | 42.32% | 65.98% | 51.7% | 51.7% | Y | N | N | 0
| 125 | NSTAR | Central | Somerville | West Street | 10 | 14kV Bus | Charlestown | D | 10-H2 | CHT | 13.8kV | 13.8kV | 13.8kV | 3.8676 | 3.5853 | 3.4658 | 7.0428 | 7.0428 | 7.0512 | 54.92% | 50.91% | 49.15% | 51.66% | 51.66% | Y | N | N | 0
| 1522 | NSTAR | West | Southboro | Mechanic St | 23 | 14C | Natick | D | 2304 | NAT | 4.16kV | 4.16kV | 4.16kV | 1.1515 | 1.0736 | 1.2321 | 2.231 | 2.231 | 2.2337 | 51.61% | 48.12% | 55.16% | 51.63% | 51.63% | Y | N | N | 0
| 526 | NSTAR | Central | Boston | K Street | 385 | 110A | South Boston | D | 385-H8 | SOB | 13.8kV | 13.8kV | 13.8kV | 2.6261 | 2.7727 | 3.2746 | 5.6104 | 5.6104 | 5.617 | 46.81% | 49.42% | 58.3% | 51.51% | 51.51% | Y | N | N | 0
| 925 | NSTAR | South | New Bedford | Durfee St. | 686 | 1 | New Bedford | D | 2-8-36 | NEB | 3.74kV | 3.74kV | 3.74kV | 1.0288 | 1.1012 | 0.72552 | 1.8505 | 1.8505 | 1.8527 | 55.59% | 59.51% | 39.16% | 51.42% | 51.42% | Y | N | N | 0
| 689 | NSTAR | Central | Boston | Brighton | 329 | 110B | Brighton | D | 543-158 | BRI | 13.8kV | 13.8kV | 13.8kV | 4.5122 | 4.7805 | 3.5853 | 8.3559 | 8.3559 | 8.3658 | 54% | 57.21% | 42.86% | 51.36% | 51.36% | Y | N | N | 0
| 901 | NSTAR | Central | Boston | Seafood Way | 99 | 14A | South Boston | D | 99-H3 | SOB | 13.8kV | 13.8kV | 13.8kV | 5.7059 | 8.4853 | 8.5092 | 14.8019 | 14.8019 | 14.8194 | 38.55% | 57.33% | 57.42% | 51.1% | 51.1% | Y | N | N | 0
| 595 | NSTAR | Central | Boston | Rockingham Ave | 468 | 24AB | W. Roxbury | D | 468-07 | WRX | 4.16kV | 4.16kV | 4.16kV | 2.159 | 1.2177 | 1.3114 | 3.0586 | 3.0586 | 3.0623 | 70.59% | 39.81% | 42.82% | 51.07% | 51.07% | Y | N | N | 0
| 1628 | NSTAR | West | Southboro | Mechanic St | 23 | Bus #1 | Natick | D | 23-H1 | NAT | 13.8kV | 13.8kV | 13.8kV | 5.9685 | 6.2385 | 4.7088 | 11.1014 | 11.1014 | 11.1146 | 53.76% | 56.2% | 42.37% | 50.77% | 50.77% | Y | N | N | 0
| 1518 | NSTAR | West | Walpole | Dedham | 20 | 14F | Dedham | D | 2009 | DED | 4.16kV | 4.16kV | 4.16kV | 1.2954 | 1.369 | 0.6773 | 2.195 | 2.195 | 2.1976 | 59.02% | 62.37% | 30.82% | 50.73% | 50.73% | Y | N | N | 0
| 1425 | NSTAR | South | Cape & Vineyard | Harwich Sub | 968 | 1 | Harwich | D | 4-92B-572 | YAR | 22.8kV | 22.8kV | 22.8kV | 14.0421 | 3.4752 | 2.8828 | 13.411 | 13.411 | 13.4269 | 104.7% | 25.91% | 21.47% | 50.7% | 50.7% | Y | Y | N | 0
| 1590 | NSTAR | West | Walpole | South Street | 146 | 110C | Walpole | D | 146-H7 | SHA | 13.8kV | 13.8kV | 13.8kV | 4.4167 | 4.8761 | 3.418 | 8.3559 | 8.3559 | 8.3658 | 52.86% | 58.35% | 40.86% | 50.69% | 50.69% | Y | N | N | 0
| 1847 | NSTAR | West | Walpole | Canton | 470 | 110A | Canton | D | 470-H8 | CAN | 13.8kV | 13.8kV | 13.8kV | 6.4937 | 6.2624 | 4.8522 | 11.5789 | 11.5789 | 11.5926 | 56.08% | 54.08% | 41.86% | 50.67% | 50.67% | Y | N | N | 0
| 1717 | NSTAR | West | Southboro | Sudbury | 342 | 110A | Sudbury | D | 342-H3 | SUD,WAY | 13.8kV | 13.8kV | 13.8kV | 5.3 | 5.7844 | 6.5253 | 11.5789 | 11.5789 | 11.5926 | 45.77% | 49.96% | 56.29% | 50.67% | 50.67% | Y | N | N | 0
| 328 | NSTAR | Central | Boston | Summer St | 293 | 110B | South Boston | D | 293-05 | BDT,SOB | 4.16kV | 4.16kV | 4.16kV | 1.1443 | 1.4267 | 0 | 1.6912 | 1.6912 | 1.6933 | 67.66% | 84.36% | 0% | 50.67% | 50.67% | Y | N | N | 0
| 1544 | NSTAR | West | Walpole | Stone Street | 26 | 14A | Walpole | D | 2612 | WLP | 4.16kV | 4.16kV | 4.16kV | 0.65491 | 1.65 | 0.61966 | 1.7992 | 1.7992 | 2.5939 | 36.4% | 91.71% | 23.89% | 50.67% | 50.67% | Y | N | N | 0
| 1517 | NSTAR | West | Walpole | Dedham | 20 | 14E | Dedham | D | 2008 | DED | 4.16kV | 4.16kV | 4.16kV | 1.0795 | 1.1168 | 0.75656 | 1.9431 | 1.9431 | 1.9454 | 55.56% | 57.48% | 38.89% | 50.64% | 50.64% | Y | N | N | 0
| 291 | NSTAR | Central | Somerville | Mystic Station | 250 | 110A | Charlestown | D | 250-H1 | CHT | 13.8kV | 13.8kV | 13.8kV | 4.5361 | 4.8283 | 5.1629 | 6.9235 | 11.5789 | 11.5926 | 65.52% | 41.7% | 44.54% | 50.58% | 50.58% | Y | N | N | 0
| 1651 | NSTAR | West | Waltham | Newtonville | 277 | 277-1368 | Newton | D | 277-05 | NEW | 4.16kV | 4.16kV | 4.16kV | 1.1083 | 1.1384 | 1.1384 | 2.231 | 2.231 | 2.2337 | 49.68% | 51.03% | 50.97% | 50.56% | 50.56% | Y | N | N | 0
| 2049 | WMECO | SOUTHERN | SPRINGFIELD | Clinton_21S | 21S | 21S-3X | SPRINGFIELD | D | 21S13 | SPRINGFIELD | 13.8 | 13.8 | 13.8 | 4.6 | 3.8483 | 3.3941 | 7.3 | 7.3 | 9.5131 | 63.01% | 52.72% | 35.68% | 50.47% | 50.47% | Y | N | N | 0
| 1482 | NSTAR | South | Cape & Vineyard | Hatchville Sub | 936 | 1 | Falmouth | D | 4-98A-462 | FAL | 22.8kV | 22.8kV | 22.8kV | 10.0977 | 5.7262 | 4.4625 | 13.411 | 13.411 | 13.4269 | 75.29% | 42.7% | 33.24% | 50.41% | 50.41% | Y | Y | N | 0
| 36 | NSTAR | Central | Boston | Allston | 36 | 14E | Allston | D | 3622 | BRI | 4.16kV | 4.16kV | 4.16kV | 1.5977 | 0.43232 | 0.46835 | 1.6553 | 1.6553 | 1.6572 | 96.52% | 26.12% | 28.26% | 50.3% | 50.3% | Y | N | N | 0
| 389 | NSTAR | Central | Boston | Electric Ave | 315 | 110A | Brighton | D | 315-H10 | BRI | 13.8kV | 13.8kV | 13.8kV | 5.109 | 5.8561 | 6.6926 | 11.6983 | 11.6983 | 11.7121 | 43.67% | 50.06% | 57.14% | 50.29% | 50.29% | Y | N | N | 0
| 1269 | NSTAR | South | Plymouth | Buzzards Bay Sub | 712 | 1 | Buzzards Bay | D | 3-88-2J4 | BRN | 4.16kV | 4.16kV | 4.16kV | 1.1515 | 1.0808 | 1.1889 | 2.267 | 2.267 | 2.2697 | 50.79% | 47.68% | 52.38% | 50.28% | 50.28% | Y | N | N | 0
| 1861 | NSTAR | West | Waltham | Trapelo Road | 450 | 110A | Waltham | D | 531-1359H1 | WAL | 13.8kV | 13.8kV | 13.8kV | 1.6712 | 1.6493 | 1.721 | 3.3424 | 3.3424 | 3.3463 | 50% | 49.34% | 51.43% | 50.26% | 50.26% | Y | N | N | 0
| 590 | NSTAR | Central | Boston | Arsenal Street | 467 | 110A | Watertown | D | 467-H13 | WAT BRI NEW | 13.8kV | 13.8kV | 13.8kV | 6.7802 | 5.4019 | 5.2585 | 11.5789 | 11.5789 | 11.5926 | 58.56% | 46.65% | 45.36% | 50.19% | 50.19% | Y | N | N | 0
| 592 | NSTAR | Central | Boston | Rockingham Ave | 468 | 24AB | W. Roxbury | D | 468-02 | WRX | 4.16kV | 4.16kV | 4.16kV | 1.5113 | 1.4339 | 1.5491 | 3.0586 | 3.0586 | 2.8821 | 49.41% | 46.88% | 53.75% | 50.01% | 50.01% | Y | N | N | 0
| 1233 | NSTAR | South | Plymouth | Manomet Sub | 741 | 1 | Plymouth | D | 3-73-927 | PLY | 22.8kV | 22.8kV | 22.8kV | 7.6521 | 10.86 | 12.8345 | 20.9053 | 20.9053 | 20.9301 | 36.6% | 51.95% | 61.32% | 49.96% | 49.96% | Y | N | N | 0
| 2086 | WMECO | SOUTHERN | SPRINGFIELD | Silver_30A | 30A | 30A-1X | AGAWAM | D | 30A1 | AGAWAM | 13.8 | 13.8 | 13.8 | 6.8 | 7.3141 | 7.3141 | 14.3 | 14.3 | 14.3414 | 47.55% | 51.15% | 51% | 49.9% | 49.9% | Y | N | N | 0
| 1793 | NSTAR | West | Southboro | Speen Street | 433 | 110B | Framingham | D | 433-H9 | NAT | 13.8kV | 13.8kV | 13.8kV | 5.4194 | 6.0712 | 5.8322 | 11.5789 | 11.5789 | 11.5926 | 46.8% | 52.43% | 50.31% | 49.85% | 49.85% | Y | N | N | 0
| 1661 | NSTAR | West | Waltham | Waltham | 282 | 110C | Waltham | D | 282-H4 | WAL | 13.8kV | 13.8kV | 13.8kV | 3.9631 | 4.8522 | 4.0395 | 8.5946 | 8.5946 | 8.6048 | 46.11% | 56.46% | 46.94% | 49.84% | 49.84% | Y | N | N | 0
| 1499 | NSTAR | West | Waltham | Homer Street | 17 | 14D | Newton | D | 1703 | NEW | 4.16kV | 4.16kV | 4.16kV | 0.71968 | 0.75656 | 0.83582 | 1.5473 | 1.5473 | 1.5491 | 46.51% | 48.9% | 53.95% | 49.79% | 49.79% | Y | N | N | 0
| 764 | NSTAR | Central | Somerville | Prospect | 819 | 14A | Cambridge | D | 819-1338 | CAM | 13.8kV | 13.8kV | 13.8kV | 2.077 | 4.7327 | 6.0234 | 8.5946 | 8.5946 | 8.6048 | 24.17% | 55.07% | 70% | 49.74% | 49.74% | Y | N | N | 0
| 1916 | WMECO | NORTHERN | HADLEY | Amherst_17K | 17K | 17K-4X | AMHERST | D | 17K6 | AMHERST | 13.8 | 13.8 | 13.8 | 4.9 | 4.8044 | 5.0195 | 9.4 | 9.4 | 10.9951 | 52.13% | 51.11% | 45.65% | 49.63% | 49.63% | Y | N | N | 0
| 1333 | NSTAR | South | Cape & Vineyard | HYN Junction | 961 | 2 | Barnstable | D | 4-80B-80B | HYN | 22.8kV | 22.8kV | 22.8kV | 18.302 | 17.3759 | 18.6396 | 36.4857 | 36.4857 | 36.529 | 50.16% | 47.62% | 51.03% | 49.6% | 49.6% | Y | Y | N | 0
| 478 | NSTAR | Central | Boston | Hyde Park | 496 | 110B | Hyde Park | D | 362-1209H1 | MIT | 13.8kV | 13.8kV | 13.8kV | 4.2973 | 4.1829 | 3.9439 | 8.3559 | 8.3559 | 8.3658 | 51.43% | 50.06% | 47.14% | 49.54% | 49.54% | Y | N | N | 0
| 486 | NSTAR | Central | Boston | Baker St | 374 | 24B | W. Roxbury | D | 374-07 | WRX | 4.16kV | 4.16kV | 4.16kV | 0.9068 | 0.95831 | 1.0232 | 1.9431 | 1.9431 | 1.9454 | 46.67% | 49.32% | 52.59% | 49.53% | 49.53% | Y | N | N | 0
| 1995 | WMECO | NORTHERN | PITTSFIELD | Oswald_30B | 30B | 30B-1X | PITTSFIELD | D | 30B1 | PITTSFIELD | 23 | 23 | 23 | 6.6 | 8.9634 | 8.9634 | 15.6 | 15.7 | 18.3251 | 42.31% | 57.09% | 48.91% | 49.44% | 49.44% | Y | N | N | 0
| 1220 | NSTAR | South | Plymouth | Brook Street | 727 | 1 | Plympton | D | 3-51-51 | PLT | 22.8kV | 22.8kV | 22.8kV | 2.7611 | 14.2167 | 14.6116 | 21.2998 | 21.2998 | 21.325 | 12.96% | 66.75% | 68.52% | 49.41% | 49.41% | Y | Y | N | 0
| 1020 | NSTAR | South | New Bedford | Crystal Spring | 646 | 1 | Mattapoisett | D | 2-301-301 | MPO | 13.2kV | 13.2kV | 13.2kV | 6.0515 | 5.8301 | 5.5329 | 11.7605 | 11.7605 | 11.7745 | 51.46% | 49.57% | 46.99% | 49.34% | 49.34% | Y | Y | N | 0
| 1713 | NSTAR | West | Waltham | Marrett Road | 320 | 110A | Lexington | D | 34-1352H1 | LEX | 13.8kV | 13.8kV | 13.8kV | 2.268 | 2.6771 | 0 | 3.3424 | 3.3424 | 3.3463 | 67.86% | 80.09% | 0% | 49.32% | 49.32% | Y | N | N | 0
| 1863 | NSTAR | West | Waltham | Trapelo Road | 450 | 110A | Waltham | D | 531-1359H3 | WAL | 13.8kV | 13.8kV | 13.8kV | 1.9099 | 1.6015 | 1.4341 | 3.3424 | 3.3424 | 3.3463 | 57.14% | 47.91% | 42.86% | 49.3% | 49.3% | Y | N | N | 0
| 638 | NSTAR | Central | Boston | Havard Court | 506 | 14B | Brookline | D | 506-04 | BKL | 4.16kV | 4.16kV | 4.16kV | 1.6049 | 1.7581 | 1.8013 | 3.4904 | 3.4904 | 3.4946 | 45.98% | 50.37% | 51.55% | 49.3% | 49.3% | Y | N | N | 0
| 401 | NSTAR | Central | Boston | San Juan Street | 318 | 14BC | Boston | D | 318-03 | BDT | 4.16kV | 4.16kV | 4.16kV | 0.83483 | 0.97272 | 1.0664 | 1.9431 | 1.9431 | 1.9454 | 42.96% | 50.06% | 54.81% | 49.28% | 49.28% | Y | N | N | 0
| 440 | NSTAR | Central | Boston | Brighton | 329 | 110A | Brighton | D | 329-H2 | BRI | 13.8kV | 13.8kV | 13.8kV | 6.3027 | 5.2585 | 5.7366 | 11.6983 | 11.6983 | 11.7121 | 53.88% | 44.95% | 48.98% | 49.27% | 49.27% | Y | N | N | 0
| 2057 | WMECO | SOUTHERN | SPRINGFIELD | Clinton_21S | 21S | 21S-2X | SPRINGFIELD | D | 21S6 | SPRINGFIELD | 13.8 | 13.8 | 13.8 | 4.4 | 5.3302 | 5.3063 | 9.6 | 9.6 | 11.5209 | 45.83% | 55.52% | 46.06% | 49.14% | 49.14% | Y | N | N | 0
| 2121 | WMECO | SOUTHERN | SPRINGFIELD | West_Springfield_8C | 8C | 8C-1X,8C-2X | WEST SPRINGFIELD | D | 8C13 | WEST SPRINGFIELD | 13.8 | 13.8 | 13.8 | 3.7 | 3.8961 | 4.0395 | 7.9 | 7.9 | 7.8878 | 46.84% | 49.32% | 51.21% | 49.12% | 49.12% | Y | N | N | 0
| 56 | NSTAR | Central | Boston | Kenmore | 49 | 14C | Boston | D | 4910 | BDT | 4.16kV | 4.16kV | 4.16kV | 1.5113 | 1.369 | 0.93669 | 2.5908 | 2.5908 | 2.5939 | 58.33% | 52.84% | 36.11% | 49.09% | 49.09% | Y | N | N | 0
| 1842 | NSTAR | West | Walpole | Canton | 470 | 110B | Canton | D | 470-H3 | CAN,SHA | 13.8kV | 13.8kV | 13.8kV | 4.8464 | 5.3063 | 2.6771 | 8.714 | 8.714 | 8.7243 | 55.62% | 60.89% | 30.68% | 49.07% | 49.07% | Y | N | N | 0
| 1578 | NSTAR | West | Southboro | Holliston | 130 | 110M | Holliston | D | 130-H1 | HOL,HOK,ASH | 13.8kV | 13.8kV | 13.8kV | 8.4514 | 4.4936 | 4.2546 | 11.6983 | 11.6983 | 11.7121 | 72.24% | 38.41% | 36.33% | 48.99% | 48.99% | Y | N | N | 0
| 1553 | NSTAR | West | Waltham | Pine Street | 33 | 14G | Waltham | D | 3311 | WAL | 4.16kV | 4.16kV | 4.16kV | 0.74847 | 0.99434 | 0.90067 | 1.7992 | 1.7992 | 1.8013 | 41.6% | 55.27% | 50% | 48.96% | 48.96% | Y | N | N | 0
| 1901 | WMECO | NORTHERN | PITTSFIELD | Pleasant_16B | 16B | 16B-3X | LEE | D | 16B5 | LEE | 23 | 23 | 23 | 4.8 | 8.565 | 9.1625 | 12.9 | 12.9 | 21.3129 | 37.21% | 66.4% | 42.99% | 48.87% | 48.87% | Y | N | N | 0
| 88 | NSTAR | Central | Boston | Andrew Sq | 106 | 110C | South Boston | D | 106-1N18H1 | ROX | 13.8kV | 13.8kV | 13.8kV | 1.6712 | 1.6493 | 1.5776 | 3.3424 | 3.3424 | 3.3463 | 50% | 49.34% | 47.14% | 48.83% | 48.83% | Y | N | N | 0
| 615 | NSTAR | Central | Somerville | Willoughby St | 488 | 110A | Chelsea | D | 488-H3 | CHE | 13.8kV | 13.8kV | 13.8kV | 5.9685 | 5.7366 | 5.2585 | 11.5789 | 11.5789 | 11.5926 | 51.55% | 49.54% | 45.36% | 48.82% | 48.82% | Y | N | N | 0
| 955 | NSTAR | South | Plymouth | Kingston Sub | 735 | 2 | Kingston | D | 3-17-17 | KIN | 22.8kV | 22.8kV | 24kV | 10.6499 | 11.4523 | 9.0829 | 21.2998 | 21.2998 | 21.325 | 50% | 53.77% | 42.59% | 48.79% | 48.79% | Y | Y | N | 0
| 1487 | NSTAR | South | Cape & Vineyard | Hatchville Sub | 936 | 1 | Falmouth | D | 4-98B-449 | FAL | 22.8kV | 22.8kV | 22.8kV | 8.8355 | 9.9122 | 8.9644 | 18.9331 | 18.9331 | 18.9556 | 46.67% | 52.35% | 47.29% | 48.77% | 48.77% | Y | Y | N | 0
| 949 | NSTAR | South | Plymouth | West Pond Sub | 737 | 2 | Plymouth | D | 3-12-12 | PLY | 22.8kV | 22.8kV | 22.8kV | 17.237 | 17.3759 | 18.7581 | 36.4857 | 36.4857 | 36.529 | 47.24% | 47.62% | 51.35% | 48.74% | 48.74% | Y | Y | N | 0
| 1492 | NSTAR | South | Cape & Vineyard | Falmouth Sub | 933 | 3 | Falmouth | D | 4-99-224 | OAB | 22.8kV | 22.8kV | 22.8kV | 6.7449 | 6.437 | 6.3975 | 13.411 | 13.411 | 13.4269 | 50.29% | 48% | 47.65% | 48.65% | 48.65% | Y | Y | N | 0
| 1893 | WMECO | NORTHERN | HADLEY | Gunn_15A | 15A | 15A-1X | EASTHAMPTON | D | 15A1 | EASTHAMPTON | 23 | 23 | 23 | 7.7 | 9.4016 | 9.5609 | 18.2 | 18.3 | 18.3251 | 42.31% | 51.37% | 52.17% | 48.62% | 48.62% | Y | N | N | 0
| 1664 | NSTAR | West | Waltham | Waltham | 282 | 110A | Waltham | D | 282-H7 | WAL | 13.8kV | 13.8kV | 13.8kV | 6.3266 | 5.6648 | 4.8761 | 11.5789 | 11.5789 | 11.5926 | 54.64% | 48.92% | 42.06% | 48.54% | 48.54% | Y | N | N | 0
| 1810 | NSTAR | West | Southboro | West Framingham | 455 | 110A | Framingham | D | 455-H6 | ASH,FRA | 13.8kV | 13.8kV | 13.8kV | 5.0613 | 5.8322 | 6.1429 | 11.6983 | 11.6983 | 11.7121 | 43.27% | 49.85% | 52.45% | 48.52% | 48.52% | Y | N | N | 0
| 153 | NSTAR | Central | Somerville | Willoughby St | 488 | 110C | Somerville | D | 14-113H1 | CHE | 13.8kV | 13.8kV | 13.8kV | 5.1329 | 1.4819 | 1.5536 | 5.6104 | 5.6104 | 5.617 | 91.49% | 26.41% | 27.66% | 48.52% | 48.52% | Y | N | N | 0
| 652 | NSTAR | Central | Boston | Dewar Street | 483 | 110A | Dorchester | D | 511-1495H | DOR | 13.8kV | 13.8kV | 13.8kV | 4.0586 | 3.7766 | 4.5892 | 8.5946 | 8.5946 | 8.6048 | 47.22% | 43.94% | 53.33% | 48.17% | 48.17% | Y | N | N | 0
| 1621 | NSTAR | West | Walpole | Dedham | 20 | 24C | Dedham | D | 20-H8 | DED | 13.8kV | 13.8kV | 13.8kV | 2.8649 | 3.3463 | 2.9161 | 6.3266 | 6.3266 | 6.3341 | 45.28% | 52.89% | 46.04% | 48.07% | 48.07% | Y | N | N | 0
| 273 | NSTAR | Central | Somerville | Mystic Station | 250 | 110A | Charlestown | D | 250-1N35H1 | SOM | 13.8kV | 13.8kV | 13.8kV | 3.1036 | 3.3463 | 3.179 | 6.6847 | 6.6847 | 6.6926 | 46.43% | 50.06% | 47.5% | 48% | 48% | Y | N | N | 0
| 1914 | WMECO | NORTHERN | HADLEY | Amherst_17K | 17K | 17K-3X | AMHERST | D | 17K4 | AMHERST | 13.8 | 13.8 | 13.8 | 4.5 | 6.0234 | 5.2824 | 11 | 11 | 10.9951 | 40.91% | 54.76% | 48.04% | 47.9% | 47.9% | Y | N | N | 0
| 2119 | WMECO | SOUTHERN | SPRINGFIELD | West_Springfield_8C | 8C | 8C-1X,8C-2X | WEST SPRINGFIELD | D | 8C11 | WEST SPRINGFIELD | 13.8 | 13.8 | 13.8 | 3.3 | 4.0873 | 3.9439 | 7.9 | 7.9 | 7.8878 | 41.77% | 51.74% | 50% | 47.84% | 47.84% | Y | N | N | 0
| 31 | NSTAR | Central | Boston | Allston | 36 | 14C | Allston | D | 3613 | BKL | 4.16kV | 4.16kV | 4.16kV | 1.0363 | 1.0808 | 1.0808 | 2.231 | 2.231 | 2.2337 | 46.45% | 48.44% | 48.39% | 47.76% | 47.76% | Y | N | N | 0
| 1997 | WMECO | NORTHERN | PITTSFIELD | Oswald_30B | 30B | 30B-1X | PITTSFIELD | D | 30B3 | PITTSFIELD | 23 | 23 | 23 | 6.8 | 7.7682 | 7.5691 | 15.6 | 15.7 | 15.1381 | 43.59% | 49.48% | 50% | 47.69% | 47.69% | Y | N | N | 0
| 1701 | NSTAR | West | Waltham | Marrett Road | 320 | 110B | Lexington | D | 320-H6 | LIC,WAY | 13.8kV | 13.8kV | 13.8kV | 5.2284 | 5.6648 | 5.617 | 11.5789 | 11.5789 | 11.5926 | 45.15% | 48.92% | 48.45% | 47.51% | 47.51% | Y | N | N | 0
| 152 | NSTAR | Central | Somerville | Willoughby St | 488 | 110C | Somerville | D | 14-113H | CHE CHT EVE | 13.8kV | 13.8kV | 13.8kV | 4.6316 | 4.9956 | 4.6609 | 10.0271 | 10.0271 | 10.039 | 46.19% | 49.82% | 46.43% | 47.48% | 47.48% | Y | N | N | 0
| 839 | NSTAR | Central | Somerville | Putnam | 831 | 110A | Cambridge | D | 831-1314 | CAM | 13.8kV | 13.8kV | 13.8kV | 5.4671 | 5.4497 | 5.5692 | 11.5789 | 11.5789 | 11.5926 | 47.22% | 47.07% | 48.04% | 47.44% | 47.44% | Y | N | N | 0
| 1225 | NSTAR | South | Plymouth | South PLY Sub | 740 | 1 | Plymouth | D | 3-71-38J1 | PLY | 4.16kV | 4.16kV | 4.16kV | 0.92119 | 0.93669 | 1.0087 | 2.0151 | 2.0151 | 2.0175 | 45.71% | 46.48% | 50% | 47.4% | 47.4% | Y | N | N | 0
| 1804 | NSTAR | West | Waltham | Elliot Street | 292 | 110A | Newton | D | 453-214 | NEW,WLY | 13.8kV | 13.8kV | 13.8kV | 5.5149 | 6.0951 | 5.3541 | 11.937 | 11.937 | 11.9512 | 46.2% | 51.06% | 44.8% | 47.35% | 47.35% | Y | N | N | 0
| 729 | NSTAR | Central | Boston | Hyde Park | 496 | 110B | Hyde Park | D | 60-1409H1 | HYP MIT | 13.8kV | 13.8kV | 13.8kV | 4.2973 | 3.8722 | 3.7049 | 8.3559 | 8.3559 | 8.3658 | 51.43% | 46.34% | 44.29% | 47.35% | 47.35% | Y | N | N | 0
| 1724 | NSTAR | West | Walpole | Hyde Park | 496 | 110A | Hyde Park | D | 344-1412H1 | CAN,DED,WWO | 13.8kV | 13.8kV | 13.8kV | 5.682 | 5.7126 | 4.0395 | 10.8627 | 10.8627 | 10.8755 | 52.31% | 52.59% | 37.14% | 47.35% | 47.35% | Y | N | N | 0
| 1513 | NSTAR | West | Walpole | Dedham | 20 | 14G | Dedham | D | 2004 | DED | 4.16kV | 4.16kV | 4.16kV | 1.3314 | 1.2321 | 0.60525 | 2.231 | 2.231 | 2.2337 | 59.68% | 55.23% | 27.1% | 47.33% | 47.33% | Y | N | N | 0
| 488 | NSTAR | Central | Somerville | Dragon Court | 375 | 110C | Woburn | D | 375-H1 | WOB | 13.8kV | 13.8kV | 13.8kV | 5.8969 | 5.617 | 5.0912 | 11.6983 | 11.6983 | 11.7121 | 50.41% | 48.02% | 43.47% | 47.3% | 47.3% | Y | N | N | 0
| 1362 | NSTAR | South | Cape & Vineyard | Otis Sub | 915 | 1 | Bourne | D | 4-86-402 | BRN | 22.8kV | 22.8kV | 22.8kV | 6.5083 | 9.1619 | 0 | 11.0443 | 11.0443 | 11.0574 | 58.93% | 82.96% | 0% | 47.29% | 47.29% | Y | N | N | 0
| 1949 | WMECO | NORTHERN | HADLEY | Midway_19B | 19B | 19B-2X,19B-3X | EASTHAMPTON | D | 19B8 | EASTHAMPTON | 13.8 | 13.8 | 13.8 | 7.2 | 7.3858 | 7.3858 | 15.5 | 15.5 | 15.4887 | 46.45% | 47.65% | 47.69% | 47.26% | 47.26% | Y | N | N | 0
| 1926 | WMECO | NORTHERN | HADLEY | Podick_18G | 18G | 18G-7X,18G-8X | AMHERST | D | 18G6 | AMHERST | 13.8 | 13.8 | 13.8 | 4.2 | 5.3302 | 5.2107 | 10.1 | 10.1 | 10.9951 | 41.58% | 52.77% | 47.39% | 47.25% | 47.25% | Y | N | N | 0
| 1756 | NSTAR | West | Waltham | Burlington | 391 | 110B | Burlington | D | 391-H13 | BUR | 13.8kV | 13.8kV | 13.8kV | 2.8649 | 3.1551 | 7.8878 | 8.714 | 8.714 | 10.8755 | 32.88% | 36.21% | 72.53% | 47.2% | 47.2% | Y | N | N | 0
| 1860 | NSTAR | West | Waltham | Trapelo Road | 450 | 110A | Waltham | D | 526-1361H7 | WAL | 13.8kV | 13.8kV | 13.8kV | 1.6712 | 1.5776 | 1.4819 | 3.3424 | 3.3424 | 3.3463 | 50% | 47.2% | 44.29% | 47.16% | 47.16% | Y | N | N | 0
| 1647 | NSTAR | West | Southboro | SHERBORN 274 | 274 | 110B | Ashland, Framingham, Hopkinton, Sherborn | D | 274-H6 | SHE | 13.8kV | 13.8kV | 13.8kV | 5.2523 | 5.7366 | 5.5453 | 11.6983 | 11.6983 | 11.7121 | 44.9% | 49.04% | 47.35% | 47.09% | 47.09% | Y | N | N | 0
| 83 | NSTAR | Central | Boston | Hoyt Street | 67 | 14B | Dorchester | D | 6703 | DOR | 4.16kV | 4.16kV | 4.16kV | 0.87801 | 0.93669 | 0.92949 | 1.9431 | 1.9431 | 1.9454 | 45.19% | 48.21% | 47.78% | 47.06% | 47.06% | Y | N | N | 0
| 227 | NSTAR | Central | Somerville | Woburn | 211 | 110A | Woburn | D | 211-H8 | WIN,WOB | 13.8kV | 13.8kV | 13.8kV | 3.6288 | 4.0395 | 4.4697 | 8.5946 | 8.5946 | 8.6048 | 42.22% | 47% | 51.94% | 47.06% | 47.06% | Y | N | N | 0
| 232 | NSTAR | Central | Somerville | Mystic Station | 250 | 110B | Charlestown | D | 218-80H1 | CHT | 13.8kV | 13.8kV | 13.8kV | 3.1036 | 3.1073 | 3.2268 | 6.6847 | 6.6847 | 6.6926 | 46.43% | 46.48% | 48.21% | 47.04% | 47.04% | Y | N | N | 0
| 2052 | WMECO | SOUTHERN | SPRINGFIELD | Clinton_21S | 21S | 21S-3X | SPRINGFIELD | D | 21S16 | SPRINGFIELD | 13.8 | 13.8 | 13.8 | 2.8 | 7.1707 | 7.7922 | 12.1 | 12.1 | 13.2897 | 23.14% | 59.26% | 58.63% | 47.01% | 47.01% | Y | N | N | 0
| 465 | NSTAR | Central | Boston | Colburn St | 350 | 110C | Boston | D | 350-H3 | BDT BKL WRX | 13.8kV | 13.8kV | 13.8kV | 5.0852 | 5.9756 | 5.2585 | 11.5789 | 11.5789 | 11.5926 | 43.92% | 51.61% | 45.36% | 46.96% | 46.96% | Y | N | N | 0
| 2038 | WMECO | SOUTHERN | SPRINGFIELD | Breckwood_20A | 20A | 20A-3X | SPRINGFIELD | D | 20A35 | SPRINGFIELD | 13.8 | 13.8 | 13.8 | 4.2 | 5.0434 | 5.4258 | 10.1 | 10.1 | 10.9951 | 41.58% | 49.93% | 49.35% | 46.96% | 46.96% | Y | N | N | 0
| 1835 | NSTAR | West | Walpole | Norwood Sub | 469 | XFMR#2 | Norwood | D | 469-H5 | WWO | 13.8kV | 13.8kV | 13.8kV | 5.3 | 5.0673 | 3.418 | 9.7883 | 9.7883 | 9.7999 | 54.15% | 51.77% | 34.88% | 46.93% | 46.93% | Y | N | N | 0
| 299 | NSTAR | Central | Somerville | Dragon Court | 375 | 110B | Woburn | D | 258-1394H3 | WOB | 13.8kV | 13.8kV | 13.8kV | 1.6712 | 0.86048 | 2.1751 | 3.3424 | 3.3424 | 3.3463 | 50% | 25.74% | 65% | 46.91% | 46.91% | Y | N | N | 0
| 837 | NSTAR | Central | Somerville | Putnam | 831 | 110A | Cambridge | D | 831-1304 | CAM | 13.8kV | 13.8kV | 13.8kV | 2.9365 | 2.94 | 3.8722 | 6.9235 | 6.9235 | 6.9317 | 42.41% | 42.46% | 55.86% | 46.91% | 46.91% | Y | N | N | 0
| 2122 | WMECO | SOUTHERN | SPRINGFIELD | West_Springfield_8C | 8C | 8C-1X,8C-2X | WEST SPRINGFIELD | D | 8C14 | WEST SPRINGFIELD | 13.8 | 13.8 | 13.8 | 3.5 | 3.9917 | 3.6092 | 7.9 | 7.9 | 7.8878 | 44.3% | 50.53% | 45.76% | 46.86% | 46.86% | Y | N | N | 0
| 1427 | NSTAR | South | Cape & Vineyard | Harwich Sub | 968 | 1 | Harwich | D | 4-92B-92B | DEN | 22.8kV | 22.8kV | 22.8kV | 14.7521 | 18.1263 | 18.3237 | 36.4857 | 36.4857 | 36.529 | 40.43% | 49.68% | 50.16% | 46.76% | 46.76% | Y | Y | N | 0
| 154 | NSTAR | Central | Somerville | Willoughby St | 488 | 110C | Chelsea | D | 14-113H2 | CHE | 13.8kV | 13.8kV | 13.8kV | 5.1329 | 4.5653 | 4.1829 | 9.9077 | 9.9077 | 9.9195 | 51.81% | 46.08% | 42.17% | 46.68% | 46.68% | Y | N | N | 0
| 33 | NSTAR | Central | Boston | Allston | 36 | 14D | Allston | D | 3616 | BRI | 4.16kV | 4.16kV | 4.16kV | 0.71968 | 0.64848 | 0.64848 | 1.4394 | 1.4394 | 1.4411 | 50% | 45.05% | 45% | 46.68% | 46.68% | Y | N | N | 0
| 1924 | WMECO | NORTHERN | HADLEY | Podick_18G | 18G | 18G-7X,18G-8X | AMHERST | D | 18G4 | AMHERST | 13.8 | 13.8 | 13.8 | 4.4 | 5.3063 | 5.6887 | 11 | 11 | 10.9951 | 40% | 48.24% | 51.74% | 46.66% | 46.66% | Y | N | N | 0
| 825 | NSTAR | Central | Somerville | Alewife | 828 | 110B | Cambridge | D | 828-1NB12 | CAM | 13.8kV | 13.8kV | 13.8kV | 3.8198 | 4.0156 | 3.179 | 6.8041 | 8.5946 | 8.6048 | 56.14% | 46.72% | 36.94% | 46.6% | 46.6% | Y | N | N | 0
| 795 | NSTAR | Central | Somerville | Walden | 824 | 14A | Cambridge | D | 824-26 | CAM | 4.16kV | 4.16kV | 4.16kV | 1.0867 | 1.2465 | 1.1889 | 2.5189 | 2.5189 | 2.5219 | 43.14% | 49.49% | 47.14% | 46.59% | 46.59% | Y | N | N | 0
| 600 | NSTAR | Central | Boston | Dewar Street | 483 | 14B | Dorchester | D | 483-07 | DOR | 4.16kV | 4.16kV | 4.16kV | 0.87081 | 0.90787 | 0.93669 | 1.9431 | 1.9431 | 1.9454 | 44.81% | 46.72% | 48.15% | 46.56% | 46.56% | Y | N | N | 0
| 2080 | WMECO | SOUTHERN | SPRINGFIELD | Orchard_27A | 27A | 27A-1X | SPRINGFIELD | D | 27A7 | LUDLOW | 13.8 | 13.8 | 13.8 | 3.5 | 4.4936 | 4.9956 | 10.5 | 10.5 | 7.8878 | 33.33% | 42.8% | 63.33% | 46.49% | 46.49% | Y | N | N | 0
| 315 | NSTAR | Central | Boston | Washington St | 284 | 110B | Jamaica Plain | D | 284-09 | WRX | 4.16kV | 4.16kV | 4.16kV | 2.2958 | 0.32424 | 0.38188 | 2.159 | 2.159 | 2.1616 | 106.3% | 15.02% | 17.67% | 46.34% | 46.34% | Y | N | N | 0
| 1733 | NSTAR | West | Southboro | Maynard | 355 | 342-H8 | Maynard | D | 355-02 | MAY | 4.16kV | 4.16kV | 4.16kV | 0.87081 | 0.91508 | 1.1168 | 2.0871 | 2.0871 | 2.0895 | 41.72% | 43.85% | 53.45% | 46.34% | 46.34% | Y | N | N | 0
| 58 | NSTAR | Central | Boston | Kenmore | 49 | 14B | Boston | D | 4912 | BDT | 4.16kV | 4.16kV | 4.16kV | 1.2954 | 1.297 | 1.0087 | 2.5908 | 2.5908 | 2.5939 | 50% | 50.06% | 38.89% | 46.32% | 46.32% | Y | N | N | 0
| 204 | NSTAR | Central | Boston | PNU20 | PNU20 | 110B | Brookline | D | 20N28 | BKL | 4.16kV | 4.16kV | 4.16kV | 1.1155 | 1.2249 | 1.2609 | 2.5908 | 2.5908 | 2.5939 | 43.06% | 47.28% | 48.61% | 46.31% | 46.31% | Y | N | N | 0
| 1215 | NSTAR | South | Plymouth | STA 746 | 746 | 1 | Plympton | D | 3-50-43J1 | PLT | 4.16kV | 4.16kV | 4.16kV | 0.72688 | 0.68451 | 0.68451 | 1.5113 | 1.5113 | 1.5131 | 48.1% | 45.29% | 45.24% | 46.21% | 46.21% | Y | N | N | 0
| 317 | NSTAR | Central | Boston | Colburn St | 350 | 110B | Boston | D | 284-1360H | ROX | 13.8kV | 13.8kV | 13.8kV | 4.7987 | 5.2585 | 5.9756 | 11.5789 | 11.5789 | 11.5926 | 41.44% | 45.41% | 51.55% | 46.13% | 46.13% | Y | N | N | 0
| 1836 | NSTAR | West | Walpole | Norwood Sub | 469 | Muni | Norwood | D | 469-H6 | WWO | 13.8kV | 13.8kV | 13.8kV | 4.4406 | 4.3024 | 4.8044 | 9.7883 | 9.7883 | 9.7999 | 45.37% | 43.95% | 49.02% | 46.11% | 46.11% | Y | N | N | 0
| 748 | NSTAR | Central | Somerville | Pacific | 815 | 14A | Cambridge | D | 815-10 | CAM | 4.16kV | 4.16kV | 4.16kV | 1.0363 | 1.4195 | 1.4195 | 2.8068 | 2.8068 | 2.8101 | 36.92% | 50.57% | 50.51% | 46% | 46% | Y | N | N | 0
| 372 | NSTAR | Central | Boston | Mattapan | 311 | 110B | Mattapan | D | 311-06 | DOR,HYP | 4.16kV | 4.16kV | 4.16kV | 0.85642 | 0.87185 | 0.9511 | 1.9431 | 1.9431 | 1.9454 | 44.07% | 44.87% | 48.89% | 45.94% | 45.94% | Y | N | N | 0
| 963 | NSTAR | South | Plymouth | Marshfield Sub | 739 | 1 | Marshfield | D | 3-22-22 | MAF | 22.8kV | 22.8kV | 22.8kV | 8.4016 | 9.0829 | 11.8472 | 21.2998 | 21.2998 | 21.325 | 39.44% | 42.64% | 55.56% | 45.88% | 45.88% | Y | N | N | 0
| 35 | NSTAR | Central | Boston | Allston | 36 | 14E | Allston | D | 3621 | BRI,BKL | 4.16kV | 4.16kV | 4.16kV | 1.4538 | 1.5852 | 1.7653 | 3.4904 | 3.4904 | 3.4946 | 41.65% | 45.41% | 50.52% | 45.86% | 45.86% | Y | N | N | 0
| 1905 | WMECO | NORTHERN | PITTSFIELD | Woodland_Rd_17G | 17G | 17G-1X,17G-2X | LEE | D | 17G2 | PITTSFIELD | 23 | 23 | 23 | 5.3 | 9.1625 | 8.4853 | 14.8 | 14.9 | 21.3129 | 35.81% | 61.49% | 39.81% | 45.71% | 45.71% | Y | N | N | 0
| 1894 | WMECO | NORTHERN | HADLEY | Gunn_15A | 15A | 15A-1X | EASTHAMPTON | D | 15A2 | EASTHAMPTON | 23 | 23 | 23 | 7 | 9.2422 | 8.804 | 18.2 | 18.3 | 18.3251 | 38.46% | 50.5% | 48.04% | 45.67% | 45.67% | Y | N | N | 0
| 1343 | NSTAR | South | Cape & Vineyard | Sandwich Sub | 917 | 1 | Sandwich | D | 4-81B-81B | SAN | 22.8kV | 22.8kV | 22.8kV | 26.6641 | 14.2167 | 13.032 | 39.3651 | 39.3651 | 39.4118 | 67.74% | 36.11% | 33.07% | 45.64% | 45.64% | Y | Y | N | 0
| 439 | NSTAR | Central | Boston | Lincoln Street | 329 | 110B | Brighton | D | 329-H10 | BRI | 13.8kV | 13.8kV | 13.8kV | 6.0401 | 5.9756 | 3.8244 | 11.5789 | 11.5789 | 11.5926 | 52.16% | 51.61% | 32.99% | 45.59% | 45.59% | Y | N | N | 0
| 981 | NSTAR | South | New Bedford | Industrial Park | 636 | 111 | N. Bedford | D | 2-104-104 | NEB | 13.2kV | 13.2kV | 13.2kV | 4.0191 | 4.4583 | 4.9384 | 9.8195 | 9.8195 | 9.8311 | 40.93% | 45.4% | 50.23% | 45.52% | 45.52% | Y | N | N | 0
| 1047 | NSTAR | South | New Bedford | Cross Rd. | 651 | 109 | Dartmouth | D | 2-541-541 | DAR | 13.2kV | 13.2kV | 13.2kV | 7.7642 | 9.854 | 10.4484 | 20.5524 | 20.5524 | 20.5768 | 37.78% | 47.95% | 50.78% | 45.5% | 45.5% | Y | Y | N | 0
| 1815 | NSTAR | West | Walpole | Dover | 456 | 110A | Dover | D | 456-H3 | DOV,MDF | 13.8kV | 13.8kV | 13.8kV | 6.1834 | 5.7844 | 3.9917 | 11.6983 | 11.6983 | 11.7121 | 52.86% | 49.45% | 34.08% | 45.46% | 45.46% | Y | N | N | 0
| 481 | NSTAR | Central | Boston | Lincoln Street | 329 | 110C | Brighton | D | 36-90 | BRI | 13.8kV | 13.8kV | 13.8kV | 5.1568 | 5.2585 | 5.378 | 11.5789 | 11.5789 | 11.5926 | 44.54% | 45.41% | 46.39% | 45.45% | 45.45% | Y | N | N | 0
| 399 | NSTAR | Central | Boston | San Juan Street | 318 | 14A | Boston | D | 318-01 | BDT | 4.16kV | 4.16kV | 4.16kV | 0.84922 | 0.75656 | 1.0448 | 1.9431 | 1.9431 | 1.9454 | 43.7% | 38.93% | 53.7% | 45.45% | 45.45% | Y | N | N | 0
| 1540 | NSTAR | West | Walpole | Stone Street | 26 | 14B | Walpole | D | 2608 | MDF,WLP | 4.16kV | 4.16kV | 4.16kV | 0.94278 | 0.95831 | 0.54761 | 1.7992 | 1.7992 | 1.8013 | 52.4% | 53.26% | 30.4% | 45.35% | 45.35% | Y | N | N | 0
| 10 | NSTAR | Central | Boston | Roslindale | 13 | 14A | Roslindale | D | 1312 | WRX | 4.16kV | 4.16kV | 4.16kV | 0.95717 | 1.2465 | 1.1889 | 1.9431 | 2.8068 | 2.8101 | 49.26% | 44.41% | 42.31% | 45.33% | 45.33% | Y | N | N | 0
| 2077 | WMECO | SOUTHERN | SPRINGFIELD | Orchard_27A | 27A | 27A-1X | SPRINGFIELD | D | 27A4 | LUDLOW | 13.8 | 13.8 | 13.8 | 3.4 | 4.3024 | 4.7805 | 8.1 | 8.1 | 11.7121 | 41.98% | 53.12% | 40.82% | 45.3% | 45.3% | Y | N | N | 0
| 1459 | NSTAR | South | Cape & Vineyard | Orleans Sub | 975 | 2 | Orleans | D | 4-95B-95B | CHM | 22.8kV | 22.8kV | 22.8kV | 16.0143 | 16.3887 | 17.0995 | 36.4857 | 36.4857 | 36.529 | 43.89% | 44.92% | 46.81% | 45.21% | 45.21% | Y | N | N | 0
| 609 | NSTAR | Central | Boston | Dewar Street | 483 | 110A | Dorchester | D | 483-H7 | DOR | 13.8kV | 13.8kV | 13.8kV | 3.8915 | 3.7527 | 4.0156 | 8.5946 | 8.5946 | 8.6048 | 45.28% | 43.66% | 46.67% | 45.2% | 45.2% | Y | N | N | 0
| 1021 | NSTAR | South | New Bedford | Crystal Spring | 646 | 1 | Mattapoisett | D | 2-301-305 | MPO | 13.2kV | 13.2kV | 13.2kV | 2.0096 | 2.4692 | 2.6293 | 5.2523 | 5.2523 | 5.2585 | 38.26% | 47.01% | 50% | 45.09% | 45.09% | Y | Y | N | 0
| 494 | NSTAR | Central | Somerville | Dragon Court | 375 | 110B | Woburn | D | 375-H3 | WOB | 13.8kV | 13.8kV | 13.8kV | 5.491 | 5.1629 | 4.9956 | 11.5789 | 11.5789 | 11.5926 | 47.42% | 44.59% | 43.09% | 45.03% | 45.03% | Y | N | N | 0
| 28 | NSTAR | Central | Boston | Allston | 36 | 14B | Allston | D | 3608 | BRI | 4.16kV | 4.16kV | 4.16kV | 0.98596 | 1.0087 | 1.0087 | 2.231 | 2.231 | 2.2337 | 44.19% | 45.21% | 45.16% | 44.86% | 44.86% | Y | N | N | 0
| 407 | NSTAR | Central | Boston | San Juan Street | 318 | 14BC | Boston | D | 318-10 | BDT | 4.16kV | 4.16kV | 4.16kV | 1.0004 | 1.2249 | 1.2609 | 2.5908 | 2.5908 | 2.5939 | 38.61% | 47.28% | 48.61% | 44.83% | 44.83% | Y | N | N | 0
| 1306 | NSTAR | South | Cape & Vineyard | Falmouth Sub | 933 | 2 | Falmouth | D | 4-75-227 | EDG | 22.8kV | 22.8kV | 22.8kV | 6.7844 | 5.5682 | 5.6867 | 13.411 | 13.411 | 13.4269 | 50.59% | 41.52% | 42.35% | 44.82% | 44.82% | Y | Y | N | 0
| 2000 | WMECO | NORTHERN | PITTSFIELD | Oswald_30B | 30B | 30B-2X | PITTSFIELD | D | 30B7 | PITTSFIELD | 23 | 23 | 23 | 6.8 | 7.7284 | 8.2861 | 16.3 | 16.3 | 18.3251 | 41.72% | 47.41% | 45.22% | 44.78% | 44.78% | Y | N | N | 0
| 676 | NSTAR | Central | Boston | Dewar Street | 483 | 110B | Roxbury | D | 52-1499H2 | ROX | 13.8kV | 13.8kV | 13.8kV | 4.9419 | 1.3146 | 3.5136 | 7.2816 | 7.2816 | 7.2902 | 67.87% | 18.05% | 48.2% | 44.71% | 44.71% | Y | N | N | 0
| 880 | NSTAR | Central | Somerville | East Camb | 875 | 110B | Cambridge | D | 875-1N22B | CAM | 13.8kV | 13.8kV | 13.8kV | 5.491 | 4.9478 | 5.0912 | 11.5789 | 11.5789 | 11.5926 | 47.42% | 42.73% | 43.92% | 44.69% | 44.69% | Y | N | N | 0
| 785 | NSTAR | Central | Somerville | Cambridge | 821 | 14A | Cambridge | D | 821-22 | CAM | 4.16kV | 4.16kV | 4.16kV | 1.2378 | 0.93669 | 1.2033 | 2.5189 | 2.5189 | 2.5219 | 49.14% | 37.19% | 47.71% | 44.68% | 44.68% | Y | N | N | 0
| 1243 | NSTAR | South | Plymouth | Onset Sub | 751 | 1 | Wareham | D | 3-84-13J1 | WAR | 4.16kV | 4.16kV | 4.16kV | 1.1515 | 1.0808 | 0.46835 | 2.0151 | 2.0151 | 2.0175 | 57.14% | 53.63% | 23.21% | 44.66% | 44.66% | Y | N | N | 0
| 1941 | WMECO | NORTHERN | HADLEY | Midway_19B | 19B | 19B-2X,19B-3X | EASTHAMPTON | D | 19B1 | EASTHAMPTON | 13.8 | 13.8 | 13.8 | 6.6 | 6.7404 | 6.7404 | 15 | 15 | 14.9867 | 44% | 44.94% | 44.98% | 44.64% | 44.64% | Y | N | N | 0
| 1918 | WMECO | NORTHERN | HADLEY | Amherst_17K | 17K | 17K-4X | AMHERST | D | 17K8 | AMHERST | 13.8 | 13.8 | 13.8 | 3.6 | 4.7805 | 4.7805 | 9.6 | 9.6 | 10.278 | 37.5% | 49.8% | 46.51% | 44.6% | 44.6% | Y | N | N | 0
| 1204 | NSTAR | South | Plymouth | Marshfield Hills Sub | 728 | 1 | Marshfield | D | 3-25-42J2 | MAR | 4.16kV | 4.16kV | 4.16kV | 1.281 | 1.0808 | 1.297 | 2.7348 | 2.7348 | 2.738 | 46.84% | 39.52% | 47.37% | 44.58% | 44.58% | Y | N | N | 0
| 1547 | NSTAR | West | Waltham | Pine Street | 33 | 14F | Waltham | D | 3305 | WAL | 4.16kV | 4.16kV | 4.16kV | 0.76286 | 0.95831 | 0.68451 | 1.7992 | 1.7992 | 1.8013 | 42.4% | 53.26% | 38% | 44.55% | 44.55% | Y | N | N | 0
| 1291 | NSTAR | South | Cape & Vineyard | Hyannis Junction | 961 | 2 | Barnstable | D | 4-64-557 | YAR | 22.8kV | 22.8kV | 22.8kV | 4.0233 | 4.6994 | 3.3567 | 9.0721 | 9.0721 | 9.0829 | 44.35% | 51.8% | 36.96% | 44.37% | 44.37% | Y | Y | N | 0
| 103 | NSTAR | Central | Boston | Andrew Sq | 106 | 110C | South Boston | D | 106-1N31H4 | ROX | #N/A | #N/A | N/A | 1.4563 | 1.5058 | 1.4819 | 3.3424 | 3.3424 | 3.3463 | 43.57% | 45.05% | 44.29% | 44.3% | 44.3% | Y | N | N | 0
| 647 | NSTAR | Central | Boston | Andrew Sq | 106 | 110B | South Boston | D | 510-77H3 | ROX | 13.8kV | 13.8kV | 13.8kV | 1.5518 | 1.4341 | 1.458 | 3.3424 | 3.3424 | 3.3463 | 46.43% | 42.91% | 43.57% | 44.3% | 44.3% | Y | N | N | 0
| 450 | NSTAR | Central | Boston | Readville | 344 | 14AB | Hyde Park | D | 344-03 | HYP | 4.16kV | 4.16kV | 4.16kV | 1.6553 | 1.1529 | 1.2537 | 3.0586 | 3.0586 | 3.0623 | 54.12% | 37.69% | 40.94% | 44.25% | 44.25% | Y | N | N | 0
| 2045 | WMECO | SOUTHERN | SPRINGFIELD | Clinton_21S | 21S | 21S-1X | SPRINGFIELD | D | 21S1 | SPRINGFIELD | 13.8 | 13.8 | 13.8 | 3.3 | 5.2585 | 5.1868 | 10.5 | 10.5 | 10.1346 | 31.43% | 50.08% | 51.18% | 44.23% | 44.23% | Y | N | N | 0
| 485 | NSTAR | Central | Boston | Baker St | 374 | 24B | W. Roxbury | D | 374-06 | WRX | 4.16kV | 4.16kV | 4.16kV | 0.83483 | 0.85743 | 0.88626 | 1.9431 | 1.9431 | 1.9454 | 42.96% | 44.13% | 45.56% | 44.21% | 44.21% | Y | N | N | 0
| 742 | NSTAR | Central | Somerville | Hampshire | 814 | 14A | Cambridge | D | 814-12 | CAM | 4.16kV | 4.16kV | 4.16kV | 0.9068 | 1.1024 | 1.333 | 2.5189 | 2.5189 | 2.5219 | 36% | 43.77% | 52.86% | 44.21% | 44.21% | Y | N | N | 0
| 1417 | NSTAR | South | Cape & Vineyard | Barnstable Sub | 940 | 1 | Barnstable | D | 4-92A-912 | BNS | 4.16kV | 4.16kV | 4.16kV | 1.9982 | 2.3352 | 0 | 3.2697 | 3.2697 | 3.2736 | 61.11% | 71.42% | 0% | 44.18% | 44.18% | Y | N | N | 0
| 626 | NSTAR | Central | Boston | Colburn St | 350 | 110A | Boston | D | 493-1411H | BOS ROX | 13.8kV | 13.8kV | 13.8kV | 5.1807 | 4.9 | 5.2585 | 11.5789 | 11.5789 | 11.5926 | 44.74% | 42.32% | 45.36% | 44.14% | 44.14% | Y | N | N | 0
| 1255 | NSTAR | South | Plymouth | Tremont Sub | 713 | 1 | Wareham | D | 3-85-85 | WAR | 22.8kV | 22.8kV | 22.8kV | 11.4388 | 11.8472 | 12.2421 | 26.8219 | 26.8219 | 26.8537 | 42.65% | 44.17% | 45.59% | 44.14% | 44.14% | Y | Y | N | 0
| 1274 | NSTAR | South | Plymouth | Valley Sub | 715 | 2 | Plymouth | D | 3-89-922 | PLY | 22.8kV | 22.8kV | 22.8kV | 5.3249 | 5.7262 | 6.7134 | 13.411 | 13.411 | 13.4269 | 39.71% | 42.7% | 50% | 44.13% | 44.13% | Y | N | N | 0
| 727 | NSTAR | Central | Somerville | Willoughby St | 488 | 110B | Chelsea | D | 592-70H | EBO | 13.8kV | 13.8kV | 13.8kV | 6.1834 | 6.119 | 2.0795 | 10.8627 | 10.8627 | 10.8755 | 56.92% | 56.33% | 19.12% | 44.12% | 44.12% | Y | N | N | 0
| 2068 | WMECO | SOUTHERN | SPRINGFIELD | Franconia_22H | 22H | 22H-3X | LONGMEADOW | D | 22H18 | LONGMEADOW | 13.8 | 13.8 | 13.8 | 4.4 | 5.0434 | 5.378 | 11.7 | 11 | 10.9951 | 37.61% | 45.85% | 48.91% | 44.12% | 44.12% | Y | N | N | 0
| 745 | NSTAR | Central | Somerville | Hampshire | 814 | 14A | Cambridge | D | 814-15 | CAM | 4.16kV | 4.16kV | 4.16kV | 0.74847 | 1.1673 | 1.2465 | 2.0511 | 2.5189 | 2.5219 | 36.49% | 46.34% | 49.43% | 44.09% | 44.09% | Y | N | N | 0
| 1209 | NSTAR | South | Plymouth | S. Duxbury | 738 | 1 | Duxbury | D | 3-26-39J1 | DUX | 4.16kV | 4.16kV | 4.16kV | 0.79165 | 0.86464 | 1.0087 | 2.0151 | 2.0151 | 2.0175 | 39.29% | 42.91% | 50% | 44.06% | 44.06% | Y | N | N | 0
| 1859 | NSTAR | West | Waltham | Trapelo Road | 450 | 110A | Waltham | D | 526-1361H6 | WAL | 13.8kV | 13.8kV | 13.8kV | 1.6712 | 1.1951 | 1.5536 | 3.3424 | 3.3424 | 3.3463 | 50% | 35.76% | 46.43% | 44.06% | 44.06% | Y | N | N | 0
| 1620 | NSTAR | West | Walpole | Dedham | 20 | 24C | Dedham | D | 20-H7 | DED | 13.8kV | 13.8kV | 13.8kV | 4.1302 | 4.6131 | 3.3941 | 9.1915 | 9.1915 | 9.2024 | 44.94% | 50.19% | 36.88% | 44% | 44% | Y | N | N | 0
| 857 | NSTAR | Central | Somerville | Putnam | 831 | 110B | Cambridge | D | 831-1ND4 | CAM | 13.8kV | 13.8kV | 13.8kV | 3.1514 | 3.0117 | 2.7966 | 6.8041 | 6.8041 | 6.8122 | 46.32% | 44.26% | 41.05% | 43.88% | 43.88% | Y | N | N | 0
| 2084 | WMECO | SOUTHERN | SPRINGFIELD | Southwick_29A | 29A | 29A-2X | SOUTHWICK | D | 29A3 | SOUTHWICK | 23 | 23 | 13.8 | 7.3 | 8.7642 | 9.6008 | 19.5 | 19.5 | 19.5202 | 37.44% | 44.94% | 49.18% | 43.85% | 43.85% | Y | N | N | 0
| 126 | NSTAR | Central | Boston | NGRID | NGRID | NGRID | Boston | D | 11W1 | BDT QCY | 13.8kV | 13.8kV | 13.8kV | 1.4324 | 1.5297 | 1.4341 | 3.3424 | 3.3424 | 3.3463 | 42.86% | 45.77% | 42.86% | 43.83% | 43.83% | Y | N | N | 0
| 164 | NSTAR | Central | Boston | Andrew Sq | 106 | 110B | South Boston | D | 143-109H4 | DOR | 13.8kV | 13.8kV | 13.8kV | 1.5041 | 1.458 | 1.4341 | 3.3424 | 3.3424 | 3.3463 | 45% | 43.62% | 42.86% | 43.83% | 43.83% | Y | N | N | 0
| 1722 | NSTAR | West | Southboro | Sudbury | 342 | 110A | Sudbury | D | 342-H8 | SUD WAY | 13.8kV | 13.8kV | 13.8kV | 7.0667 | 5.5453 | 6.2146 | 14.3244 | 14.3244 | 14.3414 | 49.33% | 38.71% | 43.33% | 43.79% | 43.79% | Y | N | N | 0
| 1506 | NSTAR | West | Waltham | Homer Street | 17 | 14C | Newton | D | 1710 | NEW | 4.16kV | 4.16kV | 4.16kV | 0.82044 | 0.8142 | 0.91508 | 1.9431 | 1.9431 | 1.9454 | 42.22% | 41.9% | 47.04% | 43.72% | 43.72% | Y | N | N | 0
| 294 | NSTAR | Central | Somerville | Mystic Station | 250 | 110A | Charlestown | D | 250-H4XY | SOM | 13.8kV | 13.8kV | 13.8kV | 4.7032 | 4.8761 | 4.1829 | 10.5046 | 10.5046 | 10.517 | 44.77% | 46.42% | 39.77% | 43.65% | 43.65% | Y | N | N | 0
| 2085 | WMECO | SOUTHERN | SPRINGFIELD | Southwick_29A | 29A | 29A-2X | SOUTHWICK | D | 29A5 | SOUTHWICK | 23 | 23 | 13.8 | 9.3 | 10.5568 | 12.1503 | 24.5 | 24.5 | 24.4999 | 37.96% | 43.09% | 49.59% | 43.55% | 43.55% | Y | N | N | 0
| 829 | NSTAR | Central | Somerville | Smith Place | 829 | 14A | Cambridge | D | 829-19 | CAM | 4.16kV | 4.16kV | 4.16kV | 0.93558 | 0.88626 | 0.85743 | 2.0511 | 2.0511 | 2.0535 | 45.61% | 43.21% | 41.75% | 43.53% | 43.53% | Y | N | N | 0
| 1536 | NSTAR | West | Walpole | Stone Street | 26 | 14B | Walpole | D | 2604 | WLP | 4.16kV | 4.16kV | 4.16kV | 0.86362 | 0.72053 | 0.76377 | 1.7992 | 1.7992 | 1.8013 | 48% | 40.05% | 42.4% | 43.48% | 43.48% | Y | N | N | 0
| 2064 | WMECO | SOUTHERN | SPRINGFIELD | Franconia_22H | 22H | 22H-3X | LONGMEADOW | D | 22H14 | LONGMEADOW | 13.8 | 13.8 | 13.8 | 3.9 | 4.637 | 5.1629 | 10.5 | 10.5 | 10.517 | 37.14% | 44.16% | 49.09% | 43.47% | 43.47% | Y | N | N | 0
| 1763 | NSTAR | West | Waltham | Burlington | 391 | 110A | Burlington | D | 391-H5 | BUR | 13.8kV | 13.8kV | 13.8kV | 3.3185 | 4.1112 | 3.7766 | 8.5946 | 8.5946 | 8.6048 | 38.61% | 47.83% | 43.89% | 43.44% | 43.44% | Y | N | N | 0
| 420 | NSTAR | Central | Boston | Southampton Street | 323 | 14C | South Boston | D | 323-06 | ROX | 4.16kV | 4.16kV | 4.16kV | 0.84922 | 0.82861 | 0.84302 | 1.9431 | 1.9431 | 1.9454 | 43.7% | 42.64% | 43.33% | 43.23% | 43.23% | Y | N | N | 0
| 1001 | NSTAR | South | New Bedford | Arsene | 654 | 1 | Fairhaven | D | 2-220-201 | FRH | 13.2kV | 13.2kV | 13.2kV | 3.3797 | 3.6581 | 3.7724 | 8.3351 | 8.3351 | 8.345 | 40.55% | 43.89% | 45.21% | 43.21% | 43.21% | Y | Y | N | 0
| 1382 | NSTAR | South | Cape & Vineyard | Harwich Sub | 968 | 1 | Harwich | D | 4-89A-556 | DEN | 22.8kV | 22.8kV | 22.8kV | 3.9444 | 3.9886 | 3.8306 | 9.0721 | 9.0721 | 9.0829 | 43.48% | 43.97% | 42.17% | 43.21% | 43.21% | Y | Y | N | 0
| 1391 | NSTAR | South | Cape & Vineyard | Brewster Sub | 951 | 1 | Brewster | D | 4-89B-946 | BRE | 4.8kV | 4.8kV | 4.8kV | 1.8684 | 0 | 0.60691 | 1.9099 | 1.9099 | 1.9122 | 97.83% | 0% | 31.74% | 43.19% | 43.19% | Y | N | N | 0
| 1512 | NSTAR | West | Walpole | Dedham | 20 | 14E | Dedham | D | 2003 | DED | 4.16kV | 4.16kV | 4.16kV | 0.86362 | 0.85023 | 0.66289 | 1.8352 | 1.8352 | 1.8374 | 47.06% | 46.33% | 36.08% | 43.16% | 43.16% | Y | N | N | 0
| 1509 | NSTAR | West | Waltham | Homer Street | 17 | 14E | Newton | D | 1714 | NEW | 4.16kV | 4.16kV | 4.16kV | 0.65491 | 0.64848 | 0.69892 | 1.5473 | 1.5473 | 1.5491 | 42.33% | 41.91% | 45.12% | 43.12% | 43.12% | Y | N | N | 0
| 1978 | WMECO | NORTHERN | HADLEY | Cumberland_22B | 22B | 22B-1X | GREENFIELD | D | 22B4 | GREENFIELD | 13.8 | 13.8 | 13.8kV | 4.2 | 5.3302 | 4.6849 | 11 | 11 | 10.9951 | 38.18% | 48.46% | 42.61% | 43.08% | 43.08% | Y | N | N | 0
| 1056 | NSTAR | South | New Bedford | Ash St. | 615 | W | New Bedford | D | 2-55-49 | NEB | 3.74kV | 3.74kV | 3.74kV | 0.90583 | 0.85508 | 0.62835 | 1.8505 | 1.8505 | 1.8527 | 48.95% | 46.21% | 33.92% | 43.03% | 43.03% | Y | N | N | 0
| 500 | NSTAR | Central | Somerville | Dragon Court | 375 | 110C | Woburn | D | 375-H9 | WOB | 13.8kV | 13.8kV | 13.8kV | 5.0613 | 5.0434 | 4.9717 | 11.6983 | 11.6983 | 11.7121 | 43.27% | 43.11% | 42.45% | 42.94% | 42.94% | Y | N | N | 0
| 736 | NSTAR | Central | Somerville | Otis | 812 | 14A | Cambridge | D | 812-16 | CAM | 4.16kV | 4.16kV | 4.16kV | 0.48219 | 1.0232 | 1.1817 | 2.0871 | 2.0871 | 2.0895 | 23.1% | 49.02% | 56.55% | 42.89% | 42.89% | Y | N | N | 0
| 1663 | NSTAR | West | Waltham | Waltham | 283 | 110B | Waltham | D | 282-H6 | WAL | 13.8kV | 13.8kV | 13.8kV | 5.682 | 4.5175 | 4.6609 | 11.5789 | 11.5789 | 11.5926 | 49.07% | 39.02% | 40.21% | 42.76% | 42.76% | Y | N | N | 0
| 1284 | NSTAR | South | Cape & Vineyard | Orleans Sub | 975 | 2 | Orleans | D | 4-628-628 | ORL | 22.8kV | 22.8kV | 22.8kV | 9.3088 | 10.0307 | 9.0039 | 22.0886 | 22.0886 | 22.1148 | 42.14% | 45.41% | 40.71% | 42.76% | 42.76% | Y | N | N | 0
| 869 | NSTAR | Central | Somerville | East Camb | 875 | 110A | Cambridge | D | 875-1330 | CAM | 13.8kV | 13.8kV | 13.8kV | 8.4514 | 3.8483 | 2.5336 | 11.5789 | 11.5789 | 11.5926 | 72.99% | 33.24% | 21.86% | 42.69% | 42.69% | Y | N | N | 0
| 1543 | NSTAR | West | Walpole | Stone Street | 26 | 14B | Walpole | D | 2611 | WLP | 4.16kV | 4.16kV | 4.16kV | 1.0076 | 1.1312 | 0.62686 | 2.159 | 2.159 | 2.1616 | 46.67% | 52.4% | 29% | 42.69% | 42.69% | Y | N | N | 0
| 387 | NSTAR | Central | Somerville | Roslindale | 13 | Bus #2 | W. Roxbury | D | 313-80 | BDT | 13.8kV | 13.8kV | 13.8kV | 2.7455 | 2.8683 | 3.2268 | 6.9235 | 6.9235 | 6.9317 | 39.66% | 41.43% | 46.55% | 42.55% | 42.55% | Y | N | N | 0
| 375 | NSTAR | Central | Boston | Mattapan | 311 | 110B | Mattapan | D | 311-09 | DOR | 4.16kV | 4.16kV | 4.16kV | 0.99316 | 1.1168 | 1.1961 | 2.5908 | 2.5908 | 2.5939 | 38.33% | 43.11% | 46.11% | 42.52% | 42.52% | Y | N | N | 0
| 369 | NSTAR | Central | Boston | Mattapan | 311 | 110B | Mattapan | D | 311-03 | DOR,HYP | 4.16kV | 4.16kV | 4.16kV | 1.3674 | 0.90067 | 1.0376 | 2.5908 | 2.5908 | 2.5939 | 52.78% | 34.76% | 40% | 42.51% | 42.51% | Y | N | N | 0
| 151 | NSTAR | Central | Somerville | PNU33 | PNU33 | P13/P33 | Somerville | D | 13N33 | SOM | 4.16kV | 4.16kV | 4.16kV | 1.6193 | 1.6644 | 0.018013 | 2.5908 | 2.5908 | 2.5939 | 62.5% | 64.24% | 0.6944% | 42.48% | 42.48% | Y | N | N | 0
| 1111 | NSTAR | South | New Bedford | Belleville Ave. | 680 | 1 | N. Bedford | D | 2-84-133 | NEB | 3.74kV | 3.74kV | 3.74kV | 0.97053 | 1.3863 | 0 | 1.8505 | 1.8505 | 1.8527 | 52.45% | 74.91% | 0% | 42.45% | 42.45% | Y | N | N | 0
| 826 | NSTAR | Central | Somerville | Alewife | 828 | 110C | Cambridge | D | 828-1NC5 | CAM | 13.8kV | 13.8kV | 13.8kV | 5.3955 | 2.9161 | 2.4619 | 8.3559 | 8.5946 | 8.6048 | 64.57% | 33.93% | 28.61% | 42.37% | 42.37% | Y | N | N | 0
| 1693 | NSTAR | West | Waltham | Auburn Street | 316 | 17-1355H | Newton | D | 316-03 | NEW | 4.16kV | 4.16kV | 4.16kV | 1.5113 | 0.87185 | 1.2681 | 2.8787 | 2.8787 | 2.8821 | 52.5% | 30.29% | 44% | 42.26% | 42.26% | Y | N | N | 0
| 1734 | NSTAR | West | Southboro | Maynard | 355 | 342-H8 | Maynard | D | 355-03 | MAY,ACT | 4.16kV | 4.16kV | 4.16kV | 1.0076 | 0.63407 | 0.82141 | 1.9431 | 1.9431 | 1.9454 | 51.85% | 32.63% | 42.22% | 42.24% | 42.24% | Y | N | N | 0
| 2124 | WMECO | SOUTHERN | SPRINGFIELD | West_Springfield_8C | 8C | 8C-1X,8C-2X | WEST SPRINGFIELD | D | 8C16 | WEST SPRINGFIELD | 13.8 | 13.8 | 13.8 | 2.4 | 3.8244 | 3.7766 | 7.9 | 7.9 | 7.8878 | 30.38% | 48.41% | 47.88% | 42.22% | 42.22% | Y | N | N | 0
| 844 | NSTAR | Central | Somerville | Putnam | 831 | 110B | Cambridge | D | 831-1334 | CAM | 13.8kV | 13.8kV | 13.8kV | 2.65 | 2.3424 | 2.4141 | 5.8491 | 5.8491 | 5.8561 | 45.31% | 40.05% | 41.22% | 42.19% | 42.19% | Y | N | N | 0
| 2041 | WMECO | SOUTHERN | SPRINGFIELD | Piper_21N | 21N | 21N-2X | WEST SPRINGFIELD | D | 21N6 | WEST SPRINGFIELD | 13.8 | 13.8 | 13.8 | 4.2 | 5.1151 | 5.4975 | 11.7 | 11.7 | 11.7121 | 35.9% | 43.72% | 46.94% | 42.18% | 42.18% | Y | N | N | 0
| 1624 | NSTAR | West | Southboro | Leland Street | 240 | 110C | Natick | D | 23-1339H2 | NAT | 13.8kV | 13.8kV | 13.8kV | 1.3847 | 1.4102 | 1.4341 | 3.3424 | 3.3424 | 3.3463 | 41.43% | 42.19% | 42.86% | 42.16% | 42.16% | Y | N | N | 0
| 1633 | NSTAR | West | Southboro | Leland Street | 240 | 110B | Framingham | D | 240-H5 | DOV,SHE,FRA,NAT,NEE | 13.8kV | 13.8kV | 13.8kV | 4.5122 | 4.7327 | 5.4019 | 11.5789 | 11.5789 | 11.5926 | 38.97% | 40.87% | 46.6% | 42.15% | 42.15% | Y | N | N | 0
| 1766 | NSTAR | West | Waltham | Burlington | 391 | 110B | Burlington | D | 391-H8 | BED,BUR | 13.8kV | 13.8kV | 13.8kV | 4.918 | 3.0834 | 3.6092 | 8.5946 | 8.5946 | 10.8755 | 57.22% | 35.88% | 33.19% | 42.09% | 42.09% | Y | N | N | 0
| 1939 | WMECO | NORTHERN | PITTSFIELD | Doreen_19A | 19A | 19A-1X,19A-2X | PITTSFIELD | D | 19A7 | PITTSFIELD | 23 | 23 | 23 | 3.6 | 7.0113 | 10.5568 | 12.9 | 17.2 | 18.3251 | 27.91% | 40.76% | 57.61% | 42.09% | 42.09% | Y | N | N | 0
| 530 | NSTAR | Central | Somerville | Mystic Station | 250 | 110B | Somerville | D | 387-148H2 | SOM | 13.8kV | 13.8kV | 13.8kV | 3.4617 | 3.0834 | 3.3941 | 7.8784 | 7.8784 | 7.8878 | 43.94% | 39.14% | 43.03% | 42.04% | 42.04% | Y | N | N | 0
| 1839 | NSTAR | West | Walpole | Canton | 470 | 110C | Canton | D | 470-H11 | CAN | 13.8kV | 13.8kV | 13.8kV | 5.5388 | 5.5214 | 3.6331 | 11.6983 | 11.6983 | 11.7121 | 47.35% | 47.2% | 31.02% | 41.86% | 41.86% | Y | N | N | 0
| 17 | NSTAR | Central | Somerville | Willow St | 16 | 14B | Somerville | D | 1608 | SOM | 4.16kV | 4.16kV | 4.16kV | 2.0799 | 1.333 | 0.018013 | 2.7348 | 2.7348 | 2.738 | 76.05% | 48.74% | 0.6579% | 41.82% | 41.82% | Y | N | N | 0
| 1285 | NSTAR | South | Cape & Vineyard | Hyannis Junction | 961 | 3 | Barnstable | D | 4-63-521 | BAR | 22.8kV | 22.8kV | 22.8kV | 9.3088 | 9.5173 | 8.8459 | 22.0886 | 22.0886 | 22.1148 | 42.14% | 43.09% | 40% | 41.74% | 41.74% | Y | Y | N | 0
| 900 | NSTAR | Central | Boston | Seafood Way | 99 | 110C | South Boston | D | 99-H2 | SOB | 13.8kV | 13.8kV | 13.8kV | 5.8491 | 5.9756 | 6.7165 | 14.8019 | 14.8019 | 14.8194 | 39.52% | 40.37% | 45.32% | 41.74% | 41.74% | Y | N | N | 0
| 1317 | NSTAR | South | Cape & Vineyard | Mashpee Sub | 946 | 136 | Mashpee | D | 4-77B-456 | MAS | 22.8kV | 22.8kV | 22.8kV | 4.423 | 5.8051 | 6.5555 | 13.4269 | 13.411 | 13.4269 | 32.94% | 43.29% | 48.82% | 41.68% | 41.68% | Y | Y | N | 0
| 1226 | NSTAR | South | Plymouth | Manomet Sub | 721 | 1 | Plymouth | D | 3-71-71 | PLY | 22.8kV | 22.8kV | 22.8kV | 8.086 | 8.688 | 9.8727 | 21.2998 | 21.2998 | 21.325 | 37.96% | 40.79% | 46.3% | 41.68% | 41.68% | Y | Y | N | 0
| 734 | NSTAR | Central | Somerville | Charles | 811 | 14A | Cambridge | D | 811-37 | CAM | 4.16kV | 4.16kV | 4.16kV | 0.80604 | 0.97272 | 1.369 | 2.5189 | 2.5189 | 2.5219 | 32% | 38.62% | 54.29% | 41.63% | 41.63% | Y | N | N | 0
| 67 | NSTAR | Central | Boston | Tremont Street | 52 | 14C | Roxbury | D | 5210 | ROX | 4.16kV | 4.16kV | 4.16kV | 0.74127 | 0.98713 | 0.96551 | 2.159 | 2.159 | 2.1616 | 34.33% | 45.72% | 44.67% | 41.57% | 41.57% | Y | N | N | 0
| 1889 | WMECO | NORTHERN | PITTSFIELD | Partridge_15E | 15E | 15E-1X | PITTSFIELD | D | 15E1 | PITTSFIELD | 23 | 23 | 23 | 2 | 8.4056 | 8.8439 | 15.7 | 15.7 | 15.1381 | 12.74% | 53.54% | 58.42% | 41.57% | 41.57% | Y | N | N | 0
| 1951 | WMECO | NORTHERN | PITTSFIELD | Blandford_19J | 19J | 19J-1X | BLANDFORD | D | 19J2 | BLANDFORD | 23 | 23 | 23 | 8.6 | 3.0675 | 3.2666 | 12 | 12 | 11.9512 | 71.67% | 25.56% | 27.33% | 41.52% | 41.52% | Y | Y | N | 0
| 388 | NSTAR | Central | Boston | Electric Ave | 315 | 110A | Brighton | D | 315-H1 | BRI | 13.8kV | 13.8kV | 13.8kV | 3.7005 | 4.3024 | 3.5853 | 9.3109 | 9.3109 | 9.3219 | 39.74% | 46.21% | 38.46% | 41.47% | 41.47% | Y | N | N | 0
| 1938 | WMECO | NORTHERN | PITTSFIELD | Doreen_19A | 19A | 19A-1X,19A-2X | PITTSFIELD | D | 19A6 | PITTSFIELD | 23 | 23 | 23 | 4.9 | 9.4812 | 12.0707 | 19.4 | 19.5 | 23.9023 | 25.26% | 48.62% | 50.5% | 41.46% | 41.46% | Y | N | N | 0
| 1954 | WMECO | NORTHERN | PITTSFIELD | Blandford_19J | 19J | 19J-2X | BLANDFORD | D | 19J5 | BLANDFORD | 23 | 23 | 23 | 4.1 | 5.4179 | 5.617 | 14.8 | 14.9 | 9.3617 | 27.7% | 36.36% | 60% | 41.35% | 41.35% | Y | Y | N | 0
| 783 | NSTAR | Central | Somerville | Amory | 820 | 14A | Cambridge | D | 820-46 | CAM | 4.16kV | 4.16kV | 4.16kV | 1.0363 | 1.0448 | 1.0448 | 2.5189 | 2.5189 | 2.5219 | 41.14% | 41.48% | 41.43% | 41.35% | 41.35% | Y | N | N | 0
| 750 | NSTAR | Central | Somerville | Vassar | 816 | 14A | Cambridge | D | 816-02 | CAM | 4.16kV | 4.16kV | 4.16kV | 0.52537 | 1.297 | 1.297 | 2.5189 | 2.5189 | 2.5219 | 20.86% | 51.49% | 51.43% | 41.26% | 41.26% | Y | N | N | 0
| 2090 | WMECO | SOUTHERN | SPRINGFIELD | Silver_30A | 30A | 30A-1X | AGAWAM | D | 30A5 | AGAWAM | 13.8 | 13.8 | 13.8 | 4.4 | 4.9239 | 5.139 | 11.7 | 11.7 | 11.7121 | 37.61% | 42.08% | 43.88% | 41.19% | 41.19% | Y | N | N | 0
| 255 | NSTAR | Central | Somerville | Mystic Station | 250 | 110B | Everett | D | 227-52H2 | SOM | 13.8kV | 13.8kV | 13.8kV | 1.6712 | 1.7449 | 1.7449 | 4.178 | 4.178 | 4.1829 | 40% | 41.76% | 41.71% | 41.16% | 41.16% | Y | N | N | 0
| 1548 | NSTAR | West | Waltham | Pine Street | 33 | 14D &14 E | Waltham | D | 3306 | WAL | 4.16kV | 4.16kV | 4.16kV | 0.85642 | 1.2105 | 0.86464 | 2.3749 | 2.3749 | 2.3778 | 36.06% | 50.97% | 36.36% | 41.13% | 41.13% | Y | N | N | 0
| 1003 | NSTAR | South | New Bedford | Arsene | 654 | 1 | Fairhaven | D | 2-220-220 | FRH | 13.2kV | 13.2kV | 13.2kV | 4.4073 | 4.8012 | 5.3042 | 11.7605 | 11.7605 | 11.7745 | 37.48% | 40.83% | 45.05% | 41.12% | 41.12% | Y | Y | N | 0
| 1246 | NSTAR | South | Plymouth | Wareham Sub | 714 | 1 | Wareham | D | 3-84-84 | WAR | 22.8kV | 22.8kV | 22.8kV | 14.9887 | 14.809 | 15.0065 | 36.4857 | 36.4857 | 36.529 | 41.08% | 40.59% | 41.08% | 40.92% | 40.92% | Y | Y | N | 0
| 1395 | NSTAR | South | Cape & Vineyard | Hyannis Junction | 961 | 1 | Barnstable | D | 4-90-90 | YAR | 22.8kV | 22.8kV | 22.8kV | 12.4249 | 12.5581 | 14.0587 | 31.8708 | 31.8708 | 31.9085 | 38.99% | 39.4% | 44.06% | 40.82% | 40.82% | Y | Y | N | 0
| 847 | NSTAR | Central | Somerville | Putnam | 831 | 110A | Cambridge | D | 831-1347 | CAM | 13.8kV | 13.8kV | 13.8kV | 3.8676 | 3.92 | 3.5853 | 9.3109 | 9.3109 | 9.3219 | 41.54% | 42.1% | 38.46% | 40.7% | 40.7% | Y | N | N | 0
| 178 | NSTAR | Central | Somerville | Willoughby St | 488 | 110C | Chelsea | D | 14-99H1 | CHE | 13.8kV | 13.8kV | 13.8kV | 2.6261 | 0.83658 | 0.90829 | 3.5811 | 3.5811 | 3.5853 | 73.33% | 23.36% | 25.33% | 40.68% | 40.68% | Y | N | N | 0
| 1368 | NSTAR | South | Cape & Vineyard | Oak Street | 920 | 1 | Barnstable | D | 4-87A-87A | SAN | 22.8kV | 22.8kV | 22.8kV | 20.7475 | 11.4128 | 14.0587 | 37.8662 | 37.8662 | 37.9111 | 54.79% | 30.14% | 37.08% | 40.67% | 40.67% | Y | Y | N | 0
| 414 | NSTAR | Central | Boston | Cottrell Street | 321 | 14AB | Dorchester | D | 321-02 | DOR | 4.16kV | 4.16kV | 4.16kV | 1.0795 | 1.0952 | 0.98713 | 2.5908 | 2.5908 | 2.5939 | 41.67% | 42.27% | 38.06% | 40.66% | 40.66% | Y | N | N | 0
| 1293 | NSTAR | South | Cape & Vineyard | Hyannis Junction | 961 | 2 | Barnstable | D | 4-64-64 | BAR | 22.8kV | 22.8kV | 22.8kV | 15.1071 | 12.9925 | 16.4282 | 36.4857 | 36.4857 | 36.529 | 41.41% | 35.61% | 44.97% | 40.66% | 40.66% | Y | Y | N | 0
| 1297 | NSTAR | South | Cape & Vineyard | Mashpee Sub | 946 | 137 | Mashpee | D | 4-71-455 | MAS | 22.8kV | 22.8kV | 22.8kV | 6.7134 | 6.7529 | 0 | 11.0574 | 11.0443 | 11.0574 | 60.71% | 61.14% | 0% | 40.62% | 40.62% | Y | N | N | 0
| 262 | NSTAR | Central | Boston | PNU23 | PNU23 | 110B | Brookline | D | 23N28Y | BRI,BKL | 4.16kV | 4.16kV | 4.16kV | 1.3026 | 0.90067 | 0.9511 | 2.5908 | 2.5908 | 2.5939 | 50.28% | 34.76% | 36.67% | 40.57% | 40.57% | Y | N | N | 0
| 1128 | NSTAR | South | New Bedford | River Rd. | 695 | 1 | New Bedford | D | 2-88-137 | NEB | 3.74kV | 3.74kV | 3.74kV | 0.80973 | 0.81621 | 0.92634 | 2.271 | 2.271 | 1.8527 | 35.65% | 35.94% | 50% | 40.53% | 40.53% | Y | N | N | 0
| 867 | NSTAR | Central | Somerville | East Camb | 875 | 110B | Cambridge | D | 875-1326 | CAM | 13.8kV | 13.8kV | 13.8kV | 6.1117 | 4.0156 | 3.9439 | 11.5789 | 11.5789 | 11.5926 | 52.78% | 34.68% | 34.02% | 40.49% | 40.49% | Y | N | N | 0
| 1442 | NSTAR | South | Cape & Vineyard | Wellfleet Sub | 976 | 1 | Wellfleet | D | 4-94B-94B | EAS | 22.8kV | 22.8kV | 22.8kV | 14.2393 | 14.3746 | 11.4523 | 33.133 | 33.133 | 33.1722 | 42.98% | 43.38% | 34.52% | 40.29% | 40.29% | Y | N | N | 0
| 1998 | WMECO | NORTHERN | PITTSFIELD | Oswald_30B | 30B | 30B-1X | PITTSFIELD | D | 30B4 | PITTSFIELD | 23 | 23 | 23 | 5.8 | 8.0073 | 8.7243 | 18.8 | 18.9 | 18.3251 | 30.85% | 42.37% | 47.61% | 40.28% | 40.28% | Y | N | N | 0
| 2069 | WMECO | SOUTHERN | SPRINGFIELD | Orchard_27A | 27A | 27A-2X | SPRINGFIELD | D | 27A10 | LUDLOW | 13.8 | 13.8 | 13.8 | 2.5 | 3.0834 | 3.4897 | 7.3 | 7.3 | 7.8878 | 34.25% | 42.24% | 44.24% | 40.24% | 40.24% | Y | N | N | 0
| 616 | NSTAR | Central | Somerville | Willoughby St | 488 | 110C | Chelsea | D | 488-H4 | CHE | 13.8kV | 13.8kV | 13.8kV | 4.5361 | 4.6609 | 4.7805 | 11.5789 | 11.5789 | 11.5926 | 39.18% | 40.25% | 41.24% | 40.22% | 40.22% | Y | N | N | 0
| 1299 | NSTAR | South | Cape & Vineyard | Mashpee Sub | 946 | 2 | Mashpee | D | 4-71-71 | MAS | 22.8kV | 22.8kV | 22.8kV | 12.0304 | 12.795 | 13.1109 | 31.5552 | 31.5552 | 31.5926 | 38.12% | 40.55% | 41.5% | 40.06% | 40.06% | Y | Y | N | 0
| 970 | NSTAR | South | Plymouth | Duxbury Sub | 738 | 1 | Duxbury | D | 3-26-26 | DUX | 22.8kV | 22.8kV | 22.8kV | 14.5943 | 15.0065 | 14.2167 | 36.4857 | 36.4857 | 36.529 | 40% | 41.13% | 38.92% | 40.02% | 40.02% | Y | N | N | 0
| 1729 | NSTAR | West | Waltham | Burlington | 391 | 110A | Burlington | D | 346-1396H1 | BUR | 13.8kV | 13.8kV | 13.8kV | 4.7748 | 4.2546 | 5.0195 | 11.6983 | 11.6983 | 11.7121 | 40.82% | 36.37% | 42.86% | 40.01% | 40.01% | Y | N | N | 0
| 1618 | NSTAR | West | Walpole | Dedham | 20 | 24B | Dedham | D | 20-H5 | DED | 13.8kV | 13.8kV | 13.8kV | 5.109 | 5.3541 | 3.5614 | 11.6983 | 11.6983 | 11.7121 | 43.67% | 45.77% | 30.41% | 39.95% | 39.95% | Y | N | N | 0
| 1923 | WMECO | NORTHERN | HADLEY | Podick_18G | 18G | 18G-7X,18G-8X | AMHERST | D | 18G3 | AMHERST | 13.8 | 13.8 | 13.8 | 3.6 | 4.7805 | 5.9517 | 12.8 | 12.8 | 10.9951 | 28.12% | 37.35% | 54.13% | 39.87% | 39.87% | Y | N | N | 0
| 1273 | NSTAR | South | Plymouth | Valley Sub | 715 | 2 | Plymouth | D | 3-89-89 | BOP | 22.8kV | 22.8kV | 22.8kV | 12.2276 | 15.2039 | 16.1912 | 36.4857 | 36.4857 | 36.529 | 33.51% | 41.67% | 44.32% | 39.84% | 39.84% | Y | Y | N | 0
| 886 | NSTAR | Central | Somerville | East Camb | 875 | 110C | Cambridge | D | 875-1N38A | CAM | 13.8kV | 13.8kV | 13.8kV | 3.8437 | 4.2546 | 4.3741 | 8.5946 | 11.5789 | 11.5926 | 44.72% | 36.74% | 37.73% | 39.73% | 39.73% | Y | N | N | 0
| 779 | NSTAR | Central | Somerville | Prospect | 819 | 14A | Cambridge | D | 819-1NE6 | CAM | 13.8kV | 13.8kV | 13.8kV | 3.223 | 2.7488 | 1.4341 | 5.6104 | 6.8041 | 6.8122 | 57.45% | 40.4% | 21.05% | 39.63% | 39.63% | Y | N | N | 0
| 1762 | NSTAR | West | Waltham | Burlington | 391 | 110B | Burlington | D | 391-H4 | BUR | 13.8kV | 13.8kV | 13.8kV | 3.1275 | 3.5853 | 3.4419 | 8.5946 | 8.5946 | 8.6048 | 36.39% | 41.72% | 40% | 39.37% | 39.37% | Y | N | N | 0
| 1582 | NSTAR | West | Walpole | South Street | 146 | 110A | Walpole | D | 135-1319H1 | WLP | 13.8kV | 13.8kV | 13.8kV | 4.1063 | 3.4658 | 2.2946 | 8.3559 | 8.3559 | 8.3658 | 49.14% | 41.48% | 27.43% | 39.35% | 39.35% | Y | N | N | 0
| 1310 | NSTAR | South | Cape & Vineyard | Falmouth Sub | 933 | 1 | Falmouth | D | 4-76-76 | FAL | 22.8kV | 22.8kV | 22.8kV | 14.0421 | 14.6906 | 14.2167 | 36.4857 | 36.4857 | 36.529 | 38.49% | 40.26% | 38.92% | 39.22% | 39.22% | Y | Y | N | 0
| 124 | NSTAR | Central | Somerville | West Street | 10 | 14kV Bus | Charlestown | D | 10-H1 | CHT | 13.8kV | 13.8kV | 13.8kV | 4.6554 | 4.6609 | 4.3024 | 11.5789 | 11.5789 | 11.5926 | 40.21% | 40.25% | 37.11% | 39.19% | 39.19% | Y | N | N | 0
| 1437 | NSTAR | South | Cape & Vineyard | ORL Sub | 975 | 1 | Orleans | D | 4-94A-94A | ORL | 22.8kV | 22.8kV | 22.8kV | 13.411 | 14.2562 | 15.2434 | 36.4857 | 36.4857 | 36.529 | 36.76% | 39.07% | 41.73% | 39.19% | 39.19% | Y | N | N | 0
| 1332 | NSTAR | South | Cape & Vineyard | HYN Junction | 961 | 1 | Barnstable | D | 4-80B-523 | HYN | 22.8kV | 22.8kV | 22.8kV | 6.2322 | 5.5287 | 6.7924 | 15.7776 | 15.7776 | 15.7963 | 39.5% | 35.04% | 43% | 39.18% | 39.18% | Y | Y | N | 0
| 1996 | WMECO | NORTHERN | PITTSFIELD | Oswald_30B | 30B | 30B-1X | PITTSFIELD | D | 30B2 | PITTSFIELD | 23 | 23 | 23 | 5.4 | 6.6528 | 6.1349 | 15.6 | 15.7 | 15.1381 | 34.62% | 42.37% | 40.53% | 39.17% | 39.17% | Y | N | N | 0
| 1070 | NSTAR | South | New Bedford | Assonet | 647 | 2 | Freetown | D | 2-607-607 | FRE | 13.2kV | 13.2kV | 13.2kV | 0 | 3.2008 | 8.345 | 9.8195 | 9.8195 | 9.8311 | 0% | 32.6% | 84.88% | 39.16% | 39.16% | Y | N | N | 0
| 2128 | WMECO | SOUTHERN | SPRINGFIELD | West_Springfield_8C | 8C | 8C-1X,8C-2X | WEST SPRINGFIELD | D | 8C24 | WEST SPRINGFIELD | 13.8 | 13.8 | 13.8 | 2.9 | 3.0356 | 3.3224 | 7.9 | 7.9 | 7.8878 | 36.71% | 38.43% | 42.12% | 39.09% | 39.09% | Y | N | N | 0
| 256 | NSTAR | Central | Somerville | Mystic Station | 250 | 110B | Everett | D | 227-52H3 | SOM | 13.8kV | 13.8kV | 13.8kV | 1.6712 | 1.7927 | 1.4341 | 4.178 | 4.178 | 4.1829 | 40% | 42.91% | 34.29% | 39.06% | 39.06% | Y | N | N | 0
| 612 | NSTAR | Central | Somerville | Willoughby St | 488 | 110A | Chelsea | D | 486-199H1 | EOB | 13.8kV | 13.8kV | 13.8kV | 2.6261 | 2.4619 | 2.7488 | 6.6847 | 6.6847 | 6.6926 | 39.29% | 36.83% | 41.07% | 39.06% | 39.06% | Y | N | N | 0
| 2062 | WMECO | SOUTHERN | SPRINGFIELD | Franconia_22H | 22H | 22H-2X | LONGMEADOW | D | 22H12 | LONGMEADOW | 13.8 | 13.8 | 13.8 | 3.7 | 4.8522 | 5.1629 | 11.7 | 11.7 | 11.7121 | 31.62% | 41.47% | 44.08% | 39.06% | 39.06% | Y | N | N | 0
| 12 | NSTAR | Central | Somerville | Willow St | 16 | 14A | Somerville | D | 1603 | SOM | 4.16kV | 4.16kV | 4.16kV | 1.4178 | 1.7581 | 0.020535 | 2.7348 | 2.7348 | 2.738 | 51.84% | 64.29% | 0.75% | 38.96% | 38.96% | Y | N | N | 0
| 1565 | NSTAR | West | Waltham | Grant Street | 34 | 14D | Lexington | D | 3409 | LEX | 4.16kV | 4.16kV | 4.16kV | 0.74847 | 1.0232 | 0.83582 | 2.231 | 2.231 | 2.2337 | 33.55% | 45.86% | 37.42% | 38.94% | 38.94% | Y | N | N | 0
| 1896 | WMECO | NORTHERN | HADLEY | Gunn_15A | 15A | 15A-2X | EASTHAMPTON | D | 15A5 | EASTHAMPTON | 23 | 23 | 23 | 6 | 7.33 | 8.0073 | 18.2 | 18.3 | 18.3251 | 32.97% | 40.05% | 43.7% | 38.91% | 38.91% | Y | N | N | 0
| 1994 | WMECO | NORTHERN | HADLEY | Shelburne_29R | 29R | 29R-1X | SHELBURNE | D | 29R2 | SHELBURNE | 13.8 | 13.8 | 13.8kV | 1.4 | 2.2707 | 2.4141 | 5.2 | 5.2 | 5.2346 | 26.92% | 43.67% | 46.12% | 38.9% | 38.9% | Y | N | N | 0
| 226 | NSTAR | Central | Somerville | Woburn | 211 | 110D | Woburn | D | 211-H7XY | WOB | 13.8kV | 13.8kV | 13.8kV | 5.0374 | 5.617 | 6.2863 | 14.5631 | 14.5631 | 14.5804 | 34.59% | 38.57% | 43.11% | 38.76% | 38.76% | Y | N | N | 0
| 1527 | NSTAR | West | Southboro | South Street | 24 | 14G | Framingham | D | 2404 | ASH,FRA | 4.16kV | 4.16kV | 4.16kV | 0.64771 | 0.55481 | 0.59084 | 1.5473 | 1.5473 | 1.5491 | 41.86% | 35.86% | 38.14% | 38.62% | 38.62% | Y | N | N | 0
| 610 | NSTAR | Central | Boston | K Street | 385D | 110C | South Boston | D | 485-199H1 | SOB | 13.8kV | 13.8kV | 13.8kV | 1.3131 | 1.2668 | 1.2907 | 3.3424 | 3.3424 | 3.3463 | 39.29% | 37.9% | 38.57% | 38.59% | 38.59% | Y | N | N | 0
| 1556 | NSTAR | West | Waltham | Pine Street | 33 | 14D &14 E | Waltham | D | 3316 | WAL | 4.16kV | 4.16kV | 4.16kV | 0.74847 | 0.98713 | 0.72053 | 2.1231 | 2.1231 | 2.1256 | 35.25% | 46.5% | 33.9% | 38.55% | 38.55% | Y | N | N | 0
| 884 | NSTAR | Central | Somerville | East Camb | 875 | 110C | Cambridge | D | 875-1N36B | CAM | 13.8kV | 13.8kV | 13.8kV | 5.9924 | 2.6532 | 2.6532 | 8.5946 | 11.5789 | 11.5926 | 69.72% | 22.91% | 22.89% | 38.51% | 38.51% | Y | N | N | 0
| 1484 | NSTAR | South | Cape & Vineyard | Falmouth Sub | 933 | 2 | Falmouth | D | 4-98A-98A | FAL | 22.8kV | 22.8kV | 22.8kV | 13.2532 | 8.8459 | 8.609 | 26.6247 | 26.6247 | 26.6563 | 49.78% | 33.22% | 32.3% | 38.43% | 38.43% | Y | Y | N | 0
| 1182 | NSTAR | South | Plymouth | Marshfield Sub | 739 | 1 | Marshfield | D | 3-22-973 | MAR | 22.8kV | 22.8kV | 22.8kV | 4.6544 | 4.5414 | 5.1338 | 12.4249 | 12.4249 | 12.4396 | 37.46% | 36.55% | 41.27% | 38.43% | 38.43% | Y | N | N | 0
| 2042 | WMECO | SOUTHERN | SPRINGFIELD | Piper_21N | 21N | 21N-2X | WEST SPRINGFIELD | D | 21N7 | WEST SPRINGFIELD | 13.8 | 13.8 | 13.8 | 4.5 | 5.8561 | 5.7605 | 14 | 14 | 13.9828 | 32.14% | 41.83% | 41.2% | 38.39% | 38.39% | Y | N | N | 0
| 1038 | NSTAR | South | New Bedford | Fisher Rd. | 657 | E | Dartmouth | D | 2-525-525 | DAR | 13.2kV | 13.2kV | 13.2kV | 4.179 | 4.7784 | 4.5726 | 11.7605 | 11.7605 | 11.7745 | 35.53% | 40.63% | 38.83% | 38.33% | 38.33% | Y | N | N | 0
| 1158 | NSTAR | South | Plymouth | West Pond Sub | 737 | 1 | Plymouth | D | 3-13-943 | PLY | 22.8kV | 22.8kV | 22.8kV | 8.0466 | 7.8982 | 8.0956 | 20.9053 | 20.9053 | 20.9301 | 38.49% | 37.78% | 38.68% | 38.32% | 38.32% | Y | N | N | 0
| 1920 | WMECO | NORTHERN | PITTSFIELD | Berkshire_18C | 18C | 18C-4X | HINSDALE | D | 18C2 | HINSDALE | 23 | 23 | 23 | 5.6 | 5.5772 | 7.9674 | 15.6 | 15.7 | 18.3251 | 35.9% | 35.52% | 43.48% | 38.3% | 38.3% | Y | N | N | 0
| 1494 | NSTAR | South | Cape & Vineyard | Falmouth Sub | 933 | 3 | Falmouth | D | 4-99-99 | OKB | 22.8kV | 22.8kV | 22.8kV | 12.6615 | 14.809 | 14.4536 | 36.4857 | 36.4857 | 36.529 | 34.7% | 40.59% | 39.57% | 38.29% | 38.29% | Y | Y | N | 0
| 11 | NSTAR | Central | Somerville | Willow St | 16 | 14A | Somerville | D | 1601 | SOM | 4.16kV | 4.16kV | 4.16kV | 1.4897 | 1.8374 | 0.01931 | 2.9147 | 2.9147 | 2.9182 | 51.11% | 63.04% | 0.6617% | 38.27% | 38.27% | Y | N | N | 0
| 69 | NSTAR | Central | Boston | Tremont Street | 52 | 14C | Roxbury | D | 5212 | BDT,ROX | 4.16kV | 4.16kV | 4.16kV | 0.62612 | 0.74935 | 0.97993 | 2.0511 | 2.0511 | 2.0535 | 30.53% | 36.53% | 47.72% | 38.26% | 38.26% | Y | N | N | 0
| 1753 | NSTAR | West | Waltham | Burlington | 391 | 110A | Burlington | D | 391-H10 | BED,BUR | 13.8kV | 13.8kV | 13.8kV | 4.3451 | 3.179 | 3.1551 | 8.5946 | 8.5946 | 11.5926 | 50.56% | 36.99% | 27.22% | 38.25% | 38.25% | Y | N | N | 0
| 1787 | NSTAR | West | Southboro | Speen Street | 433 | 110A | Framingham | D | 433-H3 | FRA | 13.8kV | 13.8kV | 13.8kV | 3.4856 | 3.7766 | 3.9439 | 9.7883 | 9.7883 | 9.7999 | 35.61% | 38.58% | 40.24% | 38.15% | 38.15% | Y | N | N | 0
| 1295 | NSTAR | South | Cape & Vineyard | STA 981 | 981 | 1 | Provincetown | D | 4-675-971 | PRO | 4.16kV | 4.16kV | 4.16kV | 1.9255 | 2.146 | 1.5422 | 4.9046 | 4.9046 | 4.9104 | 39.26% | 43.76% | 31.41% | 38.14% | 38.14% | Y | N | N | 0
| 394 | NSTAR | Central | Boston | Electric Ave | 315 | 110A | Brighton | D | 315-H3 | BRI | 13.8kV | 13.8kV | 13.8kV | 4.2734 | 4.4219 | 4.5414 | 11.5789 | 11.5789 | 11.5926 | 36.91% | 38.19% | 39.18% | 38.09% | 38.09% | Y | N | N | 0
| 1224 | NSTAR | South | Plymouth | Rochester Sub | 745 | 2 | Rochester | D | 3-703-703 | ROC | 13.2kV | 13.2kV | 13.2kV | 4.5672 | 4.344 | 5.9444 | 13.0165 | 13.0165 | 13.032 | 35.09% | 33.37% | 45.61% | 38.02% | 38.02% | Y | Y | N | 0
| 1379 | NSTAR | South | Cape & Vineyard | Harwich Sub | 968 | 1 | Harwich | D | 4-89A-549 | DEN | 22.8kV | 22.8kV | 22.8kV | 6.9027 | 8.372 | 0 | 13.411 | 13.411 | 13.4269 | 51.47% | 62.43% | 0% | 37.97% | 37.97% | Y | N | N | 0
| 1334 | NSTAR | South | Cape & Vineyard | West HYN | 943 | 1 | West HYN | D | 4-80B-898 | HYN | 4.16kV | 4.16kV | 4.16kV | 1.2062 | 0.78566 | 0.82203 | 2.4704 | 2.4704 | 2.4734 | 48.82% | 31.8% | 33.24% | 37.95% | 37.95% | Y | Y | N | 0
| 1122 | NSTAR | South | New Bedford | Hathaway St. | 617 | N | New Bedford | D | 2-87-134 | NEB | 3.74kV | 3.74kV | 3.74kV | 0.51115 | 0.4988 | 1.0948 | 1.8505 | 1.8505 | 1.8527 | 27.62% | 26.95% | 59.09% | 37.89% | 37.89% | Y | N | N | 0
| 165 | NSTAR | Central | Boston | Andrew Sq | 106 | 110B | South Boston | D | 143-109H5 | DOR | 13.8kV | 13.8kV | 13.8kV | 1.2653 | 1.2429 | 1.2907 | 3.3424 | 3.3424 | 3.3463 | 37.86% | 37.19% | 38.57% | 37.87% | 37.87% | Y | N | N | 0
| 409 | NSTAR | Central | Boston | San Juan Street | 318 | 14BC | Boston | D | 318-12 | BDT | 4.16kV | 4.16kV | 4.16kV | 0.87081 | 0.97272 | 1.0952 | 2.5908 | 2.5908 | 2.5939 | 33.61% | 37.54% | 42.22% | 37.79% | 37.79% | Y | N | N | 0
| 1392 | NSTAR | South | Cape & Vineyard | Hyannis Junction | 961 | 1 | Barnstable | D | 4-90-540 | YAR | 22.8kV | 22.8kV | 22.8kV | 3.8655 | 4.344 | 4.3045 | 11.0443 | 11.0443 | 11.0574 | 35% | 39.33% | 38.93% | 37.75% | 37.75% | Y | Y | N | 0
| 1324 | NSTAR | South | Cape & Vineyard | Otis Sub | 915 | 1 | Bourne | D | 4-79-79 | BRN | 22.8kV | 22.8kV | 22.8kV | 4.7727 | 4.5414 | 4.7389 | 12.4249 | 12.4249 | 12.4396 | 38.41% | 36.55% | 38.1% | 37.69% | 37.69% | Y | Y | N | 0
| 1546 | NSTAR | West | Waltham | Pine Street | 33 | 14F | Waltham | D | 3304 | WAL | 4.16kV | 4.16kV | 4.16kV | 0.56855 | 0.66289 | 0.39629 | 1.4394 | 1.4394 | 1.4411 | 39.5% | 46.05% | 27.5% | 37.68% | 37.68% | Y | N | N | 0
| 281 | NSTAR | Central | Somerville | Mystic Station | 250 | 110A | Charlestown | D | 250-1N39H1 | SOM | 13.8kV | 13.8kV | 13.8kV | 2.4113 | 2.6532 | 2.6293 | 6.8041 | 6.8041 | 6.8122 | 35.44% | 38.99% | 38.6% | 37.68% | 37.68% | Y | N | N | 0
| 1263 | NSTAR | South | Plymouth | Tremont Sub | 713 | 2 | Wareham | D | 3-86-966 | WAR, CAR | 22.8kV | 22.8kV | 22.8kV | 6.2322 | 6.9109 | 6.9109 | 17.7498 | 17.7498 | 17.7708 | 35.11% | 38.93% | 38.89% | 37.64% | 37.64% | Y | Y | N | 0
| 755 | NSTAR | Central | Somerville | Putnam | 817 | 14A | Cambridge | D | 817-03 | CAM | 4.16kV | 4.16kV | 4.16kV | 0.63332 | 1.1024 | 1.1024 | 2.5189 | 2.5189 | 2.5219 | 25.14% | 43.77% | 43.71% | 37.54% | 37.54% | Y | N | N | 0
| 61 | NSTAR | Central | Boston | Tremont Street | 52 | 14A | Roxbury | D | 5203 | ROX | 4.16kV | 4.16kV | 4.16kV | 0.71968 | 1.0087 | 1.1889 | 2.5908 | 2.5908 | 2.5939 | 27.78% | 38.93% | 45.83% | 37.52% | 37.52% | Y | N | N | 0
| 1721 | NSTAR | West | Southboro | Sudbury | 342 | 110B | Sudbury | D | 342-H7 | SUD WAY | 13.8kV | 13.8kV | 13.8kV | 3.9392 | 4.3024 | 4.7805 | 11.5789 | 11.5789 | 11.5926 | 34.02% | 37.16% | 41.24% | 37.47% | 37.47% | Y | N | N | 0
| 1849 | NSTAR | West | Waltham | Hartwell Avenue | 533 | 110A | Lexington | D | 487-1376H1 | BED | 13.8kV | 13.8kV | 13.8kV | 4.178 | 3.8483 | 3.5136 | 10.2658 | 10.2658 | 10.278 | 40.7% | 37.49% | 34.19% | 37.46% | 37.46% | Y | N | N | 0
| 395 | NSTAR | Central | Boston | Electric Ave | 315 | 110A | Brighton | D | 315-H4 | BRI | 13.8kV | 13.8kV | 13.8kV | 3.5334 | 2.9878 | 3.9439 | 9.3109 | 9.3109 | 9.3219 | 37.95% | 32.09% | 42.31% | 37.45% | 37.45% | Y | N | N | 0
| 534 | NSTAR | Central | Boston | Amory Street | 396 | 110A | Roxbury | D | 396-06 | ROX,WRX | 4.16kV | 4.16kV | 4.16kV | 0.69089 | 1.333 | 0.88626 | 2.5908 | 2.5908 | 2.5939 | 26.67% | 51.45% | 34.17% | 37.43% | 37.43% | Y | N | N | 0
| 1005 | NSTAR | South | New Bedford | Arsene | 654 | 1 | Fairhaven | D | 2-221-221 | FRH | 13.2kV | 13.2kV | 13.2kV | 6.3027 | 6.8132 | 9.9454 | 20.5524 | 20.5524 | 20.5768 | 30.67% | 33.15% | 48.33% | 37.38% | 37.38% | Y | Y | N | 0
| 1891 | WMECO | NORTHERN | PITTSFIELD | Partridge_15E | 15E | 15E-1X | PITTSFIELD | D | 15E3 | PITTSFIELD | 23 | 23 | 23 | 2.9 | 7.1309 | 7.2902 | 15.7 | 15.7 | 15.1381 | 18.47% | 45.42% | 48.16% | 37.35% | 37.35% | Y | N | N | 0
| 772 | NSTAR | Central | Somerville | Prospect | 819 | 14A | Cambridge | D | 819-1NB2 | CAM | 13.8kV | 13.8kV | 13.8kV | 2.4113 | 2.5097 | 2.701 | 6.8041 | 6.8041 | 6.8122 | 35.44% | 36.89% | 39.65% | 37.32% | 37.32% | Y | N | N | 0
| 1757 | NSTAR | West | Waltham | Burlington | 391 | 110B | Burlington | D | 391-H14 | BUR | 13.8kV | 13.8kV | 13.8kV | 3.2946 | 2.1751 | 2.1512 | 6.8041 | 6.8041 | 6.8122 | 48.42% | 31.97% | 31.58% | 37.32% | 37.32% | Y | N | N | 0
| 1327 | NSTAR | South | Cape & Vineyard | Oak Street | 920 | 1 | Barnstable | D | 4-80A-80A | BNS | 22.8kV | 22.8kV | 22.8kV | 9.3088 | 11.2944 | 9.2013 | 26.6247 | 26.6247 | 26.6563 | 34.96% | 42.42% | 34.52% | 37.3% | 37.3% | Y | Y | N | 0
| 1581 | NSTAR | West | Walpole | South Street | 146 | 110A | Walpole | D | 135-1319H | WLP | 13.8kV | 13.8kV | 13.8kV | 3.5811 | 3.4658 | 2.2946 | 8.3559 | 8.3559 | 8.3658 | 42.86% | 41.48% | 27.43% | 37.25% | 37.25% | Y | N | N | 0
| 2056 | WMECO | SOUTHERN | SPRINGFIELD | Clinton_21S | 21S | 21S-2X | SPRINGFIELD | D | 21S5 | SPRINGFIELD | 13.8 | 13.8 | 13.8 | 2.9 | 4.2546 | 4.5892 | 11.2 | 11.2 | 9.5848 | 25.89% | 37.99% | 47.88% | 37.25% | 37.25% | Y | N | N | 0
| 1822 | NSTAR | West | Waltham | Arsenal Street | 467 | 110A | Watertown | D | 467-H2 | WAT | 13.8kV | 13.8kV | 13.8kV | 4.3451 | 2.3663 | 2.6293 | 8.3559 | 8.3559 | 8.3658 | 52% | 28.32% | 31.43% | 37.25% | 37.25% | Y | N | N | 0
| 1971 | WMECO | NORTHERN | HADLEY | Montague_21C | 21C | 21C-3X | MONTAGUE | D | 21C5 | MONTAGUE | 13.8 | 13.8 | 13.8kV | 4.3 | 3.0356 | 3.179 | 9.4 | 9.4 | 9.4414 | 45.74% | 32.29% | 33.67% | 37.24% | 37.24% | Y | N | N | 0
| 1806 | NSTAR | West | Southboro | West Framingham | 455 | 110B | Framingham | D | 455-H2 | ASH,FRA | 13.8kV | 13.8kV | 13.8kV | 4.2257 | 4.3263 | 4.5175 | 11.6983 | 11.6983 | 11.7121 | 36.12% | 36.98% | 38.57% | 37.23% | 37.23% | Y | N | N | 0
| 309 | NSTAR | Central | Boston | Washington St | 284 | 110B | Jamaica Plain | D | 284-02 | WRX | 4.16kV | 4.16kV | 4.16kV | 0.74847 | 0.68451 | 0.73494 | 1.9431 | 1.9431 | 1.9454 | 38.52% | 35.23% | 37.78% | 37.17% | 37.17% | Y | N | N | 0
| 1786 | NSTAR | West | Southboro | Speen Street | 433 | 110A | Framingham | D | 433-H2 | FRA,NAT | 13.8kV | 13.8kV | 13.8kV | 5.5388 | 5.6887 | 5.0195 | 14.5631 | 14.5631 | 14.5804 | 38.03% | 39.06% | 34.43% | 37.17% | 37.17% | Y | N | N | 0
| 518 | NSTAR | Central | Boston | K Street | 385 | 110A | South Boston | D | 385-H20 | SOB | 13.8kV | 13.8kV | 13.8kV | 3.2469 | 3.2268 | 3.1073 | 8.5946 | 8.5946 | 8.6048 | 37.78% | 37.54% | 36.11% | 37.14% | 37.14% | Y | N | N | 0
| 1953 | WMECO | NORTHERN | PITTSFIELD | Blandford_19J | 19J | 19J-2X | BLANDFORD | D | 19J4 | BLANDFORD | 23 | 23 | 23 | 9 | 6.3739 | 6.4536 | 18.2 | 18.3 | 23.9023 | 49.45% | 34.83% | 27% | 37.09% | 37.09% | Y | Y | N | 0
| 1890 | WMECO | NORTHERN | PITTSFIELD | Partridge_15E | 15E | 15E-1X | PITTSFIELD | D | 15E2 | PITTSFIELD | 23 | 23 | 23 | 3.6 | 6.4536 | 7.1309 | 15.7 | 15.7 | 15.1381 | 22.93% | 41.11% | 47.11% | 37.05% | 37.05% | Y | N | N | 0
| 1944 | WMECO | NORTHERN | HADLEY | Midway_19B | 19B | 19B-2X,19B-3X | EASTHAMPTON | D | 19B2 | EASTHAMPTON | 13.8 | 13.8 | 13.8 | 4.6 | 4.8044 | 4.8044 | 12.8 | 12.8 | 12.7877 | 35.94% | 37.53% | 37.57% | 37.01% | 37.01% | Y | N | N | 0
| 1707 | NSTAR | West | Waltham | Hartwell Avenue | 533 | 110A | Lexington | D | 322-1397H1 | BED, BIL | 13.8kV | 13.8kV | 13.8kV | 1.9099 | 1.7927 | 2.1034 | 5.2284 | 5.2284 | 5.2346 | 36.53% | 34.29% | 40.18% | 37% | 37% | Y | N | N | 0
| 871 | NSTAR | Central | Somerville | East Camb | 875 | 110B | Cambridge | D | 875-1345 | CAM | 13.8kV | 13.8kV | 13.8kV | 4.9658 | 3.5136 | 4.3741 | 11.5789 | 11.5789 | 11.5926 | 42.89% | 30.35% | 37.73% | 36.99% | 36.99% | Y | N | N | 0
| 1147 | NSTAR | South | New Bedford | Pine Street | 611 | D | N. Bedford | D | 3-10-917 | CAR | 22.8kV | 22.8kV | 22.8kV | 4.7333 | 4.8179 | 5.3313 | 13.411 | 13.411 | 13.4269 | 35.29% | 35.92% | 39.71% | 36.97% | 36.97% | Y | Y | N | 0
| 113 | NSTAR | Central | Boston | Andrew Sq | 106 | 110A | South Boston | D | 106-H7 | SOB | 13.8kV | 13.8kV | 13.8kV | 3.0081 | 3.0834 | 3.4419 | 8.5946 | 8.5946 | 8.6048 | 35% | 35.88% | 40% | 36.96% | 36.96% | Y | N | N | 0
| 408 | NSTAR | Central | Boston | San Juan Street | 318 | 14D | Boston | D | 318-11 | BDT | 4.16kV | 4.16kV | 4.16kV | 0.58294 | 0.79979 | 0.77097 | 1.9431 | 1.9431 | 1.9454 | 30% | 41.16% | 39.63% | 36.93% | 36.93% | Y | N | N | 0
| 1720 | NSTAR | West | Southboro | Sudbury | 342 | 110A | Sudbury | D | 342-H6 | SUD | 13.8kV | 13.8kV | 13.8kV | 5.6581 | 3.3463 | 3.8005 | 11.5789 | 11.5789 | 11.5926 | 48.87% | 28.9% | 32.78% | 36.85% | 36.85% | Y | N | N | 0
| 1812 | NSTAR | West | Southboro | West Framingham | 455 | 110B | Framingham | D | 455-H8 | FRA | 13.8kV | 13.8kV | 13.8kV | 4.0108 | 4.398 | 4.7805 | 11.937 | 11.937 | 11.9512 | 33.6% | 36.84% | 40% | 36.81% | 36.81% | Y | N | N | 0
| 882 | NSTAR | Central | Somerville | East Camb | 875 | 110B | Cambridge | D | 875-1N25A | CAM | 13.8kV | 13.8kV | 13.8kV | 6.3505 | 3.4897 | 2.9161 | 11.5789 | 11.5789 | 11.5926 | 54.85% | 30.14% | 25.15% | 36.71% | 36.71% | Y | N | N | 0
| 209 | NSTAR | Central | Somerville | Woburn | 211 | 14B | Woburn | D | 211-04 | WIN | 4.16kV | 4.16kV | 4.16kV | 1.1155 | 1.0952 | 0.95831 | 2.8787 | 2.8787 | 2.8821 | 38.75% | 38.05% | 33.25% | 36.68% | 36.68% | Y | N | N | 0
| 763 | NSTAR | Central | Somerville | Prospect | 819 | 14A | Cambridge | D | 819-1102 | CAM | 13.8kV | 13.8kV | 13.8kV | 3.6527 | 2.8683 | 2.6771 | 8.3559 | 8.3559 | 8.3658 | 43.71% | 34.33% | 32% | 36.68% | 36.68% | Y | N | N | 0
| 791 | NSTAR | Central | Somerville | Healey | 823 | 14A | Cambridge | D | 823-21 | CAM | 4.16kV | 4.16kV | 4.16kV | 1.0004 | 0.9439 | 0.9439 | 2.6268 | 2.6268 | 2.6299 | 38.08% | 35.93% | 35.89% | 36.64% | 36.64% | Y | N | N | 0
| 1761 | NSTAR | West | Waltham | Burlington | 391 | 110A | Burlington | D | 391-H3 | BUR,LEX | 13.8kV | 13.8kV | 13.8kV | 2.1248 | 4.3263 | 2.7249 | 8.3559 | 8.3559 | 8.3658 | 25.43% | 51.78% | 32.57% | 36.59% | 36.59% | Y | N | N | 0
| 2054 | WMECO | SOUTHERN | SPRINGFIELD | Clinton_21S | 21S | 21S-1X | SPRINGFIELD | D | 21S3 | SPRINGFIELD | 13.8 | 13.8 | 13.8 | 3.8 | 3.0595 | 4.7805 | 10.5 | 10.5 | 10.8516 | 36.19% | 29.14% | 44.05% | 36.46% | 36.46% | Y | N | N | 0
| 166 | NSTAR | Central | Boston | Andrew Sq | 106 | 110B | South Boston | D | 143-109H6 | BOS ROX | 13.8kV | 13.8kV | 13.8kV | 1.1937 | 1.2668 | 1.1951 | 3.3424 | 3.3424 | 3.3463 | 35.71% | 37.9% | 35.71% | 36.44% | 36.44% | Y | N | N | 0
| 863 | NSTAR | Central | Somerville | Kendall | 850 | 14 kV Bus | Cambridge | D | 850-1386 | CAM | 13.8kV | 13.8kV | 13.8kV | 4.2257 | 3.681 | 4.7566 | 11.5789 | 11.5789 | 11.5926 | 36.49% | 31.79% | 41.03% | 36.44% | 36.44% | Y | N | N | 0
| 859 | NSTAR | Central | Somerville | Kendall | 850 | 14 kV Bus | Cambridge | D | 850-1322 | CAM | 13.8kV | 13.8kV | 13.8kV | 5.2762 | 4.1112 | 3.2268 | 11.5789 | 11.5789 | 11.5926 | 45.57% | 35.51% | 27.84% | 36.3% | 36.3% | Y | N | N | 0
| 757 | NSTAR | Central | Somerville | Putnam | 817 | 14A | Cambridge | D | 817-05 | CAM | 4.16kV | 4.16kV | 4.16kV | 1.317 | 0.86464 | 0.86464 | 2.8068 | 2.8068 | 2.8101 | 46.92% | 30.81% | 30.77% | 36.17% | 36.17% | Y | N | N | 0
| 461 | NSTAR | Central | Boston | Colburn St | 350 | 110B | Boston | D | 350-H11 | BKL | 13.8kV | 13.8kV | 13.8kV | 3.5811 | 3.9439 | 5.0195 | 11.5789 | 11.5789 | 11.5926 | 30.93% | 34.06% | 43.3% | 36.1% | 36.1% | Y | N | N | 0
| 1049 | NSTAR | South | New Bedford | Grit St. | 692 | 1 | N. Bedford | D | 2-54-33 | NEB | 3.74kV | 3.74kV | 3.74kV | 0.56938 | 0.71257 | 0.71904 | 1.8505 | 1.8505 | 1.8527 | 30.77% | 38.51% | 38.81% | 36.03% | 36.03% | Y | N | N | 0
| 909 | NSTAR | Central | Boston | K Street | 385 | 110C | South Boston | D | MC-1 | BDT,BRI,SOB | 13.8kV | 13.8kV | 13.8kV | 2.0293 | 1.9122 | 1.8644 | 5.3716 | 5.3716 | 5.378 | 37.78% | 35.6% | 34.67% | 36.01% | 36.01% | Y | N | N | 0
| 842 | NSTAR | Central | Somerville | Putnam | 831 | 110A | Cambridge | D | 831-1324 | CAM | 13.8kV | 13.8kV | 13.8kV | 3.3424 | 4.4697 | 4.6609 | 11.5789 | 11.5789 | 11.5926 | 28.87% | 38.6% | 40.21% | 35.89% | 35.89% | Y | N | N | 0
| 1180 | NSTAR | South | Plymouth | Brant Rock Sub | 710 | 1 | Marshfield | D | 3-22-33J2 | MAR | 4.16kV | 4.16kV | 4.16kV | 1.2954 | 1.297 | 1.5131 | 3.8143 | 3.8143 | 3.8188 | 33.96% | 34% | 39.62% | 35.86% | 35.86% | Y | N | N | 0
| 2123 | WMECO | SOUTHERN | SPRINGFIELD | West_Springfield_8C | 8C | 8C-1X,8C-2X | WEST SPRINGFIELD | D | 8C15 | WEST SPRINGFIELD | 13.8 | 13.8 | 13.8 | 2.9 | 3.5614 | 3.6571 | 9.4 | 9.4 | 9.4414 | 30.85% | 37.89% | 38.73% | 35.82% | 35.82% | Y | N | N | 0
| 1014 | NSTAR | South | New Bedford | Wing Lane | 624 | 1 | Acushnet | D | 2-241-238 | ACU | 13.2kV | 13.2kV | 13.2kV | 2.6033 | 3.5209 | 0 | 5.709 | 5.709 | 5.7158 | 45.6% | 61.67% | 0% | 35.76% | 35.76% | Y | N | N | 0
| 47 | NSTAR | Central | Boston | Kenmore | 49 | 14C | Boston | D | 4901 | BDT | 4.16kV | 4.16kV | 4.16kV | 0.85642 | 1.0087 | 0.90067 | 2.5908 | 2.5908 | 2.5939 | 33.06% | 38.93% | 34.72% | 35.57% | 35.57% | Y | N | N | 0
| 23 | NSTAR | Central | Boston | Brighton | 36 | 14A | Brighton | D | 3601 | BRI | 4.16kV | 4.16kV | 4.16kV | 0.74847 | 1.0087 | 1.0087 | 2.5908 | 2.5908 | 2.5939 | 28.89% | 38.93% | 38.89% | 35.57% | 35.57% | Y | N | N | 0
| 1501 | NSTAR | West | Waltham | Homer Street | 17 | 14C | Newton | D | 1705 | NEW | 4.16kV | 4.16kV | 4.16kV | 0.48219 | 0.54761 | 0.61966 | 1.5473 | 1.5473 | 1.5491 | 31.16% | 35.39% | 40% | 35.52% | 35.52% | Y | N | N | 0
| 1302 | NSTAR | South | Cape & Vineyard | Falmouth Sub | 933 | 1 | Falmouth | D | 4-72-72 | FAL | 22.8kV | 22.8kV | 22.8kV | 16.527 | 11.4523 | 10.7415 | 36.4857 | 36.4857 | 36.529 | 45.3% | 31.39% | 29.41% | 35.36% | 35.36% | Y | Y | N | 0
| 1161 | NSTAR | South | Plymouth | West Pond Sub | 737 | 2 | Plymouth | D | 3-14-911 | PLY | 22.8kV | 22.8kV | 22.8kV | 7.0999 | 7.1873 | 7.8982 | 20.9053 | 20.9053 | 20.9301 | 33.96% | 34.38% | 37.74% | 35.36% | 35.36% | Y | N | N | 0
| 1976 | WMECO | NORTHERN | HADLEY | Cumberland_22B | 22B | 22B-1X | GREENFIELD | D | 22B2 | GREENFIELD | 13.8 | 13.8 | 13.8kV | 3.3 | 4.0156 | 4.3502 | 11 | 11 | 10.9951 | 30% | 36.51% | 39.57% | 35.36% | 35.36% | Y | N | N | 0
| 1011 | NSTAR | South | New Bedford | Wing Lane | 624 | 1 | Acushnet | D | 2-240-240 | ACU | 13.2kV | 13.2kV | 13.2kV | 6.7138 | 9.0995 | 5.9901 | 20.5524 | 20.5524 | 20.5768 | 32.67% | 44.27% | 29.11% | 35.35% | 35.35% | Y | Y | N | 0
| 1796 | NSTAR | West | Waltham | Trapelo Road | 450 | 110B | Waltham | D | 450-H3 | LIC,WAL | 13.8kV | 13.8kV | 13.8kV | 2.9604 | 3.5136 | 3.1312 | 9.0721 | 9.0721 | 9.0829 | 32.63% | 38.73% | 34.47% | 35.28% | 35.28% | Y | N | N | 0
| 870 | NSTAR | Central | Somerville | East Camb | 875 | 110A | Cambridge | D | 875-1343 | CAM | 13.8kV | 13.8kV | 13.8kV | 4.0108 | 4.398 | 3.8483 | 11.5789 | 11.5789 | 11.5926 | 34.64% | 37.98% | 33.2% | 35.27% | 35.27% | Y | N | N | 0
| 1795 | NSTAR | West | Waltham | Trapelo Road | 450 | 110B | Waltham | D | 450-H2 | WAL | 13.8kV | 13.8kV | 13.8kV | 4.0586 | 4.2307 | 4.0873 | 11.6983 | 11.6983 | 11.7121 | 34.69% | 36.17% | 34.9% | 35.25% | 35.25% | Y | N | N | 0
| 1250 | NSTAR | South | Plymouth | Wareham Sub | 714 | 1 | Wareham | D | 3-84-961 | WAR | 22.8kV | 22.8kV | 22.8kV | 4.0627 | 4.344 | 4.7389 | 12.4249 | 12.4249 | 12.4396 | 32.7% | 34.96% | 38.1% | 35.25% | 35.25% | Y | N | N | 0
| 999 | NSTAR | South | New Bedford | Industrial Park | 636 | 112 | N. Bedford | D | 2-151-151 | NEB | 13.2kV | 13.2kV | 13.2kV | 2.6033 | 2.7436 | 2.8579 | 7.7642 | 7.7642 | 7.7734 | 33.53% | 35.34% | 36.76% | 35.21% | 35.21% | Y | N | N | 0
| 313 | NSTAR | Central | Boston | Washington St | 284 | 110B | Jamaica Plain | D | 284-07 | WRX | 4.16kV | 4.16kV | 4.16kV | 1.1587 | 0.79259 | 0.78538 | 2.5908 | 2.5908 | 2.5939 | 44.72% | 30.59% | 30.28% | 35.2% | 35.2% | Y | N | N | 0
| 794 | NSTAR | Central | Somerville | Walden | 824 | 14A | Cambridge | D | 824-25 | CAM | 4.16kV | 4.16kV | 4.16kV | 0.83483 | 0.88626 | 0.93669 | 2.5189 | 2.5189 | 2.5219 | 33.14% | 35.18% | 37.14% | 35.16% | 35.16% | Y | N | N | 0
| 756 | NSTAR | Central | Somerville | Putnam | 817 | 14A | Cambridge | D | 817-04 | CAM | 4.16kV | 4.16kV | 4.16kV | 1.2954 | 0.82861 | 0.82861 | 2.8068 | 2.8068 | 2.8101 | 46.15% | 29.52% | 29.49% | 35.05% | 35.05% | Y | N | N | 0
| 523 | NSTAR | Central | Boston | K Street | 385 | 110B | South Boston | D | 385-H5 | SOB | 13.8kV | 13.8kV | 13.8kV | 2.6978 | 2.438 | 2.2707 | 7.0428 | 7.0428 | 7.0512 | 38.31% | 34.62% | 32.2% | 35.04% | 35.04% | Y | N | N | 0
| 528 | NSTAR | Central | Somerville | Mystic Station | 250 | 110B | Somerville | D | 387-148H | CHT EVE SOM | 13.8kV | 13.8kV | 13.8kV | 3.8915 | 3.9678 | 4.3024 | 11.5789 | 11.5789 | 11.5926 | 33.61% | 34.27% | 37.11% | 35% | 35% | Y | N | N | 0
| 777 | NSTAR | Central | Somerville | Prospect | 819 | 14A | Cambridge | D | 819-1NC5 | CAM | 13.8kV | 13.8kV | 13.8kV | 2.6261 | 2.1512 | 1.9361 | 5.8491 | 6.8041 | 6.8122 | 44.9% | 31.62% | 28.42% | 34.98% | 34.98% | Y | N | N | 0
| 1277 | NSTAR | South | Plymouth | Garland Sub | 733 | 1 | Plymouth | D | 3-90-10J2 | BRN | 4.16kV | 4.16kV | 4.16kV | 0.43181 | 0.64848 | 0.50437 | 1.5113 | 1.5113 | 1.5131 | 28.57% | 42.91% | 33.33% | 34.94% | 34.94% | Y | N | N | 0
| 1730 | NSTAR | West | Waltham | Lilian Road | 351 | 14C | Lexington | D | 351-01 | LEX | 4.16kV | 4.16kV | 4.16kV | 1.1875 | 0.65569 | 0 | 1.7632 | 1.7632 | 1.7653 | 67.35% | 37.19% | 0% | 34.84% | 34.84% | Y | N | N | 0
| 836 | NSTAR | Central | Somerville | Putnam | 831 | 110A | Cambridge | D | 831-1303 | CAM | 13.8kV | 13.8kV | 13.8kV | 2.3158 | 2.8683 | 2.4141 | 7.2816 | 7.2816 | 7.2902 | 31.8% | 39.39% | 33.11% | 34.77% | 34.77% | Y | N | N | 0
| 1338 | NSTAR | South | Cape & Vineyard | Otis Sub | 915 | 1 | Bourne | D | 4-81A-81A | SAN | 22.8kV | 22.8kV | 22.8kV | 15.1859 | 7.2268 | 5.3313 | 26.6247 | 26.6247 | 26.6563 | 57.04% | 27.14% | 20% | 34.73% | 34.73% | Y | Y | N | 0
| 872 | NSTAR | Central | Somerville | East Camb | 875 | 110C | Cambridge | D | 875-1349 | CAM | 13.8kV | 13.8kV | 13.8kV | 5.0613 | 4.4936 | 2.5097 | 11.5789 | 11.5789 | 11.5926 | 43.71% | 38.81% | 21.65% | 34.72% | 34.72% | Y | N | N | 0
| 1318 | NSTAR | South | Cape & Vineyard | Mashpee Sub | 946 | 1 | Mashpee | D | 4-77B-77B | MAS | 22.8kV | 22.8kV | 22.8kV | 0 | 13.7033 | 13.9402 | 26.6247 | 26.6247 | 26.6563 | 0% | 51.47% | 52.3% | 34.59% | 34.59% | Y | Y | N | 0
| 2018 | WMECO | SOUTHERN | SPRINGFIELD | Agawam_16C | 16C | 16C-6X | AGAWAM | D | 16C15 | AGAWAM | 13.8 | 13.8 | 13.8 | 4.1 | 4.4219 | 4.9 | 12 | 12 | 15.0584 | 34.17% | 36.85% | 32.54% | 34.52% | 34.52% | Y | N | N | 0
| 1041 | NSTAR | South | New Bedford | Cross Rd. | 651 | 111 | Dartmouth | D | 2-531-531 | DAR | 13.2kV | 13.2kV | 13.2kV | 0 | 7.4076 | 13.855 | 20.5524 | 20.5524 | 20.5768 | 0% | 36.04% | 67.33% | 34.46% | 34.46% | Y | Y | N | 0
| 1489 | NSTAR | South | Cape & Vineyard | Hatchville Sub | 936 | 1 | Falmouth | D | 4-98B-98B | FAL | 22.8kV | 22.8kV | 22.8kV | 10.8077 | 15.2039 | 11.6498 | 36.4857 | 36.4857 | 36.529 | 29.62% | 41.67% | 31.89% | 34.39% | 34.39% | Y | Y | N | 0
| 1699 | NSTAR | West | Waltham | Marrett Road | 320 | 110A | Lexington | D | 320-H4 | LEX | 13.8kV | 13.8kV | 13.8kV | 3.9153 | 3.8005 | 3.4897 | 10.8627 | 10.8627 | 10.8755 | 36.04% | 34.99% | 32.09% | 34.37% | 34.37% | Y | N | N | 0
| 1304 | NSTAR | South | Cape & Vineyard | Falmouth Sub | 933 | 2 | Falmouth | D | 4-75-223 | EDG | 22.8kV | 22.8kV | 22.8kV | 4.8911 | 4.4625 | 0 | 9.0721 | 9.0721 | 9.0829 | 53.91% | 49.19% | 0% | 34.37% | 34.37% | Y | N | N | 0
| 1200 | NSTAR | South | Plymouth | Duxbury Sub | 738 | 1 | Duxbury | D | 3-24B-24B | DUX | 22.8kV | 22.8kV | 22.8kV | 8.6777 | 9.0829 | 9.8727 | 26.8219 | 26.8219 | 26.8537 | 32.35% | 33.86% | 36.76% | 34.33% | 34.33% | Y | N | N | 0
| 733 | NSTAR | Central | Somerville | Charles | 811 | 14A | Cambridge | D | 811-36 | CAM | 4.16kV | 4.16kV | 4.16kV | 0 | 1.0448 | 1.5491 | 2.5189 | 2.5189 | 2.5219 | 0% | 41.48% | 61.43% | 34.3% | 34.3% | Y | N | N | 0
| 800 | NSTAR | Central | Somerville | Sherman | 825 | 14A | Cambridge | D | 825-26 | CAM | 4.16kV | 4.16kV | 4.16kV | 0.83483 | 0.92949 | 0.82861 | 2.5189 | 2.5189 | 2.5219 | 33.14% | 36.9% | 32.86% | 34.3% | 34.3% | Y | N | N | 0
| 578 | NSTAR | Central | Boston | Andrew Sq | 106 | 110D | South Boston | D | 465-129H3 | ROX | 13.8kV | 13.8kV | 13.8kV | 0.97999 | 1.2429 | 1.219 | 3.3463 | 3.3463 | 3.3463 | 29.29% | 37.14% | 36.43% | 34.29% | 34.29% | Y | N | N | 0
| 1262 | NSTAR | South | Plymouth | Tremont Sub | 713 | 2 | Wareham | D | 3-86-86 | WAR, CAR | 22.8kV | 22.8kV | 22.8kV | 6.9027 | 7.1083 | 7.8982 | 21.2998 | 21.2998 | 21.325 | 32.41% | 33.37% | 37.04% | 34.27% | 34.27% | Y | Y | N | 0
| 1832 | NSTAR | West | Walpole | Norwood Sub | 469 | Muni | Norwood | D | 469-H2 | WWO | 13.8kV | 13.8kV | 13.8kV | 4.7032 | 3.5136 | 1.8405 | 9.7883 | 9.7883 | 9.7999 | 48.05% | 35.9% | 18.78% | 34.24% | 34.24% | Y | N | N | 0
| 1328 | NSTAR | South | Cape & Vineyard | Osterville Sub | 913 | 1 | Osterville | D | 4-80A-891 | BNS | 4.16kV | 4.16kV | 4.16kV | 1.6348 | 1.6513 | 1.4913 | 4.6502 | 4.6502 | 4.6558 | 35.16% | 35.51% | 32.03% | 34.23% | 34.23% | Y | Y | N | 0
| 951 | NSTAR | South | Plymouth | West Pond Sub | 737 | 2 | Plymouth | D | 3-13-13 | PLY | 22.8kV | 22.8kV | 22.8kV | 12.9771 | 11.8472 | 12.637 | 36.4857 | 36.4857 | 36.529 | 35.57% | 32.47% | 34.59% | 34.21% | 34.21% | Y | Y | N | 0
| 14 | NSTAR | Central | Somerville | Willow St | 16 | 14B | Somerville | D | 1605 | SOM | 4.16kV | 4.16kV | 4.16kV | 1.5905 | 1.2681 | 0.01333 | 2.8068 | 2.8068 | 2.8101 | 56.67% | 45.18% | 0.4744% | 34.11% | 34.11% | Y | N | N | 0
| 628 | NSTAR | Central | Boston | Hyde Park | 496 | 110B | Hyde Park | D | 496-H2 | CAN,DED,HYP,MIT | 13.8kV | 13.8kV | 13.8kV | 3.5811 | 3.7049 | 3.8244 | 10.8627 | 10.8627 | 10.8755 | 32.97% | 34.11% | 35.16% | 34.08% | 34.08% | Y | N | N | 0
| 801 | NSTAR | Central | Somerville | Sherman | 825 | 14A | Cambridge | D | 825-27 | CAM | 4.16kV | 4.16kV | 4.16kV | 1.0867 | 0.77818 | 0.70612 | 2.5189 | 2.5189 | 2.5219 | 43.14% | 30.89% | 28% | 34.01% | 34.01% | Y | N | N | 0
| 2025 | WMECO | SOUTHERN | SPRINGFIELD | Ludlow_19S | 19S | 19S-6X | LUDLOW | D | 19S3 | LUDLOW | 13.8 | 13.8 | 13.8 | 4.2 | 4.6609 | 4.8044 | 13.4 | 13.4 | 13.3853 | 31.34% | 34.78% | 35.89% | 34.01% | 34.01% | Y | N | N | 0
| 808 | NSTAR | Central | Somerville | Concord | 827 | 14B | Cambridge | D | 827-21 | CAM | 4.16kV | 4.16kV | 4.16kV | 0.86362 | 0.87905 | 0.93669 | 2.6268 | 2.6268 | 2.6299 | 32.88% | 33.46% | 35.62% | 33.99% | 33.99% | Y | N | N | 0
| 7 | NSTAR | Central | Boston | Roslindale | 13 | 14B | Roslindale | D | 1309 | WRX | 4.16kV | 4.16kV | 4.16kV | 0.85642 | 0.76377 | 0.36027 | 1.9431 | 1.9431 | 1.9454 | 44.07% | 39.31% | 18.52% | 33.97% | 33.97% | Y | N | N | 0
| 1013 | NSTAR | South | New Bedford | Wing Lane | 624 | 1 | Acushnet | D | 2-241-237 | ACU | 13.2kV | 13.2kV | 13.2kV | 2.5805 | 2.7664 | 0 | 5.2523 | 5.2523 | 5.2585 | 49.13% | 52.67% | 0% | 33.93% | 33.93% | Y | N | N | 0
| 303 | NSTAR | Central | Boston | PNU25 | PNU25 | 110B | Brookline | D | 25N28 | BKL | 4.16kV | 4.16kV | 4.16kV | 1.6841 | 0.46835 | 0.48276 | 2.5908 | 2.5908 | 2.5939 | 65% | 18.08% | 18.61% | 33.9% | 33.9% | Y | N | N | 0
| 1999 | WMECO | NORTHERN | PITTSFIELD | Oswald_30B | 30B | 30B-2X | PITTSFIELD | D | 30B5 | PITTSFIELD | 23 | 23 | 23 | 6.1 | 5.0992 | 5.0593 | 15.1 | 15.2 | 18.3251 | 40.4% | 33.55% | 27.61% | 33.85% | 33.85% | Y | N | N | 0
| 259 | NSTAR | Central | Somerville | Mystic Station | 250 | 110B | Everett | D | 227-52H6 | SOM | 13.8kV | 13.8kV | 13.8kV | 1.4324 | 1.5776 | 1.3624 | 3.5811 | 4.7748 | 4.7805 | 40% | 33.04% | 28.5% | 33.85% | 33.85% | Y | N | N | 0
| 459 | NSTAR | Central | Boston | Colburn St | 350 | 110C | Boston | D | 350-H1 | BKL ROX | 13.8kV | 13.8kV | 13.8kV | 3.5572 | 3.8961 | 4.3024 | 11.5789 | 11.5789 | 11.5926 | 30.72% | 33.65% | 37.11% | 33.83% | 33.83% | Y | N | N | 0
| 860 | NSTAR | Central | Somerville | Kendall | 850 | 14 kV Bus | Cambridge | D | 850-1329 | CAM | 13.8kV | 13.8kV | 13.8kV | 4.178 | 3.8483 | 3.7049 | 11.5789 | 11.5789 | 11.5926 | 36.08% | 33.24% | 31.96% | 33.76% | 33.76% | Y | N | N | 0
| 680 | NSTAR | Central | Boston | Andrew Sq | 106 | 110B | S. Boston | D | 528-129H | BOS ROX SOB | 13.8kV | 13.8kV | 13.8kV | 2.8171 | 2.5575 | 1.6254 | 6.9235 | 6.9235 | 6.9317 | 40.69% | 36.94% | 23.45% | 33.69% | 33.69% | Y | N | N | 0
| 1347 | NSTAR | South | Cape & Vineyard | Oak Street Sub | 920 | 1 | Barnstable | D | 4-82-82 | BNS | 22.8kV | 22.8kV | 22.8kV | 12.4643 | 14.9275 | 9.4778 | 36.4857 | 36.4857 | 36.529 | 34.16% | 40.91% | 25.95% | 33.67% | 33.67% | Y | Y | N | 0
| 1570 | NSTAR | West | Waltham | Spring Street | 124 | 14A | Watertown | D | 124-05 | WAT | 4.16kV | 4.16kV | 4.16kV | 0.87801 | 0.82861 | 0 | 1.6912 | 1.6912 | 1.6933 | 51.91% | 48.99% | 0% | 33.64% | 33.64% | Y | N | N | 0
| 843 | NSTAR | Central | Somerville | Putnam | 831 | 110B | Cambridge | D | 831-1332 | CAM | 13.8kV | 13.8kV | 13.8kV | 1.9815 | 1.96 | 1.96 | 5.8491 | 5.8491 | 5.8561 | 33.88% | 33.51% | 33.47% | 33.62% | 33.62% | Y | N | N | 0
| 1010 | NSTAR | South | New Bedford | Wing Lane | 624 | 1 | Acushnet | D | 2-240-209 | FRH | 13.2kV | 13.2kV | 13.2kV | 1.7127 | 2.0348 | 2.012 | 5.709 | 5.709 | 5.7158 | 30% | 35.64% | 35.2% | 33.61% | 33.61% | Y | Y | N | 0
| 945 | NSTAR | South | Plymouth | West Pond Sub | 737 | 1 | Plymouth | D | 3-10-10 | PLY, CAR | 22.8kV | 22.8kV | 22.8kV | 9.9004 | 13.4269 | 13.4269 | 36.4857 | 36.4857 | 36.529 | 27.14% | 36.8% | 36.76% | 33.56% | 33.56% | Y | Y | N | 0
| 1397 | NSTAR | South | Cape & Vineyard | Vinyard Haven Sub | 982 | 1 | Vineyard Haven | D | 4-91-121 | VIN | 4.8kV | 4.8kV | 4.8kV | 1.0546 | 1.0891 | 1.1556 | 3.2801 | 3.2801 | 3.284 | 32.15% | 33.2% | 35.19% | 33.52% | 33.52% | Y | Y | N | 0
| 1615 | NSTAR | West | Walpole | Dedham | 20 | 24A | Dedham | D | 20-H1 | DED,WWO | 13.8kV | 13.8kV | 13.8kV | 4.2973 | 4.6849 | 2.7727 | 11.6983 | 11.6983 | 11.7121 | 36.73% | 40.05% | 23.67% | 33.49% | 33.49% | Y | N | N | 0
| 405 | NSTAR | Central | Boston | San Juan Street | 318 | 14A | Boston | D | 318-07 | BDT | 4.16kV | 4.16kV | 4.16kV | 0.79165 | 0.82861 | 0.97993 | 2.5908 | 2.5908 | 2.5939 | 30.56% | 31.98% | 37.78% | 33.44% | 33.44% | Y | N | N | 0
| 1899 | WMECO | NORTHERN | PITTSFIELD | Pleasant_16B | 16B | 16B-1X,16B-2X | LEE | D | 16B3 | LEE | 23 | 23 | 23 | 2.7 | 4.5813 | 5.8162 | 10 | 10 | 21.3129 | 27% | 45.81% | 27.29% | 33.37% | 33.37% | Y | N | N | 0
| 1607 | NSTAR | West | Waltham | Waltham | 282 | 110B | Waltham | D | 17-1354H | WAL,WAT | 13.8kV | 13.8kV | 13.8kV | 2.0054 | 1.7688 | 4.5653 | 8.3559 | 8.3559 | 8.3658 | 24% | 21.17% | 54.57% | 33.25% | 33.25% | Y | N | N | 0
| 780 | NSTAR | Central | Somerville | Amory | 820 | 14A | Cambridge | D | 820-15 | CAM | 4.16kV | 4.16kV | 4.16kV | 0.92839 | 0.75656 | 0.8142 | 2.5189 | 2.5189 | 2.5219 | 36.86% | 30.04% | 32.29% | 33.06% | 33.06% | Y | N | N | 0
| 666 | NSTAR | Central | Boston | Willow St | 516 | 24AC | W. Roxbury | D | 516-02 | WRX | 4.16kV | 4.16kV | 4.16kV | 0.69809 | 0.72774 | 0.79979 | 2.0871 | 2.0871 | 2.5939 | 33.45% | 34.87% | 30.83% | 33.05% | 33.05% | Y | N | N | 0
| 1982 | WMECO | NORTHERN | HADLEY | Cumberland_22B | 22B | 22B-2X | GREENFIELD | D | 22B8 | GREENFIELD | 13.8 | 13.8 | 13.8kV | 1.8 | 4.8761 | 5.1629 | 12.8 | 12.8 | 10.9951 | 14.06% | 38.09% | 46.96% | 33.04% | 33.04% | Y | N | N | 0
| 471 | NSTAR | Central | Boston | Colburn St | 350 | 110A | Boston | D | 350-H9 | ROX BKL | 13.8kV | 13.8kV | 13.8kV | 3.1036 | 3.5853 | 4.7805 | 11.5789 | 11.5789 | 11.5926 | 26.8% | 30.96% | 41.24% | 33% | 33% | Y | N | N | 0
| 1298 | NSTAR | South | Cape & Vineyard | Mashpee Sub | 946 | 2 | Mashpee | D | 4-71-483 | MAS BAR | 22.8kV | 22.8kV | 22.8kV | 5.4433 | 5.4892 | 0 | 11.0443 | 11.0443 | 11.0574 | 49.29% | 49.7% | 0% | 33% | 33% | Y | N | N | 0
| 1325 | NSTAR | South | Cape & Vineyard | Mashpee Sub | 946 | 1 | Mashpee | D | 4-80A-488 | BNS | 22.8kV | 22.8kV | 22.8kV | 3.6288 | 4.1465 | 0 | 7.8888 | 7.8888 | 7.8982 | 46% | 52.56% | 0% | 32.85% | 32.85% | Y | N | N | 0
| 381 | NSTAR | Central | Boston | Hyde Park | 496 | 110B | Hyde Park | D | 311-1406H1 | DOR | 13.8kV | 13.8kV | 13.8kV | 1.4324 | 0.78878 | 0.71707 | 2.9842 | 2.9842 | 2.9878 | 48% | 26.43% | 24% | 32.81% | 32.81% | Y | N | N | 0
| 1655 | NSTAR | West | Southboro | Saxonville | 278 | 110M | Framingham | D | 278-H1 | FRA | 13.8kV | 13.8kV | 13.8kV | 4.7271 | 4.6849 | 4.6609 | 14.3244 | 14.3244 | 14.3414 | 33% | 32.71% | 32.5% | 32.74% | 32.74% | Y | N | N | 0
| 1309 | NSTAR | South | Cape & Vineyard | Falmouth Sub | 933 | 1 | Falmouth | D | 4-76-437 | FAL | 22.8kV | 22.8kV | 22.8kV | 7.0999 | 8.0166 | 6.5555 | 22.0886 | 22.0886 | 22.1148 | 32.14% | 36.29% | 29.64% | 32.69% | 32.69% | Y | Y | N | 0
| 1050 | NSTAR | South | New Bedford | Cross Rd. | 651 | 111 | Dartmouth | D | 2-543-543 | DAR | 13.2kV | 13.2kV | 13.2kV | 4.2247 | 3.9553 | 4.3668 | 12.7882 | 12.7882 | 12.8033 | 33.04% | 30.93% | 34.11% | 32.69% | 32.69% | Y | Y | N | 0
| 1834 | NSTAR | West | Walpole | Norwood Sub | 469 | Muni | Norwood | D | 469-H4 | WWO,DED | 13.8kV | 13.8kV | 13.8kV | 4.1541 | 3.1312 | 2.2946 | 9.7883 | 9.7883 | 9.7999 | 42.44% | 31.99% | 23.41% | 32.61% | 32.61% | Y | N | N | 0
| 400 | NSTAR | Central | Boston | San Juan Street | 318 | 14BC | Boston | D | 318-02 | BDT | 4.16kV | 4.16kV | 4.16kV | 1.5185 | 1.0087 | 0 | 2.5908 | 2.5908 | 2.5939 | 58.61% | 38.93% | 0% | 32.52% | 32.52% | Y | N | N | 0
| 903 | NSTAR | Central | Boston | Seafood Way | 99 | 110B | South Boston | D | 99-H5 | SOB | 13.8kV | 13.8kV | 13.8kV | 4.7987 | 4.8283 | 4.8044 | 14.8019 | 14.8019 | 14.8194 | 32.42% | 32.62% | 32.42% | 32.49% | 32.49% | Y | N | N | 0
| 1979 | WMECO | NORTHERN | HADLEY | Cumberland_22B | 22B | 22B-2X | GREENFIELD | D | 22B5 | GREENFIELD | 13.8 | 13.8 | 13.8kV | 2.1 | 2.7488 | 2.701 | 7.8 | 7.8 | 7.7682 | 26.92% | 35.24% | 34.77% | 32.31% | 32.31% | Y | N | N | 0
| 1772 | NSTAR | West | Southboro | Acton | 416 | 110B | Maynard | D | 416-H3 | ACT,MAY,SUD | 13.8kV | 13.8kV | 13.8kV | 6.9951 | 0.64536 | 0.66926 | 8.5946 | 8.5946 | 8.6048 | 81.39% | 7.509% | 7.778% | 32.23% | 32.23% | Y | N | N | 0
| 2029 | WMECO | SOUTHERN | SPRINGFIELD | Breckwood_20A | 20A | 20A-1X | SPRINGFIELD | D | 20A13 | SPRINGFIELD | 13.8 | 13.8 | 13.8 | 3.1 | 3.7527 | 4.1829 | 11.7 | 11.7 | 10.9951 | 26.5% | 32.07% | 38.04% | 32.2% | 32.2% | Y | N | N | 0
| 1356 | NSTAR | South | Cape & Vineyard | Hyannis Junction | 961 | 1 | Barnstable | D | 4-84B-524 | HYN | 22.8kV | 22.8kV | 22.8kV | 7.0999 | 7.3058 | 6.8319 | 22.0886 | 22.0886 | 22.1148 | 32.14% | 33.07% | 30.89% | 32.04% | 32.04% | Y | Y | N | 0
| 1884 | NSTAR | West | Southboro | Medway | 65 | 110A | Medway | D | 65-H6 | HOL,HOK,MDW | 13.8kV | 13.8kV | 13.8kV | 10.8388 | 0.19122 | 0.19122 | 11.6983 | 11.6983 | 11.7121 | 92.65% | 1.635% | 1.633% | 31.97% | 31.97% | Y | N | N | 0
| 823 | NSTAR | Central | Somerville | Alewife | 828 | 110A | Cambridge | D | 828-1NA10 | CAM | 13.8kV | 13.8kV | 13.8kV | 2.2203 | 2.8683 | 2.9161 | 8.3559 | 8.3559 | 8.3658 | 26.57% | 34.33% | 34.86% | 31.92% | 31.92% | Y | N | N | 0
| 646 | NSTAR | Central | Boston | Andrew Sq | 106 | 110B | South Boston | D | 510-77H1 | SOB ROX | 13.8kV | 13.8kV | N/A | 1.0743 | 1.0517 | 1.0756 | 3.3424 | 3.3424 | 3.3463 | 32.14% | 31.47% | 32.14% | 31.92% | 31.92% | Y | N | N | 0
| 77 | NSTAR | Central | Boston | Pingree St | 60 | 14AB | Hyde Park | D | 6002 | HYP | 4.16kV | 4.16kV | 4.16kV | 0.61892 | 0.62686 | 0.61245 | 1.9431 | 1.9431 | 1.9454 | 31.85% | 32.26% | 31.48% | 31.86% | 31.86% | Y | N | N | 0
| 293 | NSTAR | Central | Somerville | Mystic Station | 250 | 110B | Charlestown | D | 250-H3 | CHT | 13.8kV | 13.8kV | 13.8kV | 2.4113 | 2.5814 | 2.5814 | 11.5789 | 6.9235 | 6.9317 | 20.82% | 37.29% | 37.24% | 31.78% | 31.78% | Y | N | N | 0
| 1714 | NSTAR | West | Waltham | Marrett Road | 320 | 110A | Lexington | D | 34-1352H2 | LEX | 13.8kV | 13.8kV | 13.8kV | 1.5518 | 1.6254 | 0 | 3.3424 | 3.3424 | 3.3463 | 46.43% | 48.63% | 0% | 31.69% | 31.69% | Y | N | N | 0
| 173 | NSTAR | Central | Boston | Andrew Sq | 106 | 110A | South Boston | D | 143-75H1 | DOR | 13.8kV | 13.8kV | 13.8kV | 1.0505 | 1.0756 | 1.0517 | 3.3424 | 3.3424 | 3.3463 | 31.43% | 32.18% | 31.43% | 31.68% | 31.68% | Y | N | N | 0
| 746 | NSTAR | Central | Somerville | Hampshire | 814 | 14A | Cambridge | D | 814-16 | CAM | 4.16kV | 4.16kV | 4.16kV | 0.57574 | 0.6701 | 0.73494 | 2.0871 | 2.0871 | 2.0895 | 27.59% | 32.11% | 35.17% | 31.62% | 31.62% | Y | N | N | 0
| 159 | NSTAR | Central | Boston | Humboldt Ave | 143 | 14AB | Roxbury | D | 143-05 | ROX | 4.16kV | 4.16kV | 4.16kV | 0.71248 | 0.86464 | 0.87905 | 2.5908 | 2.5908 | 2.5939 | 27.5% | 33.37% | 33.89% | 31.59% | 31.59% | Y | N | N | 0
| 1385 | NSTAR | South | Cape & Vineyard | Orleans Sub | 975 | 2 | Orleans | D | 4-89B-576 | BRE | 22.8kV | 22.8kV | 22.8kV | 3.8655 | 3.7121 | 5.0943 | 13.411 | 13.411 | 13.4269 | 28.82% | 27.68% | 37.94% | 31.48% | 31.48% | Y | N | N | 0
| 1609 | NSTAR | West | Waltham | Homer Street | 17 | 292-213XH, 453-214X | Newton | D | 17-H1 | NEW | 13.8kV | 13.8kV | 13.8kV | 2.6261 | 2.0556 | 1.8405 | 6.9235 | 6.9235 | 6.9317 | 37.93% | 29.69% | 26.55% | 31.39% | 31.39% | Y | N | N | 0
| 1571 | NSTAR | West | Waltham | Spring Street | 124 | 14A | Watertown | D | 124-06 | WAT | 4.16kV | 4.16kV | 4.16kV | 0.87081 | 0.72053 | 0 | 1.6912 | 1.6912 | 1.6933 | 51.49% | 42.6% | 0% | 31.36% | 31.36% | Y | N | N | 0
| 2103 | WMECO | SOUTHERN | SPRINGFIELD | East_Springfield_5J | 5J | 5J-8X | SPRINGFIELD | D | 5J16 | SPRINGFIELD | 13.8 | 13.8 | 13.8 | 4 | 0 | 4.7088 | 10.5 | 10.5 | 8.4614 | 38.1% | 0% | 55.65% | 31.25% | 31.25% | Y | N | N | 0
| 1234 | NSTAR | South | Plymouth | Manomet Sub | 741 | 1 | Plymouth | D | 3-73-938 | PLY | 22.8kV | 22.8kV | 22.8kV | 3.7866 | 4.1465 | 4.5414 | 13.411 | 13.411 | 13.4269 | 28.24% | 30.92% | 33.82% | 30.99% | 30.99% | Y | N | N | 0
| 179 | NSTAR | Central | Somerville | Willoughby St | 489 | 110C | Chelsea | D | 14-99H2 | CHE | 13.8kV | 13.8kV | 13.8kV | 0 | 1.4341 | 1.6732 | 3.3424 | 3.3424 | 3.3463 | 0% | 42.91% | 50% | 30.97% | 30.97% | Y | N | N | 0
| 1364 | NSTAR | South | Cape & Vineyard | Otis Sub | 915 | 1 | Bourne | D | 4-86-86 | BRN | 22.8kV | 22.8kV | 22.8kV | 10.8471 | 12.5976 | 10.4651 | 36.4857 | 36.4857 | 36.529 | 29.73% | 34.53% | 28.65% | 30.97% | 30.97% | Y | Y | N | 0
| 1380 | NSTAR | South | Cape & Vineyard | Harwich Sub | 968 | 1 | Harwich | D | 4-89A-552 | YAR | 22.8kV | 22.8kV | 22.8kV | 5.8377 | 6.595 | 0 | 13.411 | 13.411 | 13.4269 | 43.53% | 49.18% | 0% | 30.9% | 30.9% | Y | N | N | 0
| 438 | NSTAR | Central | Boston | Brighton | 329 | 110C | Brighton | D | 329-H1 | BRI | 13.8kV | 13.8kV | 13.8kV | 3.5811 | 3.8244 | 3.8244 | 12.1757 | 12.1757 | 12.1902 | 29.41% | 31.41% | 31.37% | 30.73% | 30.73% | Y | N | N | 0
| 301 | NSTAR | Central | Somerville | Dragon Court | 375 | 110B | Woburn | D | 258-1394H5 | SOM | 13.8kV | 13.8kV | 13.8kV | 0.83559 | 0.88439 | 1.3624 | 3.3424 | 3.3424 | 3.3463 | 25% | 26.46% | 40.71% | 30.72% | 30.72% | Y | N | N | 0
| 1448 | NSTAR | South | Cape & Vineyard | ORL Sub | 975 | 2 | Orleans | D | 4-95A-608 | ORL | 22.8kV | 22.8kV | 22.8kV | 3.3527 | 3.9491 | 2.8433 | 11.0443 | 11.0443 | 11.0574 | 30.36% | 35.76% | 25.71% | 30.61% | 30.61% | Y | Y | N | 0
| 802 | NSTAR | Central | Somerville | Edmunds | 826 | 14A | Cambridge | D | 826-20 | CAM | 4.16kV | 4.16kV | 4.16kV | 0.91399 | 0.69892 | 0.69892 | 2.5189 | 2.5189 | 2.5219 | 36.29% | 27.75% | 27.71% | 30.58% | 30.58% | Y | N | N | 0
| 861 | NSTAR | Central | Somerville | Kendall | 850 | 14 kV Bus | Cambridge | D | 850-1333 | CAM | 13.8kV | 13.8kV | 13.8kV | 4.6554 | 3.5375 | 2.3902 | 11.5789 | 11.5789 | 11.5926 | 40.21% | 30.55% | 20.62% | 30.46% | 30.46% | Y | N | N | 0
| 1360 | NSTAR | South | Cape & Vineyard | Harwich Sub | 968 | 2 | Harwich | D | 4-85-85 | HAR | 22.8kV | 22.8kV | 22.8kV | 10.8077 | 12.2421 | 10.2676 | 36.4857 | 36.4857 | 36.529 | 29.62% | 33.55% | 28.11% | 30.43% | 30.43% | Y | Y | N | 0
| 787 | NSTAR | Central | Somerville | Mellen | 822 | 14A | Cambridge | D | 822-06 | CAM | 4.16kV | 4.16kV | 4.16kV | 0.73407 | 0.78538 | 0.77818 | 2.5189 | 2.5189 | 2.5219 | 29.14% | 31.18% | 30.86% | 30.39% | 30.39% | Y | N | N | 0
| 775 | NSTAR | Central | Somerville | Prospect | 819 | 14A | Cambridge | D | 819-1NB8 | CAM | 13.8kV | 13.8kV | 13.8kV | 1.8622 | 2.0556 | 1.9839 | 5.8491 | 6.8041 | 6.8122 | 31.84% | 30.21% | 29.12% | 30.39% | 30.39% | Y | N | N | 0
| 659 | NSTAR | Central | Boston | Dewar Street | 483 | 110B | Dorchester | D | 511-1497H2 | DOR | 13.8kV | 13.8kV | 13.8kV | 2.7455 | 2.4619 | 2.5814 | 8.5946 | 8.5946 | 8.6048 | 31.94% | 28.65% | 30% | 30.2% | 30.2% | Y | N | N | 0
| 249 | NSTAR | Central | Somerville | Mystic Station | 250 | 110A | Everett | D | 227-51H7 | SOM | 13.8kV | 13.8kV | 13.8kV | 1.9099 | 1.6254 | 0.23902 | 4.178 | 4.178 | 4.1829 | 45.71% | 38.9% | 5.714% | 30.11% | 30.11% | Y | N | N | 0
| 134 | NSTAR | Central | Boston | Dorchester Ave | 139 | 14C | South Boston | D | 139-08 | SOB | 4.16kV | 4.16kV | 4.16kV | 0.77006 | 0.79259 | 0.77818 | 2.5908 | 2.5908 | 2.5939 | 29.72% | 30.59% | 30% | 30.1% | 30.1% | Y | N | N | 0
| 72 | NSTAR | Central | Somerville | Mystic Street | 59 | 14A | Arlington | D | 5903 | ARL | 4.16kV | 4.16kV | 4.16kV | 0.46779 | 0.53319 | 0.46114 | 1.6193 | 1.6193 | 1.6212 | 28.89% | 32.93% | 28.44% | 30.09% | 30.09% | Y | N | N | 0
| 914 | NSTAR | Central | Somerville | Willoughby St | 488 | 14kV Bus | Chelsea | D | MC-7 | EAB | 13.8kV | 13.8kV | 13.8kV | 1.7905 | 1.5536 | 1.5058 | 5.3716 | 5.3716 | 5.378 | 33.33% | 28.92% | 28% | 30.09% | 30.09% | Y | N | N | 0
| 1855 | NSTAR | West | Waltham | Trapelo Road | 450 | 110A | Waltham | D | 526-1361H2 | WAL | 13.8kV | 13.8kV | 13.8kV | 0.71622 | 1.2907 | 1.0039 | 3.3424 | 3.3424 | 3.3463 | 21.43% | 38.62% | 30% | 30.02% | 30.02% | Y | N | N | 0
| 1154 | NSTAR | South | Plymouth | Samoset Sub | 742 | 1 | Plymouth | D | 3-12-41J1 | PLY | 4.16kV | 4.16kV | 4.16kV | 0.99316 | 0.90067 | 1.0808 | 3.3105 | 3.3105 | 3.3145 | 30% | 27.21% | 32.61% | 29.94% | 29.94% | Y | N | N | 0
| 2120 | WMECO | SOUTHERN | SPRINGFIELD | West_Springfield_8C | 8C | 8C-1X,8C-2X | WEST SPRINGFIELD | D | 8C12 | WEST SPRINGFIELD | 13.8 | 13.8 | 13.8 | 1.5 | 3.7049 | 3.8483 | 9 | 9 | 12.0468 | 16.67% | 41.17% | 31.94% | 29.93% | 29.93% | Y | N | N | 0
| 482 | NSTAR | Central | Boston | Baker St | 374 | 24A | W. Roxbury | D | 374-01 | WRX | 4.16kV | 4.16kV | 4.16kV | 0.71248 | 0.807 | 0.807 | 2.5908 | 2.5908 | 2.5939 | 27.5% | 31.15% | 31.11% | 29.92% | 29.92% | Y | N | N | 0
| 737 | NSTAR | Central | Somerville | Otis | 812 | 14A | Cambridge | D | 812-24 | CAM | 4.16kV | 4.16kV | 4.16kV | 0.41022 | 0.88626 | 0.96551 | 2.5189 | 2.5189 | 2.5219 | 16.29% | 35.18% | 38.29% | 29.92% | 29.92% | Y | N | N | 0
| 347 | NSTAR | Central | Boston | Colburn St | 350 | 110B | Boston | D | 304-1511 | BDT | 13.8kV | 13.8kV | 13.8kV | 3.4617 | 3.5853 | 3.3463 | 11.5789 | 11.5789 | 11.5926 | 29.9% | 30.96% | 28.87% | 29.91% | 29.91% | Y | N | N | 0
| 1521 | NSTAR | West | Southboro | Mechanic St | 23 | 14A | Natick | D | 2303 | NAT | 4.16kV | 4.16kV | 4.16kV | 0.73407 | 0.59804 | 0.6701 | 2.231 | 2.231 | 2.2337 | 32.9% | 26.81% | 30% | 29.9% | 29.9% | Y | N | N | 0
| 563 | NSTAR | Central | Boston | Dewar Street | 483 | 110B | Dorchester | D | 440-1478H | DOR | 13.8kV | 13.8kV | 13.8kV | 3.3424 | 2.0078 | 2.1273 | 8.3559 | 8.3559 | 8.3658 | 40% | 24.03% | 25.43% | 29.82% | 29.82% | Y | N | N | 0
| 1266 | NSTAR | South | Plymouth | Butlerville | 750 | 1 | Wareham | D | 3-88-17J1 | WAR | 4.16kV | 4.16kV | 4.16kV | 2.9244 | 2.1616 | 1.297 | 13.411 | 13.411 | 2.5219 | 21.81% | 16.12% | 51.43% | 29.78% | 29.78% | Y | N | N | 0
| 865 | NSTAR | Central | Somerville | Kendall | 850 | 14 kV Bus | Cambridge | D | 850-1NQ6 | CAM | 13.8kV | 13.8kV | 13.8kV | 5.0374 | 2.4619 | 2.8205 | 11.5789 | 11.5789 | 11.5926 | 43.51% | 21.26% | 24.33% | 29.7% | 29.7% | Y | N | N | 0
| 887 | NSTAR | Central | Somerville | East Camb | 875 | 110C | Cambridge | D | 875-1N39A | CAM | 13.8kV | 13.8kV | 13.8kV | 3.7482 | 4.5653 | 1.96 | 11.5789 | 11.5789 | 11.5926 | 32.37% | 39.43% | 16.91% | 29.57% | 29.57% | Y | N | N | 0
| 1977 | WMECO | NORTHERN | HADLEY | Cumberland_22B | 22B | 22B-1X | GREENFIELD | D | 22B3 | GREENFIELD | 13.8 | 13.8 | 13.8kV | 2.8 | 3.4897 | 3.4419 | 11 | 11 | 10.9951 | 25.45% | 31.72% | 31.3% | 29.49% | 29.49% | Y | N | N | 0
| 1727 | NSTAR | West | Waltham | Hartwell Avenue | 533 | 110B | Lexington | D | 345-1379H1 | BED | 13.8kV | 13.8kV | 13.8kV | 3.8198 | 2.5575 | 3.8722 | 11.5789 | 11.5789 | 11.5926 | 32.99% | 22.09% | 33.4% | 29.49% | 29.49% | Y | N | N | 0
| 769 | NSTAR | Central | Somerville | Prospect | 819 | 14A | Cambridge | D | 819-1NA4 | CAM | 13.8kV | 13.8kV | 13.8kV | 2.1487 | 1.5058 | 1.5058 | 5.8491 | 5.8491 | 5.8561 | 36.73% | 25.74% | 25.71% | 29.4% | 29.4% | Y | N | N | 0
| 532 | NSTAR | Central | Boston | Amory Street | 396 | 14A | Roxbury | D | 396-02 | ROX,WRX | 4.16kV | 4.16kV | 4.16kV | 0.59014 | 0.87905 | 0.807 | 2.5908 | 2.5908 | 2.5939 | 22.78% | 33.93% | 31.11% | 29.27% | 29.27% | Y | N | N | 0
| 1446 | NSTAR | South | Cape & Vineyard | Harwich Sub | 968 | 2 | Harwich | D | 4-95A-599 | HAR | 22.8kV | 22.8kV | N/A | 5.8772 | 0 | 0 | 6.7055 | 6.7055 | 6.7134 | 87.65% | 0% | 0% | 29.22% | 29.22% | Y | N | N | 0
| 476 | NSTAR | Central | Boston | Brook Rd | 362 | 14B | Milton | D | 362-05 | MIT | 4.16kV | 4.16kV | N/A | 3.0586 | 0 | 0 | 3.4904 | 3.4904 | 3.4946 | 87.63% | 0% | 0% | 29.21% | 29.21% | Y | N | N | 0
| 359 | NSTAR | Central | Somerville | Willoughby St | 488 | 110C | Chelsea | D | 308-197H3 | EBO | 13.8kV | 13.8kV | 13.8kV | 1.0743 | 0.95609 | 1.0039 | 3.4617 | 3.4617 | 3.4658 | 31.03% | 27.62% | 28.97% | 29.21% | 29.21% | Y | N | N | 0
| 1752 | NSTAR | West | Waltham | Burlington | 391 | 110A | Burlington | D | 391-H1 | BUR,WOB | 13.8kV | 13.8kV | 13.8kV | 3.987 | 1.7449 | 1.7927 | 8.5946 | 8.5946 | 8.6048 | 46.39% | 20.3% | 20.83% | 29.17% | 29.17% | Y | N | N | 0
| 2102 | WMECO | SOUTHERN | SPRINGFIELD | East_Springfield_5J | 5J | 5J-8X | SPRINGFIELD | D | 5J15 | SPRINGFIELD | 13.8 | 13.8 | 13.8 | 7 | 0 | 7.1468 | 15.5 | 8 | 16.9228 | 45.16% | 0% | 42.23% | 29.13% | 29.13% | Y | N | N | 0
| 148 | NSTAR | Central | Somerville | PNU14 | PNU14 | P13/P14 | Somerville | D | 13N14 | SOM | 4.16kV | 4.16kV | 4.16kV | 1.0651 | 1.1745 | 0.018013 | 2.5908 | 2.5908 | 2.5939 | 41.11% | 45.33% | 0.6944% | 29.05% | 29.05% | Y | N | N | 0
| 26 | NSTAR | Central | Boston | Allston | 36 | 14A | Allston | D | 3605 | BRI,BKL | 4.16kV | 4.16kV | 4.16kV | 0.64771 | 0.57643 | 0.72053 | 2.231 | 2.231 | 2.2337 | 29.03% | 25.84% | 32.26% | 29.04% | 29.04% | Y | N | N | 0
| 1216 | NSTAR | South | Plymouth | Brook Street | 727 | 1 | Plympton | D | 3-50-50 | PLT | 22.8kV | 22.8kV | 22.8kV | 4.7333 | 4.7389 | 9.0829 | 21.2998 | 21.2998 | 21.325 | 22.22% | 22.25% | 42.59% | 29.02% | 29.02% | Y | Y | N | 0
| 639 | NSTAR | Central | Boston | Havard Court | 506 | 14B | Brookline | D | 506-05 | BKL | 4.16kV | 4.16kV | 4.16kV | 0.78445 | 0.58363 | 0.69171 | 2.3749 | 2.3749 | 2.3778 | 33.03% | 24.57% | 29.09% | 28.9% | 28.9% | Y | N | N | 0
| 1278 | NSTAR | South | Plymouth | Valley Sub | 715 | 1 | Plymouth | D | 3-90-90 | PLY | 22.8kV | 22.8kV | 22.8kV | 9.4666 | 10.6625 | 11.4523 | 36.4857 | 36.4857 | 36.529 | 25.95% | 29.22% | 31.35% | 28.84% | 28.84% | Y | Y | N | 0
| 1394 | NSTAR | South | Cape & Vineyard | Hyannis Junction | 961 | 1 | Hyannis | D | 4-90-550 | DEN | 22.8kV | 22.8kV | 22.8kV | 3.1555 | 2.6459 | 0 | 6.7055 | 6.7055 | 6.7134 | 47.06% | 39.46% | 0% | 28.84% | 28.84% | Y | N | N | 0
| 2058 | WMECO | SOUTHERN | SPRINGFIELD | Clinton_21S | 21S | 21S-2X | SPRINGFIELD | D | 21S7 | SPRINGFIELD | 13.8 | 13.8 | 13.8 | 0.1 | 3.9678 | 4.3502 | 11.2 | 11.2 | 8.6765 | 0.8929% | 35.43% | 50.14% | 28.82% | 28.82% | Y | N | N | 0
| 1228 | NSTAR | South | Plymouth | Manomet Sub | 741 | 1 | Plymouth | D | 3-71-941 | PLY | 22.8kV | 22.8kV | 22.8kV | 3.6288 | 3.5542 | 3.5542 | 12.4249 | 12.4249 | 12.4396 | 29.21% | 28.61% | 28.57% | 28.79% | 28.79% | Y | N | N | 0
| 467 | NSTAR | Central | Boston | Colburn St | 350 | 110C | Boston | D | 350-H5 | ROX WRX | 13.8kV | 13.8kV | 13.8kV | 3.2946 | 3.3463 | 3.3463 | 11.5789 | 11.5789 | 11.5926 | 28.45% | 28.9% | 28.87% | 28.74% | 28.74% | Y | N | N | 0
| 396 | NSTAR | Central | Boston | Electric Ave | 315 | 110A | Brighton | D | 315-H5 | BRI | 13.8kV | 13.8kV | 13.8kV | 3.1514 | 3.2268 | 3.5853 | 11.5789 | 11.5789 | 11.5926 | 27.22% | 27.87% | 30.93% | 28.67% | 28.67% | Y | N | N | 0
| 1308 | NSTAR | South | Cape & Vineyard | Falmouth Sub | 933 | 1 | Falmouth | D | 4-76-436 | FAL | 22.8kV | 22.8kV | 22.8kV | 6.3505 | 6.6739 | 5.9236 | 22.0886 | 22.0886 | 22.1148 | 28.75% | 30.21% | 26.79% | 28.58% | 28.58% | Y | Y | N | 0
| 1022 | NSTAR | South | New Bedford | Crystal Spring | 646 | 1 | Mattapoisett | D | 2-302-302 | MPO | 13.2kV | 13.2kV | 13.2kV | 0 | 4.504 | 5.5557 | 11.7605 | 11.7605 | 11.7745 | 0% | 38.3% | 47.18% | 28.49% | 28.49% | Y | Y | N | 0
| 1436 | NSTAR | South | Cape & Vineyard | Orleans Sub | 975 | 1 | Orleans | D | 4-94A-648 | EAS | 22.8kV | 22.8kV | 22.8kV | 5.5222 | 5.9236 | 0 | 13.411 | 13.411 | 13.4269 | 41.18% | 44.17% | 0% | 28.45% | 28.45% | Y | N | N | 0
| 2100 | WMECO | SOUTHERN | SPRINGFIELD | East_Springfield_5J | 5J | 5J-7X | SPRINGFIELD | D | 5J13 | SPRINGFIELD | 13.8 | 13.8 | 13.8 | 5 | 0 | 7.4097 | 11.7 | 12.8 | 17.5204 | 42.74% | 0% | 42.29% | 28.34% | 28.34% | Y | N | N | 0
| 902 | NSTAR | Central | Boston | Seafood Way | 99 | 110C | South Boston | D | 99-H4 | SOB | 13.8kV | 13.8kV | 13.8kV | 6.3266 | 3.2507 | 2.9878 | 14.8019 | 14.8019 | 14.8194 | 42.74% | 21.96% | 20.16% | 28.29% | 28.29% | Y | N | N | 0
| 1528 | NSTAR | West | Southboro | South Street | 24 | 14G | Framingham | D | 2405 | FRA | 4.16kV | 4.16kV | 4.16kV | 0.55415 | 0.51878 | 0.57643 | 1.9431 | 1.9431 | 1.9454 | 28.52% | 26.7% | 29.63% | 28.28% | 28.28% | Y | N | N | 0
| 556 | NSTAR | Central | Boston | Dewar Street | 483 | 110B | Dorchester | D | 43-1490H4 | DOR | 13.8kV | 13.8kV | 13.8kV | 1.1937 | 0.66926 | 0.66926 | 2.9842 | 2.9842 | 2.9878 | 40% | 22.43% | 22.4% | 28.28% | 28.28% | Y | N | N | 0
| 244 | NSTAR | Central | Somerville | Mystic Station | 250 | 110A | Everett | D | 227-51H2 | SOM | 13.8kV | 13.8kV | 13.8kV | 0.83559 | 1.1951 | 1.5058 | 4.178 | 4.178 | 4.1829 | 20% | 28.61% | 36% | 28.2% | 28.2% | Y | N | N | 0
| 644 | NSTAR | Central | Boston | Havard Court | 506 | 14C | Brookline | D | 506-12 | BKL | 4.16kV | 4.16kV | 4.16kV | 1.3458 | 0.33145 | 0.33145 | 2.3749 | 2.3749 | 2.3778 | 56.67% | 13.96% | 13.94% | 28.19% | 28.19% | Y | N | N | 0
| 1290 | NSTAR | South | Cape & Vineyard | Hyannis Junction | 961 | 2 | Barnstable | D | 4-64-536 | BAR | 22.8kV | 22.8kV | 22.8kV | 5.9955 | 6.8714 | 5.8051 | 22.0886 | 22.0886 | 22.1148 | 27.14% | 31.11% | 26.25% | 28.17% | 28.17% | Y | Y | N | 0
| 654 | NSTAR | Central | Boston | Dewar Street | 483 | 110A | Dorchester | D | 511-1495H2 | DOR | 13.8kV | 13.8kV | 13.8kV | 0.83559 | 0.90829 | 1.0756 | 3.3424 | 3.3424 | 3.3463 | 25% | 27.18% | 32.14% | 28.11% | 28.11% | Y | N | N | 0
| 1955 | WMECO | NORTHERN | PITTSFIELD | Blandford_19J | 19J | 19J-2X | BLANDFORD | D | 19J6 | BLANDFORD | 23 | 23 | 23 | 4 | 4.6609 | 5.2983 | 15.8 | 15.8 | 18.3251 | 25.32% | 29.5% | 28.91% | 27.91% | 27.91% | Y | Y | N | 0
| 879 | NSTAR | Central | Somerville | East Camb | 875 | 110C | Cambridge | D | 875-1399 | CAM | 13.8kV | 13.8kV | 13.8kV | 3.1752 | 3.418 | 3.0834 | 11.5789 | 11.5789 | 11.5926 | 27.42% | 29.52% | 26.6% | 27.85% | 27.85% | Y | N | N | 0
| 1268 | NSTAR | South | Plymouth | Buzzards Bay Sub | 712 | 1 | Buzzards Bay | D | 3-88-2J3 | BRN | 4.16kV | 4.16kV | 4.16kV | 0.57574 | 0.46835 | 0.57643 | 1.9431 | 1.9431 | 1.9454 | 29.63% | 24.1% | 29.63% | 27.79% | 27.79% | Y | N | N | 0
| 2004 | WMECO | NORTHERN | HADLEY | Ashfield_38A | 38A | 38A-1X | ASHFIELD | D | 38A1 | ASHFIELD | 23 | 23 | 23 | 1.9 | 4.8203 | 4.9796 | 12 | 12 | 18.3251 | 15.83% | 40.17% | 27.17% | 27.73% | 27.73% | Y | N | N | 0
| 1566 | NSTAR | West | Waltham | Spring Street | 124 | 14B | Watertown | D | 124-01 | WAT | 4.16kV | 4.16kV | 4.16kV | 0.51097 | 0.64848 | 0.32424 | 1.7992 | 1.7992 | 1.8013 | 28.4% | 36.04% | 18% | 27.48% | 27.48% | Y | N | N | 0
| 1937 | WMECO | NORTHERN | PITTSFIELD | Doreen_19A | 19A | 19A-1X,19A-2X | PITTSFIELD | D | 19A5 | PITTSFIELD | 23 | 23 | 23 | 3.1 | 5.7764 | 5.9357 | 19.4 | 13.9 | 23.9023 | 15.98% | 41.56% | 24.83% | 27.46% | 27.46% | Y | N | N | 0
| 59 | NSTAR | Central | Boston | Tremont Street | 52 | 14A | Roxbury | D | 5201 | ROX | 4.16kV | 4.16kV | 4.16kV | 0.77006 | 0.39629 | 0.43232 | 1.9431 | 1.9431 | 1.9454 | 39.63% | 20.39% | 22.22% | 27.42% | 27.42% | Y | N | N | 0
| 897 | NSTAR | Central | Boston | Seafood Way | 99 | 110C | South Boston | D | 99-H1 | SOB | 13.8kV | 13.8kV | 13.8kV | 3.8676 | 4.2546 | 4.0395 | 14.8019 | 14.8019 | 14.8194 | 26.13% | 28.74% | 27.26% | 27.38% | 27.38% | Y | N | N | 0
| 555 | NSTAR | Central | Boston | Dewar Street | 483 | 110B | Dorchester | D | 43-1490H3 | DOR | 13.8kV | 13.8kV | 13.8kV | 1.1937 | 0.83658 | 0.40634 | 2.9842 | 2.9842 | 2.9878 | 40% | 28.03% | 13.6% | 27.21% | 27.21% | Y | N | N | 0
| 1943 | WMECO | NORTHERN | HADLEY | Midway_19B | 19B | 19B-2X,19B-3X | EASTHAMPTON | D | 19B16 | EASTHAMPTON | 13.8 | 13.8 | 13.8 | 1.9 | 2.2229 | 2.2229 | 7.8 | 7.8 | 7.7682 | 24.36% | 28.5% | 28.62% | 27.16% | 27.16% | Y | N | N | 0
| 1608 | NSTAR | West | Waltham | Waltham | 282 | 110B | Waltham | D | 17-1354H1 | NEW | 13.8kV | 13.8kV | 13.8kV | 0.47748 | 1.7688 | 4.5653 | 8.3559 | 8.3559 | 8.3658 | 5.714% | 21.17% | 54.57% | 27.15% | 27.15% | Y | N | N | 0
| 16 | NSTAR | Central | Somerville | Willow St | 16 | 14B | Somerville | D | 1607 | SOM | 4.16kV | 4.16kV | 4.16kV | 1.0651 | 1.2753 | 0.01297 | 2.9147 | 2.9147 | 2.9182 | 36.54% | 43.76% | 0.4444% | 26.91% | 26.91% | Y | N | N | 0
| 660 | NSTAR | Central | Boston | Dewar Street | 483 | 110B | Dorchester | D | 511-1497H3 | DOR | 13.8kV | 13.8kV | 13.8kV | 2.5068 | 1.6254 | 2.7966 | 8.5946 | 8.5946 | 8.6048 | 29.17% | 18.91% | 32.5% | 26.86% | 26.86% | Y | N | N | 0
| 1911 | WMECO | NORTHERN | HADLEY | Amherst_17K | 17K | 17K-3X | AMHERST | D | 17K1 | AMHERST | 13.8 | 13.8 | 13.8 | 2.6 | 3.5614 | 3.5614 | 12.8 | 12.8 | 10.9951 | 20.31% | 27.82% | 32.39% | 26.84% | 26.84% | Y | N | N | 0
| 2097 | WMECO | SOUTHERN | SPRINGFIELD | East_Springfield_5J | 5J | 5J-7X | SPRINGFIELD | D | 5J10 | SPRINGFIELD | 13.8 | 13.8 | 13.8 | 2.2 | 2.5575 | 2.6771 | 9.6 | 9.6 | 8.6765 | 22.92% | 26.64% | 30.85% | 26.8% | 26.8% | Y | N | N | 0
| 1223 | NSTAR | South | Plymouth | Rochester Sub | 745 | 1 | Rochester | D | 3-702-702 | ROC | 13.2kV | 13.2kV | 13.2kV | 4.1105 | 3.6581 | 3.4295 | 13.93 | 13.93 | 13.9465 | 29.51% | 26.26% | 24.59% | 26.79% | 26.79% | Y | Y | N | 0
| 1202 | NSTAR | South | Plymouth | Duxbury Sub | 738 | 1 | Duxbury | D | 3-24B-915 | DUX | 22.8kV | 22.8kV | 22.8kV | 5.2855 | 5.5287 | 5.9236 | 20.9053 | 20.9053 | 20.9301 | 25.28% | 26.45% | 28.3% | 26.68% | 26.68% | Y | N | N | 0
| 1270 | NSTAR | South | Plymouth | Valley Sub | 715 | 1 | Plymouth | D | 3-88-88 | BOP | 22.8kV | 22.8kV | 22.8kV | 9.0721 | 9.4778 | 10.6625 | 36.4857 | 36.4857 | 36.529 | 24.86% | 25.98% | 29.19% | 26.68% | 26.68% | Y | Y | N | 0
| 1743 | NSTAR | West | Waltham | Trapelo Road | 450 | 110A | Waltham | D | 369-1317H2 | NEW | 13.8kV | 13.8kV | 13.8kV | 0.83559 | 0.88439 | 0.93219 | 3.3424 | 3.3424 | 3.3463 | 25% | 26.46% | 27.86% | 26.44% | 26.44% | Y | N | N | 0
| 1811 | NSTAR | West | Southboro | West Framingham | 455 | 110B | Framingham | D | 455-H7 | FRA | 13.8kV | 13.8kV | 13.8kV | 3.5811 | 2.8444 | 2.8205 | 11.6983 | 11.6983 | 11.7121 | 30.61% | 24.31% | 24.08% | 26.34% | 26.34% | Y | N | N | 0
| 1648 | NSTAR | West | Waltham | Newtonville | 277 | 277-1365 | Newton | D | 277-02 | NEW | 4.16kV | 4.16kV | 4.16kV | 0.6765 | 0.48996 | 0.33865 | 1.9072 | 1.9072 | 1.9094 | 35.47% | 25.69% | 17.74% | 26.3% | 26.3% | Y | N | N | 0
| 807 | NSTAR | Central | Somerville | Concord | 827 | 14A | Cambridge | D | 827-19 | CAM | 4.16kV | 4.16kV | 4.16kV | 0.63332 | 0.70612 | 0.64848 | 2.5189 | 2.5189 | 2.5219 | 25.14% | 28.03% | 25.71% | 26.3% | 26.3% | Y | N | N | 0
| 796 | NSTAR | Central | Somerville | Walden | 824 | 14A | Cambridge | D | 824-27 | CAM | 4.16kV | 4.16kV | 4.16kV | 0.61892 | 0.64848 | 0.72053 | 2.5189 | 2.5189 | 2.5219 | 24.57% | 25.74% | 28.57% | 26.3% | 26.3% | Y | N | N | 0
| 1213 | NSTAR | South | Plymouth | Duxbury Sub | 738 | 2 | Duxbury | D | 3-27-970 | MAR | 22.8kV | 22.8kV | 22.8kV | 8.8355 | 5.1338 | 0 | 17.7498 | 17.7498 | 17.7708 | 49.78% | 28.92% | 0% | 26.23% | 26.23% | Y | N | N | 0
| 1903 | WMECO | NORTHERN | PITTSFIELD | Pleasant_16B | 16B | 16B-1X,16B-2X | LEE | D | 16B8 | LEE | 23 | 23 | 23 | 4.7 | 4.7406 | 5.2187 | 21.4 | 21.5 | 15.0584 | 21.96% | 22.05% | 34.66% | 26.22% | 26.22% | Y | N | N | 0
| 358 | NSTAR | Central | Somerville | Willoughby St | 488 | 110C | Chelsea | D | 308-197H2 | EBO | 13.8kV | 13.8kV | 13.8kV | 1.0743 | 1.1951 | 1.0039 | 4.178 | 4.178 | 4.1829 | 25.71% | 28.61% | 24% | 26.11% | 26.11% | Y | N | N | 0
| 37 | NSTAR | Central | Boston | Allston | 36 | 14E | Allston | D | 3623 | BRI,BKL | 4.16kV | 4.16kV | 4.16kV | 0.70529 | 0.61245 | 0.5404 | 2.3749 | 2.3749 | 2.3778 | 29.7% | 25.79% | 22.73% | 26.07% | 26.07% | Y | N | N | 0
| 947 | NSTAR | South | Plymouth | West Pond Sub | 737 | 1 | Plymouth | D | 3-11-11 | PLY, CAR | 22.8kV | 22.8kV | 22.8kV | 2.0116 | 2.172 | 5.5287 | 12.4249 | 12.4249 | 12.4396 | 16.19% | 17.48% | 44.44% | 26.04% | 26.04% | Y | Y | N | 0
| 1551 | NSTAR | West | Waltham | Pine Street | 33 | 14D &14 E | Waltham | D | 3309 | WAL | 4.16kV | 4.16kV | 4.16kV | 0.40302 | 0.53319 | 0.46835 | 1.7992 | 1.7992 | 1.8013 | 22.4% | 29.64% | 26% | 26.01% | 26.01% | Y | N | N | 0
| 1993 | WMECO | NORTHERN | HADLEY | Shelburne_29R | 29R | 29R-1X | SHELBURNE | D | 29R1 | SHELBURNE | 13.8 | 13.8 | 13.8kV | 2.4 | 2.199 | 2.4141 | 9 | 9 | 8.9634 | 26.67% | 24.43% | 26.93% | 26.01% | 26.01% | Y | N | N | 0
| 1160 | NSTAR | South | Plymouth | North PLY Sub | 734 | 1 | Plymouth | D | 3-14-30J2 | PLY | 4.16kV | 4.16kV | 4.16kV | 0.57574 | 0.57643 | 0.61245 | 2.267 | 2.267 | 2.2697 | 25.4% | 25.43% | 26.98% | 25.94% | 25.94% | Y | N | N | 0
| 1904 | WMECO | NORTHERN | PITTSFIELD | Woodland_Rd_17G | 17G | 17G-1X,17G-2X | LEE | D | 17G1 | PITTSFIELD | 23 | 23 | 23 | 2.8 | 5.0992 | 5.2187 | 14.8 | 14.9 | 21.3129 | 18.92% | 34.22% | 24.49% | 25.88% | 25.88% | Y | N | N | 0
| 663 | NSTAR | Central | Boston | Dewar Street | 483 | 110A | Dorchester | D | 515-193H1 | SOB | 13.8kV | 13.8kV | 13.8kV | 0.95496 | 0.78878 | 0.81268 | 3.3424 | 3.3424 | 3.3463 | 28.57% | 23.6% | 24.29% | 25.49% | 25.49% | Y | N | N | 0
| 1438 | NSTAR | South | Cape & Vineyard | Wellfleet Sub | 976 | 1 | Wellfleet | D | 4-94B-646 | EAS | 22.8kV | 22.8kV | 22.8kV | 2.2878 | 3.0408 | 2.2115 | 9.861 | 9.861 | 9.8727 | 23.2% | 30.84% | 22.4% | 25.48% | 25.48% | Y | N | N | 0
| 915 | NSTAR | Central | Somerville | Willoughby St | 488 | 110C | Chelsea | D | MC-8 | EAB | 13.8kV | 13.8kV | 13.8kV | 0.95496 | 0.95609 | 0.90829 | 3.7005 | 3.7005 | 3.7049 | 25.81% | 25.84% | 24.52% | 25.39% | 25.39% | Y | N | N | 0
| 1645 | NSTAR | West | Southboro | Sherborn | 274 | 110B | Sherborn | D | 274-H4 | FRA,SHE | 13.8kV | 13.8kV | 13.8kV | 3.2469 | 2.7249 | 2.9161 | 11.6983 | 11.6983 | 11.7121 | 27.76% | 23.29% | 24.9% | 25.32% | 25.32% | Y | N | N | 0
| 1458 | NSTAR | South | Cape & Vineyard | Chatham Sub | 914 | 1 | Chatham | D | 4-95B-941 | CHM | 4.16kV | 4.16kV | 4.16kV | 1.0463 | 1.324 | 0.92388 | 4.3596 | 4.3596 | 4.3648 | 24% | 30.37% | 21.17% | 25.18% | 25.18% | Y | N | N | 0
| 1287 | NSTAR | South | Cape & Vineyard | Hyannis Junction | 961 | 3 | Barnstable | D | 4-63-532 | BAR | 22.8kV | 22.8kV | 22.8kV | 3.4711 | 3.6331 | 3.7516 | 14.3971 | 14.3971 | 14.4141 | 24.11% | 25.24% | 26.03% | 25.12% | 25.12% | Y | Y | N | 0
| 905 | NSTAR | Central | Boston | Seafood Way | 99 | 110B | South Boston | D | 99-H7 | SOB | 13.8kV | 13.8kV | 13.8kV | 4.2734 | 2.1034 | 2.7966 | 12.1757 | 12.1757 | 12.1902 | 35.1% | 17.28% | 22.94% | 25.1% | 25.1% | Y | N | N | 0
| 22 | NSTAR | Central | Boston | Salem St | 30 | 14C & 14D | Boston | D | 3009 | BDT | 4.16kV | 4.16kV | 4.16kV | 0.71968 | 0.61245 | 0.61245 | 2.5908 | 2.5908 | 2.5939 | 27.78% | 23.64% | 23.61% | 25.01% | 25.01% | Y | N | N | 0
| 1919 | WMECO | NORTHERN | PITTSFIELD | Berkshire_18C | 18C | 18C-4X | HINSDALE | D | 18C1 | HINSDALE | 23 | 23 | 23 | 3 | 5.8162 | 6.4138 | 18.3 | 18.3 | 23.9023 | 16.39% | 31.78% | 26.83% | 25% | 25% | Y | N | N | 0
| 20 | NSTAR | Central | Boston | Salem St | 30 | 14A | Boston | D | 3004 | BDT | 4.16kV | 4.16kV | 4.16kV | 0.53976 | 0.36027 | 0.36027 | 1.6912 | 1.6912 | 1.6933 | 31.91% | 21.3% | 21.28% | 24.83% | 24.83% | Y | N | N | 0
| 62 | NSTAR | Central | Boston | Tremont Street | 53 | 14A | Roxbury | D | 5204 | ROX | 4.16kV | 4.16kV | 4.16kV | 0.63332 | 0.39629 | 0.90067 | 2.5908 | 2.5908 | 2.5939 | 24.44% | 15.3% | 34.72% | 24.82% | 24.82% | Y | N | N | 0
| 1357 | NSTAR | South | Cape & Vineyard | Hyannis Junction | 961 | 1 | Barnstable | D | 4-84B-84B | BNS | 22.8kV | 22.8kV | 22.8kV | 8.4016 | 9.7542 | 8.9644 | 36.4857 | 36.4857 | 36.529 | 23.03% | 26.73% | 24.54% | 24.77% | 24.77% | Y | Y | N | 0
| 298 | NSTAR | Central | Somerville | Dragon Court | 375 | 110B | Woburn | D | 258-1394H2 | WOB | 13.8kV | 13.8kV | 13.8kV | 0.47748 | 0.45414 | 1.5536 | 3.3424 | 3.3424 | 3.3463 | 14.29% | 13.59% | 46.43% | 24.77% | 24.77% | Y | N | N | 0
| 1602 | NSTAR | West | Waltham | Needham | 148 | 110B | Needham | D | 148-H2 | NEE | 13.8kV | 13.8kV | 13.8kV | 2.7455 | 2.7249 | 3.2029 | 11.6983 | 11.6983 | 11.7121 | 23.47% | 23.29% | 27.35% | 24.7% | 24.7% | Y | N | N | 0
| 856 | NSTAR | Central | Somerville | Putnam | 831 | 110B | Cambridge | D | 831-1NC7 | CAM | 13.8kV | 13.8kV | 13.8kV | 2.2442 | 2.199 | 2.0078 | 8.714 | 8.714 | 8.7243 | 25.75% | 25.24% | 23.01% | 24.67% | 24.67% | Y | N | N | 0
| 1006 | NSTAR | South | New Bedford | Arsene | 654 | 1 | Fairhaven | D | 2-222-222 | FRH | 13.2kV | 13.2kV | 13.2kV | 2.9687 | 2.9493 | 4.7784 | 14.5009 | 14.5009 | 14.518 | 20.47% | 20.34% | 32.91% | 24.57% | 24.57% | Y | Y | N | 0
| 163 | NSTAR | Central | Boston | Andrew Sq | 106 | 110B | South Boston | D | 143-109H3 | DOR | 13.8kV | 13.8kV | 13.8kV | 0.78784 | 0.81268 | 0.86048 | 3.3424 | 3.3424 | 3.3463 | 23.57% | 24.31% | 25.71% | 24.53% | 24.53% | Y | N | N | 0
| 1323 | NSTAR | South | Cape & Vineyard | North Falmouth sub | 967 | 1 | Falmouth | D | 4-78-861 | FAL | 4.8kV | 4.8kV | 4.8kV | 1.1626 | 1.3053 | 1.6378 | 5.6052 | 5.6052 | 5.6118 | 20.74% | 23.29% | 29.19% | 24.4% | 24.4% | Y | Y | N | 0
| 696 | NSTAR | Central | Boston | Roslindale | 13 | Bus #1 | Roslindale | D | 554-79H1 | WRX | 13.8kV | 13.8kV | 13.8kV | 1.886 | 1.9361 | 2.2946 | 8.3559 | 8.3559 | 8.3658 | 22.57% | 23.17% | 27.43% | 24.39% | 24.39% | Y | N | N | 0
| 1162 | NSTAR | South | Plymouth | West Pond Sub | 737 | 2 | Plymouth | D | 3-14-931 | PLY | 22.8kV | 22.8kV | 22.8kV | 5.0094 | 5.1338 | 5.1338 | 20.9053 | 20.9053 | 20.9301 | 23.96% | 24.56% | 24.53% | 24.35% | 24.35% | Y | N | N | 0
| 1194 | NSTAR | South | Plymouth | Marshfield Sub | 739 | 1 | Marshfield | D | 3-24A-34J2 | MAF | 22.8kV | 22.8kV | 4.16kV | 2.9583 | 2.9618 | 3.1593 | 12.4249 | 12.4249 | 12.4396 | 23.81% | 23.84% | 25.4% | 24.35% | 24.35% | Y | N | N | 0
| 1441 | NSTAR | South | Cape & Vineyard | Wellfleet Sub | 976 | 1 | Wellfleet | D | 4-94B-656 | WLF | 22.8kV | 22.8kV | 22.8kV | 5.2461 | 3.4752 | 2.8038 | 15.7776 | 15.7776 | 15.7963 | 33.25% | 22.03% | 17.75% | 24.34% | 24.34% | Y | N | N | 0
| 1238 | NSTAR | South | Plymouth | Wareham Sub | 714 | 1 | Wareham | D | 3-82-82 | WAR | 22.8kV | 22.8kV | 22.8kV | 8.4905 | 9.0829 | 9.0829 | 36.529 | 36.4857 | 36.529 | 23.24% | 24.89% | 24.86% | 24.33% | 24.33% | Y | Y | N | 0
| 2050 | WMECO | SOUTHERN | SPRINGFIELD | Clinton_21S | 21S | 21S-3X | SPRINGFIELD | D | 21S14 | SPRINGFIELD | 13.8 | 13.8 | 13.8 | 1.7 | 2.438 | 2.0078 | 7.3 | 7.3 | 12.7399 | 23.29% | 33.4% | 15.76% | 24.15% | 24.15% | Y | N | N | 0
| 868 | NSTAR | Central | Somerville | East Camb | 875 | 110C | Cambridge | D | 875-1328 | CAM | 13.8kV | 13.8kV | 13.8kV | 3.0081 | 2.8922 | 2.438 | 11.5789 | 11.5789 | 11.5926 | 25.98% | 24.98% | 21.03% | 24% | 24% | Y | N | N | 0
| 805 | NSTAR | Central | Somerville | Concord | 827 | 14B | Cambridge | D | 827-07 | CAM | 4.16kV | 4.16kV | 4.16kV | 0.76286 | 0.57643 | 0.46835 | 2.5189 | 2.5189 | 2.5219 | 30.29% | 22.88% | 18.57% | 23.91% | 23.91% | Y | N | N | 0
| 180 | NSTAR | Central | Somerville | PNU14 | PNU14 | P14 | Somerville | D | 14N01 | SOM | 4.16kV | 4.16kV | 4.16kV | 0.17992 | 0.60525 | 0.60525 | 1.9431 | 1.9431 | 1.9454 | 9.259% | 31.15% | 31.11% | 23.84% | 23.84% | Y | N | N | 0
| 349 | NSTAR | Central | Waltham | STA 315 | 315 | 110B | Watertown | D | 305-1421H1 | WAT | 13.8kV | 13.8kV | 13.8kV | 0.5 | 1.219 | 1.1951 | 5 | 3.3424 | 4.7805 | 10% | 36.47% | 25% | 23.82% | 23.82% | Y | N | N | 0
| 741 | NSTAR | Central | Somerville | Potter | 813 | 14A | Cambridge | D | 813-36 | CAM | 4.16kV | 4.16kV | 4.16kV | 0 | 0.90067 | 0.90067 | 2.5189 | 2.5189 | 2.5219 | 0% | 35.76% | 35.71% | 23.82% | 23.82% | Y | N | N | 0
| 102 | NSTAR | Central | Boston | Andrew Sq | 106 | 110C | South Boston | D | 106-1N31H3 | DOR | 13.8kV | 13.8kV | 13.8kV | 0.76397 | 0.78878 | 0.83658 | 3.3424 | 3.3424 | 3.3463 | 22.86% | 23.6% | 25% | 23.82% | 23.82% | Y | N | N | 0
| 682 | NSTAR | Central | Boston | Andrew Sq | 106 | 110B | South Boston | D | 528-169H1 | BOS | 13.8kV | 13.8kV | 13.8kV | 0.83559 | 0.76487 | 0.78878 | 3.3424 | 3.3424 | 3.3463 | 25% | 22.88% | 23.57% | 23.82% | 23.82% | Y | N | N | 0
| 1296 | NSTAR | South | Cape & Vineyard | STA 983 | 983 | 1 | Provincetown | D | 4-675-974 | PRO | 4.16kV | 4.16kV | 4.16kV | 2.0635 | 0.47285 | 0.37101 | 4.069 | 4.069 | 4.0738 | 50.71% | 11.62% | 9.107% | 23.81% | 23.81% | Y | N | N | 0
| 2060 | WMECO | SOUTHERN | SPRINGFIELD | Clinton_21S | 21S | 21S-2X | SPRINGFIELD | D | 21S9 | SPRINGFIELD | 13.8 | 13.8 | 13.8 | 2.6 | 2.9161 | 3.0834 | 12.1 | 12.1 | 11.9751 | 21.49% | 24.1% | 25.75% | 23.78% | 23.78% | Y | N | N | 0
| 182 | NSTAR | Central | Somerville | PNU29 | PNU29 | P14/P29 | Somerville | D | 14N29 | SOM | 4.16kV | 4.16kV | 4.16kV | 0.64771 | 0.72053 | 0.017149 | 1.9431 | 1.9431 | 1.9454 | 33.33% | 37.08% | 0.8815% | 23.77% | 23.77% | Y | N | N | 0
| 316 | NSTAR | Central | Boston | Colburn St | 350 | 110B | Boston | D | 284-1300H1 | WRX | 13.8kV | 13.8kV | 13.8kV | 2.9842 | 1.8883 | 1.9122 | 9.5496 | 9.5496 | 9.5609 | 31.25% | 19.77% | 20% | 23.67% | 23.67% | Y | N | N | 0
| 846 | NSTAR | Central | Somerville | Putnam | 831 | 110C | Cambridge | D | 831-1340 | CAM | 13.8kV | 13.8kV | 13.8kV | 3.3424 | 1.8883 | 1.8883 | 10.0271 | 10.0271 | 10.039 | 33.33% | 18.83% | 18.81% | 23.66% | 23.66% | Y | N | N | 0
| 683 | NSTAR | Central | Boston | Andrew Sq | 106 | 110B | South Boston | D | 528-169H2 | BOS | 13.8kV | 13.8kV | 13.8kV | 2.0293 | 1.96 | 1.9361 | 8.3559 | 8.3559 | 8.3658 | 24.29% | 23.46% | 23.14% | 23.63% | 23.63% | Y | N | N | 0
| 585 | NSTAR | Central | Boston | Dewar Street | 483 | 110A | Dorchester | D | 466-1482H2 | DOR | 13.8kV | 13.8kV | 13.8kV | 2.0293 | 1.5058 | 2.3902 | 8.3559 | 8.3559 | 8.3658 | 24.29% | 18.02% | 28.57% | 23.63% | 23.63% | Y | N | N | 0
| 219 | NSTAR | Central | Somerville | Woburn | 211 | 110B | Woburn | D | 211-H15 | WOB | 13.8kV | 13.8kV | 13.8kV | 5.7059 | 0.19122 | 0.19122 | 8.5946 | 8.5946 | 8.6048 | 66.39% | 2.225% | 2.222% | 23.61% | 23.61% | Y | N | N | 0
| 862 | NSTAR | Central | Somerville | Kendall | 850 | 14 kV Bus | Cambridge | D | 850-1352 | CAM | 13.8kV | 13.8kV | 13.8kV | 3.0797 | 2.7249 | 2.3663 | 11.5789 | 11.5789 | 11.5926 | 26.6% | 23.53% | 20.41% | 23.51% | 23.51% | Y | N | N | 0
| 1236 | NSTAR | South | Plymouth | Tremont Sub | 713 | 1 | Wareham | D | 3-81-81 | WAR | 22.8kV | 22.8kV | 22.8kV | 4.3388 | 5.1338 | 5.5287 | 21.2998 | 21.2998 | 21.325 | 20.37% | 24.1% | 25.93% | 23.47% | 23.47% | Y | Y | N | 0
| 455 | NSTAR | Central | Boston | Hyde Park | 496 | 110B | Hyde Park | D | 344-1411H1 | HYP | 13.8kV | 13.8kV | 13.8kV | 1.9099 | 2.3902 | 2.4141 | 9.5496 | 9.5496 | 9.5609 | 20% | 25.03% | 25.25% | 23.43% | 23.43% | Y | N | N | 0
| 94 | NSTAR | Central | Boston | Andrew Sq | 106 | 110C | South Boston | D | 106-1N18H7 | ROX | 13.8kV | 13.8kV | 13.8kV | 0.81172 | 0.78878 | 0.74097 | 3.3424 | 3.3424 | 3.3463 | 24.29% | 23.6% | 22.14% | 23.34% | 23.34% | Y | N | N | 0
| 1163 | NSTAR | South | Plymouth | West Pond Sub | 737 | 2 | Plymouth | D | 3-14-934 | PLY | 22.8kV | 22.8kV | 22.8kV | 3.9444 | 4.1465 | 4.344 | 17.7498 | 17.7498 | 17.7708 | 22.22% | 23.36% | 24.44% | 23.34% | 23.34% | Y | N | N | 0
| 268 | NSTAR | Central | Somerville | Mystic Station | 250 | 110B | Charlestown | D | 250-1N33H1 | SOM,SHE | 13.8kV | 13.8kV | 13.8kV | 1.4324 | 1.4102 | 1.8166 | 6.6847 | 6.6847 | 6.6926 | 21.43% | 21.1% | 27.14% | 23.22% | 23.22% | Y | N | N | 0
| 1155 | NSTAR | South | Plymouth | West Pond Sub | 737 | 1 | Plymouth | D | 3-12-932 | PLY | 22.8kV | 22.8kV | 22.8kV | 4.8911 | 4.5414 | 5.1338 | 20.9053 | 20.9053 | 20.9301 | 23.4% | 21.72% | 24.53% | 23.22% | 23.22% | Y | N | N | 0
| 778 | NSTAR | Central | Somerville | Prospect | 819 | 14A | Cambridge | D | 819-1NE4 | CAM | 13.8kV | 13.8kV | 13.8kV | 3.1991 | 1.219 | 1.3863 | 8.3559 | 8.3559 | 8.3658 | 38.29% | 14.59% | 16.57% | 23.15% | 23.15% | Y | N | N | 0
| 2127 | WMECO | SOUTHERN | SPRINGFIELD | West_Springfield_8C | 8C | 8C-1X,8C-2X | WEST SPRINGFIELD | D | 8C23 | WEST SPRINGFIELD | 13.8 | 13.8 | 13.8 | 1.8 | 1.7927 | 1.8883 | 7.9 | 7.9 | 7.8878 | 22.78% | 22.69% | 23.94% | 23.14% | 23.14% | Y | N | N | 0
| 1776 | NSTAR | West | Southboro | Acton | 416 | 110B | Maynard | D | 416-H7 | SUD WAY | 13.8kV | 13.8kV | 13.8kV | 2.6023 | 2.5336 | 2.9878 | 11.6983 | 11.6983 | 11.7121 | 22.24% | 21.66% | 25.51% | 23.14% | 23.14% | Y | N | N | 0
| 653 | NSTAR | Central | Boston | Dewar Street | 483 | 110A | Dorchester | D | 511-1495H1 | DOR | 13.8kV | 13.8kV | 13.8kV | 0.83559 | 0.64536 | 0.83658 | 3.3424 | 3.3424 | 3.3463 | 25% | 19.31% | 25% | 23.1% | 23.1% | Y | N | N | 0
| 691 | NSTAR | Central | Boston | Brighton | 329 | 110B | Brighton | D | 548-92H1 | BRI | 13.8kV | 13.8kV | 13.8kV | 1.9099 | 2.1034 | 2.5814 | 9.5496 | 9.5496 | 9.5609 | 20% | 22.03% | 27% | 23.01% | 23.01% | Y | N | N | 0
| 1643 | NSTAR | West | Southboro | Sherborn | 274 | 110B | Sherborn | D | 274-H2 | HOL,MDW,MLS,SHE | 13.8kV | 13.8kV | 13.8kV | 2.65 | 2.5336 | 2.8922 | 11.6983 | 11.6983 | 11.7121 | 22.65% | 21.66% | 24.69% | 23% | 23% | Y | N | N | 0
| 554 | NSTAR | Central | Boston | Dewar Street | 483 | 110B | Dorchester | D | 43-1490H2 | DOR | 13.8kV | 13.8kV | 13.8kV | 0.95496 | 0.52585 | 0.57366 | 2.9842 | 2.9842 | 2.9878 | 32% | 17.62% | 19.2% | 22.94% | 22.94% | Y | N | N | 0
| 773 | NSTAR | Central | Somerville | Prospect | 819 | 14A | Cambridge | D | 819-1NB3 | CAM | 13.8kV | 13.8kV | 13.8kV | 1.2892 | 1.458 | 1.721 | 5.8491 | 6.8041 | 6.8122 | 22.04% | 21.43% | 25.26% | 22.91% | 22.91% | Y | N | N | 0
| 812 | NSTAR | Central | Somerville | Alewife | 828 | 110A | Cambridge | D | 828-1104H1 | CAM | 13.8kV | 13.8kV | 13.8kV | 0.83559 | 0.95609 | 1.0756 | 4.178 | 4.178 | 4.1829 | 20% | 22.88% | 25.71% | 22.87% | 22.87% | Y | N | N | 0
| 1610 | NSTAR | West | Waltham | Homer Street | 17 | 292-82H, 292-215, 41-211X | Newton | D | 17-H2 | BRI,NEW | 13.8kV | 13.8kV | 13.8kV | 1.9099 | 1.7449 | 2.0795 | 8.3559 | 8.3559 | 8.3658 | 22.86% | 20.88% | 24.86% | 22.87% | 22.87% | Y | N | N | 0
| 1112 | NSTAR | South | New Bedford | Belleville Ave. | 680 | 1 | New Bedford | D | 2-84-136 | NEB | 3.74kV | 3.74kV | 3.74kV | 0.53703 | 0.732 | 0 | 1.8505 | 1.8505 | 1.8527 | 29.02% | 39.56% | 0% | 22.86% | 22.86% | Y | N | N | 0
| 1519 | NSTAR | West | Southboro | Mechanic St | 23 | 14C | Natick | D | 2301 | NAT | 4.16kV | 4.16kV | 4.16kV | 0.51097 | 0.46114 | 0.55481 | 2.231 | 2.231 | 2.2337 | 22.9% | 20.67% | 24.84% | 22.8% | 22.8% | Y | N | N | 0
| 391 | NSTAR | Central | Boston | Electric Ave | 315 | 110A | Brighton | D | 315-H13 | BDT | 13.8kV | 13.8kV | 13.8kV | 1.5757 | 2.5097 | 3.8244 | 11.5789 | 11.5789 | 11.5926 | 13.61% | 21.68% | 32.99% | 22.76% | 22.76% | Y | N | N | 0
| 489 | NSTAR | Central | Somerville | Dragon Court | 375 | 110A | Woburn | D | 375-H10 | BUR WOB | 13.8kV | 13.8kV | 13.8kV | 2.3635 | 2.7966 | 2.7966 | 11.6983 | 11.6983 | 11.7121 | 20.2% | 23.91% | 23.88% | 22.66% | 22.66% | Y | N | N | 0
| 1044 | NSTAR | South | New Bedford | Cross Rd. | 651 | 109 | Dartmouth | D | 2-533-530 | DAR | 13.2kV | 13.2kV | 13.2kV | 1.4843 | 1.4632 | 1.4861 | 6.5311 | 6.5311 | 6.5388 | 22.73% | 22.4% | 22.73% | 22.62% | 22.62% | Y | Y | N | 0
| 2027 | WMECO | SOUTHERN | SPRINGFIELD | Breckwood_20A | 20A | 20A-1X | SPRINGFIELD | D | 20A11 | SPRINGFIELD | 13.8 | 13.8 | 13.8 | 1.3 | 2.4619 | 2.0556 | 8 | 8 | 9.9673 | 16.25% | 30.77% | 20.62% | 22.55% | 22.55% | Y | N | N | 0
| 1735 | NSTAR | West | Southboro | Maynard | 355 | 2 | Maynard | D | 355-04 | MAY | 4.16kV | 4.16kV | 4.16kV | 0.39582 | 0.36747 | 0.54761 | 1.9431 | 1.9431 | 1.9454 | 20.37% | 18.91% | 28.15% | 22.48% | 22.48% | Y | N | N | 0
| 1723 | NSTAR | West | Southboro | Sudbury | 343 | 110A | Sudbury | D | 342-H9 | SUD | 13.8kV | 13.8kV | 13.8kV | 1.9338 | 2.0556 | 2.199 | 9.1915 | 9.1915 | 9.2024 | 21.04% | 22.36% | 23.9% | 22.43% | 22.43% | Y | N | N | 0
| 86 | NSTAR | Central | Boston | Hoyt Street | 67 | 14B | Dorchester | D | 6707 | DOR | 4.16kV | 4.16kV | 4.16kV | 0.439 | 0.36027 | 0.33865 | 1.6912 | 1.6912 | 1.6933 | 25.96% | 21.3% | 20% | 22.42% | 22.42% | Y | N | N | 0
| 147 | NSTAR | Central | Somerville | PNU13 | PNU13 | P13 | Somerville | D | 13N01 | SOM | 4.16kV | 4.16kV | 4.16kV | 0.71968 | 1.0087 | 0.012609 | 2.5908 | 2.5908 | 2.5939 | 27.78% | 38.93% | 0.4861% | 22.4% | 22.4% | Y | N | N | 0
| 1854 | NSTAR | West | Waltham | Trapelo Road | 450 | 110A | Waltham | D | 526-1361H1 | WAL | 13.8kV | 13.8kV | 13.8kV | 0.95496 | 1.0039 | 0.28683 | 3.3424 | 3.3424 | 3.3463 | 28.57% | 30.04% | 8.571% | 22.39% | 22.39% | Y | N | N | 0
| 93 | NSTAR | Central | Boston | Andrew Sq | 106 | 110C | South Boston | D | 106-1N18H6 | ROX | 13.8kV | 13.8kV | 13.8kV | 0.71622 | 0.74097 | 0.78878 | 3.3424 | 3.3424 | 3.3463 | 21.43% | 22.17% | 23.57% | 22.39% | 22.39% | Y | N | N | 0
| 858 | NSTAR | Central | Somerville | Putnam | 831 | 110B | Cambridge | D | 831-1ND5 | CAM | 13.8kV | 13.8kV | 13.8kV | 2.4351 | 2.6054 | 2.7249 | 11.5789 | 11.5789 | 11.5926 | 21.03% | 22.5% | 23.51% | 22.35% | 22.35% | Y | N | N | 0
| 906 | NSTAR | Central | Boston | Seafood Way | 99 | 110A | South Boston | D | 99-H8 | SOB | 13.8kV | 13.8kV | 13.8kV | 2.8171 | 3.1312 | 3.9439 | 14.8019 | 14.8019 | 14.8194 | 19.03% | 21.15% | 26.61% | 22.27% | 22.27% | Y | N | N | 0
| 1369 | NSTAR | South | Cape & Vineyard | Oak Street | 920 | 1 | Barnstable | D | 4-87B-473 | SAN | 22.8kV | 22.8kV | N/A | 10.4921 | 0 | 0 | 15.7776 | 15.7776 | 15.7963 | 66.5% | 0% | 0% | 22.17% | 22.17% | Y | N | N | 0
| 104 | NSTAR | Central | Boston | Andrew Sq | 106 | 110C | South Boston | D | 106-1N31H5 | ROX | 13.8kV | 13.8kV | 13.8kV | 0.69235 | 0.74097 | 0.78878 | 3.3424 | 3.3424 | 3.3463 | 20.71% | 22.17% | 23.57% | 22.15% | 22.15% | Y | N | N | 0
| 311 | NSTAR | Central | Boston | Washington St | 284 | 110B | Jamaica Plain | D | 284-04 | WRX | 4.16kV | 4.16kV | 4.16kV | 0.50378 | 0.59084 | 0.61245 | 2.5908 | 2.5908 | 2.5939 | 19.44% | 22.8% | 23.61% | 21.95% | 21.95% | Y | N | N | 0
| 761 | NSTAR | Central | Somerville | Putnam | 817 | 14A | Cambridge | D | 817-46 | CAM | 4.16kV | 4.16kV | 4.16kV | 0.51097 | 0.89346 | 0.89346 | 3.4904 | 3.4904 | 3.4946 | 14.64% | 25.6% | 25.57% | 21.93% | 21.93% | Y | N | N | 0
| 788 | NSTAR | Central | Somerville | Mellen | 822 | 14A | Cambridge | D | 822-21 | CAM | 4.16kV | 4.16kV | 4.16kV | 0.59014 | 0.56202 | 0.56922 | 2.6268 | 2.6268 | 2.6299 | 22.47% | 21.4% | 21.64% | 21.83% | 21.83% | Y | N | N | 0
| 348 | NSTAR | Central | Boston | Electric Ave | 315 | 110B | Brighton | D | 305-1421H | BRI | 13.8kV | 13.8kV | 13.8kV | 2.1964 | 2.6293 | 2.7488 | 11.5789 | 11.5789 | 11.5926 | 18.97% | 22.71% | 23.71% | 21.8% | 21.8% | Y | N | N | 0
| 540 | NSTAR | Central | Boston | Colburn St | 350 | 110B | South Boston | D | 396-1130H1 | ROX | 13.8kV | 13.8kV | 13.8kV | 0.83559 | 0.78878 | 0.71707 | 3.5811 | 3.5811 | 3.5853 | 23.33% | 22.03% | 20% | 21.79% | 21.79% | Y | N | N | 0
| 811 | NSTAR | Central | Somerville | Alewife | 828 | 110A | Cambridge | D | 828-1104H | CAM | 13.8kV | 13.8kV | 13.8kV | 1.5996 | 1.5058 | 1.6493 | 5.8491 | 8.3559 | 8.3658 | 27.35% | 18.02% | 19.71% | 21.69% | 21.69% | Y | N | N | 0
| 1370 | NSTAR | South | Cape & Vineyard | Hyannis Junction | 961 | 1 | Barnstable | D | 4-87B-87B | BNS | 22.8kV | 22.8kV | 22.8kV | 11.1232 | 7.3058 | 5.9236 | 37.8662 | 37.8662 | 37.9111 | 29.38% | 19.29% | 15.62% | 21.43% | 21.43% | Y | Y | N | 0
| 1502 | NSTAR | West | Waltham | Homer Street | 17 | 14E | Newton | D | 1706 | NEW | 4.16kV | 4.16kV | 4.16kV | 0 | 0 | 1.088 | 1.6912 | 1.6912 | 1.6933 | 0% | 0% | 64.26% | 21.42% | 21.42% | Y | N | N | 0
| 52 | NSTAR | Central | Boston | Kenmore | 49 | 14A | Boston | D | 4906 | BDT,ROX | 4.16kV | 4.16kV | 4.16kV | 0.51097 | 0.57643 | 0.57643 | 2.5908 | 2.5908 | 2.5939 | 19.72% | 22.25% | 22.22% | 21.4% | 21.4% | Y | N | N | 0
| 345 | NSTAR | Central | Somerville | Mystic Station | 250 | 110A | Charlestown | D | 30-179XYH | EVE | 13.8kV | 13.8kV | 13.8kV | 3.2946 | 2.9161 | 2.9878 | 14.3244 | 14.3244 | 14.3414 | 23% | 20.36% | 20.83% | 21.4% | 21.4% | Y | N | N | 0
| 1529 | NSTAR | West | Southboro | South Street | 24 | 14F | Framingham | D | 2406 | FRA | 4.16kV | 4.16kV | 4.16kV | 0.71248 | 0.44673 | 0.50437 | 2.5908 | 2.5908 | 2.5939 | 27.5% | 17.24% | 19.44% | 21.4% | 21.4% | Y | N | N | 0
| 770 | NSTAR | Central | Somerville | Prospect | 819 | 14kV Bus | Cambridge | D | 819-1NA5 | CAM | 13.8kV | 13.8kV | 13.8kV | 1.2176 | 1.5058 | 1.6254 | 6.8041 | 6.8041 | 6.8122 | 17.89% | 22.13% | 23.86% | 21.3% | 21.3% | Y | N | N | 0
| 776 | NSTAR | Central | Somerville | Prospect | 819 | 14A | Cambridge | D | 819-1NC3 | CAM | 13.8kV | 13.8kV | 13.8kV | 2.7694 | 2.1512 | 2.438 | 11.5789 | 11.5789 | 11.5926 | 23.92% | 18.58% | 21.03% | 21.18% | 21.18% | Y | N | N | 0
| 24 | NSTAR | Central | Boston | Allston | 36 | 14A | Allston | D | 3603 | BRI,BKL | 4.16kV | 4.16kV | 4.16kV | 0.48219 | 0.57643 | 0.57643 | 2.5908 | 2.5908 | 2.5939 | 18.61% | 22.25% | 22.22% | 21.03% | 21.03% | Y | N | N | 0
| 1423 | NSTAR | South | Cape & Vineyard | Harwich Sub | 968 | 1 | Harwich | D | 4-92B-570 | DEN | 22.8kV | 22.8kV | 22.8kV | 2.2483 | 2.172 | 1.5401 | 9.4666 | 9.4666 | 9.4778 | 23.75% | 22.94% | 16.25% | 20.98% | 20.98% | Y | Y | N | 0
| 1280 | NSTAR | South | Plymouth | Kingston Sub | 735 | 1 | Kingston | D | 3-909-909 | KIN | 22.8kV | 22.8kV | 24kV | 2.8005 | 2.4484 | 2.5669 | 12.4249 | 12.4249 | 12.4396 | 22.54% | 19.71% | 20.63% | 20.96% | 20.96% | Y | Y | N | 0
| 2106 | WMECO | SOUTHERN | SPRINGFIELD | East_Springfield_5J | 5J | 5J-7X | SPRINGFIELD | D | 5J9 | SPRINGFIELD | 13.8 | 13.8 | 13.8 | 4.6 | 0 | 5.5692 | 15.5 | 6.6 | 16.9228 | 29.68% | 0% | 32.91% | 20.86% | 20.86% | Y | N | N | 0
| 1942 | WMECO | NORTHERN | HADLEY | Midway_19B | 19B | 19B-1X | EASTHAMPTON | D | 19B15 | EASTHAMPTON | 13.8 | 13.8 | 13.8 | 0.9 | 2.3185 | 1.8883 | 7.8 | 7.8 | 8.9634 | 11.54% | 29.72% | 21.07% | 20.78% | 20.78% | Y | N | N | 0
| 1408 | NSTAR | South | Cape & Vineyard | Hyannis Junction | 961 | 2 | Barnstable | D | 4-92A-551 | DEN | 22.8kV | 22.8kV | 22.8kV | 1.8933 | 2.4879 | 1.2637 | 9.0721 | 9.0721 | 9.0829 | 20.87% | 27.42% | 13.91% | 20.74% | 20.74% | Y | Y | N | 0
| 167 | NSTAR | Central | Boston | Andrew Sq | 106 | 110B | South Boston | D | 143-109H7 | WRX | 13.8kV | 13.8kV | 13.8kV | 0.6446 | 0.69317 | 0.74097 | 3.3424 | 3.3424 | 3.3463 | 19.29% | 20.74% | 22.14% | 20.72% | 20.72% | Y | N | N | 0
| 1831 | NSTAR | West | Walpole | Norwood Sub | 469 | Muni | Norwood | D | 469-H1 | WWO | 13.8kV | 13.8kV | 13.8kV | 1.9577 | 2.1034 | 2.0078 | 9.7883 | 9.7883 | 9.7999 | 20% | 21.49% | 20.49% | 20.66% | 20.66% | Y | N | N | 0
| 1355 | NSTAR | South | Cape & Vineyard | Hyannis Junction | 961 | 1 | Barnstable | D | 4-84B-510 | BNS | 22.8kV | 22.8kV | 22.8kV | 2.2483 | 2.4484 | 2.1325 | 11.0443 | 11.0443 | 11.0574 | 20.36% | 22.17% | 19.29% | 20.6% | 20.6% | Y | Y | N | 0
| 5 | NSTAR | Central | Boston | Roslindale | 13 | 14A | Roslindale | D | 1307 | WRX | 4.16kV | 4.16kV | 4.16kV | 0.32386 | 0.32424 | 0.39629 | 1.6912 | 1.6912 | 1.6933 | 19.15% | 19.17% | 23.4% | 20.57% | 20.57% | Y | N | N | 0
| 1933 | WMECO | NORTHERN | PITTSFIELD | Doreen_19A | 19A | 19A-1X,19A-2X | PITTSFIELD | D | 19A1 | PITTSFIELD | 23 | 23 | 23 | 1.9 | 4.6609 | 5.139 | 16.3 | 16.4 | 23.9023 | 11.66% | 28.42% | 21.5% | 20.53% | 20.53% | Y | N | N | 0
| 196 | NSTAR | Central | Boston | Seafood Way | 99 | 110A | South Boston | D | 162-182H1 | SOB | 13.8kV | 13.8kV | 13.8kV | 1.2892 | 1.3146 | 1.2907 | 6.3266 | 6.3266 | 6.3341 | 20.38% | 20.78% | 20.38% | 20.51% | 20.51% | Y | N | N | 0
| 875 | NSTAR | Central | Somerville | East Camb | 875 | 110C | Cambridge | D | 875-1365 | CAM | 13.8kV | 13.8kV | 13.8kV | 2.7455 | 1.5776 | 2.7966 | 11.5789 | 11.5789 | 11.5926 | 23.71% | 13.62% | 24.12% | 20.49% | 20.49% | Y | N | N | 0
| 456 | NSTAR | Central | Boston | Hyde Park | 496 | 110B | Hyde Park | D | 344-1411H2 | HYP | 13.8kV | 13.8kV | 13.8kV | 0.71622 | 0.64536 | 0.69317 | 3.3424 | 3.3424 | 3.3463 | 21.43% | 19.31% | 20.71% | 20.48% | 20.48% | Y | N | N | 0
| 1354 | NSTAR | South | Cape & Vineyard | Oak Street | 920 | 1 | Barnstable | D | 4-84A-84A | BNS | 22.8kV | 22.8kV | 22.8kV | 6.3505 | 7.2663 | 8.7669 | 36.4857 | 36.4857 | 36.529 | 17.41% | 19.92% | 24% | 20.44% | 20.44% | Y | Y | N | 0
| 1784 | NSTAR | West | Southboro | Speen Street | 433 | 110C | Framingham | D | 433-H14 | FRA NAT | 13.8kV | 13.8kV | 13.8kV | 2.3635 | 2.438 | 2.2946 | 11.5789 | 11.5789 | 11.5926 | 20.41% | 21.06% | 19.79% | 20.42% | 20.42% | Y | N | N | 0
| 874 | NSTAR | Central | Somerville | East Camb | 875 | 110A | Cambridge | D | 875-1359 | CAM | 13.8kV | 13.8kV | 13.8kV | 3.7243 | 1.7927 | 1.5776 | 11.5789 | 11.5789 | 11.5926 | 32.16% | 15.48% | 13.61% | 20.42% | 20.42% | Y | N | N | 0
| 1127 | NSTAR | South | New Bedford | River Rd. | 695 | 1 | New Bedford | D | 2-88-136 | NEB | 3.74kV | 3.74kV | 3.74kV | 0.31057 | 0.39515 | 0.42754 | 1.8505 | 1.8505 | 1.8527 | 16.78% | 21.35% | 23.08% | 20.4% | 20.4% | Y | N | N | 0
| 675 | NSTAR | Central | Boston | Dewar Street | 483 | 110A | Dorchester | D | 52-1494H2 | DOR | 13.8kV | 13.8kV | 13.8kV | 0.71622 | 0.95609 | 0.14341 | 2.9842 | 2.9842 | 2.9878 | 24% | 32.04% | 4.8% | 20.28% | 20.28% | Y | N | N | 0
| 426 | NSTAR | Central | Boston | Andrew Sq | 106 | 110A | South Boston | D | 323-78H1 | SOB | 13.8kV | 13.8kV | 13.8kV | 0.62072 | 0.66926 | 0.74097 | 3.3424 | 3.3424 | 3.3463 | 18.57% | 20.02% | 22.14% | 20.25% | 20.25% | Y | N | N | 0
| 854 | NSTAR | Central | Somerville | Putnam | 831 | 110A | Cambridge | D | 831-1NB4 | CAM | 13.8kV | 13.8kV | 13.8kV | 1.4563 | 1.3146 | 1.3624 | 6.8041 | 6.8041 | 6.8122 | 21.4% | 19.32% | 20% | 20.24% | 20.24% | Y | N | N | 0
| 765 | NSTAR | Central | Somerville | Prospect | 819 | 14A | Cambridge | D | 819-1342 | CAM | 13.8kV | 13.8kV | 13.8kV | 1.0982 | 1.4341 | 1.4102 | 5.8491 | 6.8041 | 6.8122 | 18.78% | 21.08% | 20.7% | 20.18% | 20.18% | Y | N | N | 0
| 830 | NSTAR | Central | Somerville | Smith Place | 829 | 14A | Cambridge | D | 829-20 | CAM | 4.16kV | 4.16kV | 4.16kV | 0.66211 | 0.0072053 | 0.43232 | 1.6912 | 2.0511 | 2.0535 | 39.15% | 0.3513% | 21.05% | 20.18% | 20.18% | Y | N | N | 0
| 1739 | NSTAR | West | Waltham | Jackson Street | 369 | 292-82H | Newton | D | 369-03 | NEW | 4.16kV | 4.16kV | 4.16kV | 0.39582 | 0.39629 | 0.38188 | 1.9431 | 1.9431 | 1.9454 | 20.37% | 20.39% | 19.63% | 20.13% | 20.13% | Y | N | N | 0
| 602 | NSTAR | Central | Boston | Dewar Street | 483 | 14B | Dorchester | D | 483-09 | DOR | 4.16kV | 4.16kV | 4.16kV | 0.51817 | 0.50437 | 0.5404 | 2.5908 | 2.5908 | 2.5939 | 20% | 19.47% | 20.83% | 20.1% | 20.1% | Y | N | N | 0
| 1906 | WMECO | NORTHERN | PITTSFIELD | Woodland_Rd_17G | 17G | 17G-1X,17G-2X | LEE | D | 17G3 | LEE | 23 | 23 | 23 | 1.3 | 2.9081 | 3.2268 | 9.3 | 9.4 | 21.3129 | 13.98% | 30.94% | 15.14% | 20.02% | 20.02% | Y | N | N | 0
| 346 | NSTAR | Central | Boston | Colburn St | 350 | 110B | Boston | D | 304-1440 | ROX | 13.8kV | 13.8kV | 13.8kV | 2.1725 | 2.3902 | 2.3902 | 11.5789 | 11.5789 | 11.5926 | 18.76% | 20.64% | 20.62% | 20.01% | 20.01% | Y | N | N | 0
| 562 | NSTAR | Central | Boston | Dewar Street | 483 | 110B | Dorchester | D | 43-1491H1 | DOR,WRX | 13.8kV | 13.8kV | 13.8kV | 0.83559 | 0.54975 | 0.40634 | 2.9842 | 2.9842 | 2.9878 | 28% | 18.42% | 13.6% | 20.01% | 20.01% | Y | N | N | 0
| 716 | NSTAR | Central | Boston | K Street | 385D | 110C | South Boston | D | 583-195H2 | SOB | 13.8kV | 13.8kV | 13.8kV | 1.4781 | 1.1473 | 1.1712 | 6.3341 | 6.3341 | 6.3341 | 23.34% | 18.11% | 18.49% | 19.98% | 19.98% | Y | N | N | 0
| 1130 | NSTAR | South | New Bedford | River Rd. | 695 | 1 | N. Bedford | D | 2-88-144 | NEB | 3.74kV | 3.74kV | 3.74kV | 0.32351 | 0.36924 | 0.41458 | 1.8505 | 1.8505 | 1.8527 | 17.48% | 19.95% | 22.38% | 19.94% | 19.94% | Y | N | N | 0
| 768 | NSTAR | Central | Somerville | Prospect | 819 | 14A | Cambridge | D | 819-1398 | CAM | 13.8kV | 13.8kV | 13.8kV | 1.2892 | 1.3146 | 1.458 | 6.8041 | 6.8041 | 6.8122 | 18.95% | 19.32% | 21.4% | 19.89% | 19.89% | Y | N | N | 0
| 433 | NSTAR | Central | Boston | Brighton | 329 | 110A | Brighton | D | 329-1N173H2 | BKL | 13.8kV | 13.8kV | 13.8kV | 2.3874 | 2.6293 | 1.96 | 11.6983 | 11.6983 | 11.7121 | 20.41% | 22.48% | 16.73% | 19.87% | 19.87% | Y | N | N | 0
| 1917 | WMECO | NORTHERN | HADLEY | Amherst_17K | 17K | 17K-4X | AMHERST | D | 17K7 | AMHERST | 13.8 | 13.8 | 13.8 | 1.3 | 2.4141 | 2.4141 | 10.3 | 10.3 | 10.278 | 12.62% | 23.44% | 23.49% | 19.85% | 19.85% | Y | N | N | 0
| 135 | NSTAR | Central | Boston | Dorchester Ave | 139 | 14C | South Boston | D | 139-09 | SOB | 4.16kV | 4.16kV | 4.16kV | 0.34545 | 0.39629 | 0.4107 | 1.9431 | 1.9431 | 1.9454 | 17.78% | 20.39% | 21.11% | 19.76% | 19.76% | Y | N | N | 0
| 1363 | NSTAR | South | Cape & Vineyard | Otis Sub | 915 | 1 | Bourne | D | 4-86-408 | BRN | 22.8kV | 22.8kV | 22.8kV | 3.1555 | 3.4357 | 2.7644 | 15.7776 | 15.7776 | 15.7963 | 20% | 21.78% | 17.5% | 19.76% | 19.76% | Y | Y | N | 0
| 274 | NSTAR | Central | Somerville | Mystic Station | 251 | 110A | Charlestown | D | 250-1N35H2 | EVE | 13.8kV | 13.8kV | 13.8kV | 2.3874 | 2.3185 | 2.1273 | 11.5789 | 11.5789 | 11.5926 | 20.62% | 20.02% | 18.35% | 19.66% | 19.66% | Y | N | N | 0
| 774 | NSTAR | Central | Somerville | Prospect | 819 | 14A | Cambridge | D | 819-1NB5 | CAM | 13.8kV | 13.8kV | 13.8kV | 1.4563 | 1.2429 | 1.3146 | 6.8041 | 6.8041 | 6.8122 | 21.4% | 18.27% | 19.3% | 19.66% | 19.66% | Y | N | N | 0
| 912 | NSTAR | Central | Boston | Dewar Street | 483 | 110A | Dorchester | D | MC-4 | DOR | 13.8kV | 13.8kV | 13.8kV | 1.0743 | 1.0278 | 1.0517 | 5.3716 | 5.3716 | 5.378 | 20% | 19.13% | 19.56% | 19.56% | 19.56% | Y | N | N | 0
| 878 | NSTAR | Central | Somerville | East Camb | 875 | 110A | Cambridge | D | 875-1392 | CAM | 13.8kV | 13.8kV | 13.8kV | 3.3662 | 3.3702 | 0.047805 | 11.5789 | 11.5789 | 11.5926 | 29.07% | 29.11% | 0.4124% | 19.53% | 19.53% | Y | N | N | 0
| 766 | NSTAR | Central | Somerville | Prospect | 819 | 14kV Bus | Cambridge | D | 819-1373 | CAM | 13.8kV | 13.8kV | 13.8kV | 2.8171 | 1.7688 | 1.7688 | 10.8627 | 10.8627 | 10.8755 | 25.93% | 16.28% | 16.26% | 19.49% | 19.49% | Y | N | N | 0
| 972 | NSTAR | South | Plymouth | Duxbury Sub | 738 | 1 | Duxbury | D | 3-27-27 | DUX | 22.8kV | 22.8kV | 22.8kV | 10.6499 | 5.1338 | 5.5287 | 36.4857 | 36.4857 | 36.529 | 29.19% | 14.07% | 15.14% | 19.47% | 19.47% | Y | N | N | 0
| 1292 | NSTAR | South | Cape & Vineyard | Hyannis Junction | 961 | 2 | Barnstable | D | 4-64-558 | YAR | 22.8kV | 22.8kV | 22.8kV | 5.3644 | 5.6867 | 0 | 18.9331 | 18.9331 | 18.9556 | 28.33% | 30.04% | 0% | 19.46% | 19.46% | Y | N | N | 0
| 911 | NSTAR | Central | Boston | K Street | 385 | 110A | South Boston | D | MC-3 | SOB | 13.8kV | 13.8kV | 13.8kV | 1.0743 | 1.0517 | 1.0039 | 5.3716 | 5.3716 | 5.378 | 20% | 19.58% | 18.67% | 19.42% | 19.42% | Y | N | N | 0
| 589 | NSTAR | Central | Boston | Arsenal Street | 467 | 110A | Watertown | D | 467-H11 | WAT BRI | 13.8kV | 13.8kV | 13.8kV | 2.7933 | 2.1273 | 1.7927 | 11.5789 | 11.5789 | 11.5926 | 24.12% | 18.37% | 15.46% | 19.32% | 19.32% | Y | N | N | 0
| 1412 | NSTAR | South | Cape & Vineyard | Hyannis Junction | 961 | 2 | Barnstable | D | 4-92A-560 | YAR | 22.8kV | 22.8kV | 22.8kV | 4.3388 | 4.6204 | 3.8306 | 22.0886 | 22.0886 | 22.1148 | 19.64% | 20.92% | 17.32% | 19.29% | 19.29% | Y | Y | N | 0
| 92 | NSTAR | Central | Boston | Andrew Sq | 106 | 110C | South Boston | D | 106-1N18H5 | ROX | 13.8kV | 13.8kV | 13.8kV | 0.59685 | 0.64536 | 0.69317 | 3.3424 | 3.3424 | 3.3463 | 17.86% | 19.31% | 20.71% | 19.29% | 19.29% | Y | N | N | 0
| 1411 | NSTAR | South | Cape & Vineyard | Hyannis Junction | 961 | 2 | Barnstable | D | 4-92A-559 | YAR | 22.8kV | 22.8kV | N/A | 5.2461 | 0 | 0 | 9.0721 | 9.0721 | 9.0829 | 57.83% | 0% | 0% | 19.28% | 19.28% | Y | N | N | 0
| 76 | NSTAR | Central | Somerville | Mystic Street | 59 | 14A | Arlington | D | 5907 | ARL | 4.16kV | 4.16kV | 4.16kV | 0.32386 | 0.38188 | 0.23057 | 1.6193 | 1.6193 | 1.6212 | 20% | 23.58% | 14.22% | 19.27% | 19.27% | Y | N | N | 0
| 261 | NSTAR | Central | Somerville | Mystic Station | 250 | 110B | Somerville | D | 227-52H8 | SOM | 13.8kV | 13.8kV | 13.8kV | 0.95496 | 0.81268 | 0.66926 | 3.5811 | 4.7748 | 4.7805 | 26.67% | 17.02% | 14% | 19.23% | 19.23% | Y | N | N | 0
| 813 | NSTAR | Central | Somerville | Alewife | 828 | 110A | Cambridge | D | 828-1104H2 | CAM | 13.8kV | 13.8kV | 13.8kV | 0.71622 | 0.83658 | 0.83658 | 4.178 | 4.178 | 4.1829 | 17.14% | 20.02% | 20% | 19.06% | 19.06% | Y | N | N | 0
| 1403 | NSTAR | South | Cape & Vineyard | Falmouth Sub | 933 | 1 | Falmouth | D | 4-91-228 | VIN | 22.8kV | 22.8kV | 22.8kV | 2.4455 | 2.6854 | 2.5274 | 13.411 | 13.411 | 13.4269 | 18.24% | 20.02% | 18.82% | 19.03% | 19.03% | Y | Y | N | 0
| 584 | NSTAR | Central | Boston | Dewar Street | 483 | 110A | Dorchester | D | 466-1482H1 | DOR | 13.8kV | 13.8kV | 13.8kV | 1.5518 | 1.5776 | 1.6254 | 8.3559 | 8.3559 | 8.3658 | 18.57% | 18.88% | 19.43% | 18.96% | 18.96% | Y | N | N | 0
| 2125 | WMECO | SOUTHERN | SPRINGFIELD | West_Springfield_8C | 8C | 8C-1X,8C-2X | WEST SPRINGFIELD | D | 8C21 | WEST SPRINGFIELD | 13.8 | 13.8 | 13.8 | 1.6 | 1.8405 | 1.9122 | 9.4 | 9.4 | 9.4414 | 17.02% | 19.58% | 20.25% | 18.95% | 18.95% | Y | N | N | 0
| 1557 | NSTAR | West | Waltham | Pine Street | 33 | 14D &14 E | Waltham | D | 3317 | WAL | 4.16kV | 4.16kV | 4.16kV | 0.31666 | 0.45394 | 0.25219 | 1.7992 | 1.7992 | 1.8013 | 17.6% | 25.23% | 14% | 18.94% | 18.94% | Y | N | N | 0
| 1649 | NSTAR | West | Waltham | Newtonville | 277 | 277-1368 | Newton | D | 277-03 | NEW | 4.16kV | 4.16kV | 4.16kV | 0 | 0.61245 | 0.46835 | 1.9072 | 1.9072 | 1.9094 | 0% | 32.11% | 24.53% | 18.88% | 18.88% | Y | N | N | 0
| 687 | NSTAR | Central | Boston | Roslindale | 14 | Bus #2 | Roslindale | D | 536-76H2 | WRX | 13.8kV | 13.8kV | 13.8kV | 1.2892 | 0.69317 | 0.71707 | 4.7748 | 4.7748 | 4.7805 | 27% | 14.52% | 15% | 18.84% | 18.84% | Y | N | N | 0
| 907 | NSTAR | Central | Boston | Seafood Way | 99 | 110B | South Boston | D | 99-H9 | SOB | 13.8kV | 13.8kV | 13.8kV | 2.4351 | 2.9878 | 2.9161 | 14.8019 | 14.8019 | 14.8194 | 16.45% | 20.19% | 19.68% | 18.77% | 18.77% | Y | N | N | 0
| 1445 | NSTAR | South | Cape & Vineyard | Harwich Sub | 968 | 2 | Harwich | D | 4-95A-598 | HAR | 22.8kV | 22.8kV | 22.8kV | 5.9166 | 2.093 | 4.423 | 22.0886 | 22.0886 | 22.1148 | 26.79% | 9.476% | 20% | 18.75% | 18.75% | Y | Y | N | 0
| 260 | NSTAR | Central | Somerville | Mystic Station | 250 | 110B | Somerville | D | 227-52H7 | SOM | 13.8kV | 13.8kV | 13.8kV | 0.50135 | 0.62146 | 1.3863 | 3.5811 | 4.7748 | 4.7805 | 14% | 13.02% | 29% | 18.67% | 18.67% | Y | N | N | 0
| 1229 | NSTAR | South | Plymouth | Manomet Sub | 721 | 1 | Plymouth | D | 3-72-72 | PLY | 22.8kV | 22.8kV | 22.8kV | 3.55 | 3.6331 | 4.7389 | 21.2998 | 21.2998 | 21.325 | 16.67% | 17.06% | 22.22% | 18.65% | 18.65% | Y | Y | N | 0
| 302 | NSTAR | Central | Somerville | Dragon Court | 375 | 110B | Woburn | D | 258-1394H6 | SOM | 13.8kV | 13.8kV | 13.8kV | 0.47748 | 0.31073 | 1.0756 | 3.3424 | 3.3424 | 3.3463 | 14.29% | 9.297% | 32.14% | 18.58% | 18.58% | Y | N | N | 0
| 1384 | NSTAR | South | Cape & Vineyard | Orleans Sub | 975 | 2 | Orleans | D | 4-89B-573 | BRE | 22.8kV | 22.8kV | 22.8kV | 3.1555 | 4.3045 | 0 | 13.411 | 13.411 | 13.4269 | 23.53% | 32.1% | 0% | 18.54% | 18.54% | Y | N | N | 0
| 197 | NSTAR | Central | Boston | Seafood Way | 99 | 110A | South Boston | D | 162-182H2 | SOB | 13.8kV | 13.8kV | 13.8kV | 1.146 | 1.1712 | 1.1951 | 6.3266 | 6.3266 | 6.3341 | 18.11% | 18.51% | 18.87% | 18.5% | 18.5% | Y | N | N | 0
| 19 | NSTAR | Central | Boston | Salem St | 30 | 14A | Boston | D | 3003 | BDT | 4.16kV | 4.16kV | 4.16kV | 0.2159 | 0.36027 | 0.36027 | 1.6912 | 1.6912 | 1.6933 | 12.77% | 21.3% | 21.28% | 18.45% | 18.45% | Y | N | N | 0
| 1779 | NSTAR | West | Southboro | Speen Street | 433 | 110A | Framingham | D | 433-H1 | FRA | 13.8kV | 13.8kV | 13.8kV | 3.796 | 1.4341 | 1.2429 | 11.6983 | 11.6983 | 11.7121 | 32.45% | 12.26% | 10.61% | 18.44% | 18.44% | Y | N | N | 0
| 546 | NSTAR | Central | Boston | Congress Street | 430 | 14A | South Boston | D | 430-04 | SOB | 4.16kV | 4.16kV | 4.16kV | 0.4462 | 0.48996 | 0.49717 | 2.5908 | 2.5908 | 2.5939 | 17.22% | 18.91% | 19.17% | 18.43% | 18.43% | Y | N | N | 0
| 1314 | NSTAR | South | Cape & Vineyard | Hatchville Sub | 936 | 1 | Falmouth | D | 4-77A-77A | MAS | 22.8kV | 22.8kV | 22.8kV | 7.0605 | 3.5147 | 4.1465 | 26.6247 | 26.6247 | 26.6563 | 26.52% | 13.2% | 15.56% | 18.42% | 18.42% | Y | Y | N | 0
| 751 | NSTAR | Central | Somerville | Vassar | 816 | 14A | Cambridge | D | 816-04 | CAM | 4.16kV | 4.16kV | 4.16kV | 0.51817 | 0.61245 | 0.61245 | 2.5908 | 3.4904 | 3.4946 | 20% | 17.55% | 17.53% | 18.36% | 18.36% | Y | N | N | 0
| 1865 | NSTAR | Central | Waltham | Trapelo Road | 450 | 110B | Waltham | D | 531-1359H5 | WAL | 13.8kV | 13.8kV | 13.8kV | 0.50195 | 0.62146 | 0.71707 | 3.3463 | 3.3463 | 3.3463 | 15% | 18.57% | 21.43% | 18.33% | 18.33% | Y | N | N | 0
| 929 | NSTAR | South | New Bedford | Durfee St. | 686 | 1 | New Bedford | D | 2-8-42 | NEB | 3.74kV | 3.74kV | 3.74kV | 1.0094 | 0 | 0 | 1.8505 | 1.8505 | 1.8527 | 54.55% | 0% | 0% | 18.18% | 18.18% | Y | N | N | 0
| 1319 | NSTAR | South | Cape & Vineyard | Hatchville Sub | 936 | 1 | Falmouth | D | 4-78-409 | FAL | 22.8kV | 22.8kV | 22.8kV | 3.6288 | 3.7121 | 2.0535 | 17.3554 | 17.3554 | 17.3759 | 20.91% | 21.39% | 11.82% | 18.04% | 18.04% | Y | Y | N | 0
| 679 | NSTAR | Central | Boston | K Street | 385 | 110C | S. Boston | D | 525-191H | SOB,BDT | 13.8kV | 13.8kV | 13.8kV | 1.0505 | 1.3863 | 1.3624 | 7.0428 | 7.0428 | 7.0512 | 14.92% | 19.68% | 19.32% | 17.97% | 17.97% | Y | N | N | 0
| 1331 | NSTAR | South | Cape & Vineyard | HYN Junction | 961 | 2 | Barnstable | D | 4-80B-514 | HYN | 22.8kV | 22.8kV | N/A | 9.3482 | 0 | 0 | 17.3554 | 17.3554 | 17.3759 | 53.86% | 0% | 0% | 17.95% | 17.95% | Y | N | N | 0
| 2028 | WMECO | SOUTHERN | SPRINGFIELD | Breckwood_20A | 20A | 20A-1X | SPRINGFIELD | D | 20A12 | SPRINGFIELD | 13.8 | 13.8 | 13.8 | 2 | 2.0795 | 2.0795 | 11.7 | 11.7 | 10.9951 | 17.09% | 17.77% | 18.91% | 17.93% | 17.93% | Y | N | N | 0
| 953 | NSTAR | South | Plymouth | Kingston Sub | 735 | 1 | Kingston | D | 3-15-15 | KIN, PLY, PLT | 22.8kV | 22.8kV | 24kV | 3.55 | 3.9491 | 3.9491 | 21.2998 | 21.2998 | 21.325 | 16.67% | 18.54% | 18.52% | 17.91% | 17.91% | Y | Y | N | 0
| 463 | NSTAR | Central | Somerville | Colburn St | 350 | 110C | Boston | D | 350-H13 | BKL | 13.8kV | 13.8kV | 13.8kV | 1.6473 | 1.6732 | 1.6732 | 9.3109 | 9.3109 | 9.3219 | 17.69% | 17.97% | 17.95% | 17.87% | 17.87% | Y | N | N | 0
| 423 | NSTAR | Central | Boston | Andrew Sq | 106 | 110B | South Boston | D | 323-175H1 | BDT | 13.8kV | 13.8kV | 13.8kV | 0.5491 | 0.59756 | 0.64536 | 3.3424 | 3.3424 | 3.3463 | 16.43% | 17.88% | 19.29% | 17.86% | 17.86% | Y | N | N | 0
| 832 | NSTAR | Central | Somerville | Smith Place | 829 | 14A | Cambridge | D | 829-31 | CAM | 4.16kV | 4.16kV | 4.16kV | 0.49658 | 0.43953 | 0.4107 | 2.5189 | 2.5189 | 2.5219 | 19.71% | 17.45% | 16.29% | 17.82% | 17.82% | Y | N | N | 0
| 1486 | NSTAR | South | Cape & Vineyard | Hatchville Sub | 936 | 1 | Falmouth | D | 4-98B-448 | FAL | 22.8kV | 22.8kV | 22.8kV | 2.2089 | 2.5669 | 2.33 | 13.411 | 13.411 | 13.4269 | 16.47% | 19.14% | 17.35% | 17.65% | 17.65% | Y | Y | N | 0
| 567 | NSTAR | Central | Boston | Cummins Hwy | 441 | 14A | Roslindale | D | 441-05 | DOR,HYP,WRX | 4.16kV | 4.16kV | 4.16kV | 0.56135 | 0.51158 | 0.54761 | 3.0586 | 3.0586 | 3.0623 | 18.35% | 16.73% | 17.88% | 17.65% | 17.65% | Y | N | N | 0
| 162 | NSTAR | Central | Boston | Andrew Sq | 106 | 110B | South Boston | D | 143-109H2 | DOR | 13.8kV | 13.8kV | 13.8kV | 0.5491 | 0.59756 | 0.62146 | 3.3424 | 3.3424 | 3.3463 | 16.43% | 17.88% | 18.57% | 17.63% | 17.63% | Y | N | N | 0
| 168 | NSTAR | Central | Boston | Andrew Sq | 106 | 110B | South Boston | D | 143-109H8 | ROX | 13.8kV | 13.8kV | 13.8kV | 0.5491 | 0.59756 | 0.62146 | 3.3424 | 3.3424 | 3.3463 | 16.43% | 17.88% | 18.57% | 17.63% | 17.63% | Y | N | N | 0
| 730 | NSTAR | Central | Boston | Dewar Street | 483 | 110B | Dorchester | D | 67-1484H1 | DOR | 13.8kV | 13.8kV | 13.8kV | 1.3131 | 0.21512 | 0.23902 | 3.3424 | 3.3424 | 3.3463 | 39.29% | 6.436% | 7.143% | 17.62% | 17.62% | Y | N | N | 0
| 1040 | NSTAR | South | New Bedford | Cross Rd. | 651 | 111 | Dartmouth | D | 2-531-530 | DAR | 13.2kV | 13.2kV | 13.2kV | 1.0276 | 0.91452 | 1.509 | 6.5311 | 6.5311 | 6.5388 | 15.73% | 14% | 23.08% | 17.6% | 17.6% | Y | Y | N | 0
| 965 | NSTAR | South | Plymouth | Marshfield Sub | 738 | 1 | Marshfield | D | 3-23-23 | DUX, MAF | 22.8kV | 22.8kV | 22.8kV | 1.9722 | 5.9236 | 6.3185 | 27.0191 | 27.0191 | 27.0512 | 7.299% | 21.92% | 23.36% | 17.53% | 17.53% | Y | N | N | 0
| 235 | NSTAR | Central | Somerville | Terminal St | 5 | 14 kV Bus | Charlestown | D | 22-208 | CHT | 13.8kV | 13.8kV | 13.8kV | 1.0743 | 0.83658 | 0.83658 | 5.2523 | 5.2523 | 5.2585 | 20.45% | 15.93% | 15.91% | 17.43% | 17.43% | Y | N | N | 0
| 1286 | NSTAR | South | Cape & Vineyard | Hyannis Junction | 961 | 3 | Barnstable | D | 4-63-531 | BAR | 22.8kV | 22.8kV | 22.8kV | 2.2089 | 2.5669 | 2.1325 | 13.411 | 13.411 | 13.4269 | 16.47% | 19.14% | 15.88% | 17.16% | 17.16% | Y | Y | N | 0
| 18 | NSTAR | Central | Boston | Salem St | 30 | 14A | Boston | D | 3002 | BDT | 4.16kV | 4.16kV | 4.16kV | 0.46779 | 0.39629 | 0 | 1.6912 | 1.6912 | 1.6933 | 27.66% | 23.43% | 0% | 17.03% | 17.03% | Y | N | N | 0
| 1980 | WMECO | NORTHERN | HADLEY | Cumberland_22B | 22B | 22B-2X | GREENFIELD | D | 22B6 | GREENFIELD | 13.8 | 13.8 | 13.8kV | 1.2 | 1.1951 | 1.5776 | 7.8 | 7.8 | 7.7682 | 15.38% | 15.32% | 20.31% | 17% | 17% | Y | N | N | 0
| 160 | NSTAR | Central | Boston | Andrew Sq | 106 | 110B | South Boston | D | 143-109H1 | WRX DOR | 13.8kV | 13.8kV | 13.8kV | 0.59685 | 0.57366 | 0.52585 | 3.3424 | 3.3424 | 3.3463 | 17.86% | 17.16% | 15.71% | 16.91% | 16.91% | Y | N | N | 0
| 169 | NSTAR | Central | Boston | Andrew Sq | 106 | 110B | South Boston | D | 143-109H9 | WRX | 13.8kV | 13.8kV | 13.8kV | 0.59685 | 0.57366 | 0.52585 | 3.3424 | 3.3424 | 3.3463 | 17.86% | 17.16% | 15.71% | 16.91% | 16.91% | Y | N | N | 0
| 1460 | NSTAR | South | Cape & Vineyard | Wellfleet Sub | 976 | 2 | Wellfleet | D | 4-96-669 | TRU | 4.16kV | 4.16kV | 4.16kV | 0.18892 | 0.23279 | 0.20369 | 1.2352 | 1.2352 | 1.2367 | 15.29% | 18.85% | 16.47% | 16.87% | 16.87% | Y | N | N | 0
| 1386 | NSTAR | South | Cape & Vineyard | Brewster Sub | 951 | 2 | Brewster | D | 4-89B-577 | ORL | 22.8kV | 22.8kV | 22.8kV | 2.2483 | 2.4089 | 2.1325 | 13.411 | 13.411 | 13.4269 | 16.76% | 17.96% | 15.88% | 16.87% | 16.87% | Y | N | N | 0
| 717 | NSTAR | Central | Boston | K Street | 385D | 110C | South Boston | D | 583-195H3 | SOB | 13.8kV | 13.8kV | 13.8kV | 1.0756 | 1.0756 | 1.0517 | 6.3341 | 6.3341 | 6.3341 | 16.98% | 16.98% | 16.6% | 16.86% | 16.86% | Y | N | N | 0
| 852 | NSTAR | Central | Somerville | Putnam | 831 | 110A | Cambridge | D | 831-1394 | CAM | 13.8kV | 13.8kV | 13.8kV | 1.1937 | 1.6493 | 1.5536 | 8.714 | 8.714 | 8.7243 | 13.7% | 18.93% | 17.81% | 16.81% | 16.81% | Y | N | N | 0
| 2131 | WMECO | SOUTHERN | SPRINGFIELD | West_Springfield_8C | 8C | 8C-1X,8C-2X | WEST SPRINGFIELD | D | 8C31 | WEST SPRINGFIELD | 13.8 | 13.8 | 13.8 | 1.5 | 2.438 | 2.1512 | 12.1 | 12.1 | 12.0707 | 12.4% | 20.15% | 17.82% | 16.79% | 16.79% | Y | N | N | 0
| 1948 | WMECO | NORTHERN | HADLEY | Midway_19B | 19B | 19B-2X,19B-3X | EASTHAMPTON | D | 19B6 | EASTHAMPTON | 13.8 | 13.8 | 13.8 | 1.9 | 2.0556 | 2.0556 | 12 | 12 | 12.0468 | 15.83% | 17.13% | 17.06% | 16.68% | 16.68% | Y | N | N | 0
| 1862 | NSTAR | West | Waltham | Trapelo Road | 450 | 110A | Waltham | D | 531-1359H2 | WAL | 13.8kV | 13.8kV | 13.8kV | 0.59685 | 0.47805 | 0.59756 | 3.3424 | 3.3424 | 3.3463 | 17.86% | 14.3% | 17.86% | 16.67% | 16.67% | Y | N | N | 0
| 916 | NSTAR | Central | Boston | Dewar Street | 483 | 110A | Dorchester | D | MC-9 | ROX | 13.8kV | 13.8kV | 13.8kV | 0.95496 | 0 | 1.1951 | 4.2973 | 4.2973 | 4.3024 | 22.22% | 0% | 27.78% | 16.67% | 16.67% | Y | N | N | 0
| 2033 | WMECO | SOUTHERN | SPRINGFIELD | Breckwood_20A | 20A | 20A-2X | SPRINGFIELD | D | 20A23 | SPRINGFIELD | 13.8 | 13.8 | 13.8 | 1.6 | 2.0556 | 2.0556 | 11.7 | 11.7 | 10.9951 | 13.68% | 17.57% | 18.7% | 16.65% | 16.65% | Y | N | N | 0
| 1841 | NSTAR | West | Walpole | Canton | 470 | 110A | Canton | D | 470-H2 | CAN,SHA | 13.8kV | 13.8kV | 13.8kV | 2.2919 | 2.2468 | 1.2907 | 11.6983 | 11.6983 | 11.7121 | 19.59% | 19.21% | 11.02% | 16.61% | 16.61% | Y | N | N | 0
| 1897 | WMECO | NORTHERN | PITTSFIELD | Pleasant_16B | 16B | 16B-3X | LEE | D | 16B1 | LEE | 23 | 23 | 23 | 2.9 | 3.187 | 3.3065 | 17.9 | 17.9 | 21.3129 | 16.2% | 17.8% | 15.51% | 16.51% | 16.51% | Y | N | N | 0
| 1866 | NSTAR | Central | Waltham | Trapelo Road | 450 | 110B | Waltham | D | 531-1359H6 | WAL | 13.8kV | 13.8kV | 13.8kV | 0.62146 | 0.54975 | 0.47805 | 3.3463 | 3.3463 | 3.3463 | 18.57% | 16.43% | 14.29% | 16.43% | 16.43% | Y | N | N | 0
| 1694 | NSTAR | West | Waltham | Auburn Street | 316 | 17-1355H | Newton | D | 316-04 | NEW | 4.16kV | 4.16kV | 4.16kV | 0.25189 | 0.15852 | 0.54761 | 1.9431 | 1.9431 | 1.9454 | 12.96% | 8.158% | 28.15% | 16.42% | 16.42% | Y | N | N | 0
| 1616 | NSTAR | West | Walpole | Dedham | 20 | 24B | Dedham | D | 20-H2 | DED | 13.8kV | 13.8kV | 13.8kV | 0.90721 | 1.2429 | 0.95609 | 6.3266 | 6.3266 | 6.3341 | 14.34% | 19.65% | 15.09% | 16.36% | 16.36% | Y | N | N | 0
| 1352 | NSTAR | South | Cape & Vineyard | Orleans Sub | 975 | 2 | Orleans | D | 4-83-952 | ORL | 4.8kV | 4.8kV | 4.8kV | 0.6311 | 0.84801 | 0 | 3.031 | 3.031 | 3.0346 | 20.82% | 27.98% | 0% | 16.27% | 16.27% | Y | N | N | 0
| 502 | NSTAR | Central | Boston | K Street | 385 | 110B | S. Boston | D | 385-188H2 | SOB | 13.8kV | 13.8kV | 13.8kV | 1.0505 | 1.0278 | 1.0039 | 6.3266 | 6.3266 | 6.3341 | 16.6% | 16.25% | 15.85% | 16.23% | 16.23% | Y | N | N | 0
| 1934 | WMECO | NORTHERN | PITTSFIELD | Doreen_19A | 19A | 19A-1X,19A-2X | PITTSFIELD | D | 19A2 | PITTSFIELD | 23 | 23 | 23 | 1.4 | 3.5455 | 3.3065 | 16.3 | 16.4 | 17.9267 | 8.589% | 21.62% | 18.44% | 16.22% | 16.22% | Y | N | N | 0
| 133 | NSTAR | Central | Boston | Dorchester Ave | 139 | 14A | South Boston | D | 139-07 | SOB | 4.16kV | 4.16kV | 4.16kV | 0.34545 | 0.28101 | 0.31703 | 1.9431 | 1.9431 | 1.9454 | 17.78% | 14.46% | 16.3% | 16.18% | 16.18% | Y | N | N | 0
| 1783 | NSTAR | West | Southboro | Speen Street | 433 | 110A | Framingham | D | 433-H13 | FRA NAT | 13.8kV | 13.8kV | 13.8kV | 1.8144 | 1.7927 | 2.0078 | 11.5789 | 11.5789 | 11.5926 | 15.67% | 15.48% | 17.32% | 16.16% | 16.16% | Y | N | N | 0
| 550 | NSTAR | Central | Boston | K Street | 385 | 110A | South Boston | D | 430-156H1 | South Boston | 13.8kV | 13.8kV | 13.8kV | 1.0743 | 0.97999 | 1.0039 | 6.3266 | 6.3266 | 6.3341 | 16.98% | 15.49% | 15.85% | 16.11% | 16.11% | Y | N | N | 0
| 792 | NSTAR | Central | Somerville | Healey | 823 | 14A | Cambridge | D | 823-23 | CAM | 4.16kV | 4.16kV | 4.16kV | 0.48938 | 0.39629 | 0.33145 | 2.5189 | 2.5189 | 2.5219 | 19.43% | 15.73% | 13.14% | 16.1% | 16.1% | Y | N | N | 0
| 1972 | WMECO | NORTHERN | HADLEY | Montague_21C | 21C | 21C-4X | MONTAGUE | D | 21C6 | MONTAGUE | 13.8 | 13.8 | 13.8kV | 2.6 | 0.83658 | 0.88439 | 9 | 9 | 8.9634 | 28.89% | 9.295% | 9.867% | 16.02% | 16.02% | Y | N | N | 0
| 89 | NSTAR | Central | Boston | Andrew Sq | 106 | 110C | S. Boston | D | 106-1N18H2 | ROX | 13.8kV | 13.8kV | 13.8kV | 0.47748 | 0.52585 | 0.59756 | 3.3424 | 3.3424 | 3.3463 | 14.29% | 15.73% | 17.86% | 15.96% | 15.96% | Y | N | N | 0
| 1440 | NSTAR | South | Cape & Vineyard | Wellfleet Sub | 976 | 1 | Wellfleet | D | 4-94B-653 | EAS | 22.8kV | 22.8kV | 22.8kV | 1.9328 | 2.5274 | 1.935 | 13.411 | 13.411 | 13.4269 | 14.41% | 18.85% | 14.41% | 15.89% | 15.89% | Y | N | N | 0
| 305 | NSTAR | Central | Boston | Dewar Street | 483 | 110B | Dorchester | D | 263-1477H1 | DOR | 13.8kV | 13.8kV | 13.8kV | 0.95496 | 0.66926 | 1.3863 | 6.3266 | 6.3266 | 6.3341 | 15.09% | 10.58% | 21.89% | 15.85% | 15.85% | Y | N | N | 0
| 767 | NSTAR | Central | Somerville | Prospect | 819 | 14kV Bus | Cambridge | D | 819-1374XY | CAM | 13.8kV | 13.8kV | 13.8kV | 1.7667 | 1.6971 | 1.6971 | 10.8627 | 10.8627 | 10.8755 | 16.26% | 15.62% | 15.6% | 15.83% | 15.83% | Y | N | N | 0
| 443 | NSTAR | Central | Boston | Brighton | 329 | 110C | Brighton | D | 329-H5 | BRI | 13.8kV | 13.8kV | 13.8kV | 0.023874 | 1.6732 | 2.2707 | 8.3559 | 8.3559 | 8.3658 | 0.2857% | 20.02% | 27.14% | 15.82% | 15.82% | Y | N | N | 0
| 1230 | NSTAR | South | Plymouth | Manomet Sub | 741 | 1 | Plymouth | D | 3-72-940 | PLY | 22.8kV | 22.8kV | 22.8kV | 2.2878 | 2.5669 | 3.5542 | 17.7498 | 17.7498 | 17.7708 | 12.89% | 14.46% | 20% | 15.78% | 15.78% | Y | N | N | 0
| 658 | NSTAR | Central | Boston | Dewar Street | 483 | 110B | Dorchester | D | 511-1497H1 | DOR | 13.8kV | 13.8kV | 13.8kV | 1.5518 | 1.0995 | 1.4102 | 8.5946 | 8.5946 | 8.6048 | 18.06% | 12.79% | 16.39% | 15.75% | 15.75% | Y | N | N | 0
| 150 | NSTAR | Central | Somerville | PNU29 | PNU29 | P13/P29 | Somerville | D | 13N29 | SOM | 4.16kV | 4.16kV | 4.16kV | 0.56855 | 0.64127 | 0.012105 | 2.5908 | 2.5908 | 2.5939 | 21.94% | 24.75% | 0.4667% | 15.72% | 15.72% | Y | N | N | 0
| 1623 | NSTAR | West | Southboro | Leland Street | 240 | 110C | Natick | D | 23-1339H1 | NAT | 13.8kV | 13.8kV | 13.8kV | 0.50135 | 0.52585 | 0.54975 | 3.3424 | 3.3424 | 3.3463 | 15% | 15.73% | 16.43% | 15.72% | 15.72% | Y | N | N | 0
| 898 | NSTAR | Central | Boston | Seafood Way | 99 | 110B | South Boston | D | 99-H10 | SOB | 13.8kV | 13.8kV | 13.8kV | 2.1487 | 2.3424 | 2.4858 | 14.8019 | 14.8019 | 14.8194 | 14.52% | 15.83% | 16.77% | 15.71% | 15.71% | Y | N | N | 0
| 192 | NSTAR | Central | Somerville | Alewife | 828 | 110A | Cambridge | D | 16-1461H1 | SOM | 13.8kV | 13.8kV | 13.8kV | 0 | 0.71707 | 0.83658 | 3.3424 | 3.3424 | 3.3463 | 0% | 21.45% | 25% | 15.48% | 15.48% | Y | N | N | 0
| 1627 | NSTAR | West | Southboro | Leland Street | 240 | 110C | Natick | D | 23-1339H5 | NAT | 13.8kV | 13.8kV | 13.8kV | 0.38198 | 0.57366 | 0.59756 | 3.3424 | 3.3424 | 3.3463 | 11.43% | 17.16% | 17.86% | 15.48% | 15.48% | Y | N | N | 0
| 545 | NSTAR | Central | Boston | Congress Street | 430 | 14A | South Boston | D | 430-03 | SOB | 4.16kV | 4.16kV | 4.16kV | 0.30946 | 0.43953 | 0.45394 | 2.5908 | 2.5908 | 2.5939 | 11.94% | 16.96% | 17.5% | 15.47% | 15.47% | Y | N | N | 0
| 245 | NSTAR | Central | Somerville | Mystic Station | 250 | 110A | Everett | D | 227-51H3 | SOM | 13.8kV | 13.8kV | 13.8kV | 0.83559 | 0.62146 | 0.47805 | 4.178 | 4.178 | 4.1829 | 20% | 14.87% | 11.43% | 15.43% | 15.43% | Y | N | N | 0
| 2076 | WMECO | SOUTHERN | SPRINGFIELD | Orchard_27A | 27A | 27A-2X | SPRINGFIELD | D | 27A17 | LUDLOW | 13.8 | 13.8 | 13.8 | 1.1 | 1.3863 | 1.1473 | 7.9 | 7.9 | 7.8878 | 13.92% | 17.55% | 14.55% | 15.34% | 15.34% | Y | N | N | 0
| 277 | NSTAR | Central | Somerville | Mystic Station | 251 | 110A | Charlestown | D | 250-1N38H2 | EVE | 13.8kV | 13.8kV | 13.8kV | 1.0743 | 2.1273 | 2.1273 | 11.5789 | 11.5789 | 11.5926 | 9.278% | 18.37% | 18.35% | 15.33% | 15.33% | Y | N | N | 0
| 877 | NSTAR | Central | Somerville | East Camb | 875 | 110A | Cambridge | D | 875-1389 | CAM | 13.8kV | 13.8kV | 13.8kV | 1.9815 | 1.6732 | 1.6732 | 11.5789 | 11.5789 | 11.5926 | 17.11% | 14.45% | 14.43% | 15.33% | 15.33% | Y | N | N | 0
| 82 | NSTAR | Central | Boston | Hoyt Street | 67 | 14B | Dorchester | D | 6702 | DOR | 4.16kV | 4.16kV | 4.16kV | 0.37423 | 0.38909 | 0.42511 | 2.5908 | 2.5908 | 2.5939 | 14.44% | 15.02% | 16.39% | 15.28% | 15.28% | Y | N | N | 0
| 1688 | NSTAR | West | Southboro | Hopkinton | 126 | 110B | Hopkinton | D | 314-1370H1 | HOK | 13.8kV | 13.8kV | 13.8kV | 0.35811 | 0.59756 | 0.57366 | 3.3424 | 3.3424 | 3.3463 | 10.71% | 17.88% | 17.14% | 15.25% | 15.25% | Y | N | N | 0
| 1094 | NSTAR | South | New Bedford | Ash St. | 615 | E | New Bedford | D | 2-73-48 | NEB | 3.74kV | 3.74kV | 3.74kV | 0.84113 | 0 | 0 | 1.8505 | 1.8505 | 1.8527 | 45.45% | 0% | 0% | 15.15% | 15.15% | Y | N | N | 0
| 553 | NSTAR | Central | Boston | Dewar Street | 483 | 110B | Dorchester | D | 43-1490H1 | DOR | 13.8kV | 13.8kV | 13.8kV | 1.3131 | 0.74097 | 1.0278 | 6.8041 | 6.8041 | 6.8122 | 19.3% | 10.89% | 15.09% | 15.09% | 15.09% | Y | N | N | 0
| 451 | NSTAR | Central | Boston | Readville | 344 | 14AB | Hyde Park | D | 344-04 | HYP | 4.16kV | 4.16kV | 4.16kV | 1.0076 | 0 | 0 | 2.231 | 2.231 | 2.2337 | 45.16% | 0% | 0% | 15.05% | 15.05% | Y | N | N | 0
| 1378 | NSTAR | South | Cape & Vineyard | Santuit Sub | 941 | 1 | Barnstable | D | 4-88-880 | FAL | 4.16kV | 4.16kV | 4.16kV | 1.1262 | 1.0766 | 0 | 4.9046 | 4.9046 | 4.9104 | 22.96% | 21.95% | 0% | 14.97% | 14.97% | Y | N | N | 0
| 1580 | NSTAR | West | Walpole | South Street | 146 | 110A | Walpole | D | 135-1301 | WLP | 13.8kV | 13.8kV | 13.8kV | 1.1937 | 1.0756 | 1.458 | 8.3559 | 8.3559 | 8.3658 | 14.29% | 12.87% | 17.43% | 14.86% | 14.86% | Y | N | N | 0
| 1256 | NSTAR | South | Plymouth | Tremont Sub | 713 | 2 | Wareham | D | 3-85-928 | WAR | 22.8kV | 22.8kV | 22.8kV | 2.5244 | 2.5669 | 2.7644 | 17.7498 | 17.7498 | 17.7708 | 14.22% | 14.46% | 15.56% | 14.75% | 14.75% | Y | Y | N | 0
| 501 | NSTAR | Central | Boston | K Street | 385 | N/A | S. Boston | D | 385-188H1 | SOB | 13.8kV | 13.8kV | 13.8kV | 0.90721 | 0.93219 | 0.95609 | 6.3266 | 6.3266 | 6.3341 | 14.34% | 14.73% | 15.09% | 14.72% | 14.72% | Y | N | N | 0
| 535 | NSTAR | Central | Boston | Amory Street | 396 | 14B | Roxbury | D | 396-07 | BKL,DOR,ROX,WRX | 4.16kV | 4.16kV | 4.16kV | 0.96437 | 0.079259 | 0.093669 | 2.5908 | 2.5908 | 2.5939 | 37.22% | 3.059% | 3.611% | 14.63% | 14.63% | Y | N | N | 0
| 1935 | WMECO | NORTHERN | PITTSFIELD | Doreen_19A | 19A | 19A-1X,19A-2X | PITTSFIELD | D | 19A3 | PITTSFIELD | 23 | 23 | 23 | 1.4 | 2.9081 | 2.4699 | 15.6 | 15.7 | 15.1381 | 8.974% | 18.52% | 16.32% | 14.6% | 14.6% | Y | N | N | 0
| 529 | NSTAR | Central | Somerville | Mystic Station | 250 | 110B | Somerville | D | 387-148H1 | CHT EVE SOM | 13.8kV | 13.8kV | 13.8kV | 0.59685 | 0.76487 | 0.095609 | 3.3424 | 3.3424 | 3.3463 | 17.86% | 22.88% | 2.857% | 14.53% | 14.53% | Y | N | N | 0
| 752 | NSTAR | Central | Somerville | Vassar | 816 | 14A | Cambridge | D | 816-33 | CAM | 4.16kV | 4.16kV | 4.16kV | 0.47499 | 0.30983 | 0.30983 | 2.5189 | 2.5189 | 2.5219 | 18.86% | 12.3% | 12.29% | 14.48% | 14.48% | Y | N | N | 0
| 1493 | NSTAR | South | Cape & Vineyard | Falmouth Sub | 933 | 1 | Falmouth | D | 4-99-225 | OKB | 22.8kV | 22.8kV | 22.8kV | 1.4989 | 1.6586 | 1.6191 | 11.0443 | 11.0443 | 11.0574 | 13.57% | 15.02% | 14.64% | 14.41% | 14.41% | Y | Y | N | 0
| 1444 | NSTAR | South | Cape & Vineyard | Harwich Sub | 968 | 2 | Harwich | D | 4-95A-597 | HAR | 22.8kV | 22.8kV | 22.8kV | 6.1138 | 1.2637 | 2.172 | 22.0886 | 22.0886 | 22.1148 | 27.68% | 5.721% | 9.821% | 14.41% | 14.41% | Y | Y | N | 0
| 1351 | NSTAR | South | Cape & Vineyard | Orleans Sub | 975 | 2 | Orleans | D | 4-83-951 | ORL | 4.8kV | 4.8kV | N/A | 1.4117 | 0 | 0 | 3.2801 | 3.2801 | 3.284 | 43.04% | 0% | 0% | 14.35% | 14.35% | Y | N | N | 0
| 247 | NSTAR | Central | Somerville | Mystic | 250 | 110A | Boston | D | 227-51H5 | SOM | 13.8kV | 13.8kV | 13.8kV | 1.0743 | 0.62146 | 0 | 3.5811 | 4.7748 | 4.7805 | 30% | 13.02% | 0% | 14.34% | 14.34% | Y | N | N | 0
| 739 | NSTAR | Central | Somerville | Potter | 813 | 14A | Cambridge | D | 813-13 | CAM | 4.16kV | 4.16kV | 4.16kV | 0 | 0.5404 | 0.5404 | 2.0511 | 2.5189 | 2.5219 | 0% | 21.45% | 21.43% | 14.29% | 14.29% | Y | N | N | 0
| 432 | NSTAR | Central | Boston | Brighton | 329 | 110A | Brighton | D | 329-1N173H1 | BKL BRI | 13.8kV | 13.8kV | 13.8kV | 0.47748 | 0.47805 | 0.47805 | 3.3424 | 3.3424 | 3.3463 | 14.29% | 14.3% | 14.29% | 14.29% | 14.29% | Y | N | N | 0
| 537 | NSTAR | Central | Boston | Amory Street | 396 | 14B | Roxbury | D | 396-1050H1 | ROX | 13.8kV | 13.8kV | 13.8kV | 0.47748 | 0.47805 | 0.47805 | 3.3424 | 3.3424 | 3.3463 | 14.29% | 14.3% | 14.29% | 14.29% | 14.29% | Y | N | N | 0
| 297 | NSTAR | Central | Somerville | Dragon Court | 375 | 110B | Woburn | D | 258-1394H1 | WOB | 13.8kV | 13.8kV | 13.8kV | 0.47748 | 0.45414 | 0.50195 | 3.3424 | 3.3424 | 3.3463 | 14.29% | 13.59% | 15% | 14.29% | 14.29% | Y | N | N | 0
| 1844 | NSTAR | West | Walpole | Canton | 470 | 110B | Canton | D | 470-H5 | CAN,SHA,WLP | 13.8kV | 13.8kV | 13.8kV | 1.7428 | 1.1473 | 0.81268 | 8.714 | 8.714 | 8.7243 | 20% | 13.17% | 9.315% | 14.16% | 14.16% | Y | N | N | 0
| 557 | NSTAR | Central | Boston | Dewar Street | 483 | 110B | Dorchester | D | 43-1490H5 | DOR | 13.8kV | 13.8kV | 13.8kV | 0.47748 | 0.31073 | 0.47805 | 2.9842 | 2.9842 | 2.9878 | 16% | 10.41% | 16% | 14.14% | 14.14% | Y | N | N | 0
| 1576 | NSTAR | West | Southboro | Hopkinton | 126 | 110A | Hopkinton | D | 126-H3 | HOK | 13.8kV | 13.8kV | 13.8kV | 1.6473 | 1.5297 | 1.721 | 11.5789 | 11.5789 | 11.5926 | 14.23% | 13.21% | 14.85% | 14.09% | 14.09% | Y | N | N | 0
| 505 | NSTAR | Central | Boston | K Street | 385 | 110D | South Boston | D | 385-197H | SOB | 13.8kV | 13.8kV | 13.8kV | 0.47748 | 1.6732 | 1.4819 | 8.5946 | 8.5946 | 8.6048 | 5.556% | 19.47% | 17.22% | 14.08% | 14.08% | Y | N | N | 0
| 1231 | NSTAR | South | Plymouth | Manomet Sub | 741 | 1 | Plymouth | D | 3-73-27J2 | PLY | 4.16kV | 4.16kV | N/A | 1.3674 | 0 | 0 | 3.2386 | 3.2386 | 3.2424 | 42.22% | 0% | 0% | 14.07% | 14.07% | Y | N | N | 0
| 819 | NSTAR | Central | Somerville | Alewife | 828 | 110A | Cambridge | D | 828-1375 | CAM | 13.8kV | 13.8kV | 13.8kV | 1.1937 | 1.1951 | 1.1951 | 8.3559 | 8.5946 | 8.6048 | 14.29% | 13.91% | 13.89% | 14.03% | 14.03% | Y | N | N | 0
| 1000 | NSTAR | South | New Bedford | Industrial Park | 636 | 111 | N. Bedford | D | 2-152-152 | NEB | 13.2kV | 13.2kV | 13.2kV | 3.2199 | 0 | 0.045726 | 7.7642 | 7.7642 | 7.7734 | 41.47% | 0% | 0.5882% | 14.02% | 14.02% | Y | N | N | 0
| 697 | NSTAR | Central | Boston | Roslindale | 13 | Bus #1 | Roslindale | D | 554-79H2 | WRX | 13.8kV | 13.8kV | 13.8kV | 0.81172 | 0.54975 | 0.64536 | 4.7748 | 4.7748 | 4.7805 | 17% | 11.51% | 13.5% | 14% | 14% | Y | N | N | 0
| 1913 | WMECO | NORTHERN | HADLEY | Amherst_17K | 17K | 17K-3X | AMHERST | D | 17K3 | AMHERST | 13.8 | 13.8 | 13.8 | 0.9 | 1.7688 | 1.7688 | 10.3 | 10.3 | 10.9951 | 8.738% | 17.17% | 16.09% | 14% | 14% | Y | N | N | 0
| 435 | NSTAR | Central | Boston | Brighton | 329 | 110A | Brighton | D | 329-1N40H1 | BKL | 13.8kV | 13.8kV | 13.8kV | 0.71622 | 0.71707 | 0.76487 | 5.2523 | 5.2523 | 5.2585 | 13.64% | 13.65% | 14.55% | 13.94% | 13.94% | Y | N | N | 0
| 1148 | NSTAR | South | Plymouth | West Pond Sub | 737 | 2 | Plymouth | D | 3-10-929 | CAR | 22.8kV | 22.8kV | 22.8kV | 3.6288 | 3.7516 | 0 | 17.7498 | 17.7498 | 17.7708 | 20.44% | 21.14% | 0% | 13.86% | 13.86% | Y | N | N | 0
| 703 | NSTAR | Central | Boston | K Street | 385 | 110C | S. Boston | D | 574-70H3 | BDT | 13.8kV | 13.8kV | 13.8kV | 0.95496 | 0.81268 | 0.86048 | 6.3266 | 6.3266 | 6.3341 | 15.09% | 12.85% | 13.58% | 13.84% | 13.84% | Y | N | N | 0
| 1217 | NSTAR | South | Plymouth | Brook Street | 727 | 1 | Plympton | D | 3-50-914 | PLT,KIN | 22.8kV | 22.8kV | 22.8kV | 3.1555 | 2.3694 | 0 | 13.411 | 13.411 | 13.4269 | 23.53% | 17.67% | 0% | 13.73% | 13.73% | Y | N | N | 0
| 1205 | NSTAR | South | Plymouth | Duxbury Sub | 738 | 2 | Duxbury | D | 3-25-907 | MAR | 22.8kV | 22.8kV | 22.8kV | 2.8794 | 2.7644 | 2.9618 | 20.9053 | 20.9053 | 20.9301 | 13.77% | 13.22% | 14.15% | 13.72% | 13.72% | Y | N | N | 0
| 719 | NSTAR | Central | Boston | K Street | 385D | 110C | South Boston | D | 583-195H5 | SOB | 13.8kV | 13.8kV | 13.8kV | 0.86048 | 0.86048 | 0.88439 | 6.3341 | 6.3341 | 6.3341 | 13.58% | 13.58% | 13.96% | 13.71% | 13.71% | Y | N | N | 0
| 1439 | NSTAR | South | Cape & Vineyard | Wellfleet Sub | 976 | 1 | Wellfleet | D | 4-94B-647 | EAS, WEL | 22.8kV | 22.8kV | 22.8kV | 2.5639 | 3.9491 | 2.5669 | 22.0886 | 22.0886 | 22.1148 | 11.61% | 17.88% | 11.61% | 13.7% | 13.7% | Y | N | N | 0
| 496 | NSTAR | Central | Somerville | Dragon Court | 375 | 110A | Woburn | D | 375-H5 | BUR,WOB | 13.8kV | 13.8kV | 13.8kV | 1.4563 | 1.721 | 1.4819 | 11.3401 | 11.3401 | 11.3536 | 12.84% | 15.18% | 13.05% | 13.69% | 13.69% | Y | N | N | 0
| 241 | NSTAR | Central | Boston | K Street | 385 | 110A | South Boston | D | 222-161H2 | SO. BOSTON | 13.8kV | 13.8kV | 13.8kV | 0.42973 | 0.47805 | 0.45414 | 3.3424 | 3.3424 | 3.3463 | 12.86% | 14.3% | 13.57% | 13.58% | 13.58% | Y | N | N | 0
| 686 | NSTAR | Central | Boston | Roslindale | 13 | Bus #1 | Roslindale | D | 536-76H1 | WRX | 13.8kV | 13.8kV | 13.8kV | 0.45361 | 0.57366 | 0.57366 | 3.9392 | 3.9392 | 3.9439 | 11.52% | 14.56% | 14.55% | 13.54% | 13.54% | Y | N | N | 0
| 1222 | NSTAR | South | Plymouth | Brook Street | 727 | 1 | Plympton | D | 3-51-980 | PLT,CAR,KIN | 22.8kV | 22.8kV | 22.8kV | 2.7611 | 2.5669 | 3.1593 | 20.9053 | 20.9053 | 20.9301 | 13.21% | 12.28% | 15.09% | 13.53% | 13.53% | Y | N | N | 0
| 1237 | NSTAR | South | Plymouth | Tremont Sub | 713 | 1 | Wareham | D | 3-81-950 | CAR,MID | 22.8kV | 22.8kV | 22.8kV | 2.2089 | 1.8956 | 1.9745 | 14.9887 | 14.9887 | 15.0065 | 14.74% | 12.65% | 13.16% | 13.51% | 13.51% | Y | Y | N | 0
| 1349 | NSTAR | South | Cape & Vineyard | Centerville Sub | 911 | 1 | Centerville | D | 4-82-894 | BNS | 4.16kV | 4.16kV | N/A | 1.0536 | 0 | 0 | 2.6521 | 2.6521 | 2.6552 | 39.73% | 0% | 0% | 13.24% | 13.24% | Y | N | N | 0
| 137 | NSTAR | Central | Boston | Dorchester Ave | 139 | 14B | South Boston | D | 139-11 | SOB | 4.16kV | 4.16kV | 4.16kV | 0.086362 | 0.36027 | 0.32424 | 1.9431 | 1.9431 | 1.9454 | 4.444% | 18.54% | 16.67% | 13.22% | 13.22% | Y | N | N | 0
| 1837 | NSTAR | West | Walpole | Canton | 470 | 110B | Canton | D | 470-H1 | CAN,WWO | 13.8kV | 13.8kV | 13.8kV | 1.5757 | 1.8166 | 1.1951 | 11.5789 | 11.5789 | 11.5926 | 13.61% | 15.69% | 10.31% | 13.2% | 13.2% | Y | N | N | 0
| 1744 | NSTAR | West | Waltham | Trapelo Road | 450 | 110A | Waltham | D | 369-1317H3 | NEW | 13.8kV | 13.8kV | 13.8kV | 0.35811 | 0.38244 | 0.57366 | 3.3424 | 3.3424 | 3.3463 | 10.71% | 11.44% | 17.14% | 13.1% | 13.1% | Y | N | N | 0
| 390 | NSTAR | Central | Boston | Electric Ave | 315 | 110A | Brighton | D | 315-H11 | BRI | 13.8kV | 13.8kV | 13.8kV | 1.7189 | 1.4341 | 1.4341 | 11.6983 | 11.6983 | 11.7121 | 14.69% | 12.26% | 12.24% | 13.07% | 13.07% | Y | N | N | 0
| 421 | NSTAR | Central | Boston | Southampton Street | 323 | 14A | South Boston | D | 323-07 | ROX | 4.16kV | 4.16kV | 4.16kV | 0.33825 | 0.33145 | 0.34586 | 2.5908 | 2.5908 | 2.5939 | 13.06% | 12.79% | 13.33% | 13.06% | 13.06% | Y | N | N | 0
| 2075 | WMECO | SOUTHERN | SPRINGFIELD | Orchard_27A | 27A | 27A-2X | SPRINGFIELD | D | 27A16 | LUDLOW | 13.8 | 13.8 | 13.8 | 1.1 | 1.3863 | 1.219 | 10.5 | 10.5 | 7.8878 | 10.48% | 13.2% | 15.45% | 13.04% | 13.04% | Y | N | N | 0
| 1320 | NSTAR | South | Cape & Vineyard | Hatchville Sub | 936 | 1 | Falmouth | D | 4-78-410 | FAL | 22.8kV | 22.8kV | 22.8kV | 2.2483 | 2.6064 | 1.935 | 17.3554 | 17.3554 | 17.3759 | 12.95% | 15.02% | 11.14% | 13.04% | 13.04% | Y | Y | N | 0
| 32 | NSTAR | Central | Boston | Allston | 36 | 14C | Allston | D | 3614 | BRI | 4.16kV | 4.16kV | 4.16kV | 0.28787 | 0.28821 | 0.28821 | 2.231 | 2.231 | 2.2337 | 12.9% | 12.92% | 12.9% | 12.91% | 12.91% | Y | N | N | 0
| 84 | NSTAR | Central | Boston | Hoyt Street | 67 | 14B | Dorchester | D | 6704 | DOR | 4.16kV | 4.16kV | 4.16kV | 0.28787 | 0.18013 | 0.28101 | 1.9431 | 1.9431 | 1.9454 | 14.81% | 9.27% | 14.44% | 12.84% | 12.84% | Y | N | N | 0
| 418 | NSTAR | Central | Boston | Southampton Street | 323 | 14C | South Boston | D | 323-03 | ROX | 4.16kV | 4.16kV | 4.16kV | 0.32386 | 0.33865 | 0.33145 | 2.5908 | 2.5908 | 2.5939 | 12.5% | 13.07% | 12.78% | 12.78% | 12.78% | Y | N | N | 0
| 1833 | NSTAR | West | Walpole | Norwood Sub | 469 | Muni | Norwood | D | 469-H3 | WWO | 13.8kV | 13.8kV | 13.8kV | 1.3131 | 1.5058 | 0.93219 | 9.7883 | 9.7883 | 9.7999 | 13.41% | 15.38% | 9.512% | 12.77% | 12.77% | Y | N | N | 0
| 2073 | WMECO | SOUTHERN | SPRINGFIELD | Orchard_27A | 27A | 27A-2X | SPRINGFIELD | D | 27A14 | LUDLOW | 13.8 | 13.8 | 13.8 | 1.1 | 1.3863 | 1.1473 | 10.5 | 10.5 | 7.8878 | 10.48% | 13.2% | 14.55% | 12.74% | 12.74% | Y | N | N | 0
| 129 | NSTAR | Central | Boston | Dorchester Ave | 139 | 14C | South Boston | D | 139-03 | SOB | 4.16kV | 4.16kV | 4.16kV | 0.37423 | 0.30983 | 0.057643 | 1.9431 | 1.9431 | 1.9454 | 19.26% | 15.94% | 2.963% | 12.72% | 12.72% | Y | N | N | 0
| 1670 | NSTAR | West | Waltham | Elliot Street | 292 | 14C | Newton | D | 292-03 | NEW | 4.16kV | 4.16kV | 4.16kV | 0.97876 | 0 | 0 | 2.5908 | 2.5908 | 2.5939 | 37.78% | 0% | 0% | 12.59% | 12.59% | Y | N | N | 0
| 678 | NSTAR | Central | Boston | Dewar Street | 483 | 110B | Roxbury | D | 52-1499H4 | ROX | 13.8kV | 13.8kV | 13.8kV | 1.3131 | 0.47805 | 0.59756 | 6.3266 | 6.3266 | 6.3341 | 20.75% | 7.556% | 9.434% | 12.58% | 12.58% | Y | N | N | 0
| 248 | NSTAR | Central | Somerville | Mystic | 250 | 110A | Boston | D | 227-51H6 | SOM | 13.8kV | 13.8kV | 13.8kV | 0.59685 | 0.50195 | 0.50195 | 3.5811 | 4.7748 | 4.7805 | 16.67% | 10.51% | 10.5% | 12.56% | 12.56% | Y | N | N | 0
| 42 | NSTAR | Central | Boston | Central Street | 43 | 14F | Dorchester | D | 4308 | DOR | 4.16kV | 4.16kV | 4.16kV | 0.46779 | 0.25219 | 0.25219 | 2.5908 | 2.5908 | 2.5939 | 18.06% | 9.734% | 9.722% | 12.5% | 12.5% | Y | N | N | 0
| 289 | NSTAR | Central | Somerville | Mystic Station | 250 | 110B | Charlestown | D | 250-1N90H3 | SOM | 13.8kV | 13.8kV | 13.8kV | 1.1937 | 1.1234 | 1.2668 | 9.669 | 9.669 | 9.6804 | 12.35% | 11.62% | 13.09% | 12.35% | 12.35% | Y | N | N | 0
| 1940 | WMECO | NORTHERN | PITTSFIELD | Doreen_19A | 19A | 19A-1X,19A-2X | PITTSFIELD | D | 19A8 | PITTSFIELD | 23 | 23 | 23 | 1.2 | 2.6293 | 2.8284 | 12.9 | 21.5 | 18.3251 | 9.302% | 12.23% | 15.43% | 12.32% | 12.32% | Y | N | N | 0
| 1248 | NSTAR | South | Plymouth | Wareham Sub | 714 | 1 | Wareham | D | 3-84-956 | WAR | 22.8kV | 22.8kV | 22.8kV | 1.42 | 1.5796 | 1.5796 | 12.4249 | 12.4249 | 12.4396 | 11.43% | 12.71% | 12.7% | 12.28% | 12.28% | Y | N | N | 0
| 645 | NSTAR | Central | Boston | Andrew Sq | 106 | 110C | South Boston | D | 510-172H1 | ROX | 13.8kV | 13.8kV | 13.8kV | 0.83559 | 0.71707 | 0.76487 | 6.3266 | 6.3266 | 6.3341 | 13.21% | 11.33% | 12.08% | 12.21% | 12.21% | Y | N | N | 0
| 684 | NSTAR | Central | Boston | Andrew Sq | 106 | 110B | South Boston | D | 528-169H3 | BOS | 13.8kV | 13.8kV | 13.8kV | 0.71622 | 0.76487 | 0.78878 | 6.3266 | 6.3266 | 6.3341 | 11.32% | 12.09% | 12.45% | 11.95% | 11.95% | Y | N | N | 0
| 344 | NSTAR | Central | Somerville | Mystic Station | 250 | 110A | Charlestown | D | 30-179XH1 | CHT | 13.8kV | 13.8kV | 13.8kV | 0.62072 | 0.47805 | 0.62146 | 6.6847 | 4.178 | 4.1829 | 9.286% | 11.44% | 14.86% | 11.86% | 11.86% | Y | N | N | 0
| 276 | NSTAR | Central | Somerville | Mystic Station | 250 | 110A | Charlestown | D | 250-1N38H1 | SOM | 13.8kV | 13.8kV | 13.8kV | 1.4324 | 1.2668 | 1.3863 | 11.5789 | 11.5789 | 11.5926 | 12.37% | 10.94% | 11.96% | 11.76% | 11.76% | Y | N | N | 0
| 677 | NSTAR | Central | Boston | Dewar Street | 483 | 110B | Roxbury | D | 52-1499H3 | DOR,ROX | 13.8kV | 13.8kV | 13.8kV | 0.47748 | 0.33463 | 0.23902 | 2.9842 | 2.9842 | 2.9878 | 16% | 11.21% | 8% | 11.74% | 11.74% | Y | N | N | 0
| 1524 | NSTAR | West | Southboro | Mechanic St | 23 | 14A | Natick | D | 2306 | NAT | 4.16kV | 4.16kV | 4.16kV | 0.33105 | 0.19454 | 0.25939 | 2.231 | 2.231 | 2.2337 | 14.84% | 8.72% | 11.61% | 11.72% | 11.72% | Y | N | N | 0
| 1626 | NSTAR | West | Southboro | Leland Street | 240 | 110C | Natick | D | 23-1339H4 | NAT | 13.8kV | 13.8kV | 13.8kV | 0.28649 | 0.43024 | 0.45414 | 3.3424 | 3.3424 | 3.3463 | 8.571% | 12.87% | 13.57% | 11.67% | 11.67% | Y | N | N | 0
| 904 | NSTAR | Central | Boston | Seafood Way | 99 | 110A | South Boston | D | 99-H6 | SOB | 13.8kV | 13.8kV | 13.8kV | 1.3608 | 2.0317 | 1.7688 | 14.8019 | 14.8019 | 14.8194 | 9.194% | 13.73% | 11.94% | 11.62% | 11.62% | Y | N | N | 0
| 1732 | NSTAR | West | Waltham | Marrett Road | 320 | 110A | Lexington | D | 351-1377H1 | LEX | 13.8kV | 13.8kV | 13.8kV | 0.71622 | 0.59756 | 0.33463 | 4.7748 | 4.7748 | 4.7805 | 15% | 12.51% | 7% | 11.5% | 11.5% | Y | N | N | 0
| 1454 | NSTAR | South | Cape & Vineyard | Orleans Sub | 975 | 2 | Orleans | D | 4-95B-610 | CHM | 22.8kV | 22.8kV | N/A | 6.5083 | 0 | 0 | 18.9331 | 18.9331 | 18.9556 | 34.38% | 0% | 0% | 11.46% | 11.46% | Y | N | N | 0
| 551 | NSTAR | Central | Boston | K Street | 385 | 110C | South Boston | D | 430-157H1 | SOB | 13.8kV | 13.8kV | 13.8kV | 1.0743 | 0.95609 | 0.81268 | 8.3559 | 8.3559 | 8.3658 | 12.86% | 11.44% | 9.714% | 11.34% | 11.34% | Y | N | N | 0
| 357 | NSTAR | Central | Somerville | Willoughby St | 488 | 110C | Chelsea | D | 308-197H1 | EAB | 13.8kV | 13.8kV | 13.8kV | 0.38198 | 0.43024 | 0.59756 | 4.178 | 4.178 | 4.1829 | 9.143% | 10.3% | 14.29% | 11.24% | 11.24% | Y | N | N | 0
| 194 | NSTAR | Central | Boston | Seafood Way | 99 | 110C | South Boston | D | 162-141H1 | SOB | 13.8kV | 13.8kV | 13.8kV | 0.66847 | 0.71707 | 0.74097 | 6.3266 | 6.3266 | 6.3341 | 10.57% | 11.33% | 11.7% | 11.2% | 11.2% | Y | N | N | 0
| 662 | NSTAR | Central | Boston | 500 E. First St | 385D | 110C | South Boston | D | 515-192H1 | SOB | 13.8kV | 13.8kV | 13.8kV | 0.71622 | 0.69317 | 0.71707 | 6.3266 | 6.3266 | 6.3341 | 11.32% | 10.96% | 11.32% | 11.2% | 11.2% | Y | N | N | 0
| 383 | NSTAR | Central | Boston | Hyde Park | 496 | 110B | Hyde Park | D | 311-1406H3 | HYP | 13.8kV | 13.8kV | 13.8kV | 0.40586 | 0.35853 | 0.35853 | 3.3424 | 3.3424 | 3.3463 | 12.14% | 10.73% | 10.71% | 11.19% | 11.19% | Y | N | N | 0
| 1936 | WMECO | NORTHERN | PITTSFIELD | Doreen_19A | 19A | 19A-1X,19A-2X | PITTSFIELD | D | 19A4 | PITTSFIELD | 23 | 23 | 23 | 1.3 | 2.0317 | 2.0317 | 14.8 | 14.9 | 18.3251 | 8.784% | 13.64% | 11.09% | 11.17% | 11.17% | Y | N | N | 0
| 187 | NSTAR | Central | Boston | K Street | 385 | 110B | South Boston | D | 151-142H2 | SOB | 13.8kV | 13.8kV | 13.8kV | 0.71622 | 0.76487 | 0.62146 | 6.3266 | 6.3266 | 6.3341 | 11.32% | 12.09% | 9.811% | 11.07% | 11.07% | Y | N | N | 0
| 648 | NSTAR | Central | Boston | Andrew Sq | 106 | 110B | South Boston | D | 510-77H4 | BDT | 13.8kV | 13.8kV | 13.8kV | 0.71622 | 0.66926 | 0.71707 | 6.3266 | 6.3266 | 6.3341 | 11.32% | 10.58% | 11.32% | 11.07% | 11.07% | Y | N | N | 0
| 927 | NSTAR | South | New Bedford | Bolton St. | 681 | 1 | New Bedford | D | 2-6-41 | NEB | 3.74kV | 3.74kV | 3.74kV | 0.2915 | 0.27207 | 0.27207 | 8 | 1.8527 | 1.8527 | 3.644% | 14.69% | 14.69% | 11% | 11% | Y | N | N | 0
| 185 | NSTAR | Central | Boston | 500 E. First St | 385D | 110B | South Boston | D | 151-141H3 | SOB | 13.8kV | 13.8kV | 13.8kV | 0.69235 | 0.71707 | 0.66926 | 6.3266 | 6.3266 | 6.3341 | 10.94% | 11.33% | 10.57% | 10.95% | 10.95% | Y | N | N | 0
| 174 | NSTAR | Central | Boston | Andrew Sq | 106 | 110A | South Boston | D | 143-75H2 | DOR | 13.8kV | 13.8kV | 13.8kV | 0.66847 | 0.69317 | 0.71707 | 6.3266 | 6.3266 | 6.3341 | 10.57% | 10.96% | 11.32% | 10.95% | 10.95% | Y | N | N | 0
| 544 | NSTAR | Central | Boston | Congress Street | 430 | 14A | South Boston | D | 430-02 | SOB | 4.16kV | 4.16kV | 4.16kV | 0.23749 | 0.30262 | 0.30983 | 2.5908 | 2.5908 | 2.5939 | 9.167% | 11.68% | 11.94% | 10.93% | 10.93% | Y | N | N | 0
| 1830 | NSTAR | Central | Waltham | Arsenal Street | 467 | 110B | Watertown | D | 473-1214H1 | WAL |  | 13.8kV | 13.8kV | 0 | 1.0278 | 1.1951 | 6.8122 | 6.8122 | 6.8122 | 0% | 15.09% | 17.54% | 10.88% | 10.88% | Y | N | N | 0
| 175 | NSTAR | Central | Boston | Andrew Sq | 106 | 110A | South Boston | D | 143-75H3 | ROX | 13.8kV | 13.8kV | 13.8kV | 0.69235 | 0.66926 | 0.69317 | 6.3266 | 6.3266 | 6.3341 | 10.94% | 10.58% | 10.94% | 10.82% | 10.82% | Y | N | N | 0
| 1853 | NSTAR | West | Southboro | Sherborn | 274 | 110A | Sherborn | D | 519-175H2 | FRA | 13.8kV | 13.8kV | 13.8kV | 0.71622 | 0.64536 | 0.52585 | 5.8491 | 5.8491 | 5.8561 | 12.24% | 11.03% | 8.98% | 10.75% | 10.75% | Y | N | N | 0
| 718 | NSTAR | Central | Boston | K Street | 385D | 110C | South Boston | D | 583-195H4 | SOB | 13.8kV | 13.8kV | 13.8kV | 0.66926 | 0.66926 | 0.69317 | 6.3341 | 6.3341 | 6.3341 | 10.57% | 10.57% | 10.94% | 10.69% | 10.69% | Y | N | N | 0
| 671 | NSTAR | Central | Boston | Dewar Street | 483 | 110B | Dorchester | D | 52-1487H1 | ROX | 13.8kV | 13.8kV | N/A | 2.2919 | 0 | 0 | 7.2816 | 7.2816 | 7.2902 | 31.48% | 0% | 0% | 10.49% | 10.49% | Y | N | N | 0
| 735 | NSTAR | Central | Somerville | Charles | 811 | 14A | Cambridge | D | 811-47 | CAM | 4.16kV | 4.16kV | 4.16kV | 0.15833 | 0.30262 | 0.33145 | 2.5189 | 2.5189 | 2.5219 | 6.286% | 12.01% | 13.14% | 10.48% | 10.48% | Y | N | N | 0
| 1533 | NSTAR | West | Southboro | South Street | 24 | 14G | Framingham | D | 2411 | FRA | 4.16kV | 4.16kV | 4.16kV | 0.2159 | 0.17293 | 0.21616 | 1.9431 | 1.9431 | 1.9454 | 11.11% | 8.899% | 11.11% | 10.37% | 10.37% | Y | N | N | 0
| 820 | NSTAR | Central | Somerville | Alewife | 828 | 110B | Cambridge | D | 828-1376 | CAM | 13.8kV | 13.8kV | 13.8kV | 0.88334 | 0.88439 | 1.4102 | 10.2658 | 10.2658 | 10.278 | 8.605% | 8.615% | 13.72% | 10.31% | 10.31% | Y | N | N | 0
| 1617 | NSTAR | West | Walpole | Dedham | 20 | 24C | Dedham | D | 20-H3 | DED,WWO | 13.8kV | 13.8kV | 13.8kV | 0.88334 | 0.88439 | 0.81268 | 8.3559 | 8.3559 | 8.3658 | 10.57% | 10.58% | 9.714% | 10.29% | 10.29% | Y | N | N | 0
| 1742 | NSTAR | West | Waltham | Trapelo Road | 450 | 110A | Waltham | D | 369-1317H1 | NEW | 13.8kV | 13.8kV | 13.8kV | 0.35811 | 0.38244 | 0.28683 | 3.3424 | 3.3424 | 3.3463 | 10.71% | 11.44% | 8.571% | 10.24% | 10.24% | Y | N | N | 0
| 674 | NSTAR | Central | Boston | Dewar Street | 483 | 110A | Dorchester | D | 52-1494H1 | DOR | 13.8kV | 13.8kV | 13.8kV | 0.35811 | 0.33463 | 0.21512 | 2.9842 | 2.9842 | 2.9878 | 12% | 11.21% | 7.2% | 10.14% | 10.14% | Y | N | N | 0
| 1414 | NSTAR | South | Cape & Vineyard | Hyannis Junction | 961 | 2 | Barnstable | D | 4-92A-562 | YAR | 22.8kV | 22.8kV | N/A | 6.7055 | 0 | 0 | 22.0886 | 22.0886 | 22.1148 | 30.36% | 0% | 0% | 10.12% | 10.12% | Y | N | N | 0
| 850 | NSTAR | Central | Somerville | Putnam | 831 | 110C | Cambridge | D | 831-1391 | CAM | 13.8kV | 13.8kV | 13.8kV | 0.66847 | 0.59756 | 0.50195 | 5.8491 | 5.8491 | 5.8561 | 11.43% | 10.22% | 8.571% | 10.07% | 10.07% | Y | N | N | 0
| 743 | NSTAR | Central | Somerville | Hampshire | 814 | 14A | Cambridge | D | 814-13 | CAM | 4.16kV | 4.16kV | 4.16kV | 0.043181 | 0.31703 | 0.38909 | 2.0511 | 2.5189 | 2.5219 | 2.105% | 12.59% | 15.43% | 10.04% | 10.04% | Y | N | N | 0
| 1875 | NSTAR | West | Waltham | Burlington | 391 | 110A | Burlington | D | 541-1377H1 | BUR | 13.8kV | 13.8kV | 13.8kV | 0.35811 | 0.38244 | 0.26293 | 3.3424 | 3.3424 | 3.3463 | 10.71% | 11.44% | 7.857% | 10% | 10% | Y | N | N | 0
| 1413 | NSTAR | South | Cape & Vineyard | Hyannis Junction | 961 | 2 | Barnstable | D | 4-92A-561 | YAR | 22.8kV | 22.8kV | 22.8kV | 1.2622 | 1.5006 | 1.2637 | 13.411 | 13.411 | 13.4269 | 9.412% | 11.19% | 9.412% | 10% | 10% | Y | Y | N | 0
| 624 | NSTAR | Central | Boston | Colburn St | 492 | 110A | Boston | D | 49-1400H1 | ROX | 13.8kV | 13.8kV | 13.8kV | 0.95496 | 0 | 0.47805 | 4.7748 | 4.7748 | 4.7805 | 20% | 0% | 10% | 10% | 10% | Y | N | N | 0
| 2129 | WMECO | SOUTHERN | SPRINGFIELD | West_Springfield_8C | 8C | 8C-1X,8C-2X | WEST SPRINGFIELD | D | 8C25 | WEST SPRINGFIELD | 13.8 | 13.8 | 13.8 | 0.5 | 0.74097 | 1.1234 | 7.9 | 7.9 | 7.8878 | 6.329% | 9.379% | 14.24% | 9.984% | 9.984% | Y | N | N | 0
| 195 | NSTAR | Central | Boston | Seafood Way | 99 | 110C | South Boston | D | 162-141H2 | SOB | 13.8kV | 13.8kV | 13.8kV | 0.59685 | 0.62146 | 0.66926 | 6.3266 | 6.3266 | 6.3341 | 9.434% | 9.823% | 10.57% | 9.941% | 9.941% | Y | N | N | 0
| 649 | NSTAR | Central | Boston | Andrew Sq | 106 | 110B | South Boston | D | 510-77H5 | BDT | 13.8kV | 13.8kV | 13.8kV | 0.95496 | 0.78878 | 0.81268 | 8.5946 | 8.5946 | 8.6048 | 11.11% | 9.178% | 9.444% | 9.911% | 9.911% | Y | N | N | 0
| 2132 | WMECO | SOUTHERN | SPRINGFIELD | West_Springfield_8C | 8C | 8C-1X,8C-2X | WEST SPRINGFIELD | D | 8C32 | WEST SPRINGFIELD | 13.8 | 13.8 | 13.8 | 1 | 1.2429 | 1.3385 | 12.1 | 12.1 | 12.0707 | 8.264% | 10.27% | 11.09% | 9.875% | 9.875% | Y | N | N | 0
| 1490 | NSTAR | South | Cape & Vineyard | Falmouth Sub | 933 | 3 | Falmouth | D | 4-99-221 | OKB | 22.8kV | 22.8kV | 22.8kV | 1.2228 | 1.2637 | 1.4612 | 13.411 | 13.411 | 13.4269 | 9.118% | 9.423% | 10.88% | 9.808% | 9.808% | Y | Y | N | 0
| 477 | NSTAR | Central | Boston | Hyde Park | 496 | 110A | Hyde Park | D | 362-1207H1 | MIT | 13.8kV | 13.8kV | 13.8kV | 1.0756 | 1.2429 | 1.1234 | 11.7121 | 11.7121 | 11.7121 | 9.184% | 10.61% | 9.592% | 9.796% | 9.796% | Y | N | N | 0
| 1434 | NSTAR | South | Cape & Vineyard | ORL Sub | 975 | 1 | Orleans | D | 4-94A-633 | ORL | 22.8kV | 22.8kV | 22.8kV | 2.9583 | 3.5147 | 0 | 22.0886 | 22.0886 | 22.1148 | 13.39% | 15.91% | 0% | 9.768% | 9.768% | Y | N | N | 0
| 1037 | NSTAR | South | New Bedford | Fisher Rd. | 657 | E | Dartmouth | D | 2-524-524 | DAR | 13.2kV | 13.2kV | 13.2kV | 1.2788 | 0.89166 | 1.006 | 10.9613 | 10.9613 | 10.9743 | 11.67% | 8.135% | 9.167% | 9.656% | 9.656% | Y | Y | N | 0
| 1455 | NSTAR | South | Cape & Vineyard | Orleans Sub | 975 | 2 | Orleans | D | 4-95B-612 | CHM | 22.8kV | 22.8kV | N/A | 3.8655 | 0 | 0 | 13.411 | 13.411 | 13.4269 | 28.82% | 0% | 0% | 9.608% | 9.608% | Y | N | N | 0
| 1415 | NSTAR | South | Cape & Vineyard | Hyannis Junction | 961 | 2 | Barnstable | D | 4-92A-563 | YAR | 22.8kV | 22.8kV | 22.8kV | 1.3805 | 1.5401 | 1.6191 | 15.7776 | 15.7776 | 15.7963 | 8.75% | 9.762% | 10.25% | 9.587% | 9.587% | Y | Y | N | 0
| 1121 | NSTAR | South | New Bedford | Hathaway St. | 617 | N | New Bedford | D | 2-87-132 | NEB | 3.74kV | 3.74kV | 3.74kV | 0.25881 | 0.26559 | 0.0064779 | 1.8505 | 1.8505 | 1.8527 | 13.99% | 14.35% | 0.3497% | 9.563% | 9.563% | Y | N | N | 0
| 117 | NSTAR | Central | Somerville | Beacon St | 14 | 14kV Bus | Chelsea | D | 108-195H2 | EAB | 13.8kV | 13.8kV | 13.8kV | 0.16712 | 0.35853 | 0.43024 | 3.3424 | 3.3424 | 3.3463 | 5% | 10.73% | 12.86% | 9.528% | 9.528% | Y | N | N | 0
| 384 | NSTAR | Central | Boston | Hyde Park | 496 | 110B | Hyde Park | D | 311-1406H4 | DOR | 13.8kV | 13.8kV | 13.8kV | 0.35811 | 0.28683 | 0.31073 | 3.3424 | 3.3424 | 3.3463 | 10.71% | 8.582% | 9.286% | 9.527% | 9.527% | Y | N | N | 0
| 2126 | WMECO | SOUTHERN | SPRINGFIELD | West_Springfield_8C | 8C | 8C-1X,8C-2X | WEST SPRINGFIELD | D | 8C22 | WEST SPRINGFIELD | 13.8 | 13.8 | 13.8 | 0.8 | 0.97999 | 0.95609 | 9.1 | 9.1 | 10.9951 | 8.791% | 10.77% | 8.696% | 9.419% | 9.419% | Y | N | N | 0
| 300 | NSTAR | Central | Somerville | Dragon Court | 375 | 110B | Woburn | D | 258-1394H4 | SOM | 13.8kV | 13.8kV | 13.8kV | 0.23874 | 0.31073 | 0.38244 | 3.3424 | 3.3424 | 3.3463 | 7.143% | 9.297% | 11.43% | 9.289% | 9.289% | Y | N | N | 0
| 1353 | NSTAR | South | Cape & Vineyard | Oak Street | 920 | 1 | Barnstable | D | 4-84A-520 | HYN | 22.8kV | 22.8kV | N/A | 6.0744 | 0 | 0 | 22.0886 | 22.0886 | 22.1148 | 27.5% | 0% | 0% | 9.167% | 9.167% | Y | N | N | 0
| 1197 | NSTAR | South | Plymouth | Marshfield Sub | 739 | 1 | Marshfield | D | 3-24A-971 | MAF | 22.8kV | 22.8kV | 22.8kV | 2.5639 | 2.172 | 0 | 17.7498 | 17.7498 | 17.7708 | 14.44% | 12.24% | 0% | 8.894% | 8.894% | Y | N | N | 0
| 211 | NSTAR | Central | Somerville | Woburn | 211 | 14B | Woburn | D | 211-06 | WIN | 4.16kV | 4.16kV | 4.16kV | 0.10795 | 0.12249 | 0.093669 | 1.2235 | 1.2235 | 1.2249 | 8.824% | 10.01% | 7.647% | 8.827% | 8.827% | Y | N | N | 0
| 1271 | NSTAR | South | Plymouth | Valley Sub | 715 | 1 | Plymouth | D | 3-88-923 | BRN | 22.8kV | 22.8kV | 22.8kV | 1.9722 | 1.7771 | 1.7771 | 20.9053 | 20.9053 | 20.9301 | 9.434% | 8.501% | 8.491% | 8.808% | 8.808% | Y | N | N | 0
| 640 | NSTAR | Central | Boston | Havard Court | 506 | 14A | Brookline | D | 506-06 | BKL | 4.16kV | 4.16kV | 4.16kV | 0.20151 | 0.18734 | 0.23778 | 2.3749 | 2.3749 | 2.3778 | 8.485% | 7.888% | 10% | 8.791% | 8.791% | Y | N | N | 0
| 146 | NSTAR | Central | Boston | Roslindale | 13 | Bus #2 | Roslindale | D | 13-H1 | DED | 13.8kV | 13.8kV | 13.8kV | 0.52523 | 0.57366 | 0.59756 | 6.446 | 6.446 | 6.4536 | 8.148% | 8.899% | 9.259% | 8.769% | 8.769% | Y | N | N | 0
| 360 | NSTAR | Central | Somerville | Willoughby St | 488 | 110C | Chelsea | D | 308-197H4 | DOR | 13.8kV | 13.8kV | 13.8kV | 0.28649 | 0.35853 | 0.45414 | 4.178 | 4.178 | 4.1829 | 6.857% | 8.582% | 10.86% | 8.765% | 8.765% | Y | N | N | 0
| 1709 | NSTAR | West | Southboro | Speen Street | 433 | 110C | Framingham | D | 339-1345H1 | FRA | 13.8kV | 13.8kV | 13.8kV | 0.50135 | 0.50195 | 0.52585 | 5.8491 | 5.8491 | 5.8561 | 8.571% | 8.582% | 8.98% | 8.711% | 8.711% | Y | N | N | 0
| 804 | NSTAR | Central | Somerville | Edmunds | 826 | 14A | Cambridge | D | 826-28 | CAM | 4.16kV | 4.16kV | 4.16kV | 0.17272 | 0.23778 | 0.23778 | 2.5189 | 2.5189 | 2.5219 | 6.857% | 9.44% | 9.429% | 8.575% | 8.575% | Y | N | N | 0
| 1017 | NSTAR | South | New Bedford | Wing Lane | 624 | 1 | Acushnet | D | 2-242-242 | ACU | 13.2kV | 13.2kV | 13.2kV | 2.9458 | 0 | 0 | 11.555 | 11.555 | 11.5687 | 25.49% | 0% | 0% | 8.498% | 8.498% | Y | Y | N | 0
| 131 | NSTAR | Central | Boston | Dorchester Ave | 139 | 14B | South Boston | D | 139-05 | SOB | 4.16kV | 4.16kV | 4.16kV | 0.15833 | 0.16572 | 0.33145 | 2.5908 | 2.5908 | 2.5939 | 6.111% | 6.396% | 12.78% | 8.428% | 8.428% | Y | N | N | 0
| 1227 | NSTAR | South | Plymouth | Manomet Sub | 741 | 1 | Plymouth | D | 3-71-937 | PLY | 22.8kV | 22.8kV | 22.8kV | 1.8144 | 1.7771 | 1.5796 | 20.9053 | 20.9053 | 20.9301 | 8.679% | 8.501% | 7.547% | 8.242% | 8.242% | Y | N | N | 0
| 257 | NSTAR | Central | Somerville | Mystic Station | 250 | 110B | Everett | D | 227-52H4 | SOM | 13.8kV | 13.8kV | 13.8kV | 0.35811 | 0.40634 | 0.26293 | 4.178 | 4.178 | 4.1829 | 8.571% | 9.726% | 6.286% | 8.194% | 8.194% | Y | N | N | 0
| 258 | NSTAR | Central | Somerville | Mystic | 250 | 110A | Boston | D | 227-52H5 | SOM | 13.8kV | 13.8kV | 13.8kV | 0.28649 | 0.35853 | 0.43024 | 3.5811 | 4.7748 | 4.7805 | 8% | 7.509% | 9% | 8.17% | 8.17% | Y | N | N | 0
| 15 | NSTAR | Central | Somerville | Willow St | 16 | 14B | Somerville | D | 1606 | SOM | 4.16kV | 4.16kV | 4.16kV | 0.40302 | 0.31703 | 0.0033865 | 2.9867 | 2.9867 | 2.9902 | 13.49% | 10.61% | 0.1133% | 8.074% | 8.074% | Y | N | N | 0
| 818 | NSTAR | Central | Somerville | Alewife | 828 | 110B | Cambridge | D | 828-1370 | CAM | 13.8kV | 13.8kV | 13.8kV | 0.59685 | 0.59756 | 0.69317 | 6.8041 | 8.5946 | 8.6048 | 8.772% | 6.953% | 8.056% | 7.927% | 7.927% | Y | N | N | 0
| 1537 | NSTAR | West | Walpole | Stone Street | 26 | 14B | Walpole | D | 2605 | WLP | 4.16kV | 4.16kV | 4.16kV | 0.17272 | 0.15852 | 0.093669 | 1.7992 | 1.7992 | 1.8013 | 9.6% | 8.81% | 5.2% | 7.87% | 7.87% | Y | N | N | 0
| 2098 | WMECO | SOUTHERN | SPRINGFIELD | East_Springfield_5J | 5J | 5J-7X | SPRINGFIELD | D | 5J11 | SPRINGFIELD | 13.8 | 13.8 | 13.8 | 1.2 | 0 | 2.6532 | 15.5 | 7.6 | 16.9228 | 7.742% | 0% | 15.68% | 7.807% | 7.807% | Y | N | N | 0
| 705 | NSTAR | Central | Boston | K Street | 385 | 110C | S. Boston | D | 574-70H5 | BDT | 13.8kV | 13.8kV | 13.8kV | 0.47748 | 0.47805 | 0.52585 | 6.3266 | 6.3266 | 6.3341 | 7.547% | 7.556% | 8.302% | 7.802% | 7.802% | Y | N | N | 0
| 1433 | NSTAR | South | Cape & Vineyard | ORL Sub | 975 | 1 | Orleans | D | 4-94A-632 | ORL | 22.8kV | 22.8kV | 22.8kV | 2.3272 | 2.8038 | 0 | 22.0886 | 22.0886 | 22.1148 | 10.54% | 12.69% | 0% | 7.743% | 7.743% | Y | N | N | 0
| 576 | NSTAR | Central | Boston | Andrew Sq | 106 | 110D | South Boston | D | 465-129H1 | DOR | 13.8kV | 13.8kV | 13.8kV | 0.71622 | 0.35853 | 0.38244 | 6.3266 | 6.3266 | 6.3341 | 11.32% | 5.667% | 6.038% | 7.675% | 7.675% | Y | N | N | 0
| 1966 | WMECO | NORTHERN | HADLEY | French_King_21B | 21B | 21B-1X | ERVING | D | 21B9 | ERVING | 13.8 | 13.8 | 13.8kV | 0.6 | 0.69317 | 0.86048 | 9.4 | 9.4 | 9.4414 | 6.383% | 7.374% | 9.114% | 7.624% | 7.624% | Y | N | N | 0
| 1625 | NSTAR | West | Southboro | Leland Street | 240 | 110C | Natick | D | 23-1339H3 | NAT | 13.8kV | 13.8kV | 13.8kV | 0.19099 | 0.28683 | 0.28683 | 3.3424 | 3.3424 | 3.3463 | 5.714% | 8.582% | 8.571% | 7.622% | 7.622% | Y | N | N | 0
| 1549 | NSTAR | West | Waltham | Pine Street | 33 | 14F | Waltham | D | 3307 | WAL | 4.16kV | 4.16kV | 4.16kV | 0.10076 | 0.15852 | 0.10808 | 1.6193 | 1.6193 | 1.6212 | 6.222% | 9.789% | 6.667% | 7.559% | 7.559% | Y | N | N | 0
| 99 | NSTAR | Central | Boston | Andrew Sq | 106 | 110D | South Boston | D | 106-1N28H | BDT | 13.8kV | 13.8kV | 13.8kV | 0.19099 | 0.28683 | 1.0756 | 6.9235 | 6.9235 | 6.9317 | 2.759% | 4.143% | 15.52% | 7.473% | 7.473% | Y | N | N | 0
| 706 | NSTAR | Central | Boston | K Street | 385 | 110C | S. Boston | D | 574-70H6 | BDT | 13.8kV | 13.8kV | 13.8kV | 0.47748 | 0.45414 | 0.47805 | 6.3266 | 6.3266 | 6.3341 | 7.547% | 7.178% | 7.547% | 7.424% | 7.424% | Y | N | N | 0
| 436 | NSTAR | Central | Boston | Brighton | 329 | 110B | Brighton | D | 329-1N51H2 | BRI | 13.8kV | 13.8kV | 13.8kV | 0.35811 | 0.54975 | 0.59756 | 6.9235 | 6.9235 | 6.9317 | 5.172% | 7.94% | 8.621% | 7.245% | 7.245% | Y | N | N | 0
| 558 | NSTAR | Central | Boston | Dewar Street | 483 | 110B | Dorchester | D | 43-1490H6 | DOR | 13.8kV | 13.8kV | 13.8kV | 0.14341 | 0.16732 | 0.33463 | 2.9878 | 2.9878 | 2.9878 | 4.8% | 5.6% | 11.2% | 7.2% | 7.2% | Y | N | N | 0
| 892 | NSTAR | Central | Boston | Seafood Way | 99 | 110B | South Boston | D | 99-135H2 | SOB | 13.8kV | 13.8kV | 13.8kV | 0.47748 | 0.43024 | 0.45414 | 6.3266 | 6.3266 | 6.3341 | 7.547% | 6.801% | 7.17% | 7.172% | 7.172% | Y | N | N | 0
| 1691 | NSTAR | West | Southboro | Hopkinton | 126 | 110A | Hopkinton | D | 314-1371H3 | HOK | 13.8kV | 13.8kV | 13.8kV | 0.35811 | 0.19122 | 0.16732 | 3.3424 | 3.3424 | 3.3463 | 10.71% | 5.721% | 5% | 7.145% | 7.145% | Y | N | N | 0
| 519 | NSTAR | Central | Boston | K Street | 385 | N/A | South Boston | D | 385-H21 | SOB | 13.8kV | 13.8kV | 13.8kV | 0.45361 | 0.52585 | 0.50195 | 7.0428 | 7.0428 | 7.0512 | 6.441% | 7.466% | 7.119% | 7.009% | 7.009% | Y | N | N | 0
| 873 | NSTAR | Central | Somerville | East Camb | 875 | 110B | Cambridge | D | 875-1354 | CAM | 13.8kV | 13.8kV | 13.8kV | 0.97883 | 0.64536 | 0.78878 | 11.5789 | 11.5789 | 11.5926 | 8.454% | 5.574% | 6.804% | 6.944% | 6.944% | Y | N | N | 0
| 1864 | NSTAR | West | Waltham | Trapelo Road | 450 | 110A | Waltham | D | 531-1359H4 | WAL | 13.8kV | 13.8kV | 13.8kV | 0.47748 | 0.21512 | 0 | 3.3424 | 3.3424 | 3.3463 | 14.29% | 6.436% | 0% | 6.907% | 6.907% | Y | N | N | 0
| 1480 | NSTAR | South | Cape & Vineyard | Hatchville Sub | 936 | 1 | Falmouth | D | 4-98A-429 | FAL | 22.8kV | 22.8kV | 22.8kV | 0.78888 | 0.75032 | 0.63185 | 10.6499 | 10.6499 | 10.6625 | 7.407% | 7.045% | 5.926% | 6.793% | 6.793% | Y | Y | N | 0
| 895 | NSTAR | Central | Boston | Seafood Way | 99 | 110C | South Boston | D | 99-135H5 | SOB | 13.8kV | 13.8kV | 13.8kV | 0.40634 | 0.43024 | 0.45414 | 6.3341 | 6.3341 | 6.3341 | 6.415% | 6.792% | 7.17% | 6.792% | 6.792% | Y | N | N | 0
| 434 | NSTAR | Central | Boston | Brighton | 329 | 110B | Brighton | D | 329-1N51H3 | BRI | 13.8kV | 13.8kV | 13.8kV | 0.20291 | 0.23902 | 0.23902 | 3.3463 | 3.3463 | 3.3463 | 6.064% | 7.143% | 7.143% | 6.783% | 6.783% | Y | N | N | 0
| 740 | NSTAR | Central | Somerville | Potter | 813 | 14A | Cambridge | D | 813-17 | CAM | 4.16kV | 4.16kV | 4.16kV | 0 | 0.25219 | 0.25219 | 2.0511 | 2.5189 | 2.5219 | 0% | 10.01% | 10% | 6.671% | 6.671% | Y | N | N | 0
| 1690 | NSTAR | West | Southboro | Hopkinton | 126 | 110A | Hopkinton | D | 314-1371H2 | HOK | 13.8kV | 13.8kV | 13.8kV | 0.35811 | 0.14341 | 0.16732 | 3.3424 | 3.3424 | 3.3463 | 10.71% | 4.291% | 5% | 6.668% | 6.668% | Y | N | N | 0
| 324 | NSTAR | Central | Somerville | Mystic Station | 250 | 110B | Charlestown | D | 286-1322H1 | SOM | 13.8kV | 13.8kV | 13.8kV | 1.1937 | 1.0517 | 0.010756 | 11.5789 | 11.5789 | 11.5926 | 10.31% | 9.083% | 0.09278% | 6.495% | 6.495% | Y | N | N | 0
| 53 | NSTAR | Central | Boston | Kenmore | 49 | 14A | Boston | D | 4907 | BDT | 4.16kV | 4.16kV | 4.16kV | 0.50378 | 0 | 0 | 2.5908 | 2.5908 | 2.5939 | 19.44% | 0% | 0% | 6.481% | 6.481% | Y | N | N | 0
| 120 | NSTAR | Central | Somerville | Willoughby St | 488 | 110B | Somerville | D | 108-195H5 | EBO,SOM | 13.8kV | 13.8kV | 13.8kV | 0.21487 | 0.23902 | 0.23902 | 3.5811 | 3.5811 | 3.5853 | 6% | 6.675% | 6.667% | 6.447% | 6.447% | Y | N | N | 0
| 380 | NSTAR | Central | Boston | Hyde Park | 496 | 110B | Hyde Park | D | 311-1403H3 | DOR | 13.8kV | 13.8kV | 13.8kV | 0.33424 | 0.11951 | 0.19122 | 3.3424 | 3.3424 | 3.3463 | 10% | 3.576% | 5.714% | 6.43% | 6.43% | Y | N | N | 0
| 536 | NSTAR | Central | Boston | Amory Street | 396 | 14B | Roxbury | D | 396-08 | ROX | 4.16kV | 4.16kV | 4.16kV | 0.33105 | 0.086464 | 0.079259 | 2.5908 | 2.5908 | 2.5939 | 12.78% | 3.337% | 3.056% | 6.39% | 6.39% | Y | N | N | 0
| 891 | NSTAR | Central | Boston | Seafood Way | 99 | 110B | South Boston | D | 99-135H1 | SOB | 13.8kV | 13.8kV | 13.8kV | 0.35811 | 0.40634 | 0.43024 | 6.3266 | 6.3266 | 6.3341 | 5.66% | 6.423% | 6.792% | 6.292% | 6.292% | Y | N | N | 0
| 670 | NSTAR | Central | Somerville | Salem St | 15 | 14C | Charlestown | D | 5-208H1 | CHT | 13.8kV | 13.8kV | 13.8kV | 0.71622 | 0.54975 | 0.52585 | 9.5496 | 9.5496 | 9.5609 | 7.5% | 5.757% | 5.5% | 6.252% | 6.252% | Y | N | N | 0
| 1150 | NSTAR | South | Plymouth | West Pond Sub | 737 | 2 | Plymouth | D | 3-10-935 | PLY | 22.8kV | 22.8kV | 22.8kV | 1.3017 | 1.1847 | 0 | 13.411 | 13.411 | 13.4269 | 9.706% | 8.834% | 0% | 6.18% | 6.18% | Y | N | N | 0
| 1260 | NSTAR | South | Plymouth | Tremont Sub | 713 | 2 | Wareham | D | 3-85-964 | WAR | 22.8kV | 22.8kV | 22.8kV | 1.0255 | 1.0663 | 1.1847 | 17.7498 | 17.7498 | 17.7708 | 5.778% | 6.007% | 6.667% | 6.151% | 6.151% | Y | Y | N | 0
| 246 | NSTAR | Central | Somerville | Mystic Station | 250 | 110A | Everett | D | 227-51H4 | CHT | 13.8kV | 13.8kV | 13.8kV | 0.28649 | 0.23902 | 0.23902 | 4.178 | 4.178 | 4.1829 | 6.857% | 5.721% | 5.714% | 6.097% | 6.097% | Y | N | N | 0
| 722 | NSTAR | Central | Somerville | Mystic Station | 250 | 110A | Charlestown | D | 585-114H4 | SOM | 13.8kV | 13.8kV | 13.8kV | 0.59685 | 0.81268 | 0.69317 | 11.5789 | 11.5789 | 11.5926 | 5.155% | 7.019% | 5.979% | 6.051% | 6.051% | Y | N | N | 0
| 664 | NSTAR | Central | Boston | Dewar Street | 483 | 110A | Dorchester | D | 515-193H2 | SOB | 13.8kV | 13.8kV | 13.8kV | 0.35811 | 0.38244 | 0.40634 | 6.3266 | 6.3266 | 6.3341 | 5.66% | 6.045% | 6.415% | 6.04% | 6.04% | Y | N | N | 0
| 749 | NSTAR | Central | Somerville | Pacific | 815 | 14A | Cambridge | D | 815-33 | CAM | 4.16kV | 4.16kV | 4.16kV | 0.12235 | 0.14411 | 0.14411 | 1.9072 | 2.5189 | 2.5219 | 6.415% | 5.721% | 5.714% | 5.95% | 5.95% | Y | N | N | 0
| 95 | NSTAR | Central | Boston | Andrew Sq | 106 | 110C | South Boston | D | 106-1N18H8 | ROX | 13.8kV | 13.8kV | 13.8kV | 0.45414 | 0.50195 | 0.52585 | 8.3658 | 8.3658 | 8.3658 | 5.429% | 6% | 6.286% | 5.905% | 5.905% | Y | N | N | 0
| 85 | NSTAR | Central | Boston | Hoyt Street | 67 | 14B | Dorchester | D | 6706 | DOR | 4.16kV | 4.16kV | N/A | 0.4534 | 0 | 0 | 2.5908 | 2.5908 | 2.5939 | 17.5% | 0% | 0% | 5.833% | 5.833% | Y | N | N | 0
| 1588 | NSTAR | West | Walpole | South Street | 146 | 110A | Walpole | D | 146-H5 | WLP | 13.8kV | 13.8kV | 13.8kV | 0.50135 | 0.50195 | 0.45414 | 8.3559 | 8.3559 | 8.3658 | 6% | 6.007% | 5.429% | 5.812% | 5.812% | Y | N | N | 0
| 685 | NSTAR | Central | Somerville | Salem St | 15 | 14kV Bus | Charlestown | D | 529-202 | CHT | 13.8kV | 13.8kV | 13.8kV | 0.35811 | 0.47805 | 0.35853 | 6.9235 | 6.9235 | 6.9317 | 5.172% | 6.905% | 5.172% | 5.75% | 5.75% | Y | N | N | 0
| 242 | NSTAR | Central | Somerville | Mystic Station | 250 | 110A | Everett | D | 227-51H1 | CHT EVE | 13.8kV | 13.8kV | 13.8kV | 0.23874 | 0.23902 | 0.23902 | 4.178 | 4.178 | 4.1829 | 5.714% | 5.721% | 5.714% | 5.717% | 5.717% | Y | N | N | 0
| 732 | NSTAR | Central | Somerville | Charles | 811 | 14A | Cambridge | D | 811-14 | CAM | 4.16kV | 4.16kV | 4.16kV | 0.071968 | 0.12249 | 0.21616 | 2.0511 | 2.5189 | 2.5219 | 3.509% | 4.863% | 8.571% | 5.648% | 5.648% | Y | N | N | 0
| 642 | NSTAR | Central | Boston | Havard Court | 506 | 14C | Brookline | D | 506-09 | BKL | 4.16kV | 4.16kV | 4.16kV | 0.39582 | 0 | 0 | 2.3749 | 2.3749 | 2.3778 | 16.67% | 0% | 0% | 5.556% | 5.556% | Y | N | N | 0
| 1555 | NSTAR | West | Waltham | Pine Street | 33 | 14G | Waltham | D | 3313 | WAL | 4.16kV | 4.16kV | 4.16kV | 0.064771 | 0.10087 | 0.072053 | 1.4394 | 1.4394 | 1.4411 | 4.5% | 7.008% | 5% | 5.503% | 5.503% | Y | N | N | 0
| 1416 | NSTAR | South | Cape & Vineyard | Hyannis Junction | 961 | 2 | Barnstable | D | 4-92A-568 | YAR | 22.8kV | 22.8kV | 22.8kV | 1.1439 | 1.0663 | 0 | 13.411 | 13.411 | 13.4269 | 8.529% | 7.951% | 0% | 5.493% | 5.493% | Y | N | N | 0
| 549 | NSTAR | Central | Boston | Congress Street | 430 | 14B | South Boston | D | 430-12 | SOB | 4.16kV | 4.16kV | 4.16kV | 0.12235 | 0.15131 | 0.14411 | 2.5908 | 2.5908 | 2.5939 | 4.722% | 5.84% | 5.556% | 5.373% | 5.373% | Y | N | N | 0
| 119 | NSTAR | Central | Somerville | Willoughby St | 488 | 110B | Somerville | D | 108-195H4 | EBO,SOM | 13.8kV | 13.8kV | 13.8kV | 0.16712 | 0.19122 | 0.19122 | 3.5811 | 3.5811 | 3.5853 | 4.667% | 5.34% | 5.333% | 5.113% | 5.113% | Y | N | N | 0
| 354 | NSTAR | Central | Boston | Electric Ave | 315 | 110A | Brighton | D | 305-1423 | BRI | 13.8kV | 13.8kV | 13.8kV | 0.6446 | 0.40634 | 0.71707 | 11.5789 | 11.5789 | 11.5926 | 5.567% | 3.509% | 6.186% | 5.087% | 5.087% | Y | N | N | 0
| 1850 | NSTAR | West | Waltham | Burlington | 391 | 110B | Burlington | D | 487-1378H1 | BED,BUR | 13.8kV | 13.8kV | 13.8kV | 0.59685 | 0.43024 | 0.52585 | 10.8627 | 10.8627 | 10.8755 | 5.495% | 3.961% | 4.835% | 4.763% | 4.763% | Y | N | N | 0
| 1129 | NSTAR | South | New Bedford | River Rd. | 695 | 1 | New Bedford | D | 2-88-140 | NEB | 3.74kV | 3.74kV | 3.74kV | 0 | 0.12956 | 0.12956 | 1.8505 | 1.8505 | 1.8527 | 0% | 7.001% | 6.993% | 4.665% | 4.665% | Y | N | N | 0
| 203 | NSTAR | Central | Boston | PNU20 | PNU20 | 110B | Brookline | D | 20N23 | BRI,BKL | 4.16kV | 4.16kV | 4.16kV | 0.071968 | 0.14411 | 0.14411 | 2.5908 | 2.5908 | 2.5939 | 2.778% | 5.562% | 5.556% | 4.632% | 4.632% | Y | N | N | 0
| 382 | NSTAR | Central | Boston | Hyde Park | 496 | 110B | Hyde Park | D | 311-1406H2 | HYP | 13.8kV | 13.8kV | 13.8kV | 0.40586 | 0.43024 | 0.47805 | 9.5496 | 9.5496 | 9.5609 | 4.25% | 4.505% | 5% | 4.585% | 4.585% | Y | N | N | 0
| 570 | NSTAR | Central | Boston | Hyde Park | 496 | 110B | Hyde Park | D | 441-1401H1 | WRX | 13.8kV | 13.8kV | 13.8kV | 0.47748 | 0.28683 | 0.095609 | 6.3266 | 6.3266 | 6.3341 | 7.547% | 4.534% | 1.509% | 4.53% | 4.53% | Y | N | N | 0
| 100 | NSTAR | Central | Boston | Andrew Sq | 106 | 110D | South Boston | D | 106-1N28H1 | BDT | 13.8kV | 13.8kV | 13.8kV | 0.28649 | 0.26293 | 0.28683 | 6.3266 | 6.3266 | 6.3341 | 4.528% | 4.156% | 4.528% | 4.404% | 4.404% | Y | N | N | 0
| 279 | NSTAR | Central | Somerville | STA 250 | 250 | 24C | Boston, Somerville | D | 250-1N38H4 | SOM | 13.8kV | 13.8kV | 13.8kV | 0.28683 | 0.28683 | 0.38244 | 11.5789 | 11.5789 | 4.7805 | 2.477% | 2.477% | 8% | 4.318% | 4.318% | Y | N | N | 0
| 893 | NSTAR | Central | Boston | Seafood Way | 99 | 110B | South Boston | D | 99-135H3 | SOB | 13.8kV | 13.8kV | 13.8kV | 0.11937 | 0.33463 | 0.35853 | 6.3266 | 6.3266 | 6.3341 | 1.887% | 5.289% | 5.66% | 4.279% | 4.279% | Y | N | N | 0
| 330 | NSTAR | Central | Boston | Summer St | 293 | 110B | South Boston | D | 293-09 | SOB | 4.16kV | 4.16kV | 4.16kV | 0.093558 | 0.12249 | 0 | 1.6912 | 1.6912 | 1.6933 | 5.532% | 7.243% | 0% | 4.258% | 4.258% | Y | N | N | 0
| 2051 | WMECO | SOUTHERN | SPRINGFIELD | Clinton_21S | 21S | 21S-3X | SPRINGFIELD | D | 21S15 | SPRINGFIELD | 13.8 | 13.8 | 13.8 | 0.6 | 0.52585 | 0.19122 | 10.5 | 10.5 | 9.9673 | 5.714% | 5.008% | 1.918% | 4.214% | 4.214% | Y | N | N | 0
| 107 | NSTAR | Central | Boston | Andrew Sq | 106 | 110C | South Boston | D | 106-H1 | DOR,WRX | 13.8kV | 13.8kV | 13.8kV | 0.45361 | 0.21512 | 0.45414 | 9.0721 | 9.0721 | 9.0829 | 5% | 2.371% | 5% | 4.124% | 4.124% | Y | N | N | 0
| 817 | NSTAR | Central | Somerville | Alewife | 828 | 110A | Cambridge | D | 828-1369 | CAM | 13.8kV | 13.8kV | 13.8kV | 0.23874 | 0.23902 | 0.62146 | 6.8041 | 9.7883 | 9.7999 | 3.509% | 2.442% | 6.341% | 4.097% | 4.097% | Y | N | N | 0
| 475 | NSTAR | Central | Boston | Brook Rd | 362 | 14B | Milton | D | 362-04 | MIT,WRX | 4.16kV | 4.16kV | N/A | 0.25189 | 0 | 0 | 2.0871 | 2.0871 | 2.0895 | 12.07% | 0% | 0% | 4.023% | 4.023% | Y | N | N | 0
| 894 | NSTAR | Central | Boston | Seafood Way | 99 | 110C | South Boston | D | 99-135H4 | SOB | 13.8kV | 13.8kV | 13.8kV | 0.23902 | 0.26293 | 0.23902 | 6.3341 | 6.3341 | 6.3341 | 3.774% | 4.151% | 3.774% | 3.899% | 3.899% | Y | N | N | 0
| 899 | NSTAR | Central | Boston | Seafood Way | 99 | 110A | South Boston | D | 99-H11 | SOB | 13.8kV | 13.8kV | 13.8kV | 0.26261 | 0.66926 | 0.78878 | 14.8019 | 14.8019 | 14.8194 | 1.774% | 4.521% | 5.323% | 3.873% | 3.873% | Y | N | N | 0
| 1922 | WMECO | NORTHERN | HADLEY | Podick_18G | 18G | 18G-7X,18G-8X | AMHERST | D | 18G2 | AMHERST | 13.8 | 13.8 | 13.8 | 0.4 | 0.62146 | 0.62146 | 14.3 | 14.3 | 14.3414 | 2.797% | 4.346% | 4.333% | 3.825% | 3.825% | Y | N | N | 0
| 1845 | NSTAR | West | Walpole | Canton | 470 | 110A | Canton | D | 470-H6 | CAN | 13.8kV | 13.8kV | 13.8kV | 0 | 0 | 0.93219 | 8.3559 | 8.3559 | 8.3658 | 0% | 0% | 11.14% | 3.714% | 3.714% | Y | N | N | 0
| 790 | NSTAR | Central | Somerville | Mellen | 822 | 14A | Cambridge | D | 822-27 | CAM | 4.16kV | 4.16kV | 4.16kV | 0.12954 | 0.086464 | 0.050437 | 2.5189 | 2.5189 | 2.5219 | 5.143% | 3.433% | 2% | 3.525% | 3.525% | Y | N | N | 0
| 51 | NSTAR | Central | Boston | Kenmore | 49 | 14A | Boston | D | 4905 | BDT | 4.16kV | 4.16kV | 4.16kV | 0.2159 | 0 | 0.057643 | 2.5908 | 2.5908 | 2.5939 | 8.333% | 0% | 2.222% | 3.519% | 3.519% | Y | N | N | 0
| 350 | NSTAR | Central | Waltham | STA 315 | 315 | 110B | Watertown | D | 305-1421H2 | BRI | 13.8kV | 13.8kV | 13.8kV | 0.5 | 0 | 0 | 5 | 3.3424 | 4.7805 | 10% | 0% | 0% | 3.333% | 3.333% | Y | N | N | 0
| 883 | NSTAR | Central | Somerville | East Camb | 875 | 110C | Cambridge | D | 875-1N35B | CAM | 13.8kV | 13.8kV | 13.8kV | 0.97883 | 0.11951 | 0.047805 | 11.5789 | 11.5789 | 11.5926 | 8.454% | 1.032% | 0.4124% | 3.299% | 3.299% | Y | N | N | 0
| 548 | NSTAR | Central | Boston | Congress Street | 430 | 14B | S. Boston | D | 430-11 | SOB | 4.16kV | 4.16kV | 4.16kV | 0.2231 | 0.0072053 | 0.0072053 | 2.5908 | 2.5908 | 2.5939 | 8.611% | 0.2781% | 0.2778% | 3.056% | 3.056% | Y | N | N | 0
| 698 | NSTAR | Central | Boston | Roslindale | 13 | Bus #1 | Roslindale | D | 554-79H3 | BDT | 13.8kV | 13.8kV | 13.8kV | 0.11937 | 0.14341 | 0.16732 | 4.7748 | 4.7748 | 4.7805 | 2.5% | 3.004% | 3.5% | 3.001% | 3.001% | Y | N | N | 0
| 699 | NSTAR | Central | Boston | Roslindale | 13 | Bus #1 | Roslindale | D | 554-79H4 | WRX | 13.8kV | 13.8kV | 13.8kV | 0.16712 | 0.11951 | 0.14341 | 4.7748 | 4.7748 | 4.7805 | 3.5% | 2.503% | 3% | 3.001% | 3.001% | Y | N | N | 0
| 21 | NSTAR | Central | Boston | Salem St | 30 | 14C & 14D | Boston | D | 3006 | BDT | 4.16kV | 4.16kV | N/A | 0.2159 | 0 | 0 | 2.5908 | 2.5908 | 2.5939 | 8.333% | 0% | 0% | 2.778% | 2.778% | Y | N | N | 0
| 738 | NSTAR | Central | Somerville | Otis | 812 | 14A | Cambridge | D | 812-37 | CAM | 4.16kV | 4.16kV | 4.16kV | 0.0071968 | 0.086464 | 0.11529 | 2.5189 | 2.5189 | 2.5219 | 0.2857% | 3.433% | 4.571% | 2.763% | 2.763% | Y | N | N | 0
| 747 | NSTAR | Central | Somerville | Hampshire | 814 | 14A | Cambridge | D | 814-17 | CAM | 4.16kV | 4.16kV | 4.16kV | 0 | 0.093669 | 0.10808 | 2.0511 | 2.5189 | 2.5219 | 0% | 3.719% | 4.286% | 2.668% | 2.668% | Y | N | N | 0
| 1689 | NSTAR | West | Southboro | Hopkinton | 126 | 110A | Hopkinton | D | 314-1371H1 | HOK | 13.8kV | 13.8kV | 13.8kV | 0.071622 | 0.095609 | 0.095609 | 3.3424 | 3.3424 | 3.3463 | 2.143% | 2.861% | 2.857% | 2.62% | 2.62% | Y | N | N | 0
| 538 | NSTAR | Central | Boston | Amory Street | 396 | 14B | Roxbury | D | 396-1050H4 | ROX | 13.8kV | 13.8kV | 13.8kV | 0.23874 | 0.071707 | 0.11951 | 6.3266 | 6.3266 | 6.3341 | 3.774% | 1.133% | 1.887% | 2.265% | 2.265% | Y | N | N | 0
| 1464 | NSTAR | South | Cape & Vineyard | Wellfleet Sub | 976 | 2 | Wellfleet | D | 4-96-677 | WLF | 22.8kV | 22.8kV | N/A | 0.86777 | 0 | 0 | 13.411 | 13.411 | 13.4269 | 6.471% | 0% | 0% | 2.157% | 2.157% | Y | N | N | 0
| 379 | NSTAR | Central | Boston | Hyde Park | 496 | 110B | Hyde Park | D | 311-1403H1 | DOR | 13.8kV | 13.8kV | 13.8kV | 0.095496 | 0.023902 | 0.095609 | 3.3424 | 3.3424 | 3.3463 | 2.857% | 0.7151% | 2.857% | 2.143% | 2.143% | Y | N | N | 0
| 1330 | NSTAR | South | Cape & Vineyard | Hyannis Junction | 961 | 2 | Barnstable | D | 4-80B-512 | BNS | 22.8kV | 22.8kV | N/A | 0.67055 | 0 | 0 | 10.6499 | 10.6499 | 10.6625 | 6.296% | 0% | 0% | 2.099% | 2.099% | Y | N | N | 0
| 1485 | NSTAR | South | Cape & Vineyard | Falmouth Sub | 933 | 1 | Falmouth | D | 4-98B-447 | FAL | 22.8kV | 22.8kV | 22.8kV | 0.39444 | 0.35542 | 0.35542 | 22.0886 | 22.0886 | 22.1148 | 1.786% | 1.609% | 1.607% | 1.667% | 1.667% | Y | Y | N | 0
| 744 | NSTAR | Central | Somerville | Hampshire | 814 | 14A | Cambridge | D | 814-14 | CAM | 4.16kV | 4.16kV | 4.16kV | 0.050378 | 0.036027 | 0.036027 | 2.5189 | 2.5189 | 2.5219 | 2% | 1.43% | 1.429% | 1.62% | 1.62% | Y | N | N | 0
| 1888 | NSTAR | West | Southboro | NGRID | NGRID | NGRID | Hopkinton | D | NGD-501 | HOP | 13.8kV | 13.8kV | 13.8kV | 0.11937 | 0 | 0 | 3.3424 | 3.3424 | 3.3463 | 3.571% | 0% | 0% | 1.19% | 1.19% | Y | N | N | 0
| 1406 | NSTAR | South | Cape & Vineyard | Hyannis Junction | 961 | 2 | Barnstable | D | 4-92A-534 | YAR | 22.8kV | 22.8kV | N/A | 0.39444 | 0 | 0 | 13.411 | 13.411 | 13.4269 | 2.941% | 0% | 0% | 0.9804% | 0.9804% | Y | N | N | 0
| 1203 | NSTAR | South | Plymouth | Marshfield Hills Sub | 728 | 1 | Marshfield | D | 3-25-42J1 | MAR | 4.16kV | 4.16kV | 4.16kV | 0.02159 | 0.021616 | 0.014411 | 2.267 | 2.267 | 2.2697 | 0.9524% | 0.9535% | 0.6349% | 0.8469% | 0.8469% | Y | N | N | 0
| 327 | NSTAR | Central | Boston | Summer St | 293 | 110B | South Boston | D | 293-04 | SOB | 4.16kV | 4.16kV | 4.16kV | 0.043181 | 0.014411 | 0 | 2.5908 | 2.5908 | 2.5939 | 1.667% | 0.5562% | 0% | 0.741% | 0.741% | Y | N | N | 0
| 527 | NSTAR | Central | Boston | K Street | 385 | 110A | South Boston | D | 385-H9 | SOB | 13.8kV | 13.8kV | 13.8kV | 0.047748 | 0.047805 | 0.047805 | 7.0428 | 7.0428 | 7.0512 | 0.678% | 0.6788% | 0.678% | 0.6782% | 0.6782% | Y | N | N | 0
| 1525 | NSTAR | West | Southboro | South Street | 24 | 14F | Framingham | D | 2401 | FRA | 4.16kV | 4.16kV | 4.16kV | 0.043181 | 0 | 0 | 2.5189 | 2.5189 | 2.5219 | 1.714% | 0% | 0% | 0.5714% | 0.5714% | Y | N | N | 0
| 8 | NSTAR | Central | Boston | Roslindale | 13 | 14C | Roslindale | D | 1310 | WRX | 4.16kV | 4.16kV | 4.16kV | 0.035984 | 0 | 0 | 2.5908 | 2.5908 | 2.5939 | 1.389% | 0% | 0% | 0.463% | 0.463% | Y | N | N | 0
| 233 | NSTAR | Central | Somerville | Mystic Station | 250 | 110B | Everett | D | 218-80H2 | SOM | 13.8kV | 13.8kV | 13.8kV | 0.047748 | 0 | 0 | 3.5811 | 4.7748 | 4.7805 | 1.333% | 0% | 0% | 0.4444% | 0.4444% | Y | N | N | 0
| 2059 | WMECO | SOUTHERN | SPRINGFIELD | Clinton_21S | 21S | 21S-2X | SPRINGFIELD | D | 21S8 | SPRINGFIELD | 13.8 | 13.8 | 13.8 | 0.1 | 0 | 0 | 10.5 | 10.5 | 8.6765 | 0.9524% | 0% | 0% | 0.3175% | 0.3175% | Y | N | N | 0
| 851 | NSTAR | Central | Somerville | Putnam | 831 | 110C | Cambridge | D | 831-1393 | CAM | 13.8kV | 13.8kV | 13.8kV | 0 | 0.023902 | 0.023902 | 5.8491 | 5.8491 | 5.8561 | 0% | 0.4086% | 0.4082% | 0.2723% | 0.2723% | Y | N | N | 0
| 521 | NSTAR | Central | Boston | K Street | 385 | 110A | South Boston | D | 385-H3 | SOB | 13.8kV | 13.8kV | 13.8kV | 0.047748 | 0 | 0 | 7.0428 | 7.0428 | 7.0512 | 0.678% | 0% | 0% | 0.226% | 0.226% | Y | N | N | 0
| 1671 | NSTAR | West | Waltham | Elliot Street | 292 | 14C | Newton | D | 292-05 | NEW | 4.16kV | 4.16kV | 4.16kV | 0.0071968 | 0 | 0 | 1.6553 | 1.6553 | 1.6572 | 0.4348% | 0% | 0% | 0.1449% | 0.1449% | Y | N | N | 0
| 928 | NSTAR | South | New Bedford | Second St. | 694 | 1 | New Bedford | D | 2-3-40 | NEB | 3.74kV | 3.74kV | 3.74kV | 0.0064702 | 0 | 0 | 1.8505 | 1.8505 | 1.8527 | 0.3497% | 0% | 0% | 0.1166% | 0.1166% | Y | N | N | 0
| 1019 | NSTAR | South | New Bedford | Depot St. | 685 | 1 | N. Bedford | D | 2-29-29 | NEB | 3.74kV | 3.74kV | 3.74kV | 0.0064702 | 0 | 0 | 1.8505 | 1.8505 | 1.8527 | 0.3497% | 0% | 0% | 0.1166% | 0.1166% | Y | N | N | 0
| 127 | NSTAR | Central | Boston | Dorchester Ave | 139 | 14A | South Boston | D | 139-01 | SOB | 4.16kV | 4.16kV | 4.16kV | 0.0071968 | 0 | 0 | 2.5908 | 2.5908 | 2.5939 | 0.2778% | 0% | 0% | 0.09259% | 0.09259% | Y | N | N | 0
| 136 | NSTAR | Central | Boston | Dorchester Ave | 139 | 14C | S. Boston | D | 139-10 | SOB | 4.16kV | 4.16kV | N/A | 0.0071968 | 0 | 0 | 2.5908 | 2.5908 | 2.5939 | 0.2778% | 0% | 0% | 0.09259% | 0.09259% | Y | N | N | 0
| 669 | NSTAR | Central | Boston | Willow St | 516 | 24AC | W. Roxbury | D | 516-07 | WRX | 4.16kV | 4.16kV | 4.16kV | 0.0071968 | 0 | 0 | 2.5908 | 2.5908 | 2.5939 | 0.2778% | 0% | 0% | 0.09259% | 0.09259% | Y | N | N | 0
| 1669 | NSTAR | West | Waltham | Elliot Street | 292 | 14C | Newton | D | 292-01 | NEW | 4.16kV | 4.16kV | 4.16kV | 0.0071968 | 0 | 0 | 2.5908 | 2.5908 | 2.5939 | 0.2778% | 0% | 0% | 0.09259% | 0.09259% | Y | N | N | 0
| 320 | NSTAR | Central | Boston | Colburn St | 350 | 110B | Boston | D | 284-1430H1 | ROX | 13.8kV | 13.8kV | 13.8kV |  | 0.11951 | 0.11951 |  | 0 | 5.2585 |  | #DIV/0! | 2.273% | #DIV/0! | 0 | N | N | N | 0
| 333 | NSTAR | Central | Boston | STA385D | 385 | 110B | South Boston | D | 293-53H1 | SOB | 13.8kV | 13.8kV | 13.8kV |  | 0 | 0 |  | 0 | 6.3341 |  | #DIV/0! | 0% | #DIV/0! | 0 | N | N | N | 0
| 351 | NSTAR | West | Waltham | STA 315 | 315 | 110A | Watertown | D | 305-1422H1 | WAT | 13.8kV | 13.8kV | 13.8kV |  | 0.35853 | 0.47805 |  | 0 | 4.7805 |  | #DIV/0! | 10% | #DIV/0! | 0 | N | N | N | 0
| 352 | NSTAR | West | Waltham | STA 315 | 315 | 110A | Watertown | D | 305-1422H2 | WAT |  | 13.8kV | 13.8kV |  | 0.35853 | 0.47805 |  | 0 | 4.7805 |  | #DIV/0! | 10% | #DIV/0! | 0 | N | N | N | 0
| 353 | NSTAR | Central | Waltham | STA 315 | 315 | 110A | Watertown | D | 305-1422H3 | BRI | 13.8kV | 13.8kV | 13.8kV | 0.5 | 0.35853 | 0.47805 | 5 | 0 | 4.7805 | 10% | #DIV/0! | 10% | #DIV/0! | 0 | N | N | N | 0
| 424 | NSTAR | Central | Boston | Andrew Sq | 106 | 110B | South Boston | D | 323-175H5 | BDT | 13.8kV | 13.8kV | 13.8kV |  | 0 | 0.54975 |  | 0 | 6.3341 |  | #DIV/0! | 8.679% | #DIV/0! | 0 | N | N | N | 0
| 425 | NSTAR | Central | Boston | Andrew Sq | 106 | 110B | South Boston | D | 323-175H6 | BDT | 13.8kV | 13.8kV | 13.8kV |  | 0 | 0.45414 |  | 0 | 6.3341 |  | #DIV/0! | 7.17% | #DIV/0! | 0 | N | N | N | 0
| 541 | NSTAR | Central | Boston | Colburn St | 350 | 110B | South Boston | D | 396-1130H2 | ROX | 13.8kV | 13.8kV | 13.8kV |  | 0.11951 | 0.81268 |  | 0 | 3.5853 |  | #DIV/0! | 22.67% | #DIV/0! | 0 | N | N | N | 0
| 586 | NSTAR | Central | Boston | Dewar Street | 483 | 110B | Dorchester | D | 466-1482H3 | DOR | 13.8kV | 13.8kV | 13.8kV |  | 0.16732 | 0.57366 |  | 0 | 0 |  | #DIV/0! | #DIV/0! | #DIV/0! | 0 | N | N | N | 0
| 587 | NSTAR | Central | Boston | Dorchester483 | 483 | 110B | Dorchester | D | 466-1482H4 | DOR | 13.8kV | 13.8kV | 13.8kV |  | 0.47805 | 0.59756 |  | 0 | 0 |  | #DIV/0! | #DIV/0! | #DIV/0! | 0 | N | N | N | 0
| 588 | NSTAR | Central | Boston | Dorchester483 | 483 | 110B | Dorchester | D | 466-1482H5 | DOR | 13.8kV | 13.8kV | 13.8kV |  | 0.47805 | 0.59756 |  | 0 | 0 |  | #DIV/0! | #DIV/0! | #DIV/0! | 0 | N | N | N | 0
| 673 | NSTAR | Central | Boston | DORCHESTER 483 | 483 | 110B | Dorchester | D | 52-1487H3 | ROX | 13.8kV | 13.8kV | 13.8kV |  | 1.8166 | 0.11951 |  | 0 | 0 |  | #DIV/0! | #DIV/0! | #DIV/0! | 0 | N | N | N | 0
| 688 | NSTAR | Central | Boston | HYDE PARK 13 | 13 | BUS #1 | Roslindale | D | 536-76H3 | HYP | 13.8kV | 13.8kV | 13.8kV |  | 0.74097 | 0.71707 |  | 0 | 4.7805 |  | #DIV/0! | 15% | #DIV/0! | 0 | N | N | N | 0
| 700 | NSTAR | Central | Boston | DORCHESTER 483 | 483 | 110A | Boston | D | 566-1475H2 | DOR | 13.8kV | 13.8kV | 13.8kV |  | 0.14341 | 0.19122 |  | 0 | 0 |  | #DIV/0! | #DIV/0! | #DIV/0! | 0 | N | N | N | 0
| 701 | NSTAR | Central | Boston | STA483 | 483 | 110A | Boston | D | 566-1475H3 | DOR | 13.8kV | 13.8kV | 13.8kV |  | 0.11951 | 0.14341 |  | 0 | 0 |  | #DIV/0! | #DIV/0! | #DIV/0! | 0 | N | N | N | 0
| 715 | NSTAR | Central | Boston | K Street | 385D | 110C | South Boston | D | 583-195H1 | SOB | 13.8KV | N/A | N/A |  | 0.78878 | 0.81268 |  | N/A | 6.3341 |  | #VALUE! | 12.83% | #VALUE! | 0 | N | N | N | 0
| 1242 | NSTAR | South | Plymouth | WAREHAM 753 | 753 | 1 | Wareham | D | 3-84-12J1 | WAR | 4.16KkV | 4.16KkV | 4.16kV |  | 1.405 | 1.297 |  | 0 | 2.3778 |  | #DIV/0! | 54.55% | #DIV/0! | 0 | N | N | N | 0
| 1495 | NSTAR | South | Plymouth | NGRID | NGRID | NGRID | Kingston | D | NGD-701 | KIN | 22.8kV | 22.8kV | 22.8kV | 0.19722 | 0.39491 | 0.39491 |  |  | #VALUE! |  |  | #VALUE! | #VALUE! | 0 | N | N | N | 0
| 1496 | NSTAR | South | Plymouth | NGRID | NGRID | NGRID | Plympton | D | NGD-702 | PLM | 22.8kV | 22.8kV | 4.16kV | 0.59166 | 0.39491 | 0.39491 |  |  | #VALUE! |  |  | #VALUE! | #VALUE! | 0 | N | N | N | 0
| 1497 | NSTAR | South | Plymouth | NGRID | NGRID | NGRID | Plympton | D | NGD-703 | PLM | 4.16kV | 4.16kV | 4.16kV | 0.071968 | 0.072053 | 0.072053 |  |  | #VALUE! |  |  | #VALUE! | #VALUE! | 0 | N | N | N | 0
| 1636 | NSTAR | West | Waltham | Trapelo Rd | 450 | 110B | Waltham | D | 244-1363 | WAL | 13.8kV | 13.8kV | 13.8kV |  | 1.5297 | 1.4819 |  | 0 | 14.8194 |  | #DIV/0! | 10% | #DIV/0! | 0 | N | N | N | 0
| 1703 | NSTAR | West | Waltham | Lexington 320 | 320 | 110B | Lexington | D | 320-H9 | LEX | 13.8kV | 13.8kV | 13.8kV | 0.2 | 0.14341 | 0.14341 | 2 | 0 | 3.3463 | 10% | #DIV/0! | 4.286% | #DIV/0! | 0 | N | N | N | 0
| 1725 | NSTAR | Central | Mass Ave | Hyde Park Ave | 496 | 110A | Hyde Park | D | 344-1412H2 | HYP |  | 13.8KV | 13.8kV |  | 0.071707 | 0.071707 |  | 0 | 5.2585 |  | #DIV/0! | 1.364% | #DIV/0! | 0 | N | N | N | 0
| 1731 | NSTAR | Central | Waltham | Lilian Road | 351 | 14A | Lexington | D | 351-02 | LEX |  | 4.16kV | 4.16kV | 0 | 0.83582 | 0.74935 | 5 | 0 | 1.8013 | 0% | #DIV/0! | 41.6% | #DIV/0! | 0 | N | N | N | 0
| 1886 | NSTAR | West | Walpole | NGRID | NGRID | NGRID | Stoughton | D | LINE43B | SHA | 13.8kV | 13.8kV | 13.8kV | 0.47748 | 0.47805 | 0.47805 |  |  | #VALUE! |  |  | #VALUE! | #VALUE! | 0 | N | N | N | 0
| 1887 | NSTAR | West | Walpole | NGRID | NGRID | NGRID | Stoughton | D | LINE48C | SHA | 13.8kV | 13.8kV | 13.8kV | 1.6712 | 1.6732 | 1.6732 |  |  | #VALUE! |  |  | #VALUE! | #VALUE! | 0 | N | N | N | 0
| 1235 | NSTAR | South | Plymouth | WAREHAM 714 | 714 | 2 | Wareham | D | 3-80-80 | WAR | 22.8kV | 22.8kV | 22.8kV |  | 17.3759 | 17.7708 |  | 0 | 35.9366 |  | #DIV/0! | 49.45% | #DIV/0! | 0 | N | Y | N | 0
| 38 | NSTAR | Central | Boston | Central Street | 43 | 14E | Dorchester | D | 4301 | DOR | 4.16kV | 4.16kV | 4.16kV | 0 | 0 | 0 | 1.6912 | 1.6912 | 1.6933 | 0% | 0% | 0% | 0% | 0% | Y | N | N | 0
| 50 | NSTAR | Central | Boston | Kenmore | 49 | 14C | Boston | D | 4904 | BDT | 4.16kV | 4.16kV | 4.16kV | 0 | 0 | 0 | 1.6912 | 1.6912 | 1.6933 | 0% | 0% | 0% | 0% | 0% | Y | N | N | 0
| 202 | NSTAR | Central | Somerville | PNU29 | PNU29 | P17/P29 | Somerville | D | 17N29 | SOM | 4.16kV | 4.16kV | 4.16kV | 0 | 0 | 0 | 1.6912 | 1.6912 | 1.6933 | 0% | 0% | 0% | 0% | 0% | Y | N | N | 0
| 404 | NSTAR | Central | Boston | San Juan Street | 318 | 14A | Boston | D | 318-06 | BDT | 4.16kV | 4.16kV | 4.16kV | 0 | 0 | 0 | 1.9431 | 1.9431 | 1.9454 | 0% | 0% | 0% | 0% | 0% | Y | N | N | 0
| 413 | NSTAR | Central | Boston | Cottrell Street | 321 | 14AB | Dorchester | D | 321-01 | DOR | 4.16kV | 4.16kV | N/A | 0 | 0 | 0 | 1.9431 | 1.9431 | 1.9454 | 0% | 0% | 0% | 0% | 0% | Y | N | N | 0
| 415 | NSTAR | Central | Boston | Cottrell Street | 321 | 14AB | Dorchester | D | 321-03 | DOR,SOB | 4.16kV | 4.16kV | 4.16kV | 0 | 0 | 0 | 2.5908 | 2.5908 | 2.5939 | 0% | 0% | 0% | 0% | 0% | Y | N | N | 0
| 422 | NSTAR | Central | Boston | Southampton Street | 323 | 14C | South Boston | D | 323-08 | BDT | 4.16kV | 4.16kV | 4.16kV | 0 | 0 | 0 | 1.6912 | 1.6912 | 1.6933 | 0% | 0% | 0% | 0% | 0% | Y | N | N | 0
| 445 | NSTAR | Central | Boston | Brighton | 329 | 110A | Brighton | D | 329-H7 | BRI | #N/A | #N/A | N/A | 0 | 0 | 0 | 11.5789 | 11.5789 | 11.5926 | 0% | 0% | 0% | 0% | 0% | Y | N | N | 0
| 508 | NSTAR | Central | Boston | K Street | 385 | 110A | South Boston | D | 385-H11 | SOB | 13.8kV | 13.8kV | 13.8kV | 0 | 0 | 0 | 5.6104 | 5.6104 | 5.617 | 0% | 0% | 0% | 0% | 0% | Y | N | N | 0
| 601 | NSTAR | Central | Boston | Dewar Street | 483 | 14B | Dorchester | D | 483-08 | DOR,HYP | 4.16kV | 4.16kV | N/A | 0 | 0 | 0 | 2.5908 | 2.5908 | 2.5939 | 0% | 0% | 0% | 0% | 0% | Y | N | N | 0
| 1267 | NSTAR | South | Plymouth | Buzzards Bay Sub | 712 | 1 | Buzzards Bay | D | 3-88-2J2 | BRN | 4.16kV | 4.16kV | 4.16kV | 0 | 0 | 0 | 2.267 | 2.267 | 2.2697 | 0% | 0% | 0% | 0% | 0% | Y | N | N | 0
| 1335 | NSTAR | South | Cape & Vineyard | West HYN | 943 | 1 | West HYN | D | 4-80B-899 | HYN | 4.16kV | 4.16kV | N/A | 0 | 0 | 0 | 2.6521 | 2.6521 | 2.6552 | 0% | 0% | 0% | 0% | 0% | Y | N | N | 0
| 1462 | NSTAR | South | Cape & Vineyard | Wellfleet Sub | 976 | 2 | Wellfleet | D | 4-96-675 | PRO | 22.8kV | 22.8kV | N/A | 0 | 0 | 0 | 15.7776 | 15.7776 | 15.7963 | 0% | 0% | 0% | 0% | 0% | Y | N | N | 0
| 1466 | NSTAR | South | Cape & Vineyard | Wellfleet Sub | 992 | 1 | Wellfleet | D | 4-96-960 | WLF | 8.3kV | 8.3kV | 8.32kV | 0 | 0 | 0 | 3.3026 | 3.3026 | 3.3065 | 0% | 0% | 0% | 0% | 0% | Y | N | N | 0
| 1467 | NSTAR | South | Cape & Vineyard | Wellfleet Sub | 976 | 1 | Wellfleet | D | 4-96-971 | PRO | 4.16kV | 4.16kV | N/A | 0 | 0 | 0 | 4.9046 | 4.9046 | 4.9104 | 0% | 0% | 0% | 0% | 0% | Y | N | N | 0
| 1468 | NSTAR | South | Cape & Vineyard | Wellfleet Sub | 976 | 1 | Wellfleet | D | 4-96-974 | PRO | 4.16kV | 4.16kV | N/A | 0 | 0 | 0 | 4.069 | 4.069 | 4.0738 | 0% | 0% | 0% | 0% | 0% | Y | N | N | 0
| 1510 | NSTAR | West | Walpole | Dedham | 20 | 14E | Dedham | D | 2001 | DED | 4.16kV | 4.16kV | 4.16kV | 0 | 0 | 0 | 2.0871 | 2.0871 | 2.0895 | 0% | 0% | 0% | 0% | 0% | Y | N | N | 0
| 1515 | NSTAR | West | Walpole | Dedham | 20 | 14G | Dedham | D | 2006 | DED,WRX | 4.16kV | 4.16kV | 4.16kV | 0 | 0 | 0 | 1.5833 | 1.5833 | 1.5852 | 0% | 0% | 0% | 0% | 0% | Y | N | N | 0
| 1526 | NSTAR | West | Southboro | South Street | 24 | 14F | Framingham | D | 2403 | FRA | 4.16kV | 4.16kV | 4.16kV | 0 | 0 | 0 | 1.5473 | 1.5473 | 1.5491 | 0% | 0% | 0% | 0% | 0% | Y | N | N | 0
| 1545 | NSTAR | West | Waltham | Pine Street | 33 | 14D &14 E | Waltham | D | 3301 | WAL | 4.16kV | 4.16kV | 4.16kV | 0 | 0 | 0 | 1.6193 | 1.6193 | 1.6212 | 0% | 0% | 0% | 0% | 0% | Y | N | N | 0
| 1597 | NSTAR | West | Waltham | Needham | 148 | 14C | Needham | D | 148-05 | NEE | 4.16kV | 4.16kV | 4.16kV | 0 | 0 | 0 | 3.5264 | 3.5264 | 3.5306 | 0% | 0% | 0% | 0% | 0% | Y | N | N | 0
| 1640 | NSTAR | West | Southboro | Sherborn | 274 | 110B | Sherborn | D | 274-1429H1 | ASH FRA | 13.8kV | 13.8kV | 13.8kV | 0 | 0 | 0 | 11.6983 | 11.6983 | 11.7121 | 0% | 0% | 0% | 0% | 0% | Y | N | N | 0
| 1641 | NSTAR | West | Southboro | Sherborn | 274 | 110B | Sherborn | D | 274-1429H2 | ASH | 13.8kV | 13.8kV | 13.8kV | 0 | 0 | 0 | 3.3424 | 3.3424 | 3.3463 | 0% | 0% | 0% | 0% | 0% | Y | N | N | 0
| 1660 | NSTAR | West | Waltham | Waltham | 282 | 110B | Waltham | D | 282-H3 | WAL,WTN | 13.8kV | 13.8kV | 13.8kV | 0 | 0 | 0 | 11.6983 | 11.6983 | 11.7121 | 0% | 0% | 0% | 0% | 0% | Y | N | N | 0
| 1704 | NSTAR | West | Waltham | South Street | 322 | 14A | Bedford | D | 322-02 | BED | 4.16kV | 4.16kV | 4.16kV | 0 | 0 | 0 | 1.6912 | 1.6912 | 1.6933 | 0% | 0% | 0% | 0% | 0% | Y | N | N | 0
| 1785 | NSTAR | West | Southboro | Speen Street | 433 | 110C | Framingham | D | 433-H15 | FRA | 13.8kV | 13.8kV | 13.8kV | 0 | 0 | 0 | 8.4753 | 8.4753 | 8.4853 | 0% | 0% | 0% | 0% | 0% | Y | N | N | 0
| 1790 | NSTAR | West | Southboro | Speen Street | 433 | 110C | Framingham | D | 433-H6 | NAT,WAY,WTN | 13.8kV | 13.8kV | 13.8kV | 0 | 0 | 0 | 11.6983 | 11.6983 | 11.7121 | 0% | 0% | 0% | 0% | 0% | Y | N | N | 0
| 1969 | WMECO | NORTHERN | HADLEY | Montague_21C | 21C | 21C-3X | MONTAGUE | D | 21C3 | MONTAGUE | 13.8 | 13.8 | 13.8kV | 0 | 0 | 0 | 10.6 | 10.6 | 10.6365 | 0% | 0% | 0% | 0% | 0% | Y | N | N | 0
| 1909 | WMECO | NORTHERN | PITTSFIELD | Woodland_Rd_17G | 17G | 17G-1X,17G-2X | LEE | D | 17G7 | LEE | 23 | 23 | 23 | 1.3 | -2.0317 | -1.8723 | 15.6 | 15.7 | 21.3129 | 8.333% | -12.94% | -8.785% | -4.464% | -4.464% | Y | N | N | 0
| 1892 | WMECO | NORTHERN | PITTSFIELD | Partridge_15E | 15E | 15E-1X | PITTSFIELD | D | 15E4 | PITTSFIELD | 23 | 23 | 23 | -19.4 | -8.6447 | -17.0901 | 23.9 | 23.9 | 15.1381 | -81.17% | -36.17% | -112.9% | -76.75% | -76.75% | Y | N | N | 0

## 2026 National Grid List
General Information |  |  |  |  | Substation Information | [6 empty] | Circuit Information | [12 empty] | DCM Information
| Sort Identifier | Company | Division | District | Substation Name/Number | Circuit Sub XFMR Identifier | Substation Location by Town | Substation Classification | Feeder/Circuit ID | Feeder/Circuit Location by Town/City | Feeder/Circuit Voltage | Feeder/Ckt PEAK Load MVA 2023 | Feeder/Ckt PEAK Load MVA 2024 | Feeder/Ckt PEAK Load MVA 2025 | Normal Rating MVA in 2023 | Normal Rating MVA in 2024 | Normal Rating MVA in 2025 | 2023 peak to normal rating %age | 2024 peak to normal rating %age | 2025 peak to normal rating %age | 3 year Average | 3 yr. avg. - If Error Correction | Complete Data? (Y/N) | CIP Circuit? (Y/N) | DCM Eligible? (Y/N) | Eligible DCM Capacity (MW) | Reserved DCM Capacity | Remaining DCM Capacity (MW)
| 63 | Massachusetts Electric | NE North | Central | Pratts Junc. |  | Sterling | Distribution | 01-225W4 | Leominster, Sutton | 13.8 | 9.7521 | 9.8477 | 10.039 | 11.7838 | 11.78 | 11.7838 | 82.76% | 83.6% | 85.19% | 83.85% | 83.85% | Y | N | Y | 5 | 4.948 | 0.052
| 121 | Massachusetts Electric | NE North | Central | Snow St. |  | Southbridge | Distribution | 01-413L2 | Southbridge, Sturbridge | 13.2 | 8.2688 | 8.7108 | 9.4424 | 10.7456 | 10.75 | 10.0826 | 76.95% | 81.03% | 93.65% | 83.88% | 83.88% | Y | N | Y | 5 | 1 | 4
| 991 | Massachusetts Electric | NE North | Merrimack Valley | North Chelmsford |  | Chelmsford | Distribution | 14-2L3 | Chelmsford, Lowell | 13.2 | 8.9623 | 8.8709 | 8.0783 | 10.1741 | 10.17 | 10.1741 | 88.09% | 87.23% | 79.4% | 84.91% | 84.91% | Y | N | Y | 5 | 0 | 5
| 549 | Massachusetts Electric | NE South | South Shore | North Abington |  | Abington | Distribution | 07-99W61 | Hanover, Rockland | 13.8 | 10.039 | 10.3338 | 11.242 | 12.4292 | 12.43 | 12.4292 | 80.77% | 83.14% | 90.45% | 84.78% | 84.78% | Y | N | Y | 5 | 0 | 5
| 510 | Massachusetts Electric | NE South | South Shore | Dupont |  | Brockton | Distribution | 07-91W47 | Brockton, Whitman | 13.8 | 7.9674 | 8.3499 | 8.2543 | 9.6804 | 9.68 | 9.6804 | 82.3% | 86.26% | 85.27% | 84.61% | 84.61% | Y | N | Y | 5 | 0 | 5
| 520 | Massachusetts Electric | NE South | South Shore | Plymouth St |  | Abington | Distribution | 07-93W42 | Abington, Brockton, Whitman | 13.8 | 9.0829 | 9.9593 | 10.9871 | 11.8316 | 11.83 | 11.8316 | 76.77% | 84.19% | 92.86% | 84.61% | 84.61% | Y | N | Y | 5 | 0 | 5
| 40 | Massachusetts Electric | NE North | Central | Litchfield St |  | Leominster | Distribution | 01-207W2 | Leominster | 13.8 | 8.7801 | 9.1546 | 9.6087 | 11.7838 | 11.78 | 9.4653 | 74.51% | 77.71% | 101.5% | 84.58% | 84.58% | Y | N | Y | 5 | 0 | 5
| 839 | Massachusetts Electric | NE North | North Shore | E. Beverly |  | Beverly | Distribution | 12-51L3 | Beverly, Hamilton, Wenham | 13.2 | 9.351 | 8.6194 | 9.6787 | 10.9057 | 10.91 | 10.9057 | 85.74% | 79% | 88.75% | 84.5% | 84.5% | Y | N | Y | 5 | 0 | 5
| 1034 | Massachusetts Electric | NE North | Merrimack Valley | Ward Hill |  | Haverhill | Distribution | 14-43L6 | Haverhill | 13.2 | 10.6558 | 9.7244 | 9.4539 | 11.7745 | 11.77 | 11.7745 | 90.5% | 82.62% | 80.29% | 84.47% | 84.47% | Y | N | Y | 5 | 0 | 5
| 686 | Massachusetts Electric | NE North | North Shore | Maplewood |  | Malden | Distribution | 12-16W7 | Everett, Malden, Revere | 13.8 | 9.8956 | 10.4453 | 11.7281 | 12.6682 | 12.67 | 12.6682 | 78.11% | 82.44% | 92.58% | 84.38% | 84.38% | Y | N | Y | 5 | 0 | 5
| 358 | Massachusetts Electric | NE South | Southeast | Beaver Pond |  | Franklin | Distribution | 05-344W5 | Franklin | 13.8 | 9.9434 | 10.3417 | 11.7759 | 12.6682 | 12.67 | 12.6682 | 78.49% | 81.62% | 92.96% | 84.36% | 84.36% | Y | N | Y | 5 | 0 | 5
| 794 | Massachusetts Electric | NE North | North Shore | Topsfield |  | Topsfield | Distribution | 12-26L1 | Topsfield | 13.2 | 8.3755 | 9.7473 | 10.1817 | 10.7456 | 10.75 | 12.0717 | 77.94% | 90.67% | 84.34% | 84.32% | 84.32% | Y | N | Y | 5 | 0 | 5
| 380 | Massachusetts Electric | NE South | Southeast | Mink Street |  | Seekonk | Distribution | 05-7L1 | Rehoboth, Seekonk | 13.2 | 7.1257 | 7.5829 | 8.6575 | 9.7168 | 9.05 | 9.0538 | 73.33% | 83.79% | 95.62% | 84.25% | 84.25% | Y | N | Y | 5 | 0 | 5
| 132 | Massachusetts Electric | NE North | Central | Cambridge St. |  | Worcester | Distribution | 01-4J324 | Worcester | 4.16 | 2.0775 | 2.2481 | 2.3057 | 2.6299 | 2.63 | 2.6299 | 79% | 85.48% | 87.67% | 84.05% | 84.05% | Y | N | Y | 2 | 0 | 2
| 817 | Massachusetts Electric | NE North | North Shore | Everett |  | Everett | Distribution | 12-37W5 | Malden, Medford | 13.8 | 9.8876 | 10.27 | 11.019 | 12.3336 | 12.33 | 12.4292 | 80.17% | 83.29% | 88.65% | 84.04% | 84.04% | Y | N | Y | 5 | 0 | 5
| 282 | Massachusetts Electric | NE South | Southeast | Marlboro |  | Marlborough | Distribution | 05-311W1 | Marlborough | 13.8 | 11.4731 | 10.2541 | 10.1983 | 12.6682 | 12.67 | 12.6682 | 90.57% | 80.93% | 80.5% | 84% | 84% | Y | N | Y | 5 | 0 | 5
| 533 | Massachusetts Electric | NE South | South Shore | Norwell |  | Norwell | Distribution | 07-96W41 | Cohasset, Norwell | 13.8 | 8.8279 | 9.7601 | 11.1066 | 11.8316 | 11.83 | 11.8316 | 74.61% | 82.5% | 93.87% | 83.66% | 83.66% | Y | N | Y | 5 | 0 | 5
| 662 | Massachusetts Electric | NE North | North Shore | Beverly |  | Beverly | Distribution | 12-12L2 | Beverly | 13.2 | 9.4196 | 10.8142 | 12.2241 | 12.9634 | 12.96 | 12.9176 | 72.66% | 83.44% | 94.63% | 83.58% | 83.58% | Y | N | Y | 5 | 0 | 5
| 1124 | Massachusetts Electric | NE North | Merrimack Valley | East Dracut |  | Dracut | Distribution | 14-75L3 | Dracut, Methuen | 13.2 | 9.7397 | 9.9073 | 10.7152 | 12.1174 | 12.12 | 12.1174 | 80.38% | 81.74% | 88.43% | 83.52% | 83.52% | Y | N | Y | 5 | 0 | 5
| 60 | Massachusetts Electric | NE North | Central | Pratts Junc. |  | Sterling | Distribution | 01-225W1 | Bolton, Clinton, Harvard, Lancaster | 13.8 | 8.7642 | 8.7482 | 7.3141 | 10.1585 | 10.16 | 9.4653 | 86.27% | 86.1% | 77.27% | 83.22% | 83.22% | Y | N | Y | 5 | 0 | 5
| 738 | Massachusetts Electric | NE North | North Shore | Swampscott |  | Swampscott | Distribution | 12-22W2 | Lynn, Swampscott | 13.8 | 9.3697 | 10.031 | 10.4294 | 11.9512 | 11.95 | 11.9512 | 78.4% | 83.94% | 87.27% | 83.2% | 83.2% | Y | N | Y | 5 | 0 | 5
| 115 | Massachusetts Electric | NE North | Central | E. Webster |  | Webster | Distribution | 01-412L2 | Dudley, Webster | 13.2 | 9.29 | 9.4424 | 9.7397 | 11.4087 | 11.41 | 11.4087 | 81.43% | 82.76% | 85.37% | 83.19% | 83.19% | Y | N | Y | 5 | 0 | 5
| 1131 | Massachusetts Electric | NE North | Merrimack Valley | Boulevard |  | Lowell | Distribution | 14-77L2 | Lowell | 13.2 | 6.7675 | 8.0783 | 7.4076 | 8.9166 | 8.92 | 8.9166 | 75.9% | 90.56% | 83.08% | 83.18% | 83.18% | Y | N | Y | 5 | 0 | 5
| 675 | Massachusetts Electric | NE North | North Shore | Maplewood |  | Malden | Distribution | 12-16J1 | Malden | 4.16 | 1.4891 | 1.6933 | 1.8614 | 2.0247 | 2.02 | 2.0247 | 73.55% | 83.82% | 91.93% | 83.1% | 83.1% | Y | N | Y | 2 | 0 | 2
| 118 | Massachusetts Electric | NE North | Central | E. Webster |  | Webster | Distribution | 01-412L5 | Dudley, Webster | 13.2 | 11.2258 | 8.3679 | 9.5568 | 11.7059 | 11.71 | 11.7059 | 95.9% | 71.46% | 81.64% | 83% | 83% | Y | N | Y | 5 | 0 | 5
| 482 | Massachusetts Electric | NE South | South Shore | Ames |  | Brockton | Distribution | 07-911W13 | Brockton | 13.8 | 9.8717 | 10.4373 | 11.2181 | 12.6682 | 12.67 | 12.6682 | 77.92% | 82.38% | 88.55% | 82.95% | 82.95% | Y | N | Y | 5 | 0 | 5
| 715 | Massachusetts Electric | NE North | North Shore | Lynnway |  | Lynn | Distribution | 12-21J21 | Lynn, Nahant | 4.16 | 2.0799 | 2.1928 | 2.2168 | 2.6083 | 2.61 | 2.6083 | 79.74% | 84.02% | 84.99% | 82.92% | 82.92% | Y | N | Y | 2 | 0 | 2
| 768 | Massachusetts Electric | NE North | North Shore | Manchester |  | Manchester | Distribution | 12-23H2 | Manchester | 2.4 | 0.80644 | 0.8397 | 1.0378 | 1.0808 | 1.08 | 1.0808 | 74.62% | 77.75% | 96.03% | 82.8% | 82.8% | Y | N | Y | 2 | 0 | 2
| 599 | Massachusetts Electric | NE North | Western | Belchertown |  | Belchertown | Distribution | 09-509L2 | Belchertown, Ware | 13.2 | 7.8954 | 8.0554 | 8.9928 | 10.0826 | 10.08 | 10.0826 | 78.31% | 79.91% | 89.19% | 82.47% | 82.47% | Y | N | Y | 5 | 0 | 5
| 889 | Massachusetts Electric | NE North | North Shore | Revere |  | Revere | Distribution | 12-7W4 | Revere | 13.8 | 8.9076 | 10.4214 | 10.8118 | 12.1902 | 12.19 | 12.1902 | 73.07% | 85.49% | 88.69% | 82.42% | 82.42% | Y | N | Y | 5 | 0 | 5
| 840 | Massachusetts Electric | NE North | North Shore | E. Beverly |  | Beverly | Distribution | 12-51T1 | Beverly, Essex, Gloucester, Hamilton, Manchester, Wenham | 34.5 | 21.7511 | 23.6035 | 26.2129 | 28.9815 | 28.98 | 28.9815 | 75.05% | 81.45% | 90.45% | 82.32% | 82.32% | Y | N | Y | 5 | 0 | 5
| 387 | Massachusetts Electric | NE South | Southeast | Chartley Pond |  | Attleboro | Distribution | 05-8L3 | Attleboro, Norton | 13.2 | 9.1833 | 9.732 | 10.1512 | 11.7745 | 11.77 | 11.7745 | 77.99% | 82.69% | 86.21% | 82.3% | 82.3% | Y | N | Y | 5 | 0 | 5
| 1163 | Nantucket Electric | NE South | Nantucket | Candle St |  | Nantucket | Distribution | 04-101L8 | Nantucket | 13.2 | 9.0385 | 9.1757 | 9.4196 | 11.2029 | 11.2 | 11.2029 | 80.68% | 81.93% | 84.08% | 82.23% | 82.23% | Y | N | Y | 5 | 0 | 5
| 1113 | Massachusetts Electric | NE North | Merrimack Valley | North Andover Jct.71 |  | North Andover | Distribution | 14-71L3 | Andover, North Andover | 13.2 | 9.2138 | 9.8768 | 9.9378 | 11.7745 | 11.77 | 11.7745 | 78.25% | 83.92% | 84.4% | 82.19% | 82.19% | Y | N | Y | 5 | 0 | 5
| 44 | Massachusetts Electric | NE North | Central | Dunstable |  | Dunstable | Distribution | 01-210L1 | Dunstable, Pepperell | 13.2 | 5.8148 | 6.7446 | 6.8818 | 7.8878 | 7.89 | 7.8878 | 73.72% | 85.48% | 87.25% | 82.15% | 82.15% | Y | N | Y | 5 | 0 | 5
| 901 | Massachusetts Electric | NE North | North Shore | Tedesco |  | Swampscott | Distribution | 12-9J2 | Swampscott | 4.16 | 3.2424 | 2.5219 | 1.1529 | 2.8101 | 2.81 | 2.8101 | 115.4% | 89.75% | 41.03% | 82.05% | 82.05% | Y | N | Y | 2 | 0 | 2
| 866 | Massachusetts Electric | NE North | North Shore | Codding Ave |  | Medford | Distribution | 12-64J5 | Medford | 4.16 | 2.6251 | 2.69 | 3.0214 | 3.3865 | 3.39 | 3.3865 | 77.52% | 79.35% | 89.22% | 82.03% | 82.03% | Y | N | Y | 2 | 0 | 2
| 527 | Massachusetts Electric | NE South | South Shore | Phillips Lane |  | Hanover | Distribution | 07-95W1 | Brockton, Hanover, Norwell | 13.8 | 10.5648 | 11.1544 | 11.744 | 13.6243 | 13.62 | 13.6243 | 77.54% | 81.9% | 86.2% | 81.88% | 81.88% | Y | N | Y | 5 | 0 | 5
| 503 | Massachusetts Electric | NE South | South Shore | Scituate |  | Scituate | Distribution | 07-915W37 | Cohasset, Scituate | 13.8 | 9.3219 | 10.2461 | 11.4492 | 13.4331 | 12.31 | 12.3097 | 69.4% | 83.23% | 93.01% | 81.88% | 81.88% | Y | N | Y | 5 | 0 | 5
| 173 | Massachusetts Electric | NE North | Central | Vernon Hill |  | Worcester | Distribution | 01-8J365 | Worcester | 4.16 | 2.0679 | 2.1784 | 2.2913 | 2.666 | 2.67 | 2.666 | 77.57% | 81.59% | 85.95% | 81.7% | 81.7% | Y | N | Y | 2 | 0 | 2
| 313 | Massachusetts Electric | NE South | Southeast | Whitins Pond |  | Northbridge | Distribution | 05-320W1 | Northbridge, Upton, Wrentham | 13.8 | 10.1505 | 10.2222 | 10.6764 | 12.6682 | 12.67 | 12.6682 | 80.13% | 80.68% | 84.28% | 81.69% | 81.69% | Y | N | Y | 5 | 0 | 5
| 187 | Massachusetts Electric | NE North | Central | Grafton St. |  | Worcester | Distribution | 01-9J337 | Worcester | 4.16 | 1.9839 | 1.9671 | 2.0775 | 2.4642 | 2.46 | 2.4642 | 80.51% | 79.96% | 84.31% | 81.59% | 81.59% | Y | N | Y | 2 | 0 | 2
| 1062 | Massachusetts Electric | NE North | Merrimack Valley | Westford |  | Westford | Distribution | 14-57L3 | Tyngsborough, Westford | 13.2 | 9.6711 | 10.1512 | 11.2791 | 12.7119 | 12.71 | 12.7119 | 76.08% | 79.87% | 88.73% | 81.56% | 81.56% | Y | N | Y | 5 | 0 | 5
| 286 | Massachusetts Electric | NE South | Southeast | Marlboro |  | Marlborough | Distribution | 05-311W5 | Marlborough | 13.8 | 8.6048 | 9.8318 | 10.7321 | 11.9272 | 11.93 | 11.9272 | 72.14% | 82.41% | 89.98% | 81.51% | 81.51% | Y | N | Y | 5 | 0 | 5
| 1011 | Massachusetts Electric | NE North | Merrimack Valley | Newburyport |  | Newburyport | Distribution | 14-36J6 | Newburyport | 4.16 | 2.1077 | 2.1664 | 2.2233 | 2.6588 | 2.66 | 2.6588 | 79.28% | 81.44% | 83.62% | 81.45% | 81.45% | Y | N | Y | 2 | 0 | 2
| 374 | Massachusetts Electric | NE South | Southeast | Norton |  | Norton | Distribution | 05-4L2 | Norton | 13.2 | 8.5355 | 9.5872 | 10.6313 | 11.7745 | 11.77 | 11.7745 | 72.49% | 81.45% | 90.29% | 81.41% | 81.41% | Y | N | Y | 5 | 0 | 5
| 465 | Massachusetts Electric | NE South | South Shore | Temple St |  | Whitman | Distribution | 07-712J1 | Abington, Brockton, E. Bridgewater | 4.16 | 2.7092 | 2.7548 | 3.0623 | 3.4946 | 3.49 | 3.4946 | 77.53% | 78.94% | 87.63% | 81.36% | 81.36% | Y | N | Y | 2 | 0 | 2
| 1162 | Nantucket Electric | NE South | Nantucket | Candle St |  | Nantucket | Distribution | 04-101L7 | Nantucket | 13.2 | 8.0097 | 8.3603 | 8.3374 | 10.1512 | 10.15 | 10.1512 | 78.9% | 82.37% | 82.13% | 81.13% | 81.13% | Y | N | Y | 5 | 0 | 5
| 657 | Massachusetts Electric | NE North | North Shore | Beverly |  | Beverly | Distribution | 12-12J6 | Beverly | 4.16 | 2.1544 | 2.0895 | 1.9815 | 2.5579 | 2.56 | 2.5579 | 84.23% | 81.62% | 77.46% | 81.1% | 81.1% | Y | N | Y | 2 | 0 | 2
| 1060 | Massachusetts Electric | NE North | Merrimack Valley | Westford |  | Westford | Distribution | 14-57L1 | Westford | 13.2 | 10.6313 | 10.9057 | 9.3815 | 12.7119 | 12.71 | 12.7119 | 83.63% | 85.8% | 73.8% | 81.08% | 81.08% | Y | N | Y | 5 | 0 | 5
| 1143 | Massachusetts Electric | NE North | Merrimack Valley | Andover |  | Andover | Distribution | 14-8L2 | Lawrence, Methuen | 13.2 | 9.3281 | 9.2138 | 10.0826 | 11.7745 | 11.77 | 11.7745 | 79.22% | 78.28% | 85.63% | 81.05% | 81.05% | Y | N | Y | 5 | 0 | 5
| 863 | Massachusetts Electric | NE North | North Shore | Codding Ave |  | Medford | Distribution | 12-64J2 | Medford | 4.16 | 3.0695 | 3.3337 | 1.4026 | 3.2208 | 3.22 | 3.2208 | 95.3% | 103.5% | 43.55% | 80.79% | 80.79% | Y | N | Y | 2 | 0 | 2
| 800 | Massachusetts Electric | NE North | North Shore | W. Salem |  | Salem | Distribution | 12-29W5 | Lynn | 13.8 | 9.8477 | 10.2724 | 7.2344 | 10.278 | 11.95 | 11.9512 | 95.81% | 85.96% | 60.53% | 80.77% | 80.77% | Y | N | Y | 5 | 0 | 5
| 711 | Massachusetts Electric | NE North | North Shore | Humphrey |  | Swampscott | Distribution | 12-1J901 | Lynn, Swampscott | 4.16 | 2.9542 | 2.0175 | 1.8013 | 2.7957 | 2.8 | 2.7957 | 105.7% | 72.05% | 64.43% | 80.72% | 80.72% | Y | N | Y | 2 | 0 | 2
| 988 | Massachusetts Electric | NE North | Merrimack Valley | Lawrence |  | Lawrence | Distribution | 14-2J8 | Lawrence | 3.74 | 2.457 | 2.1376 | 2.5219 | 2.9398 | 2.94 | 2.9398 | 83.58% | 72.71% | 85.78% | 80.69% | 80.69% | Y | N | Y | 2 | 0 | 2
| 1090 | Massachusetts Electric | NE North | Merrimack Valley | South Union St |  | Lawrence | Distribution | 14-61L3 | Andover, Lawrence, Lowell | 13.2 | 9.0538 | 9.511 | 9.9226 | 11.7745 | 11.77 | 11.7745 | 76.89% | 80.81% | 84.27% | 80.66% | 80.66% | Y | N | Y | 5 | 0 | 5
| 463 | Massachusetts Electric | NE South | South Shore | North Weymouth |  | Weymouth | Distribution | 07-6W2 | Weymouth | 13.8 | 8.2861 | 8.0949 | 9.0032 | 10.517 | 10.52 | 10.517 | 78.79% | 76.95% | 85.61% | 80.45% | 80.45% | Y | N | Y | 5 | 0 | 5
| 336 | Massachusetts Electric | NE South | Southeast | Rocky Hill |  | Milford | Distribution | 05-336W2 | Milford | 13.8 | 9.8717 | 9.9991 | 9.8238 | 12.3097 | 12.31 | 12.3097 | 80.19% | 81.23% | 79.81% | 80.41% | 80.41% | Y | N | Y | 5 | 0 | 5
| 946 | Massachusetts Electric | NE North | Merrimack Valley | Power Company Road |  | Tewksbury | Distribution | 14-20L3 | Lowell, Tewksbury | 13.2 | 9.2824 | 9.9454 | 9.9988 | 12.1174 | 12.12 | 12.1174 | 76.6% | 82.06% | 82.52% | 80.39% | 80.39% | Y | N | Y | 5 | 0 | 5
| 984 | Massachusetts Electric | NE North | Merrimack Valley | Lawrence |  | Lawrence | Distribution | 14-2J4 | Lawrence | 3.74 | 2.0391 | 2.2096 | 2.4258 | 2.4498 | 2.94 | 2.9398 | 83.24% | 75.16% | 82.52% | 80.3% | 80.3% | Y | N | Y | 2 | 0 | 2
| 1013 | Massachusetts Electric | NE North | Merrimack Valley | Newburyport |  | Newburyport | Distribution | 14-36L2 | Newbury, Newburyport | 13.2 | 9.647 | 9.2519 | 9.492 | 11.7973 | 11.8 | 11.7973 | 81.77% | 78.41% | 80.46% | 80.21% | 80.21% | Y | N | Y | 5 | 0 | 5
| 951 | Massachusetts Electric | NE North | Merrimack Valley | Hoover Street |  | Dracut | Distribution | 14-21L1 | Dracut, Lowell, Tyngsborough | 13.2 | 6.173 | 7.8801 | 7.1257 | 8.8023 | 8.8 | 8.8023 | 70.13% | 89.55% | 80.95% | 80.21% | 80.21% | Y | N | Y | 5 | 0 | 5
| 229 | Massachusetts Electric | NE South | Southeast | Hathaway St. Sub |  | Fall River | Distribution | 05-106W82 | Fall River | 13.8 | 7.8878 | 7.1707 | 7.0512 | 9.2024 | 9.2 | 9.2024 | 85.71% | 77.94% | 76.62% | 80.09% | 80.09% | Y | N | Y | 5 | 0 | 5
| 1109 | Massachusetts Electric | NE North | Merrimack Valley | Billerica |  | Billerica | Distribution | 14-70L5 | Billerica | 13.2 | 9.351 | 9.2062 | 9.6711 | 11.7745 | 11.77 | 11.7745 | 79.42% | 78.22% | 82.14% | 79.92% | 79.92% | Y | N | Y | 5 | 0 | 5
| 933 | Massachusetts Electric | NE North | Merrimack Valley | South Billerica |  | Billerica | Distribution | 14-18L3 | Billerica | 13.2 | 7.842 | 8.406 | 8.4593 | 10.3112 | 10.31 | 10.3112 | 76.05% | 81.53% | 82.04% | 79.88% | 79.88% | Y | N | Y | 5 | 0 | 5
| 1100 | Massachusetts Electric | NE North | Merrimack Valley | North Lawrence |  | Lawrence | Distribution | 14-6J3 | Lawrence | 3.74 | 1.6428 | 1.5852 | 1.7773 | 2.0895 | 2.09 | 2.0895 | 78.62% | 75.85% | 85.06% | 79.84% | 79.84% | Y | N | Y | 2 | 0 | 2
| 188 | Massachusetts Electric | NE North | Central | Grafton St. |  | Worcester | Distribution | 01-9J352 | Worcester | 4.16 | 1.4867 | 1.5227 | 1.6068 | 1.931 | 1.93 | 1.931 | 76.99% | 78.9% | 83.21% | 79.7% | 79.7% | Y | N | Y | 2 | 0 | 2
| 1058 | Massachusetts Electric | NE North | Merrimack Valley | Woodchuck Hill |  | North Andover | Distribution | 14-56L2 | Boxford, North Andover | 13.2 | 8.1393 | 9.5568 | 10.5018 | 11.7973 | 11.8 | 11.7973 | 68.99% | 80.99% | 89.02% | 79.67% | 79.67% | Y | N | Y | 5 | 0 | 5
| 829 | Massachusetts Electric | NE North | North Shore | Rockport |  | Rockport | Distribution | 12-40J2 | Rockport | 4.16 | 1.6284 | 1.7221 | 2.0703 | 2.2697 | 2.27 | 2.2697 | 71.75% | 75.86% | 91.22% | 79.61% | 79.61% | Y | N | Y | 2 | 0 | 2
| 11 | Massachusetts Electric | NE North | Central | Faraday St. |  | Worcester | Distribution | 01-11J334 | Worcester | 4.16 | 2.0127 | 1.9358 | 2.1088 | 2.5363 | 2.54 | 2.5363 | 79.36% | 76.21% | 83.14% | 79.57% | 79.57% | Y | N | Y | 2 | 0 | 2
| 1048 | Massachusetts Electric | NE North | Merrimack Valley | Lawrence Street |  | Lawrence | Distribution | 14-53J3 | Lawrence | 3.74 | 1.7725 | 1.9358 | 1.9695 | 2.3778 | 2.38 | 2.3778 | 74.55% | 81.34% | 82.83% | 79.57% | 79.57% | Y | N | Y | 2 | 0 | 2
| 98 | Massachusetts Electric | NE North | Central | Millbury |  | Millbury | Distribution | 01-304W6 | Millbury, Sutton | 13.8 | 9.5211 | 9.7521 | 10.2063 | 11.7838 | 12.62 | 12.6682 | 80.8% | 77.28% | 80.57% | 79.55% | 79.55% | Y | N | Y | 5 | 0 | 5
| 335 | Massachusetts Electric | NE South | Southeast | Rocky Hill |  | Milford | Distribution | 05-336W1 | Milford | 13.8 | 9.059 | 10.7242 | 10.4453 | 12.6682 | 12.67 | 12.6682 | 71.51% | 84.64% | 82.45% | 79.53% | 79.53% | Y | N | Y | 5 | 0 | 5
| 232 | Massachusetts Electric | NE South | Southeast | Dummy-108W60 |  | Bellingham | Distribution | 05-108W60 | Bellingham, Blackstone | 13.8 | 6.4058 | 6.9635 | 7.4177 | 8.7243 | 8.72 | 8.7243 | 73.42% | 79.86% | 85.02% | 79.43% | 79.43% | Y | N | Y | 5 | 0 | 5
| 292 | Massachusetts Electric | NE South | Southeast | Westboro |  | Westborough | Distribution | 05-312W5 | Westborough | 13.8 | 10.764 | 9.0191 | 10.3736 | 12.6682 | 12.67 | 12.6682 | 84.97% | 71.18% | 81.89% | 79.35% | 79.35% | Y | N | Y | 5 | 0 | 5
| 394 | Massachusetts Electric | NE South | Southeast | Read Street |  | Attleboro | Distribution | 05-9L5 | Attleboro, Rehoboth, Seekonk | 13.2 | 8.7718 | 9.29 | 10.014 | 11.7973 | 11.8 | 11.7973 | 74.35% | 78.73% | 84.88% | 79.32% | 79.32% | Y | N | Y | 5 | 0 | 5
| 578 | Massachusetts Electric | NE North | Western | Risingdale |  | Great Barrington | Distribution | 09-1109W1 | Great Barrington, Monterey, New Marlboro, Sheffield, Stockbridge | 13.8 | 8.9076 | 9.5291 | 9.7043 | 11.8316 | 11.83 | 11.8316 | 75.29% | 80.55% | 82.02% | 79.29% | 79.29% | Y | N | Y | 5 | 0 | 5
| 311 | Massachusetts Electric | NE South | Southeast | North Marlboro |  | Marlborough | Distribution | 05-318W3 | Marlborough, Northborough | 13.8 | 9.4414 | 8.4534 | 9.3219 | 11.4492 | 11.45 | 11.4492 | 82.46% | 73.83% | 81.42% | 79.24% | 79.24% | Y | N | Y | 5 | 0 | 5
| 886 | Massachusetts Electric | NE North | North Shore | Revere |  | Revere | Distribution | 12-7W1 | Everett, Revere, Saugus | 13.8 | 5.625 | 6.7484 | 7.9037 | 8.5331 | 8.53 | 8.5331 | 65.92% | 79.11% | 92.62% | 79.22% | 79.22% | Y | N | Y | 5 | 0 | 5
| 1033 | Massachusetts Electric | NE North | Merrimack Valley | Ward Hill |  | Haverhill | Distribution | 14-43L4 | Haverhill, Lawrence, Methuen | 13.2 | 9.8674 | 8.8404 | 9.2634 | 11.7745 | 11.77 | 11.7745 | 83.8% | 75.11% | 78.67% | 79.2% | 79.2% | Y | N | Y | 5 | 0 | 5
| 621 | Massachusetts Electric | NE North | Western | Shutesbury |  | Shutesbury | Distribution | 09-704W1 | New Salem, Shutesbury | 13.8 | 4.5096 | 4.6291 | 4.6928 | 5.8322 | 5.83 | 5.8322 | 77.32% | 79.4% | 80.46% | 79.06% | 79.06% | Y | N | Y | 5 | 0 | 5
| 284 | Massachusetts Electric | NE South | Southeast | Marlboro |  | Marlborough | Distribution | 05-311W3 | Marlborough | 13.8 | 8.2861 | 9.0749 | 10.9154 | 11.9272 | 11.93 | 11.9272 | 69.47% | 76.07% | 91.52% | 79.02% | 79.02% | Y | N | Y | 5 | 0 | 5
| 798 | Massachusetts Electric | NE North | North Shore | W. Salem |  | Salem | Distribution | 12-29W3 | Lynn | 13.8 | 8.7243 | 10.0079 | 10.7321 | 12.4292 | 12.43 | 12.4292 | 70.19% | 80.51% | 86.35% | 79.02% | 79.02% | Y | N | Y | 5 | 0 | 5
| 129 | Massachusetts Electric | NE North | Central | W. Charlton |  | Charlton | Distribution | 01-415L2 | Charlton | 13.2 | 8.5203 | 8.6422 | 9.1681 | 11.1115 | 11.11 | 11.1115 | 76.68% | 77.79% | 82.51% | 78.99% | 78.99% | Y | N | Y | 5 | 0 | 5
| 245 | Massachusetts Electric | NE South | Southeast | Swansea Sub |  | Swansea | Distribution | 05-11W83 | Swansea | 13.8 | 7.1309 | 7.1468 | 8.0949 | 9.4414 | 9.44 | 9.4414 | 75.53% | 75.71% | 85.74% | 78.99% | 78.99% | Y | N | Y | 5 | 0 | 5
| 460 | Massachusetts Electric | NE South | South Shore | Central St |  | Abington | Distribution | 07-67J1 | Abington, Hanson, Rockland | 4.16 | 2.6468 | 2.9302 | 3.2088 | 3.7107 | 3.71 | 3.7107 | 71.33% | 78.98% | 86.47% | 78.93% | 78.93% | Y | N | Y | 2 | 0 | 2
| 294 | Massachusetts Electric | NE South | Southeast | Woodside |  | Northborough | Distribution | 05-313W2 | Marlborough, Northborough, Westborough | 13.8 | 8.5491 | 9.0669 | 9.2582 | 11.3536 | 11.35 | 11.3536 | 75.3% | 79.88% | 81.54% | 78.91% | 78.91% | Y | N | Y | 5 | 0 | 5
| 802 | Massachusetts Electric | NE North | North Shore | Salem Valley St. |  | Salem | Distribution | 12-2W1 | Salem | 13.8 | 5.3063 | 6.2544 | 6.8122 | 7.7682 | 7.77 | 7.7682 | 68.31% | 80.49% | 87.69% | 78.83% | 78.83% | Y | N | Y | 5 | 0 | 5
| 1101 | Massachusetts Electric | NE North | Merrimack Valley | North Lawrence |  | Lawrence | Distribution | 14-6J4 | Lawrence | 3.74 | 2.0391 | 1.8734 | 2.1136 | 2.5507 | 2.55 | 2.5507 | 79.94% | 73.47% | 82.86% | 78.76% | 78.76% | Y | N | Y | 2 | 0 | 2
| 283 | Massachusetts Electric | NE South | Southeast | Marlboro |  | Marlborough | Distribution | 05-311W2 | Marlborough | 13.8 | 8.6526 | 7.2026 | 8.1427 | 10.1585 | 10.16 | 10.1585 | 85.18% | 70.89% | 80.16% | 78.74% | 78.74% | Y | N | Y | 5 | 0 | 5
| 443 | Massachusetts Electric | NE South | South Shore | West Quincy |  | Quincy | Distribution | 07-3W2 | Quincy | 13.8 | 8.0391 | 8.2065 | 9.1466 | 10.756 | 10.76 | 10.756 | 74.74% | 76.27% | 85.04% | 78.68% | 78.68% | Y | N | Y | 5 | 0 | 5
| 1046 | Massachusetts Electric | NE North | Merrimack Valley | Lawrence Street |  | Lawrence | Distribution | 14-53J1 | Lawrence | 3.74 | 1.4843 | 1.4411 | 1.6692 | 1.9454 | 1.95 | 1.9454 | 76.3% | 73.9% | 85.8% | 78.67% | 78.67% | Y | N | Y | 2 | 0 | 2
| 1112 | Massachusetts Electric | NE North | Merrimack Valley | North Andover Jct.71 |  | North Andover | Distribution | 14-71L1 | Andover, Lawrence, North Andover | 13.2 | 8.4822 | 8.8709 | 10.4256 | 11.7745 | 11.77 | 11.7745 | 72.04% | 75.37% | 88.54% | 78.65% | 78.65% | Y | N | Y | 5 | 0 | 5
| 376 | Massachusetts Electric | NE South | Southeast | South Attleboro |  | Attleboro | Distribution | 05-5J2 | Attleboro | 4.16 | 2.0559 | 2.2361 | 2.2433 | 2.7741 | 2.77 | 2.7741 | 74.11% | 80.72% | 80.87% | 78.57% | 78.57% | Y | N | Y | 2 | 0 | 2
| 1 | Massachusetts Electric | NE North | Central | Lashaway |  | North Brookfield | Distribution | 01-0012 | North Brookfield | 23 | - | - | - | - | - | - | #VALUE! | #VALUE! | #VALUE! | #VALUE! | 0 | N | N | N | 0
| 59 | Massachusetts Electric | NE North | Central | Snake Hill |  | Charlton | Distribution | 01-2235L7 | Charlton | 13.2 | 0 | - | - | 0 | - | - | #DIV/0! | #VALUE! | #VALUE! | #DIV/0! | 0 | N | N | N | 0
| 68 | Massachusetts Electric | NE North | Central | Sandy Pond |  | Ayer | Distribution | 01-237W1 | Ayer | 13.8 | 0 | 8.3897 | 7.5531 | 0 | 12.67 | 12.6204 | #DIV/0! | 66.22% | 59.85% | #DIV/0! | 0 | N | N | N | 0
| 131 | Massachusetts Electric | NE North | Central | W. Charlton |  | Charlton | Distribution | 01-415L5 | Charlton, Lancaster, Sturbridge | 13.2 | 9.9988 | - | 10.8371 | 0 | - | 0 | #DIV/0! | #VALUE! | #DIV/0! | #DIV/0! | 0 | N | N | N | 0
| 155 | Massachusetts Electric | NE North | Central | Dummy - 609W99 |  | Princeton | Distribution | 01-609W99 | Westminster | 7.97 | 0 | - | - | 0 | - | - | #DIV/0! | #VALUE! | #VALUE! | #DIV/0! | 0 | N | N | N | 0
| 191 | Massachusetts Electric | NE North | Central | Webster St. |  | Worcester | Distribution | 01-HT11-11A | Worcester | 13.8 | - | 2.0795 | 2.3504 | - | 8.39 | 8.3897 | #VALUE! | 24.79% | 28.02% | #VALUE! | 0 | N | N | N | 0
| 192 | Massachusetts Electric | NE North | Central | Webster St. |  | Worcester | Distribution | 01-HT12 | Worcester | 13.8 | 0 | 1.9441 | - | 0 | 0.19 | - | #DIV/0! | 1023% | #VALUE! | #DIV/0! | 0 | N | N | N | 0
| 195 | Massachusetts Electric | NE North | Central | Faraday St. |  | Worcester | Distribution | 01-HT19 | Worcester | 13.8 | - | 2.7249 | 2.9001 | - | 6.91 | 6.9078 | #VALUE! | 39.43% | 41.98% | #VALUE! | 0 | N | N | N | 0
| 198 | Massachusetts Electric | NE North | Central | Bloomingdale |  | Worcester | Distribution | 01-HT25 | Worcester | 13.8 | - | 4.9557 | - | - | 0.31 | - | #VALUE! | 1599% | #VALUE! | #VALUE! | 0 | N | N | N | 0
| 203 | Massachusetts Electric | NE North | Central | Greendale |  | Worcester | Distribution | 01-HT31 | Worcester | 13.8 | - | 5.4338 | 3.4738 | - | 7.39 | 7.3858 | #VALUE! | 73.53% | 47.03% | #VALUE! | 0 | N | N | N | 0
| 204 | Massachusetts Electric | NE North | Central | Greendale |  | Worcester | Distribution | 01-HT32 | Worcester | 13.8 | - | 1.0039 | 1.1234 | - | 7.39 | 7.3858 | #VALUE! | 13.58% | 15.21% | #VALUE! | 0 | N | N | N | 0
| 205 | Massachusetts Electric | NE North | Central | Greendale |  | Worcester | Distribution | 01-HT36 | Worcester | 13.8 | - | 6.0074 | 5.2824 | - | 6.86 | 6.86 | #VALUE! | 87.57% | 77% | #VALUE! | 0 | N | N | N | 0
| 206 | Massachusetts Electric | NE North | Central | Greendale |  | Worcester | Distribution | 01-HT37 | Worcester | 13.8 | - | 0.95609 | 0.97999 | - | 6.76 | 6.7644 | #VALUE! | 14.14% | 14.49% | #VALUE! | 0 | N | N | N | 0
| 207 | Massachusetts Electric | NE North | Central | Greendale |  | Worcester | Distribution | 01-HT38 | Worcester | 13.8 | - | 5.131 | 5.1948 | - | 8.08 | 8.079 | #VALUE! | 63.5% | 64.3% | #VALUE! | 0 | N | N | N | 0
| 208 | Massachusetts Electric | NE North | Central | Faraday St. |  | Worcester | Distribution | 01-HT39 | Worcester | 13.8 | - | 4.4299 | 4.1909 | - | 9.18 | 9.1785 | #VALUE! | 48.26% | 45.66% | #VALUE! | 0 | N | N | N | 0
| 209 | Massachusetts Electric | NE North | Central | Webster St. |  | Worcester | Distribution | 01-HT40 | Worcester | 13.8 | - | - | - | - | - | - | #VALUE! | #VALUE! | #VALUE! | #VALUE! | 0 | N | N | N | 0
| 212 | Massachusetts Electric | NE North | Central | Nashua St. |  | Worcester | Distribution | 01-HT45 | Worcester | 13.8 | - | 3.0276 | 2.9913 | - | 12.12 | 12.1185 | #VALUE! | 24.98% | 24.68% | #VALUE! | 0 | N | N | N | 0
| 214 | Massachusetts Electric | NE North | Central | Nashua St. |  | Worcester | Distribution | 01-HT48 | Worcester | 13.8 | - | 5.9273 | 3.418 | - | 9.54 | 9.537 | #VALUE! | 62.13% | 35.84% | #VALUE! | 0 | N | N | N | 0
| 215 | Massachusetts Electric | NE North | Central | Nashua St. |  | Worcester | Distribution | 01-HT52 | Worcester | 13.8 | - | 9.0032 | 8.5172 | - | 9.68 | 9.6804 | #VALUE! | 93.01% | 87.98% | #VALUE! | 0 | N | N | N | 0
| 216 | Massachusetts Electric | NE North | Central | Grafton St. |  | Worcester | Distribution | 01-HT56B | Worcester | 13.8 | - | - | - | - | - | - | #VALUE! | #VALUE! | #VALUE! | #VALUE! | 0 | N | N | N | 0
| 218 | Massachusetts Electric | NE North | Central | Faraday St. |  | Worcester | Distribution | 01-HT60 | Worcester | 13.8 | - | 4.6211 | 4.4697 | - | 8.29 | 8.2941 | #VALUE! | 55.74% | 53.89% | #VALUE! | 0 | N | N | N | 0
| 219 | Massachusetts Electric | NE North | Central | Nashua St. |  | Worcester | Distribution | 01-HT61 | Worcester | 13.8 | - | 3.7049 | 3.7367 | - | 8.92 | 8.9156 | #VALUE! | 41.53% | 41.91% | #VALUE! | 0 | N | N | N | 0
| 220 | Massachusetts Electric | NE North | Central | Sterling Muni |  | Lancaster | Distribution | 01-STERLING | Lancaster | 7.97 | 0 | - | - | 0 | - | - | #DIV/0! | #VALUE! | #VALUE! | #DIV/0! | 0 | N | N | N | 0
| 221 | Massachusetts Electric | NE North | Central | Multiple |  | Worcester | Transmission | 01-Worcester Network | Worcester | 13.8 | - | - | - | - | - | - | #VALUE! | #VALUE! | #VALUE! | #VALUE! | 0 | N | N | N | 0
| 222 | Massachusetts Electric | NE South | Southeast | N/A |  | N/A | Distribution | 05-102W42 | Attleboro | N/A | 0 | - | - | 0 | - | - | #DIV/0! | #VALUE! | #VALUE! | #DIV/0! | 0 | N | N | N | 0
| 231 | Massachusetts Electric | NE South | Southeast | N/A |  | N/A | Distribution | 05-108W53 | Blackstone | N/A | 0 | - | - | 0 | - | - | #DIV/0! | #VALUE! | #VALUE! | #DIV/0! | 0 | N | N | N | 0
| 233 | Massachusetts Electric | NE South | Southeast | Dummy-112W43 |  | Wrentham | Distribution | 05-112W43 | Wrentham | 7.97 | 0 | - | - | 0 | - | - | #DIV/0! | #VALUE! | #VALUE! | #DIV/0! | 0 | N | N | N | 0
| 234 | Massachusetts Electric | NE South | Southeast | N/A |  | N/A | Distribution | 05-112W44 | Plainville | N/A | 0 | - | - | 0 | - | - | #DIV/0! | #VALUE! | #VALUE! | #DIV/0! | 0 | N | N | N | 0
| 248 | Massachusetts Electric | NE South | Southeast | N/A |  | N/A | Distribution | 05-127W40 | Blackstone, Millville | N/A | 0 | - | - | 0 | - | - | #DIV/0! | #VALUE! | #VALUE! | #DIV/0! | 0 | N | N | N | 0
| 260 | Massachusetts Electric | NE South | Southeast | West Street |  | Attleboro | Sub-Transmission | 05-2248 | Attleboro, Rehoboth, Seekonk | 23 | 5.6 | 2.7 | - | 0 | 0.7 | - | #DIV/0! | 385.7% | #VALUE! | #DIV/0! | 0 | N | N | N | 0
| 261 | Massachusetts Electric | NE South | Southeast | Mink Street |  | Seekonk | Distribution | 05-2267 | Seekonk | 23 | 3.5 | 9 | - | 0 | 0.58 | - | #DIV/0! | 1552% | #VALUE! | #DIV/0! | 0 | N | N | N | 0
| 262 | Massachusetts Electric | NE South | Southeast | West Street |  | Attleboro | Sub-Transmission | 05-2274 | Attleboro, Plainville | 23 | 14.5 | 15.8 | - | 0 | 1.35 | - | #DIV/0! | 1170% | #VALUE! | #DIV/0! | 0 | N | N | N | 0
| 263 | Massachusetts Electric | NE South | Southeast | South Wrentham |  | Wrentham | Sub-Transmission | 05-2284 | Franklin, Plainville, Wrentham | 23 | 23.2 | 22.5 | - | 0 | 1.51 | - | #DIV/0! | 1490% | #VALUE! | #DIV/0! | 0 | N | N | N | 0
| 264 | Massachusetts Electric | NE South | Southeast | South Wrentham |  | Wrentham | Distribution | 05-2286 | Plainville | 23 | 23.6 | 19.7 | - | 0 | 1.4 | - | #DIV/0! | 1407% | #VALUE! | #DIV/0! | 0 | N | N | N | 0
| 265 | Massachusetts Electric | NE South | Southeast | Foxboro 1 |  | Foxborough | Distribution | 05-2287 | Foxborough | 23 | 20.5 | 19 | - | 0 | 1.27 | - | #DIV/0! | 1496% | #VALUE! | #DIV/0! | 0 | N | N | N | 0
| 266 | Massachusetts Electric | NE South | Southeast | Plainville |  | Plainville | Distribution | 05-2289 | Plainville | 23 | 2.6 | 3 | - | 0 | 0.65 | - | #DIV/0! | 461.5% | #VALUE! | #DIV/0! | 0 | N | N | N | 0
| 267 | Massachusetts Electric | NE South | Southeast | West Street |  | Attleboro | Distribution | 05-24 | Attleboro | 23 | 2.9 | 3 | - | 0 | 0.7 | - | #DIV/0! | 428.6% | #VALUE! | #DIV/0! | 0 | N | N | N | 0
| 268 | Massachusetts Electric | NE South | Southeast | Dummy-2468W1 |  | Foxborough | Distribution | 05-2468W1 | Foxborough | 13.8 | - | - | - | - | - | - | #VALUE! | #VALUE! | #VALUE! | #VALUE! | 0 | N | N | N | 0
| 269 | Massachusetts Electric | NE South | Southeast | Dummy-26W5 |  | Blackstone | Distribution | 05-26W5 | Blackstone | 13.8 | 0 | - | - | 0 | - | - | #DIV/0! | #VALUE! | #VALUE! | #DIV/0! | 0 | N | N | N | 0
| 325 | Massachusetts Electric | NE South | Southeast | Reynolds Ave Sub |  | Rehoboth | Distribution | 05-3323L2 | Dighton, Rehoboth, Swansea | 13.2 | 0 | 6.5312 | 7.1866 | 0 | 12.07 | 12.0717 | #DIV/0! | 54.11% | 59.53% | #DIV/0! | 0 | N | N | N | 0
| 326 | Massachusetts Electric | NE South | Southeast | Reynolds Ave Sub |  | Rehoboth | Distribution | 05-3323L3 | Dighton, Rehoboth | 13.2 | 0 | 0 | 0 | 0 | 12.07 | 12.0717 | #DIV/0! | 0% | 0% | #DIV/0! | 0 | N | N | N | 0
| 327 | Massachusetts Electric | NE South | Southeast | Mendon |  | Mendon | Distribution | 05-332W1 | Blackstone, Hopedale, Mendon, Milford, Northbridge, Upton, Uxbridge | 13.8 | - | - | 8.4216 | - | - | 12.1902 | #VALUE! | #VALUE! | 69.08% | #VALUE! | 0 | N | N | N | 0
| 339 | Massachusetts Electric | NE South | Southeast | N/A |  | N/A | Distribution | 05-33F1 | Fall River | N/A | 0 | - | - | 0 | - | - | #DIV/0! | #VALUE! | #VALUE! | #DIV/0! | 0 | N | N | N | 0
| 340 | Massachusetts Electric | NE South | Southeast | N/A |  | N/A | Distribution | 05-33F4 | Fall River, Westport | N/A | 0 | - | - | 0 | - | - | #DIV/0! | #VALUE! | #VALUE! | #DIV/0! | 0 | N | N | N | 0
| 377 | Massachusetts Electric | NE South | Southeast | Dummy-65H4 |  | Bellingham | Distribution | 05-65H4 | Bellingham, Franklin | 7.97 | - | - | - | - | - | - | #VALUE! | #VALUE! | #VALUE! | #VALUE! | 0 | N | N | N | 0
| 396 | Massachusetts Electric | NE South | Southeast | North Attleboro Muni |  | North Attleborough | Distribution | 05-9L8881 | Attleboro | 7.97 | 0 | - | - | 0 | - | - | #DIV/0! | #VALUE! | #VALUE! | #DIV/0! | 0 | N | N | N | 0
| 397 | Massachusetts Electric | NE South | Southeast | N/A |  | N/A | N/A | 05-MUNI_E-9 | N/A | N/A | 0 | - | - | 0 | - | - | #DIV/0! | #VALUE! | #VALUE! | #DIV/0! | 0 | N | N | N | 0
| 407 | Massachusetts Electric | NE South | South Shore | Field St |  | Quincy | Distribution | 07-1202 | Quincy | 13.8 | 3.7314 | 3.7314 | - | 0 | 0.22 | - | #DIV/0! | 1696% | #VALUE! | #DIV/0! | 0 | N | N | N | 0
| 408 | Massachusetts Electric | NE South | South Shore | Field St |  | Quincy | Distribution | 07-1224 | Quincy | 13.8 | 3.2135 | 3.2135 | - | 0 | 0.21 | - | #DIV/0! | 1530% | #VALUE! | #DIV/0! | 0 | N | N | N | 0
| 431 | Massachusetts Electric | NE South | South Shore | Brockton |  | Brockton | Distribution | 07-20W10 | Brockton | 13.8 | - | - | - | - | - | - | #VALUE! | #VALUE! | #VALUE! | #VALUE! | 0 | N | N | N | 0
| 432 | Massachusetts Electric | NE South | South Shore | Brockton |  | Brockton | Distribution | 07-20W13 | Brockton | 13.8 | - | - | - | - | - | - | #VALUE! | #VALUE! | #VALUE! | #VALUE! | 0 | N | N | N | 0
| 433 | Massachusetts Electric | NE South | South Shore | Brockton |  | Brockton | Distribution | 07-20W6 | Brockton | 13.8 | 0 | - | - | 0 | - | - | #DIV/0! | #VALUE! | #VALUE! | #DIV/0! | 0 | N | N | N | 0
| 434 | Massachusetts Electric | NE South | South Shore | Brockton |  | Brockton | Distribution | 07-20W7 | Brockton | 13.8 | 0 | - | - | 0 | - | - | #DIV/0! | #VALUE! | #VALUE! | #DIV/0! | 0 | N | N | N | 0
| 435 | Massachusetts Electric | NE South | South Shore | Brockton |  | Brockton | Distribution | 07-20W8 | Brockton | 13.8 | 0 | - | - | 0 | - | - | #DIV/0! | #VALUE! | #VALUE! | #DIV/0! | 0 | N | N | N | 0
| 436 | Massachusetts Electric | NE South | South Shore | Brockton |  | Brockton | Distribution | 07-20W9 | Brockton | 13.8 | 0 | - | - | 0 | - | - | #DIV/0! | #VALUE! | #VALUE! | #DIV/0! | 0 | N | N | N | 0
| 440 | Massachusetts Electric | NE South | South Shore | Field St |  | Quincy | Distribution | 07-304 | Quincy | 13.8 | - | - | - | - | - | - | #VALUE! | #VALUE! | #VALUE! | #VALUE! | 0 | N | N | N | 0
| 454 | Massachusetts Electric | NE South | South Shore | Dummy-601W79 |  | Stoughton | Distribution | 07-601W79 | Stoughton | 7.97 | - | - | - | - | - | - | #VALUE! | #VALUE! | #VALUE! | #VALUE! | 0 | N | N | N | 0
| 455 | Massachusetts Electric | NE South | South Shore | Dummy-602W100 |  | Bridgewater | Distribution | 07-602W100 | Bridgewater | 7.97 | - | - | - | - | - | - | #VALUE! | #VALUE! | #VALUE! | #VALUE! | 0 | N | N | N | 0
| 456 | Massachusetts Electric | NE South | South Shore | Dummy-602W101 |  | Canton | Distribution | 07-602W101 | Stoughton | 13.8 | - | - | - | - | - | - | #VALUE! | #VALUE! | #VALUE! | #VALUE! | 0 | N | N | N | 0
| 554 | Massachusetts Electric | NE South | South Shore | Brockton-Network |  | Brockton | Transmission | 07-Brockton Network | Brockton | 13.8 | - | - | - | - | - | - | #VALUE! | #VALUE! | #VALUE! | #VALUE! | 0 | N | N | N | 0
| 555 | Massachusetts Electric | NE North | Western | Palmer 503 |  | Palmer | Distribution | 09-0504 | Monson, Palmer | 23 | - | - | - | - | - | - | #VALUE! | #VALUE! | #VALUE! | #VALUE! | 0 | N | N | N | 0
| 557 | Massachusetts Electric | NE North | Western | Adams |  | Adams | Sub-Transmission | 09-1003 | Adams | 23 | 8.7 | 8.9 | - | 0 | 1.02 | - | #DIV/0! | 872.5% | #VALUE! | #DIV/0! | 0 | N | N | N | 0
| 560 | Massachusetts Electric | NE North | Western | Adams |  | Adams | Sub-Transmission | 09-1004 | North Adams | 23 | 10.3 | 10.5 | - | 0 | 1.03 | - | #DIV/0! | 1019% | #VALUE! | #DIV/0! | 0 | N | N | N | 0
| 564 | Massachusetts Electric | NE North | Western | Dummy-1018K1 |  | Hancock | Distribution | 09-1018K1 | Hancock | 23 | - | - | - | - | - | - | #VALUE! | #VALUE! | #VALUE! | #VALUE! | 0 | N | N | N | 0
| 568 | Massachusetts Electric | NE North | Western | Dummy-1050W1050 |  | Hancock | Distribution | 09-1050W1050 | Hancock | 4.8 | - | - | - | - | - | - | #VALUE! | #VALUE! | #VALUE! | #VALUE! | 0 | N | N | N | 0
| 569 | Massachusetts Electric | NE North | Western | Dummy-1051M1050 |  | Hancock | Distribution | 09-1051M1050 | Hancock | 4.8 | - | - | - | - | - | - | #VALUE! | #VALUE! | #VALUE! | #VALUE! | 0 | N | N | N | 0
| 570 | Massachusetts Electric | NE North | Western | Dummy-1052M1050 |  | Hancock | Distribution | 09-1052M1050 | Hancock | 4.8 | - | - | - | - | - | - | #VALUE! | #VALUE! | #VALUE! | #VALUE! | 0 | N | N | N | 0
| 571 | Massachusetts Electric | NE North | Western | Dummy-1059L527 |  | Granby | Distribution | 09-1059L527 | Granby | 13.2 | - | - | - | - | - | - | #VALUE! | #VALUE! | #VALUE! | #VALUE! | 0 | N | N | N | 0
| 572 | Massachusetts Electric | NE North | Western | Dummy-003 |  | Stockbridge | Sub-Transmission | 09-1101 | Great Barrington | 23 | - | - | - | - | - | - | #VALUE! | #VALUE! | #VALUE! | #VALUE! | 0 | N | N | N | 0
| 597 | Massachusetts Electric | NE North | Western | Dummy-508L50 |  | East Longmeadow | Distribution | 09-508L50 | East Longmeadow | 7.62 | - | - | - | - | - | - | #VALUE! | #VALUE! | #VALUE! | #VALUE! | 0 | N | N | N | 0
| 612 | Massachusetts Electric | NE North | Western | Dummy-551L5081 |  | East Longmeadow | Distribution | 09-551L5081 | East Longmeadow | 7.62 | - | - | - | - | - | - | #VALUE! | #VALUE! | #VALUE! | #VALUE! | 0 | N | N | N | 0
| 625 | Massachusetts Electric | NE North | Western | Dummy-8888G1 |  | Hawley | Distribution | 09-8888G1 | Hawley | 4.8 | - | - | - | - | - | - | #VALUE! | #VALUE! | #VALUE! | #VALUE! | 0 | N | N | N | 0
| 626 | Massachusetts Electric | NE North | Western | Wmeco |  | Hawley | Distribution | 09-8888G10 | Hawley | 4.8 | - | - | - | - | - | - | #VALUE! | #VALUE! | #VALUE! | #VALUE! | 0 | N | N | N | 0
| 627 | Massachusetts Electric | NE North | Western | Dummy-8888G11 |  | Hawley | Distribution | 09-8888G11 | Hawley | 4.8 | - | - | - | - | - | - | #VALUE! | #VALUE! | #VALUE! | #VALUE! | 0 | N | N | N | 0
| 628 | Massachusetts Electric | NE North | Western | Dummy-8888G12 |  | Heath | Distribution | 09-8888G12 | Heath | 4.8 | - | - | - | - | - | - | #VALUE! | #VALUE! | #VALUE! | #VALUE! | 0 | N | N | N | 0
| 629 | Massachusetts Electric | NE North | Western | Dummy-8888G13 |  | Heath | Distribution | 09-8888G13 | Heath | 4.8 | - | - | - | - | - | - | #VALUE! | #VALUE! | #VALUE! | #VALUE! | 0 | N | N | N | 0
| 630 | Massachusetts Electric | NE North | Western | Dummy-8888G9 |  | Hawley | Distribution | 09-8888G9 | Hawley | 4.8 | - | - | - | - | - | - | #VALUE! | #VALUE! | #VALUE! | #VALUE! | 0 | N | N | N | 0
| 631 | Massachusetts Electric | NE North | Western | Dummy-8888L4 |  | East Longmeadow | Distribution | 09-8888L4 | East Longmeadow | 7.62 | - | - | - | - | - | - | #VALUE! | #VALUE! | #VALUE! | #VALUE! | 0 | N | N | N | 0
| 632 | Massachusetts Electric | NE North | Western | Dummy-004 |  | Northampton | Distribution | 09-8888W15 | Northampton | 13.8 | - | - | - | - | - | - | #VALUE! | #VALUE! | #VALUE! | #VALUE! | 0 | N | N | N | 0
| 633 | Massachusetts Electric | NE North | Western | Dummy-8888W16 |  | Northampton | Distribution | 09-8888W16 | Northampton | 13.8 | - | - | - | - | - | - | #VALUE! | #VALUE! | #VALUE! | #VALUE! | 0 | N | N | N | 0
| 642 | Massachusetts Electric | NE North | Western | Dummy-99999 |  | Sheffield | Distribution | 09-99999 | Sheffield | 13.2 | - | - | - | - | - | - | #VALUE! | #VALUE! | #VALUE! | #VALUE! | 0 | N | N | N | 0
| 643 | Massachusetts Electric | NE North | Western | Dummy-8888M541 |  | Easthampton | Distribution | 09-M541 | Northampton | 4.8 | - | - | - | - | - | - | #VALUE! | #VALUE! | #VALUE! | #VALUE! | 0 | N | N | N | 0
| 645 | Massachusetts Electric | NE North | North Shore | Thorndike St. |  | Everett | Distribution | 12-10C1 | Everett | 4.16 | - | - | - | - | - | - | #VALUE! | #VALUE! | #VALUE! | #VALUE! | 0 | N | N | N | 0
| 646 | Massachusetts Electric | NE North | North Shore | Thorndike St. |  | Everett | Distribution | 12-10J5 | Everett | 4.16 | - | - | - | - | - | - | #VALUE! | #VALUE! | #VALUE! | #VALUE! | 0 | N | N | N | 0
| 647 | Massachusetts Electric | NE North | North Shore | Thorndike St. |  | Everett | Distribution | 12-10J6 | Everett | 4.16 | - | - | - | - | - | - | #VALUE! | #VALUE! | #VALUE! | #VALUE! | 0 | N | N | N | 0
| 741 | Massachusetts Electric | NE North | North Shore | W. Salem |  | Salem | Distribution | 12-2302E | Salem | 23 | 6.7 | 6.9713 | - | 0 | 1.29 | - | #DIV/0! | 540.4% | #VALUE! | #DIV/0! | 0 | N | N | N | 0
| 742 | Massachusetts Electric | NE North | North Shore | Melrose |  | Melrose | Sub-Transmission | 12-2303 | Malden | 23 | 3.44 | 3.8 | - | 0 | 0.44 | - | #DIV/0! | 863.6% | #VALUE! | #DIV/0! | 0 | N | N | N | 0
| 743 | Massachusetts Electric | NE North | North Shore | Revere |  | Revere | Sub-Transmission | 12-2306 | Revere | 23 | 1.785 | 1.9 | - | 0 | 0.44 | - | #DIV/0! | 431.8% | #VALUE! | #DIV/0! | 0 | N | N | N | 0
| 744 | Massachusetts Electric | NE North | North Shore | Everett |  | Everett | Sub-Transmission | 12-2310 | Everett | 23 | 6.1711 | 4.1 | - | 0 | 0.56 | - | #DIV/0! | 732.1% | #VALUE! | #DIV/0! | 0 | N | N | N | 0
| 745 | Massachusetts Electric | NE North | North Shore | Malden |  | Malden | Sub-Transmission | 12-2311 | Malden | 23 | 0.4 | 0.4 | - | 0 | 0.37 | - | #DIV/0! | 108.1% | #VALUE! | #DIV/0! | 0 | N | N | N | 0
| 746 | Massachusetts Electric | NE North | North Shore | Wellington |  | Medford | Sub-Transmission | 12-2314 | Malden | 23 | 5.01 | 3.3462 | - | 0 | 0.45 | - | #DIV/0! | 743.6% | #VALUE! | #DIV/0! | 0 | N | N | N | 0
| 747 | Massachusetts Electric | NE North | North Shore | Malden |  | Malden | Distribution | 12-2316 | Malden | 23 | 0.9959 | 1 | - | 0 | 0.48 | - | #DIV/0! | 208.3% | #VALUE! | #DIV/0! | 0 | N | N | N | 0
| 748 | Massachusetts Electric | NE North | North Shore | Beverly |  | Beverly | Sub-Transmission | 12-2318 | Beverly | 23 | 9.6 | 15.3346 | - | 0 | 0.78 | - | #DIV/0! | 1966% | #VALUE! | #DIV/0! | 0 | N | N | N | 0
| 749 | Massachusetts Electric | NE North | North Shore | Gloucester |  | Gloucester | Sub-Transmission | 12-2327 | Beverly, Gloucester | 23 | 0 | 0.6 | - | 0 | 0.62 | - | #DIV/0! | 96.77% | #VALUE! | #DIV/0! | 0 | N | N | N | 0
| 750 | Massachusetts Electric | NE North | North Shore | Wellington |  | Medford | Sub-Transmission | 12-2333 | Malden | 23 | 3.01 | 2.6425 | - | 0 | 0.59 | - | #DIV/0! | 447.9% | #VALUE! | #DIV/0! | 0 | N | N | N | 0
| 751 | Massachusetts Electric | NE North | North Shore | Melrose |  | Melrose | Sub-Transmission | 12-2335 | Melrose | 23 | 6.45 | 7.2 | - | 0 | 0.44 | - | #DIV/0! | 1636% | #VALUE! | #DIV/0! | 0 | N | N | N | 0
| 752 | Massachusetts Electric | NE North | North Shore | Thorndike St. |  | Everett | Sub-Transmission | 12-2337 | Everett | 23 | 0.57 | 0.6 | - | 0 | 0.35 | - | #DIV/0! | 171.4% | #VALUE! | #DIV/0! | 0 | N | N | N | 0
| 753 | Massachusetts Electric | NE North | North Shore | Thorndike St. |  | Everett | Sub-Transmission | 12-2338 | Everett | 23 | 2.43 | 2.3 | - | 0 | 0.4 | - | #DIV/0! | 575% | #VALUE! | #DIV/0! | 0 | N | N | N | 0
| 754 | Massachusetts Electric | NE North | North Shore | Revere |  | Revere | Distribution | 12-2340 | Revere | 23 | 11.33 | 11.7 | - | 0 | 0.82 | - | #DIV/0! | 1427% | #VALUE! | #DIV/0! | 0 | N | N | N | 0
| 755 | Massachusetts Electric | NE North | North Shore | Mystic #250 |  | Everett | Sub-Transmission | 12-2341-2132 | Everett | 23 | - | - | - | - | - | - | #VALUE! | #VALUE! | #VALUE! | #VALUE! | 0 | N | N | N | 0
| 756 | Massachusetts Electric | NE North | North Shore | Malden |  | Malden | Sub-Transmission | 12-2342 | Malden | 23 | 0.39836 | 0.39836 | - | 0 | 0.33 | - | #DIV/0! | 120.7% | #VALUE! | #DIV/0! | 0 | N | N | N | 0
| 757 | Massachusetts Electric | NE North | North Shore | Salem Peabody St. |  | Salem | Sub-Transmission | 12-2343 | Salem | 23 | 1.4 | 2.4566 | - | 0 | 0.37 | - | #DIV/0! | 663.9% | #VALUE! | #DIV/0! | 0 | N | N | N | 0
| 758 | Massachusetts Electric | NE North | North Shore | Wellington |  | Medford | Sub-Transmission | 12-2344 | Medford | 23 | 3.33 | 7.6 | - | 0 | 0.37 | - | #DIV/0! | 2054% | #VALUE! | #DIV/0! | 0 | N | N | N | 0
| 759 | Massachusetts Electric | NE North | North Shore | Thorndike St. |  | Everett | Sub-Transmission | 12-2346 | Everett | 23 | 11.6 | 18 | - | 0 | 0.85 | - | #DIV/0! | 2118% | #VALUE! | #DIV/0! | 0 | N | N | N | 0
| 760 | Massachusetts Electric | NE North | North Shore | Salem |  | Salem | Sub-Transmission | 12-2349 | Salem | 23 | 4.6 | 5.4 | - | 0 | 0.51 | - | #DIV/0! | 1059% | #VALUE! | #DIV/0! | 0 | N | N | N | 0
| 761 | Massachusetts Electric | NE North | North Shore | Melrose |  | Melrose | Sub-Transmission | 12-2359 | Melrose | 23 | 1.45 | 0 | - | 0 | 0.44 | - | #DIV/0! | 0% | #VALUE! | #DIV/0! | 0 | N | N | N | 0
| 762 | Massachusetts Electric | NE North | North Shore | Salem |  | Salem | Sub-Transmission | 12-2360 | Salem | 23 | 11.9 | 12.1 | - | 0 | 0.6 | - | #DIV/0! | 2017% | #VALUE! | #DIV/0! | 0 | N | N | N | 0
| 763 | Massachusetts Electric | NE North | North Shore | Gloucester |  | Gloucester | Sub-Transmission | 12-2364 | Gloucester | 23 | 9.959 | 12.2 | - | 0 | 0.63 | - | #DIV/0! | 1937% | #VALUE! | #DIV/0! | 0 | N | N | N | 0
| 764 | Massachusetts Electric | NE North | North Shore | N. Beverly |  | Beverly | Sub-Transmission | 12-2365 | Beverly | 23 | 2.1 | 2.1 | - | 0 | 0.64 | - | #DIV/0! | 328.1% | #VALUE! | #DIV/0! | 0 | N | N | N | 0
| 765 | Massachusetts Electric | NE North | North Shore | Railyard |  | Salem | Sub-Transmission | 12-2370 | Salem | 23 | 12.3 | 13.9 | - | 0 | 0.93 | - | #DIV/0! | 1495% | #VALUE! | #DIV/0! | 0 | N | N | N | 0
| 766 | Massachusetts Electric | NE North | North Shore | Everett |  | Everett | Sub-Transmission | 12-2397 | Medford | 23 | - | - | - | - | - | - | #VALUE! | #VALUE! | #VALUE! | #VALUE! | 0 | N | N | N | 0
| 774 | Massachusetts Electric | NE North | North Shore | Everett |  | Everett | Distribution | 12-2400 | Medford | 23 | - | - | - | - | - | - | #VALUE! | #VALUE! | #VALUE! | #VALUE! | 0 | N | N | N | 0
| 775 | Massachusetts Electric | NE North | North Shore | Thorndike St. |  | Everett | Distribution | 12-2401 | Everett | 23 | 2.2308 | 1.8 | - | 0 | 0.56 | - | #DIV/0! | 321.4% | #VALUE! | #DIV/0! | 0 | N | N | N | 0
| 776 | Massachusetts Electric | NE North | North Shore | Lynnway |  | Lynn | Sub-Transmission | 12-2410 | Lynn | 23 | 0 | - | - | 0 | - | - | #DIV/0! | #VALUE! | #VALUE! | #DIV/0! | 0 | N | N | N | 0
| 851 | Massachusetts Electric | NE North | North Shore | Hendersonville |  | Everett | Distribution | 12-593W7 | Everett | 13.8 | 0 | - | 0.7091 | 0 | - | 8.4136 | #DIV/0! | #VALUE! | 8.428% | #DIV/0! | 0 | N | N | N | 0
| 892 | Massachusetts Electric | NE North | North Shore | Dummy-99J1 |  | Topsfield | Distribution | 12-99J1 | Topsfield | 4.16 | - | - | - | - | - | - | #VALUE! | #VALUE! | #VALUE! | #VALUE! | 0 | N | N | N | 0
| 902 | Massachusetts Electric | NE North | North Shore | Lynn 21 |  | Lynn | Transmission | 12-Lynn Network | Lynn | 13.8 | - | - | - | - | - | - | #VALUE! | #VALUE! | #VALUE! | #VALUE! | 0 | N | N | N | 0
| 903 | Massachusetts Electric | NE North | Merrimack Valley | Reading |  | Wilmington | Distribution | 14-11W1 | Andover | 7.97 | - | - | - | - | - | - | #VALUE! | #VALUE! | #VALUE! | #VALUE! | 0 | N | N | N | 0
| 904 | Massachusetts Electric | NE North | Merrimack Valley | Eversource 416H9 |  | Westford | Distribution | 14-12J1 | Westford | 13.8 | - | - | - | - | - | - | #VALUE! | #VALUE! | #VALUE! | #VALUE! | 0 | N | N | N | 0
| 905 | Massachusetts Electric | NE North | Merrimack Valley | Tewksbury |  | Tewksbury | Sub-Transmission | 14-1302 | Tewksbury | 13.8 | 6 | 6.7 | - | 0 | 0.48 | - | #DIV/0! | 1396% | #VALUE! | #DIV/0! | 0 | N | N | N | 0
| 906 | Massachusetts Electric | NE North | Merrimack Valley | Lawrence |  | Lawrence | Distribution | 14-1311X | Lawrence | 13.8 | - | - | - | - | - | - | #VALUE! | #VALUE! | #VALUE! | #VALUE! | 0 | N | N | N | 0
| 907 | Massachusetts Electric | NE North | Merrimack Valley | Andover |  | Andover | Sub-Transmission | 14-1312A | Andover | 13.8 | - | - | - | - | - | - | #VALUE! | #VALUE! | #VALUE! | #VALUE! | 0 | N | N | N | 0
| 908 | Massachusetts Electric | NE North | Merrimack Valley | Lawrence |  | Lawrence | Distribution | 14-1312L | Lawrence | 13.8 | - | - | - | - | - | - | #VALUE! | #VALUE! | #VALUE! | #VALUE! | 0 | N | N | N | 0
| 909 | Massachusetts Electric | NE North | Merrimack Valley | Lawrence |  | Lawrence | Distribution | 14-1314 | Lawrence | 13.8 | 1.0357 | 1.555 | - | 0 | 0.16 | - | #DIV/0! | 971.9% | #VALUE! | #DIV/0! | 0 | N | N | N | 0
| 910 | Massachusetts Electric | NE North | Merrimack Valley | Andover |  | Andover | Distribution | 14-1314A | Andover | 13.8 | - | - | - | - | - | - | #VALUE! | #VALUE! | #VALUE! | #VALUE! | 0 | N | N | N | 0
| 911 | Massachusetts Electric | NE North | Merrimack Valley | Lawrence |  | Lawrence | Distribution | 14-1319 | Lawrence | 13.8 | 0.47803 | 0.95606 | - | 0 | 0.11 | - | #DIV/0! | 869.1% | #VALUE! | #DIV/0! | 0 | N | N | N | 0
| 912 | Massachusetts Electric | NE North | Merrimack Valley | Lawrence |  | Lawrence | Distribution | 14-1321 | Lawrence | 13.8 | 5.577 | 7.1705 | - | 0 | 0.18 | - | #DIV/0! | 3984% | #VALUE! | #DIV/0! | 0 | N | N | N | 0
| 913 | Massachusetts Electric | NE North | Merrimack Valley | Tewksbury |  | Tewksbury | Sub-Transmission | 14-1323 | Tewksbury | 13.8 | 9.5 | 11.2 | - | 0 | 0.39 | - | #DIV/0! | 2872% | #VALUE! | #DIV/0! | 0 | N | N | N | 0
| 914 | Massachusetts Electric | NE North | Merrimack Valley | Lawrence |  | Lawrence | Distribution | 14-1324 | Lawrence | 13.8 | 1.6173 | 1.5138 | - | 0 | 0.18 | - | #DIV/0! | 841% | #VALUE! | #DIV/0! | 0 | N | N | N | 0
| 915 | Massachusetts Electric | NE North | Merrimack Valley | Lawrence |  | Lawrence | Distribution | 14-1325 | Lawrence | 13.8 | 1.211 | 1.6731 | - | 0 | 0.23 | - | #DIV/0! | 727.4% | #VALUE! | #DIV/0! | 0 | N | N | N | 0
| 934 | Massachusetts Electric | NE North | Merrimack Valley | N/A |  | N/A | Distribution | 14-19L6 | Methuen | N/A | 0 | - | - | 0 | - | - | #DIV/0! | #VALUE! | #VALUE! | #DIV/0! | 0 | N | N | N | 0
| 935 | Massachusetts Electric | NE North | Merrimack Valley | N/A |  | N/A | Distribution | 14-19L8 | Methuen | N/A | 0 | - | - | 0 | - | - | #DIV/0! | #VALUE! | #VALUE! | #DIV/0! | 0 | N | N | N | 0
| 954 | Massachusetts Electric | NE North | Merrimack Valley | Ward Hill |  | Haverhill | Sub-Transmission | 14-2326 | Lawrence, Lowell, North Andover | 23 | 21.8 | 21.4 | - | 0 | 1.75 | - | #DIV/0! | 1223% | #VALUE! | #DIV/0! | 0 | N | N | N | 0
| 955 | Massachusetts Electric | NE North | Merrimack Valley | King Street |  | Groveland | Sub-Transmission | 14-2329 | Haverhill | 23 | 9.1 | 10.7 | - | 0 | 1.8 | - | #DIV/0! | 594.4% | #VALUE! | #DIV/0! | 0 | N | N | N | 0
| 956 | Massachusetts Electric | NE North | Merrimack Valley | N/A |  | N/A | Distribution | 14-2354 | N/A | N/A | 20.5 | 21.1 | - | 0 | 1.61 | - | #DIV/0! | 1311% | #VALUE! | #DIV/0! | 0 | N | N | N | 0
| 957 | Massachusetts Electric | NE North | Merrimack Valley | South Broadway |  | Lawrence | Sub-Transmission | 14-2355 | Lawrence, Methuen | 23 | 19.3 | 25.2 | - | 0 | 1.68 | - | #DIV/0! | 1500% | #VALUE! | #DIV/0! | 0 | N | N | N | 0
| 958 | Massachusetts Electric | NE North | Merrimack Valley | Ward Hill |  | Haverhill | Sub-Transmission | 14-2356 | Haverhill | 23 | 10.7 | 15.1 | - | 0 | 1.8 | - | #DIV/0! | 838.9% | #VALUE! | #DIV/0! | 0 | N | N | N | 0
| 959 | Massachusetts Electric | NE North | Merrimack Valley | Ward Hill |  | Haverhill | Sub-Transmission | 14-2358 | North Andover | 23 | 22.2 | 23.7 | - | 0 | 1.75 | - | #DIV/0! | 1354% | #VALUE! | #DIV/0! | 0 | N | N | N | 0
| 960 | Massachusetts Electric | NE North | Merrimack Valley | Ward Hill |  | Haverhill | Sub-Transmission | 14-2371 | Haverhill | 23 | 45.7 | 44.3 | - | 0 | 1.87 | - | #DIV/0! | 2369% | #VALUE! | #DIV/0! | 0 | N | N | N | 0
| 961 | Massachusetts Electric | NE North | Merrimack Valley | South Broadway |  | Lawrence | Sub-Transmission | 14-2374 | Andover, Lawrence | 23 | 13.3 | 14.6 | - | 0 | 1.8 | - | #DIV/0! | 811.1% | #VALUE! | #DIV/0! | 0 | N | N | N | 0
| 962 | Massachusetts Electric | NE North | Merrimack Valley | Ward Hill |  | Haverhill | Sub-Transmission | 14-2375 | North Andover | 23 | 12.8 | 12.1 | - | 0 | 1.75 | - | #DIV/0! | 691.4% | #VALUE! | #DIV/0! | 0 | N | N | N | 0
| 963 | Massachusetts Electric | NE North | Merrimack Valley | West Amesbury |  | Amesbury | Sub-Transmission | 14-2377N | Amesbury, Salisbury | 23 | 18.2 | 22.7 | - | 0 | 1.69 | - | #DIV/0! | 1343% | #VALUE! | #DIV/0! | 0 | N | N | N | 0
| 964 | Massachusetts Electric | NE North | Merrimack Valley | Meadowbrook |  | Chelmsford | Sub-Transmission | 14-2381 | Lowell | 23 | 10.6 | 11.5 | - | 0 | 1.29 | - | #DIV/0! | 891.5% | #VALUE! | #DIV/0! | 0 | N | N | N | 0
| 965 | Massachusetts Electric | NE North | Merrimack Valley | Meadowbrook |  | Chelmsford | Distribution | 14-2382 | Lowell | 23 | 4.2 | 3.6 | - | 0 | 0.65 | - | #DIV/0! | 553.8% | #VALUE! | #DIV/0! | 0 | N | N | N | 0
| 966 | Massachusetts Electric | NE North | Merrimack Valley | Meadowbrook |  | Chelmsford | Distribution | 14-2383 | Chelmsford | 23 | 20.5 | 21.01 | - | 0 | 1.62 | - | #DIV/0! | 1297% | #VALUE! | #DIV/0! | 0 | N | N | N | 0
| 967 | Massachusetts Electric | NE North | Merrimack Valley | Meadowbrook |  | Chelmsford | Sub-Transmission | 14-2384 | Billerica, Chelmsford, Westford | 23 | 9.5 | 9.8 | - | 0 | 1.53 | - | #DIV/0! | 640.5% | #VALUE! | #DIV/0! | 0 | N | N | N | 0
| 968 | Massachusetts Electric | NE North | Merrimack Valley | Billerica |  | Billerica | Sub-Transmission | 14-2385 | Billerica, Tewksbury | 23 | 4.1 | 11.5 | - | 0 | 1.29 | - | #DIV/0! | 891.5% | #VALUE! | #DIV/0! | 0 | N | N | N | 0
| 969 | Massachusetts Electric | NE North | Merrimack Valley | North Chelmsford |  | Chelmsford | Sub-Transmission | 14-2386 | Lowell | 23 | 28.7 | 29 | - | 0 | 2.04 | - | #DIV/0! | 1422% | #VALUE! | #DIV/0! | 0 | N | N | N | 0
| 970 | Massachusetts Electric | NE North | Merrimack Valley | North Chelmsford |  | Chelmsford | Sub-Transmission | 14-2387 | Westford | 23 | 9.5 | 10.7 | - | 0 | 1.01 | - | #DIV/0! | 1059% | #VALUE! | #DIV/0! | 0 | N | N | N | 0
| 971 | Massachusetts Electric | NE North | Merrimack Valley | Dummy-2388 |  | Westford | Sub-Transmission | 14-2388 | Westford | 23 | 22 | 23.8 | - | 0 | 1.48 | - | #DIV/0! | 1608% | #VALUE! | #DIV/0! | 0 | N | N | N | 0
| 972 | Massachusetts Electric | NE North | Merrimack Valley | Billerica |  | Billerica | Sub-Transmission | 14-2390 | Billerica | 23 | 17.8 | 18.3 | - | 0 | 1.06 | - | #DIV/0! | 1726% | #VALUE! | #DIV/0! | 0 | N | N | N | 0
| 973 | Massachusetts Electric | NE North | Merrimack Valley | West Amesbury |  | Amesbury | Sub-Transmission | 14-2396N | Amesbury | 23 | 6.1 | 7.3 | - | 0 | 1.8 | - | #DIV/0! | 405.6% | #VALUE! | #DIV/0! | 0 | N | N | N | 0
| 974 | Massachusetts Electric | NE North | Merrimack Valley | King Street |  | Groveland | Distribution | 14-2403 | Haverhill | 23 | 22.3 | 25.5 | - | 0 | 1.82 | - | #DIV/0! | 1401% | #VALUE! | #DIV/0! | 0 | N | N | N | 0
| 975 | Massachusetts Electric | NE North | Merrimack Valley | King Street |  | Groveland | Sub-Transmission | 14-2405 | Newbury, Newburyport | 23 | 26.4 | 29 | - | 0 | 2.89 | - | #DIV/0! | 1003% | #VALUE! | #DIV/0! | 0 | N | N | N | 0
| 996 | Massachusetts Electric | NE North | Merrimack Valley | Tewksbury |  | Tewksbury | Sub-Transmission | 14-308 | Tewksbury | 13.8 | 7 | 10.6 | - | 0 | 0.49 | - | #DIV/0! | 2163% | #VALUE! | #DIV/0! | 0 | N | N | N | 0
| 997 | Massachusetts Electric | NE North | Merrimack Valley | Perry Street |  | Lowell | Distribution | 14-310 | Lowell | 13.8 | 0 | 0 | - | 0 | 0.17 | - | #DIV/0! | 0% | #VALUE! | #DIV/0! | 0 | N | N | N | 0
| 1000 | Massachusetts Electric | NE North | Merrimack Valley | Quebec Street |  | Lowell | Distribution | 14-318 | Lowell | 13.8 | 7 | 7.9 | - | 0 | 0.28 | - | #DIV/0! | 2821% | #VALUE! | #DIV/0! | 0 | N | N | N | 0
| 1001 | Massachusetts Electric | NE North | Merrimack Valley | Quebec Street |  | Lowell | Distribution | 14-319 | Lowell | 13.8 | 7 | 8.3 | - | 0 | 0.38 | - | #DIV/0! | 2184% | #VALUE! | #DIV/0! | 0 | N | N | N | 0
| 1052 | Massachusetts Electric | NE North | Merrimack Valley | Burtt Road |  | Andover | Distribution | 14-54L2 | Andover | 13.2 | 2.5149 | 2.332 | - | 11.7973 | 11.8 | - | 21.32% | 19.76% | #VALUE! | #VALUE! | 0 | N | N | N | 0
| 1072 | Massachusetts Electric | NE North | Merrimack Valley | Amesbury |  | Amesbury | Distribution | 14-5J11 | Amesbury | 4.16 | - | - | - | - | - | - | #VALUE! | #VALUE! | #VALUE! | #VALUE! | 0 | N | N | N | 0
| 1073 | Massachusetts Electric | NE North | Merrimack Valley | Amesbury |  | Amesbury | Distribution | 14-5J12 | Amesbury | 4.16 | - | - | - | - | - | - | #VALUE! | #VALUE! | #VALUE! | #VALUE! | 0 | N | N | N | 0
| 1074 | Massachusetts Electric | NE North | Merrimack Valley | Amesbury |  | Amesbury | Distribution | 14-5J13 | Amesbury | 4.16 | - | - | - | - | - | - | #VALUE! | #VALUE! | #VALUE! | #VALUE! | 0 | N | N | N | 0
| 1075 | Massachusetts Electric | NE North | Merrimack Valley | Amesbury |  | Amesbury | Distribution | 14-5J14 | Amesbury, Haverhill | 4.16 | - | - | - | - | - | - | #VALUE! | #VALUE! | #VALUE! | #VALUE! | 0 | N | N | N | 0
| 1076 | Massachusetts Electric | NE North | Merrimack Valley | Amesbury |  | Amesbury | Distribution | 14-5J15 | Amesbury | 4.16 | - | - | - | - | - | - | #VALUE! | #VALUE! | #VALUE! | #VALUE! | 0 | N | N | N | 0
| 1077 | Massachusetts Electric | NE North | Merrimack Valley | Amesbury |  | Amesbury | Distribution | 14-5J16 | Amesbury | 4.16 | - | - | - | - | - | - | #VALUE! | #VALUE! | #VALUE! | #VALUE! | 0 | N | N | N | 0
| 1152 | Massachusetts Electric | NE North | Merrimack Valley | Chelmsford |  | Chelmsford | Distribution | 14-9J1 | Chelmsford | 4.16 | - | 0 | - | - | 2.65 | - | #VALUE! | 0% | #VALUE! | #VALUE! | 0 | N | N | N | 0
| 1153 | Massachusetts Electric | NE North | Merrimack Valley | Chelmsford |  | Chelmsford | Distribution | 14-9J2 | Chelmsford | 4.16 | - | 0 | - | - | 1.98 | - | #VALUE! | 0% | #VALUE! | #VALUE! | 0 | N | N | N | 0
| 1154 | Massachusetts Electric | NE North | Merrimack Valley | Chelmsford |  | Chelmsford | Distribution | 14-9J3 | Chelmsford | 4.16 | - | 0 | - | - | 2.55 | - | #VALUE! | 0% | #VALUE! | #VALUE! | 0 | N | N | N | 0
| 1155 | Massachusetts Electric | NE North | Merrimack Valley | Reading |  | Andover | Distribution | 14-FD12H1 | Andover | 2.4 | - | - | - | - | - | - | #VALUE! | #VALUE! | #VALUE! | #VALUE! | 0 | N | N | N | 0
| 194 | Massachusetts Electric | NE North | Central | Webster St. |  | Worcester | Distribution | 01-HT15 | Worcester | 13.8 | 8.7323 | 7.84 | 7.8081 | 7.3858 | 7.39 | 7.3858 | 118.2% | 106.1% | 105.7% | 110% | 110% | Y | N | N | 0
| 1123 | Massachusetts Electric | NE North | Merrimack Valley | East Dracut |  | Dracut | Distribution | 14-75L2 | Andover, Dracut, Lowell, North Andover, Tewksbury | 13.2 | 7.7963 | 8.5279 | 9.2062 | 8.345 | 8.35 | 6.9732 | 93.42% | 102.1% | 132% | 109.2% | 109.2% | Y | N | N | 0
| 604 | Massachusetts Electric | NE North | Western | Little Rest Rd |  | Warren | Distribution | 09-516L4 | Warren | 13.2 | 13.2301 | 13.1844 | 13.1234 | 12.3232 | 12.32 | 12.3232 | 107.4% | 107% | 106.5% | 107% | 107% | Y | Y | N | 0
| 158 | Massachusetts Electric | NE North | Central | E. Winchendon |  | Winchendon | Distribution | 01-612W3 | Winchendon | 13.8 | 10.1903 | 8.3658 | 11.1146 | 10.1585 | 9.47 | 9.4653 | 100.3% | 88.34% | 117.4% | 102% | 102% | Y | Y | N | 0
| 870 | Massachusetts Electric | NE North | North Shore | Pine Banks |  | Melrose | Distribution | 12-67J4 | Malden, Medford | 4.16 | 2.7861 | 3.0503 | 3.2904 | 2.9974 | 3.06 | 3.0623 | 92.95% | 99.68% | 107.5% | 100% | 100% | Y | N | N | 0
| 189 | Massachusetts Electric | NE North | Central | Grafton St. |  | Worcester | Distribution | 01-9J360 | Worcester | 4.16 | 1.8374 | 1.8614 | 2.0511 | 1.9526 | 1.95 | 1.9526 | 94.1% | 95.46% | 105% | 98.2% | 98.2% | Y | N | N | 0
| 124 | Massachusetts Electric | NE North | Central | Snow St. |  | Southbridge | Distribution | 01-413L5 | Sturbridge | 13.2 | 8.2764 | 8.9166 | 9.3967 | 9.1452 | 9.15 | 9.0538 | 90.5% | 97.45% | 103.8% | 97.25% | 97.25% | Y | N | N | 0
| 152 | Massachusetts Electric | NE North | Central | Crystal Lake |  | Gardner | Distribution | 01-607W5 | Gardner, Winchendon | 13.8 | 12.0627 | 12.3097 | 12.1424 | 12.6682 | 12.67 | 12.6682 | 95.22% | 97.16% | 95.85% | 96.08% | 96.08% | Y | Y | N | 0
| 685 | Massachusetts Electric | NE North | North Shore | Maplewood |  | Malden | Distribution | 12-16W6 | Malden, Melrose | 13.8 | 10.8516 | 11.7918 | 13.4092 | 12.6682 | 12.67 | 12.6682 | 85.66% | 93.07% | 105.8% | 94.86% | 94.86% | Y | N | N | 0
| 36 | Massachusetts Electric | NE North | Central | Ayer |  | Ayer | Distribution | 01-201W2 | Ayer, Harvard | 13.8 | 8.1268 | 11.8077 | 10.8994 | 11.7838 | 10.54 | 10.5409 | 68.97% | 112% | 103.4% | 94.8% | 94.8% | Y | N | N | 0
| 108 | Massachusetts Electric | NE North | Central | N. Oxford |  | Oxford | Distribution | 01-406L1 | Charlton, Leicester, Oxford, Worcester | 13.2 | 9.2519 | 10.1741 | 10.4484 | 10.7456 | 10.75 | 10.0826 | 86.1% | 94.64% | 103.6% | 94.79% | 94.79% | Y | Y | N | 0
| 1036 | Massachusetts Electric | NE North | Merrimack Valley | Ward Hill |  | Haverhill | Distribution | 14-43L8 | Haverhill | 13.2 | 11.5044 | 11.8964 | 10.9476 | 11.7973 | 11.8 | 12.8948 | 97.52% | 100.8% | 84.9% | 94.41% | 94.41% | Y | N | N | 0
| 360 | Massachusetts Electric | NE South | Southeast | Plainville |  | Plainville | Distribution | 05-3451W2 | Plainville | 13.8 | 5.625 | 6.0871 | 6.7564 | 6.5492 | 6.55 | 6.5492 | 85.89% | 92.93% | 103.2% | 93.99% | 93.99% | Y | N | N | 0
| 111 | Massachusetts Electric | NE North | Central | N. Oxford |  | Oxford | Distribution | 01-406L4 | Auburn, Oxford, Webster | 13.2 | 9.6482 | 10.4484 | 9.5339 | 11.7973 | 10.08 | 10.0826 | 81.78% | 103.7% | 94.56% | 93.33% | 93.33% | Y | Y | N | 0
| 1092 | Massachusetts Electric | NE North | Merrimack Valley | West Methuen |  | Methuen | Distribution | 14-63L1 | Lawrence, Methuen | 13.2 | 8.6306 | 8.2993 | 8.9166 | 9.7168 | 9.05 | 9.0538 | 88.82% | 91.7% | 98.48% | 93% | 93% | Y | N | N | 0
| 489 | Massachusetts Electric | NE South | South Shore | Mill St |  | Bridgewater | Distribution | 07-912W21 | Bridgewater, Brockton, E. Bridgewater, West Bridgewater | 13.8 | 13.5446 | 13.8872 | 15.0824 | 15.3692 | 15.18 | 15.178 | 88.13% | 91.48% | 99.37% | 92.99% | 92.99% | Y | N | N | 0
| 723 | Massachusetts Electric | NE North | North Shore | Lynnway |  | Lynn | Distribution | 12-21J30 | Lynn | 4.16 | 1.4363 | 1.662 | 1.6644 | 1.7077 | 1.71 | 1.7077 | 84.11% | 97.19% | 97.47% | 92.92% | 92.92% | Y | N | N | 0
| 357 | Massachusetts Electric | NE South | Southeast | Beaver Pond |  | Franklin | Distribution | 05-344W4 | Bellingham, Blackstone, Franklin | 13.8 | 10.9074 | 11.5528 | 11.8077 | 12.3097 | 12.31 | 12.3097 | 88.61% | 93.85% | 95.92% | 92.79% | 92.79% | Y | N | N | 0
| 587 | Massachusetts Electric | NE North | Western | Palmer 503 |  | Palmer | Distribution | 09-503L1 | Monson, Palmer | 13.2 | 9.1757 | 9.412 | 9.4501 | 10.0826 | 10.08 | 10.0826 | 91.01% | 93.37% | 93.73% | 92.7% | 92.7% | Y | Y | N | 0
| 640 | Massachusetts Electric | NE North | Western | Florence Jct |  | Northampton | Distribution | 09-909W3 | Goshen, Northampton, Williamsburg | 13.8 | 11.0907 | 11.7599 | 12.3097 | 12.6682 | 12.67 | 12.6682 | 87.55% | 92.82% | 97.17% | 92.51% | 92.51% | Y | N | N | 0
| 1102 | Massachusetts Electric | NE North | Merrimack Valley | North Lawrence |  | Lawrence | Distribution | 14-6J5 | Lawrence | 3.74 | 1.8446 | 1.8974 | 2.1136 | 2.1112 | 2.11 | 2.1112 | 87.37% | 89.92% | 100.1% | 92.47% | 92.47% | Y | N | N | 0
| 581 | Massachusetts Electric | NE North | Western | West Hampden |  | Hampden | Distribution | 09-139L1 | East Longmeadow, Hampden | 13.2 | 10.2046 | 10.8142 | 11.3706 | 11.683 | 11.68 | 11.683 | 87.35% | 92.59% | 97.33% | 92.42% | 92.42% | Y | N | N | 0
| 1099 | Massachusetts Electric | NE North | Merrimack Valley | North Lawrence |  | Lawrence | Distribution | 14-6J2 | Lawrence | 3.74 | 2.0968 | 2.0655 | 2.0415 | 2.2481 | 2.25 | 2.2481 | 93.27% | 91.8% | 90.81% | 91.96% | 91.96% | Y | N | N | 0
| 681 | Massachusetts Electric | NE North | North Shore | Maplewood |  | Malden | Distribution | 12-16W2 | Everett, Malden, Saugus | 13.8 | 8.4375 | 8.2463 | 10.1107 | 9.7521 | 9.75 | 9.7521 | 86.52% | 84.58% | 103.7% | 91.59% | 91.59% | Y | N | N | 0
| 609 | Massachusetts Electric | NE North | Western | Thorndike |  | Palmer | Distribution | 09-523L4 | Palmer, Ware | 13.2 | 10.3417 | 10.8066 | 10.8904 | 11.6602 | 11.66 | 11.6602 | 88.69% | 92.68% | 93.4% | 91.59% | 91.59% | Y | N | N | 0
| 127 | Massachusetts Electric | NE North | Central | Snow St. |  | Southbridge | Distribution | 01-413L8 | Southbridge | 13.2 | 10.9362 | 11.0429 | 10.6771 | 11.7973 | 11.8 | 12.0717 | 92.7% | 93.58% | 88.45% | 91.58% | 91.58% | Y | N | N | 0
| 331 | Massachusetts Electric | NE South | Southeast | Depot Street |  | Milford | Distribution | 05-335W3 | Hopedale, Milford, Northborough, Upton | 13.8 | 11.497 | 10.517 | 11.744 | 12.3097 | 12.31 | 12.3097 | 93.4% | 85.43% | 95.4% | 91.41% | 91.41% | Y | N | N | 0
| 4 | Massachusetts Electric | NE North | Central | Rena St. |  | Worcester | Distribution | 01-10J383 | Worcester | 4.16 | 1.9983 | 2.1256 | 2.2601 | 2.1976 | 2.2 | 2.6299 | 90.93% | 96.62% | 85.94% | 91.16% | 91.16% | Y | N | N | 0
| 1049 | Massachusetts Electric | NE North | Merrimack Valley | Lawrence Street |  | Lawrence | Distribution | 14-53J4 | Lawrence | 3.74 | 2.738 | 2.4018 | 2.642 | 2.8461 | 2.85 | 2.8461 | 96.2% | 84.27% | 92.83% | 91.1% | 91.1% | Y | N | N | 0
| 521 | Massachusetts Electric | NE South | South Shore | Plymouth St |  | Abington | Distribution | 07-93W43 | Abington, Hanson, Whitman | 13.8 | 9.8238 | 10.7879 | 11.6882 | 11.8316 | 11.83 | 11.8316 | 83.03% | 91.19% | 98.79% | 91% | 91% | Y | N | N | 0
| 139 | Massachusetts Electric | NE North | Central | Lashaway |  | North Brookfield | Distribution | 01-525L2 | Brookfield, North Brookfield, West Brookfield | 13.2 | 9.8768 | 9.8768 | 9.9454 | 10.8828 | 10.88 | 10.8828 | 90.76% | 90.78% | 91.39% | 90.97% | 90.97% | Y | Y | N | 0
| 1120 | Massachusetts Electric | NE North | Merrimack Valley | East Methuen |  | Methuen | Distribution | 14-74L5 | Haverhill, Methuen | 13.2 | 9.962 | 9.6025 | 10.3341 | 10.9743 | 10.97 | 10.9743 | 90.78% | 87.53% | 94.17% | 90.83% | 90.83% | Y | N | N | 0
| 239 | Massachusetts Electric | NE South | Southeast | Bates St. Sub |  | Fall River | Distribution | 05-115W52 | Fall River, Westport | 13.8 | 9.792 | 11.0668 | 10.4294 | 10.7321 | 10.73 | 13.5048 | 91.24% | 103.1% | 77.23% | 90.54% | 90.54% | Y | N | N | 0
| 615 | Massachusetts Electric | NE North | Western | Barre |  | Barre | Distribution | 09-604W3 | Barre, Hardwick | 13.8 | 6.3739 | 6.6767 | 9.1068 | 5.9039 | 8.82 | 10.517 | 108% | 75.7% | 86.59% | 90.08% | 90.08% | Y | Y | N | 0
| 58 | Massachusetts Electric | NE North | Central | Leicester |  | Leicester | Distribution | 01-21W2 | Charlton, Leicester, Spencer | 13.8 | 7.2504 | 6.9556 | 7.1946 | 7.9595 | 7.96 | 7.9595 | 91.09% | 87.38% | 90.39% | 89.62% | 89.62% | Y | Y | N | 0
| 1053 | Massachusetts Electric | NE North | Merrimack Valley | Burtt Road |  | Andover | Distribution | 14-54L3 | Andover, North Andover | 13.2 | 9.7397 | 10.6085 | 11.3401 | 11.7973 | 11.8 | 11.7973 | 82.56% | 89.9% | 96.12% | 89.53% | 89.53% | Y | N | N | 0
| 1057 | Massachusetts Electric | NE North | Merrimack Valley | Woodchuck Hill |  | North Andover | Distribution | 14-56L1 | North Andover | 13.2 | 10.1969 | 10.8142 | 10.6771 | 11.7973 | 11.8 | 11.7973 | 86.43% | 91.65% | 90.5% | 89.53% | 89.53% | Y | N | N | 0
| 1003 | Massachusetts Electric | NE North | Merrimack Valley | Water Street |  | Haverhill | Distribution | 14-31L2 | Haverhill | 13.2 | 10.7436 | 10.3036 | 11.5131 | 11.7745 | 11.77 | 12.8262 | 91.24% | 87.54% | 89.76% | 89.52% | 89.52% | Y | N | N | 0
| 728 | Massachusetts Electric | NE North | North Shore | Lynnway |  | Lynn | Distribution | 12-21J37 | Lynn | 4.16 | 1.8638 | 2.0751 | 2.1472 | 2.2769 | 2.28 | 2.2769 | 81.86% | 91.01% | 94.3% | 89.06% | 89.06% | Y | N | N | 0
| 792 | Massachusetts Electric | NE North | North Shore | Melrose |  | Melrose | Distribution | 12-25W4 | Melrose, Saugus | 13.8 | 10.6604 | 10.4533 | 11.6643 | 12.3097 | 12.31 | 12.3097 | 86.6% | 84.92% | 94.76% | 88.76% | 88.76% | Y | N | N | 0
| 689 | Massachusetts Electric | NE North | North Shore | W. Medford |  | Medford | Distribution | 12-17J2 | Medford | 4.16 | 1.9935 | 2.3057 | 2.5459 | 2.5723 | 2.57 | 2.5723 | 77.5% | 89.72% | 98.97% | 88.73% | 88.73% | Y | N | N | 0
| 726 | Massachusetts Electric | NE North | North Shore | Lynnway |  | Lynn | Distribution | 12-21J34 | Lynn | 4.16 | 1.7989 | 1.2249 | 1.3882 | 1.6572 | 1.66 | 1.6572 | 108.6% | 73.79% | 83.77% | 88.7% | 88.7% | Y | N | N | 0
| 287 | Massachusetts Electric | NE South | Southeast | Marlboro |  | Marlborough | Distribution | 05-311W6 | Marlborough | 13.8 | 9.2741 | 9.553 | 9.6175 | 11.4492 | 9.37 | 11.7121 | 81% | 102% | 82.12% | 88.36% | 88.36% | Y | N | N | 0
| 415 | Massachusetts Electric | NE South | South Shore | Scituate |  | Scituate | Distribution | 07-15J1 | Scituate | 4.16 | 2.8749 | 3.2976 | 3.6627 | 3.7107 | 3.71 | 3.7107 | 77.48% | 88.89% | 98.71% | 88.36% | 88.36% | Y | N | N | 0
| 241 | Massachusetts Electric | NE South | Southeast | Bates St. Sub |  | Fall River | Distribution | 05-115W54 | Fall River | 13.8 | 8.0312 | 8.6367 | 9.4016 | 9.8717 | 9.87 | 9.8717 | 81.36% | 87.5% | 95.24% | 88.03% | 88.03% | Y | N | N | 0
| 825 | Massachusetts Electric | NE North | North Shore | Salem Boston St. |  | Salem | Distribution | 12-3J6 | Salem | 4.16 | 1.9454 | 2.3778 | 2.4258 | 2.5579 | 2.56 | 2.5579 | 76.06% | 92.88% | 94.84% | 87.92% | 87.92% | Y | N | N | 0
| 660 | Massachusetts Electric | NE North | North Shore | Granite |  | Lynn | Distribution | 12-12J903 | Lynn | 4.16 | 1.7293 | 2.0175 | 2.2361 | 2.2697 | 2.27 | 2.2697 | 76.19% | 88.88% | 98.52% | 87.86% | 87.86% | Y | N | N | 0
| 1078 | Massachusetts Electric | NE North | Merrimack Valley | Methuen |  | Methuen | Distribution | 14-5J40 | Lawrence, Methuen | 3.74 | 2.5678 | 2.0319 | 2.2192 | 2.5867 | 2.59 | 2.5867 | 99.27% | 78.45% | 85.79% | 87.84% | 87.84% | Y | N | N | 0
| 62 | Massachusetts Electric | NE North | Central | Pratts Junc. |  | Sterling | Distribution | 01-225W3 | Lancaster, Leominster | 13.8 | 9.4334 | 9.7999 | 11.2819 | 11.5926 | 11.59 | 11.5926 | 81.37% | 84.56% | 97.32% | 87.75% | 87.75% | Y | N | N | 0
| 865 | Massachusetts Electric | NE North | North Shore | Codding Ave |  | Medford | Distribution | 12-64J4 | Medford | 4.16 | 2.8173 | 2.8053 | 3.1727 | 3.3505 | 3.35 | 3.3505 | 84.09% | 83.74% | 94.7% | 87.51% | 87.51% | Y | N | N | 0
| 1012 | Massachusetts Electric | NE North | Merrimack Valley | Newburyport |  | Newburyport | Distribution | 14-36L1 | Amesbury, Newburyport | 13.2 | 9.8893 | 10.1664 | 10.7876 | 11.7745 | 11.77 | 11.7745 | 83.99% | 86.38% | 91.62% | 87.33% | 87.33% | Y | N | N | 0
| 1105 | Massachusetts Electric | NE North | Merrimack Valley | Billerica |  | Billerica | Distribution | 14-70L1 | Billerica, Lowell, Tewksbury | 13.2 | 7.6591 | 7.6363 | 8.6803 | 9.7168 | 9.05 | 9.0538 | 78.82% | 84.38% | 95.88% | 86.36% | 86.36% | Y | N | N | 0
| 1104 | Massachusetts Electric | NE North | Merrimack Valley | North Lawrence |  | Lawrence | Distribution | 14-6J8 | Lawrence, Methuen | 3.74 | 2.3561 | 2.2817 | 1.9574 | 2.5507 | 2.55 | 2.5507 | 92.37% | 89.48% | 76.74% | 86.2% | 86.2% | Y | N | N | 0
| 769 | Massachusetts Electric | NE North | North Shore | Manchester |  | Manchester | Distribution | 12-23H3 | Manchester | 2.4 | 1.2097 | 1.2595 | 1.5464 | 1.5588 | 1.56 | 1.5588 | 77.6% | 80.74% | 99.2% | 85.85% | 85.85% | Y | N | N | 0
| 616 | Massachusetts Electric | NE North | Western | Barre |  | Barre | Distribution | 09-604W4 | Barre, Petersham | 13.8 | 6.1748 | 9.1785 | 9.7203 | 10.1346 | 8.82 | 10.517 | 60.93% | 104.1% | 92.42% | 85.81% | 85.81% | Y | Y | N | 0
| 438 | Massachusetts Electric | NE South | South Shore | East Holbrook |  | Holbrook | Distribution | 07-2W2 | Holbrook, Weymouth | 13.8 | 6.3341 | 6.7644 | 6.6687 | 7.6965 | 7.7 | 7.6965 | 82.3% | 87.85% | 86.65% | 85.6% | 85.6% | Y | N | N | 0
| 57 | Massachusetts Electric | NE North | Central | Leicester |  | Leicester | Distribution | 01-21W1 | Leicester, Spencer | 13.8 | 5.7445 | 6.2146 | 6.4775 | 7.1946 | 7.19 | 7.1946 | 79.84% | 86.43% | 90.03% | 85.44% | 85.44% | Y | Y | N | 0
| 122 | Massachusetts Electric | NE North | Central | Snow St. |  | Southbridge | Distribution | 01-413L3 | Charlton, Dudley, Southbridge | 13.2 | 8.5051 | 8.9623 | 9.191 | 9.7168 | 9.72 | 12.0717 | 87.53% | 92.2% | 76.14% | 85.29% | 85.29% | Y | N | N | 0
| 240 | Massachusetts Electric | NE South | Southeast | Bates St. Sub |  | Fall River | Distribution | 05-115W53 | Fall River | 13.8 | 9.306 | 9.3777 | 10.7082 | 11.497 | 11.5 | 11.497 | 80.94% | 81.54% | 93.14% | 85.21% | 85.21% | Y | N | N | 0
| 619 | Massachusetts Electric | NE North | Western | Chestnut Hill 702 |  | Athol | Distribution | 09-702W2 | Athol, Orange, Royalston, Warwick | 13.8 | 7.9117 | 8.8598 | 8.1507 | 10.8038 | 9.47 | 9.4653 | 73.23% | 93.56% | 86.11% | 84.3% | 84.3% | Y | Y | N | 0
| 588 | Massachusetts Electric | NE North | Western | Palmer 503 |  | Palmer | Distribution | 09-503L2 | Brimfield, Monson, Palmer, Wales | 13.2 | 7.6439 | 8.2536 | 7.8954 | 9.7168 | 9.72 | 9.9454 | 78.67% | 84.91% | 79.39% | 80.99% | 80.99% | Y | Y | N | 0
| 146 | Massachusetts Electric | NE North | Central | Westminster |  | Westminster | Distribution | 01-602W2 | Gardner, Hubbardston, Westminster | 13.8 | 8.8518 | 8.2224 | 11.1863 | 11.8316 | 11.83 | 11.6165 | 74.81% | 69.5% | 96.3% | 80.21% | 80.21% | Y | Y | N | 0
| 144 | Massachusetts Electric | NE North | Central | Treasure Valley |  | Paxton | Distribution | 01-55W1 | Rutland | 13.8 | 9.0908 | 8.8439 | 10.1585 | 11.7599 | 11.76 | 11.7599 | 77.3% | 75.2% | 86.38% | 79.63% | 79.63% | Y | Y | N | 0
| 142 | Massachusetts Electric | NE North | Central | Meadow Street 552 |  | Spencer | Distribution | 01-552L3 | Brookfield, East Brookfield, North Brookfield, Spencer, Sturbridge, West Brookfield | 13.2 | 8.7718 | 9.0995 | 10.2884 | 11.7973 | 11.8 | 11.7973 | 74.35% | 77.11% | 87.21% | 79.56% | 79.56% | Y | Y | N | 0
| 143 | Massachusetts Electric | NE North | Central | N/A |  | N/A | Distribution | 01-55K11 | Spencer | N/A | 16.1168 | 16.103 | 15.7719 | 20.1599 | 20.16 | 20.1599 | 79.95% | 79.88% | 78.23% | 79.35% | 79.35% | Y | Y | N | 0
| 1126 | Massachusetts Electric | NE North | Merrimack Valley | East Dracut |  | Dracut | Distribution | 14-75L5 | Dracut, Lowell | 13.2 | 7.7049 | 6.5007 | 7.6439 | 9.7168 | 9.05 | 9.0538 | 79.29% | 71.83% | 84.43% | 78.52% | 78.52% | Y | N | N | 0
| 120 | Massachusetts Electric | NE North | Central | Snow St. |  | Southbridge | Distribution | 01-413L1 | Southbridge | 13.2 | 7.2171 | 8.0478 | 7.8878 | 9.7168 | 9.72 | 10.0826 | 74.27% | 82.8% | 78.23% | 78.43% | 78.43% | Y | N | N | 0
| 778 | Massachusetts Electric | NE North | North Shore | Gloucester |  | Gloucester | Distribution | 12-24J10 | Gloucester | 4.16 | 1.7053 | 1.7773 | 1.9454 | 2.3057 | 2.31 | 2.3057 | 73.96% | 76.94% | 84.38% | 78.42% | 78.42% | Y | N | N | 0
| 785 | Massachusetts Electric | NE North | North Shore | Gloucester |  | Gloucester | Distribution | 12-24J8 | Gloucester | 4.16 | 1.4411 | 1.6092 | 1.7053 | 2.0247 | 2.02 | 2.0247 | 71.17% | 79.66% | 84.22% | 78.35% | 78.35% | Y | N | N | 0
| 1009 | Massachusetts Electric | NE North | Merrimack Valley | Newburyport |  | Newburyport | Distribution | 14-36J3 | Newburyport | 4.16 | 1.6878 | 1.7221 | 1.7821 | 2.212 | 2.21 | 2.212 | 76.3% | 77.92% | 80.56% | 78.26% | 78.26% | Y | N | N | 0
| 976 | Massachusetts Electric | NE North | Merrimack Valley | Concord Road |  | Chelmsford | Distribution | 14-24L1 | Chelmsford | 13.2 | 8.7566 | 9.0766 | 9.0614 | 11.6602 | 11.66 | 11.0886 | 75.1% | 77.84% | 81.72% | 78.22% | 78.22% | Y | N | N | 0
| 320 | Massachusetts Electric | NE South | Southeast | Uxbridge |  | Uxbridge | Distribution | 05-321W2 | Douglas, Millville, Upton, Uxbridge | 13.8 | 7.9013 | 9.7999 | 11.7918 | 12.5726 | 12.57 | 12.5726 | 62.85% | 77.96% | 93.79% | 78.2% | 78.2% | Y | N | N | 0
| 950 | Massachusetts Electric | NE North | Merrimack Valley | Tyngsboro |  | Tyngsborough | Distribution | 14-211L2 | Dracut, Tyngsborough | 13.2 | 7.4762 | 8.2764 | 9.7168 | 10.8828 | 10.88 | 10.8828 | 68.7% | 76.07% | 89.29% | 78.02% | 78.02% | Y | N | N | 0
| 574 | Massachusetts Electric | NE North | Western | Lenox Depot |  | Lenox | Distribution | 09-1103W1 | Lenox, Stockbridge, West Stockbridge | 13.8 | 7.5372 | 9.1307 | 9.059 | 10.1585 | 11.38 | 11.3775 | 74.2% | 80.23% | 79.62% | 78.02% | 78.02% | Y | N | N | 0
| 184 | Massachusetts Electric | NE North | Central | Grafton St. |  | Worcester | Distribution | 01-9J321 | Southbridge, Worcester | 4.16 | 1.6044 | 1.5876 | 1.6404 | 2.0679 | 2.07 | 2.0679 | 77.58% | 76.69% | 79.33% | 77.87% | 77.87% | Y | N | N | 0
| 324 | Massachusetts Electric | NE South | Southeast | Uxbridge |  | Uxbridge | Distribution | 05-321W9 | Blackstone, Millville, Uxbridge | 13.8 | 9.537 | 7.8878 | 8.0312 | 10.8994 | 10.9 | 10.8994 | 87.5% | 72.36% | 73.68% | 77.85% | 77.85% | Y | N | N | 0
| 666 | Massachusetts Electric | NE North | North Shore | Lynnway |  | Lynn | Distribution | 12-1382 | Lynn | 13.8 | 3.9757 | 3.6252 | 3.8403 | 4.9 | 4.9 | 4.9 | 81.14% | 73.98% | 78.37% | 77.83% | 77.83% | Y | N | N | 0
| 504 | Massachusetts Electric | NE South | South Shore | Scituate |  | Scituate | Distribution | 07-915W82 | Scituate | 13.8 | 8.7084 | 10.0868 | 9.9195 | 12.3097 | 12.31 | 12.3097 | 70.74% | 81.94% | 80.58% | 77.76% | 77.76% | Y | N | N | 0
| 393 | Massachusetts Electric | NE South | Southeast | Read Street |  | Attleboro | Distribution | 05-9L4 | Attleboro | 13.2 | 8.2459 | 8.9699 | 8.6422 | 11.0886 | 11.09 | 11.0886 | 74.36% | 80.88% | 77.94% | 77.73% | 77.73% | Y | N | N | 0
| 698 | Massachusetts Electric | NE North | North Shore | N. Beverly |  | Beverly | Distribution | 12-18L2 | Beverly, Hamilton, Wenham | 13.2 | 6.173 | 6.3254 | 7.5448 | 8.5965 | 8.6 | 8.5965 | 71.81% | 73.55% | 87.77% | 77.71% | 77.71% | Y | N | N | 0
| 786 | Massachusetts Electric | NE North | North Shore | Gloucester |  | Gloucester | Distribution | 12-24J9 | Gloucester | 4.16 | 2.14 | 2.1616 | 2.1616 | 2.7741 | 2.77 | 2.7741 | 77.14% | 78.04% | 77.92% | 77.7% | 77.7% | Y | N | N | 0
| 390 | Massachusetts Electric | NE South | Southeast | Read Street |  | Attleboro | Distribution | 05-9L1 | Attleboro, Hopedale | 13.2 | 8.6118 | 8.8709 | 9.9531 | 11.7745 | 11.77 | 11.7745 | 73.14% | 75.37% | 84.53% | 77.68% | 77.68% | Y | N | N | 0
| 290 | Massachusetts Electric | NE South | Southeast | Westboro |  | Westborough | Distribution | 05-312W3 | Northborough, Westborough | 13.8 | 7.5292 | 7.7762 | 8.3548 | 10.1585 | 10.16 | 10.1585 | 74.12% | 76.54% | 82.24% | 77.63% | 77.63% | Y | N | N | 0
| 1065 | Massachusetts Electric | NE North | Merrimack Valley | Boston Rd |  | Westford | Distribution | 14-58L2 | Chelmsford, Westford | 13.2 | 8.688 | 8.8251 | 9.4729 | 11.7745 | 11.5 | 11.5001 | 73.79% | 76.74% | 82.37% | 77.63% | 77.63% | Y | N | N | 0
| 1158 | Nantucket Electric | NE South | Nantucket | Candle St |  | Nantucket | Distribution | 04-101L3 | Nantucket | 13.2 | 8.2688 | 8.1088 | 7.522 | 10.2655 | 10.27 | 10.2655 | 80.55% | 78.96% | 73.27% | 77.59% | 77.59% | Y | N | N | 0
| 255 | Massachusetts Electric | NE South | Southeast | Dighton |  | Dighton | Distribution | 05-19W74 | Dighton, Somerset | 13.8 | 10.3816 | 9.776 | 9.3219 | 12.6682 | 12.67 | 12.6682 | 81.95% | 77.16% | 73.58% | 77.56% | 77.56% | Y | N | N | 0
| 1055 | Massachusetts Electric | NE North | Merrimack Valley | Dale Street |  | North Andover | Distribution | 14-55L1 | Andover, Boxford, North Andover | 13.2 | 8.6194 | 9.3967 | 9.3586 | 11.7973 | 11.8 | 11.7973 | 73.06% | 79.63% | 79.33% | 77.34% | 77.34% | Y | N | N | 0
| 1067 | Massachusetts Electric | NE North | Merrimack Valley | East Tewksbury |  | Tewksbury | Distribution | 14-59L1 | Andover, Tewksbury | 13.2 | 8.9166 | 9.191 | 9.9302 | 12.1174 | 12.12 | 12.1174 | 73.58% | 75.83% | 81.95% | 77.12% | 77.12% | Y | N | N | 0
| 117 | Massachusetts Electric | NE North | Central | E. Webster |  | Webster | Distribution | 01-412L4 | Charlton, Dudley, Webster | 13.2 | 8.7261 | 10.7914 | 7.4305 | 11.6602 | 11.66 | 11.6602 | 74.84% | 92.55% | 63.73% | 77.04% | 77.04% | Y | N | N | 0
| 553 | Massachusetts Electric | NE South | South Shore | East Weymouth |  | Weymouth | Distribution | 07-9W2 | Hingham, Weymouth | 13.8 | 5.0275 | 5.2824 | 5.9835 | 7.0512 | 7.05 | 7.0512 | 71.3% | 74.93% | 84.86% | 77.03% | 77.03% | Y | N | N | 0
| 13 | Massachusetts Electric | NE North | Central | Faraday St. |  | Worcester | Distribution | 01-11J347 | Worcester | 4.16 | 1.5948 | 1.6884 | 1.8254 | 2.212 | 2.21 | 2.212 | 72.1% | 76.4% | 82.52% | 77% | 77% | Y | N | N | 0
| 883 | Massachusetts Electric | NE North | North Shore | Hudson |  | Lynn | Distribution | 12-7J901 | Lynn | 4.16 | 2.8461 | 2.433 | 2.5411 | 3.3865 | 3.39 | 3.3865 | 84.04% | 71.77% | 75.04% | 76.95% | 76.95% | Y | N | N | 0
| 89 | Massachusetts Electric | NE North | Central | Chandler St. |  | Worcester | Distribution | 01-2J345 | Worcester | 4.16 | 2.164 | 2.1976 | 2.4234 | 2.9398 | 2.94 | 2.9398 | 73.61% | 74.75% | 82.43% | 76.93% | 76.93% | Y | N | N | 0
| 979 | Massachusetts Electric | NE North | Merrimack Valley | West Amesbury |  | Amesbury | Distribution | 14-275L2 | Amesbury, Newburyport | 13.2 | 9.0587 | 8.8861 | 9.9828 | 12.1174 | 12.12 | 12.1174 | 74.76% | 73.32% | 82.38% | 76.82% | 76.82% | Y | N | N | 0
| 796 | Massachusetts Electric | NE North | North Shore | W. Salem |  | Salem | Distribution | 12-29W1 | Lynn, Saugus | 13.8 | 8.557 | 9.8678 | 10.4931 | 12.5487 | 12.55 | 12.5487 | 68.19% | 78.63% | 83.62% | 76.81% | 76.81% | Y | N | N | 0
| 1030 | Massachusetts Electric | NE North | Merrimack Valley | Perry Street |  | Lowell | Distribution | 14-3L5 | Lowell, Tewksbury | 13.2 | 9.191 | 9.1452 | 9.5872 | 12.1174 | 12.12 | 12.1174 | 75.85% | 75.46% | 79.12% | 76.81% | 76.81% | Y | N | N | 0
| 1071 | Massachusetts Electric | NE North | Merrimack Valley | East Tewksbury |  | Tewksbury | Distribution | 14-59L6 | Andover, North Andover, Tewksbury | 13.2 | 8.185 | 9.4882 | 10.2503 | 12.1174 | 12.12 | 12.1174 | 67.55% | 78.29% | 84.59% | 76.81% | 76.81% | Y | N | N | 0
| 928 | Massachusetts Electric | NE North | Merrimack Valley | Meadowbrook |  | Chelmsford | Distribution | 14-16L5 | Lowell | 13.2 | 8.5051 | 9.3281 | 10.0826 | 12.1174 | 12.12 | 12.1174 | 70.19% | 76.96% | 83.21% | 76.79% | 76.79% | Y | N | N | 0
| 989 | Massachusetts Electric | NE North | Merrimack Valley | North Chelmsford |  | Chelmsford | Distribution | 14-2L1 | Chelmsford, Tyngsborough, Westford | 13.2 | 7.179 | 6.2873 | 6.8818 | 8.848 | 8.85 | 8.848 | 81.14% | 71.04% | 77.78% | 76.65% | 76.65% | Y | N | N | 0
| 697 | Massachusetts Electric | NE North | North Shore | N. Beverly |  | Beverly | Distribution | 12-18L1 | Beverly, Wenham | 13.2 | 6.8437 | 6.5693 | 6.3331 | 8.5965 | 8.6 | 8.5965 | 79.61% | 76.39% | 73.67% | 76.56% | 76.56% | Y | N | N | 0
| 531 | Massachusetts Electric | NE South | South Shore | Phillips Lane |  | Hanover | Distribution | 07-95W5 | Hanover, Norwell | 13.8 | 9.298 | 9.4972 | 10.278 | 12.6682 | 12.67 | 12.6682 | 73.4% | 74.96% | 81.13% | 76.5% | 76.5% | Y | N | N | 0
| 429 | Massachusetts Electric | NE South | South Shore | Field St |  | Quincy | Distribution | 07-1W8 | Quincy | 13.8 | 9.059 | 8.7243 | 9.2502 | 11.7838 | 11.78 | 11.7838 | 76.88% | 74.06% | 78.5% | 76.48% | 76.48% | Y | N | N | 0
| 246 | Massachusetts Electric | NE South | Southeast | Swansea Sub |  | Swansea | Distribution | 05-11W84 | Rehoboth, Somerset, Swansea | 13.8 | 10.6525 | 8.6925 | 9.6804 | 12.6682 | 12.67 | 12.6682 | 84.09% | 68.61% | 76.42% | 76.37% | 76.37% | Y | N | N | 0
| 138 | Massachusetts Electric | NE North | Central | Lashaway |  | North Brookfield | Distribution | 01-525L1 | Brookfield, East Brookfield, North Brookfield, Spencer, West Brookfield | 13.2 | 5.007 | 5.0756 | 6.6989 | 7.339 | 7.34 | 7.339 | 68.22% | 69.15% | 91.28% | 76.22% | 76.22% | Y | Y | N | 0
| 1088 | Massachusetts Electric | NE North | Merrimack Valley | South Union St |  | Lawrence | Distribution | 14-61L1 | Lawrence | 13.2 | 9.4196 | 6.9961 | 7.3848 | 8.848 | 11.77 | 11.7745 | 106.5% | 59.44% | 62.72% | 76.21% | 76.21% | Y | N | N | 0
| 93 | Massachusetts Electric | NE North | Central | Millbury |  | Millbury | Distribution | 01-304W1 | Grafton, Millbury | 13.8 | 7.6009 | 7.5053 | 8.4853 | 11.2341 | 10.54 | 9.4653 | 67.66% | 71.21% | 89.65% | 76.17% | 76.17% | Y | N | N | 0
| 585 | Massachusetts Electric | NE North | Western | Ware |  | Ware | Distribution | 09-501L2 | Barre, Hardwick, Ware | 13.2 | 8.6956 | 8.9852 | 9.8845 | 12.0717 | 12.07 | 12.0717 | 72.03% | 74.44% | 81.88% | 76.12% | 76.12% | Y | Y | N | 0
| 251 | Massachusetts Electric | NE South | Southeast | Palmer Street Sub |  | Somerset | Distribution | 05-18J5 | Somerset, Swansea | 4.16 | 1.4219 | 1.4339 | 1.6668 | 1.9815 | 1.98 | 1.9815 | 71.76% | 72.42% | 84.12% | 76.1% | 76.1% | Y | N | N | 0
| 1148 | Massachusetts Electric | NE North | Merrimack Valley | Pinehurst |  | Billerica | Distribution | 14-92L2 | Billerica | 13.2 | 9.1452 | 8.7413 | 8.9776 | 11.7973 | 11.8 | 11.7973 | 77.52% | 74.08% | 76.1% | 75.9% | 75.9% | Y | N | N | 0
| 777 | Massachusetts Electric | NE North | North Shore | Gloucester |  | Gloucester | Distribution | 12-24J1 | Gloucester | 4.16 | 1.4891 | 2.421 | 1.8254 | 2.5219 | 2.52 | 2.5219 | 59.05% | 96.07% | 72.38% | 75.83% | 75.83% | Y | N | N | 0
| 1079 | Massachusetts Electric | NE North | Merrimack Valley | Methuen |  | Methuen | Distribution | 14-5J41 | Methuen | 3.74 | 2.2033 | 2.0247 | 2.0199 | 2.7452 | 2.75 | 2.7452 | 80.26% | 73.63% | 73.58% | 75.82% | 75.82% | Y | N | N | 0
| 548 | Massachusetts Electric | NE South | South Shore | North Abington |  | Abington | Distribution | 07-99W32 | Abington, Weymouth | 13.8 | 8.812 | 9.4892 | 10.509 | 12.6682 | 12.67 | 12.6682 | 69.56% | 74.9% | 82.96% | 75.8% | 75.8% | Y | N | N | 0
| 710 | Massachusetts Electric | NE North | North Shore | Salem Peabody St. |  | Salem | Distribution | 12-1J7 | Salem | 4.16 | 1.614 | 2.1616 | 1.8734 | 2.4858 | 2.49 | 2.4858 | 64.93% | 86.81% | 75.36% | 75.7% | 75.7% | Y | N | N | 0
| 837 | Massachusetts Electric | NE North | North Shore | E. Beverly |  | Beverly | Distribution | 12-51L1 | Beverly | 13.2 | 8.3222 | 8.0478 | 8.7794 | 11.0886 | 11.09 | 11.0886 | 75.05% | 72.57% | 79.18% | 75.6% | 75.6% | Y | N | N | 0
| 1019 | Massachusetts Electric | NE North | Merrimack Valley | Andover |  | Andover | Distribution | 14-3J41 | Andover | 3.74 | 1.6116 | 1.7293 | 1.7653 | 2.2553 | 2.26 | 2.2553 | 71.46% | 76.52% | 78.27% | 75.42% | 75.42% | Y | N | N | 0
| 66 | Massachusetts Electric | NE North | Central | Laurel Cir. |  | Shirley | Distribution | 01-227W1 | Lancaster, Leominster, Shirley | 13.8 | 7.083 | 9.8477 | 10.3736 | 11.7838 | 11.78 | 12.6204 | 60.11% | 83.6% | 82.2% | 75.3% | 75.3% | Y | N | N | 0
| 479 | Massachusetts Electric | NE South | South Shore | Water St |  | Hanover | Distribution | 07-910W25 | Brockton, Pembroke | 13.8 | 10.286 | 10.2063 | 12.2778 | 14.5087 | 14.51 | 14.5087 | 70.9% | 70.34% | 84.62% | 75.29% | 75.29% | Y | N | N | 0
| 603 | Massachusetts Electric | NE North | Western | Little Rest Rd |  | Warren | Distribution | 09-516L3 | Brimfield, Palmer, Ware, Warren | 13.2 | 8.6041 | 8.4746 | 9.2443 | 11.6602 | 11.66 | 11.6602 | 73.79% | 72.68% | 79.28% | 75.25% | 75.25% | Y | Y | N | 0
| 140 | Massachusetts Electric | NE North | Central | Meadow Street 552 |  | Spencer | Distribution | 01-552L1 | Charlton, Leicester, North Brookfield, Spencer | 13.2 | 10.456 | 8.0707 | 8.0707 | 11.7973 | 11.8 | 11.7973 | 88.63% | 68.4% | 68.41% | 75.15% | 75.15% | Y | Y | N | 0
| 3 | Massachusetts Electric | NE North | Central | Rena St. |  | Worcester | Distribution | 01-10J366 | Worcester | 4.16 | 1.6356 | 1.6836 | 1.859 | 2.2985 | 2.3 | 2.2985 | 71.16% | 73.2% | 80.88% | 75.08% | 75.08% | Y | N | N | 0
| 71 | Massachusetts Electric | NE North | Central | Cooks Pond |  | Worcester | Distribution | 01-23W3 | Leicester, Worcester | 13.8 | 6.7325 | 7.1149 | 8.1268 | 9.776 | 9.78 | 9.776 | 68.87% | 72.75% | 83.13% | 74.92% | 74.92% | Y | N | N | 0
| 151 | Massachusetts Electric | NE North | Central | Crystal Lake |  | Gardner | Distribution | 01-607W4 | Gardner, Westminster | 13.8 | 7.0273 | 7.2424 | 7.4575 | 10.1585 | 9.47 | 9.4653 | 69.18% | 76.48% | 78.79% | 74.81% | 74.81% | Y | Y | N | 0
| 867 | Massachusetts Electric | NE North | North Shore | Pine Banks |  | Melrose | Distribution | 12-67J1 | Malden, Medford, Melrose | 4.16 | 1.9454 | 2.3297 | 2.5891 | 3.0623 | 3.06 | 3.0623 | 63.53% | 76.13% | 84.55% | 74.74% | 74.74% | Y | N | N | 0
| 687 | Massachusetts Electric | NE North | North Shore | Maplewood |  | Malden | Distribution | 12-16W8 | Revere | 13.8 | 7.9834 | 8.8439 | 11.5767 | 12.6682 | 12.67 | 12.6682 | 63.02% | 69.8% | 91.38% | 74.73% | 74.73% | Y | N | N | 0
| 513 | Massachusetts Electric | NE South | South Shore | Easton |  | Easton | Distribution | 07-92W43 | Easton, Stoughton | 13.8 | 6.6448 | 7.2504 | 7.7443 | 10.1585 | 9.47 | 9.4653 | 65.41% | 76.56% | 81.82% | 74.6% | 74.6% | Y | N | N | 0
| 384 | Massachusetts Electric | NE South | Southeast | Mink Street |  | Seekonk | Distribution | 05-7L5 | Rehoboth, Seekonk, Swansea | 13.2 | 8.2764 | 8.5127 | 9.5339 | 11.7745 | 11.77 | 11.7516 | 70.29% | 72.33% | 81.13% | 74.58% | 74.58% | Y | N | N | 0
| 821 | Massachusetts Electric | NE North | North Shore | Salem Boston St. |  | Salem | Distribution | 12-3J2 | Salem | 4.16 | 1.3474 | 2.1376 | 2.2337 | 2.5579 | 2.56 | 2.5579 | 52.68% | 83.5% | 87.32% | 74.5% | 74.5% | Y | N | N | 0
| 1059 | Massachusetts Electric | NE North | Merrimack Valley | Woodchuck Hill |  | North Andover | Distribution | 14-56L3 | Boxford, North Andover | 13.2 | 7.2247 | 8.9852 | 10.1436 | 11.7973 | 11.8 | 11.7973 | 61.24% | 76.15% | 85.98% | 74.46% | 74.46% | Y | N | N | 0
| 2 | Massachusetts Electric | NE North | Central | Rena St. |  | Worcester | Distribution | 01-10J323 | Worcester | 4.16 | 1.943 | 2.0343 | 2.0703 | 2.7092 | 2.71 | 2.7092 | 71.72% | 75.07% | 76.42% | 74.4% | 74.4% | Y | N | N | 0
| 941 | Massachusetts Electric | NE North | Merrimack Valley | Lawrence |  | Lawrence | Distribution | 14-1J7 | Lawrence | 3.74 | 1.4411 | 1.345 | 1.345 | 1.8518 | 1.85 | 1.8518 | 77.82% | 72.7% | 72.63% | 74.39% | 74.39% | Y | N | N | 0
| 424 | Massachusetts Electric | NE South | South Shore | Field St |  | Quincy | Distribution | 07-1W2 | Quincy | 13.8 | 8.1587 | 8.7562 | 9.3299 | 11.7838 | 11.78 | 11.7838 | 69.24% | 74.33% | 79.18% | 74.25% | 74.25% | Y | N | N | 0
| 391 | Massachusetts Electric | NE South | Southeast | Read Street |  | Attleboro | Distribution | 05-9L2 | Attleboro | 13.2 | 8.5813 | 8.4365 | 9.1986 | 11.7973 | 11.8 | 11.7973 | 72.74% | 71.5% | 77.97% | 74.07% | 74.07% | Y | N | N | 0
| 514 | Massachusetts Electric | NE South | South Shore | Easton |  | Easton | Distribution | 07-92W44 | Brockton, Easton, West Bridgewater | 13.8 | 9.1466 | 9.4812 | 10.023 | 13.4331 | 12.67 | 12.6682 | 68.09% | 74.83% | 79.12% | 74.01% | 74.01% | Y | N | N | 0
| 528 | Massachusetts Electric | NE South | South Shore | Phillips Lane |  | Hanover | Distribution | 07-95W2 | Hanover, Hanson, Pembroke | 13.8 | 8.6128 | 9.4972 | 9.9912 | 12.6682 | 12.67 | 12.6682 | 67.99% | 74.96% | 78.87% | 73.94% | 73.94% | Y | N | N | 0
| 696 | Massachusetts Electric | NE North | North Shore | N. Beverly |  | Beverly | Distribution | 12-18J4 | Beverly | 4.16 | 1.8806 | 2.4834 | 1.943 | 2.8461 | 2.85 | 2.8461 | 66.08% | 87.14% | 68.27% | 73.83% | 73.83% | Y | N | N | 0
| 1089 | Massachusetts Electric | NE North | Merrimack Valley | South Union St |  | Lawrence | Distribution | 14-61L2 | Andover, Lawrence, North Andover | 13.2 | 5.9901 | 5.8072 | 6.7446 | 7.4991 | 8.87 | 8.8709 | 79.88% | 65.47% | 76.03% | 73.79% | 73.79% | Y | N | N | 0
| 990 | Massachusetts Electric | NE North | Merrimack Valley | North Chelmsford |  | Chelmsford | Distribution | 14-2L2 | Chelmsford, Lowell | 13.2 | 6.0587 | 5.8987 | 6.516 | 8.345 | 8.35 | 8.345 | 72.6% | 70.64% | 78.08% | 73.78% | 73.78% | Y | N | N | 0
| 1087 | Massachusetts Electric | NE North | Merrimack Valley | Newbury |  | Newbury | Distribution | 14-60L4 | Newbury, Newburyport | 13.2 | 9.5 | 8.4746 | 8.0806 | 11.7745 | 11.77 | 11.7745 | 80.68% | 72% | 68.63% | 73.77% | 73.77% | Y | N | N | 0
| 793 | Massachusetts Electric | NE North | North Shore | Melrose |  | Melrose | Distribution | 12-25W5 | Melrose | 13.8 | 8.2702 | 8.2782 | 10.8915 | 12.4053 | 12.41 | 12.4053 | 66.67% | 66.71% | 87.8% | 73.72% | 73.72% | Y | N | N | 0
| 285 | Massachusetts Electric | NE South | Southeast | Marlboro |  | Marlborough | Distribution | 05-311W4 | Marlborough | 13.8 | 11.4731 | 7.8639 | 8.6606 | 12.6682 | 12.67 | 12.6682 | 90.57% | 62.07% | 68.36% | 73.67% | 73.67% | Y | N | N | 0
| 535 | Massachusetts Electric | NE South | South Shore | Norwell |  | Norwell | Distribution | 07-96W43 | Norwell, Scituate | 13.8 | 7.824 | 8.6925 | 9.6247 | 11.8316 | 11.83 | 11.8316 | 66.13% | 73.48% | 81.35% | 73.65% | 73.65% | Y | N | N | 0
| 511 | Massachusetts Electric | NE South | South Shore | Dupont |  | Brockton | Distribution | 07-91W48 | Brockton | 13.8 | 7.9435 | 8.6447 | 8.5969 | 11.4014 | 11.4 | 11.4014 | 69.67% | 75.83% | 75.4% | 73.63% | 73.63% | Y | N | N | 0
| 477 | Massachusetts Electric | NE South | South Shore | Pleasant St |  | Weymouth | Distribution | 07-8W1 | Weymouth | 13.8 | 4.2466 | 4.5813 | 4.7964 | 6.1668 | 6.17 | 6.1668 | 68.86% | 74.25% | 77.78% | 73.63% | 73.63% | Y | N | N | 0
| 1119 | Massachusetts Electric | NE North | Merrimack Valley | East Methuen |  | Methuen | Distribution | 14-74L4 | Lawrence, Methuen | 13.2 | 7.127 | 6.737 | 7.2019 | 9.5568 | 9.56 | 9.5568 | 74.58% | 70.47% | 75.36% | 73.47% | 73.47% | Y | N | N | 0
| 291 | Massachusetts Electric | NE South | Southeast | Westboro |  | Westborough | Distribution | 05-312W4 | Upton, Westborough | 13.8 | 8.5491 | 9.3777 | 9.7572 | 12.5726 | 12.57 | 12.5726 | 68% | 74.6% | 77.61% | 73.4% | 73.4% | Y | N | N | 0
| 288 | Massachusetts Electric | NE South | Southeast | Westboro |  | Westborough | Distribution | 05-312W1 | Westborough | 13.8 | 8.9952 | 9.4175 | 9.465 | 12.6682 | 12.67 | 12.6682 | 71.01% | 74.33% | 74.71% | 73.35% | 73.35% | Y | N | N | 0
| 1117 | Massachusetts Electric | NE North | Merrimack Valley | East Methuen |  | Methuen | Distribution | 14-74L2 | Methuen | 13.2 | 6.9147 | 6.6836 | 6.7827 | 9.7168 | 9.05 | 9.0538 | 71.16% | 73.85% | 74.92% | 73.31% | 73.31% | Y | N | N | 0
| 523 | Massachusetts Electric | NE South | South Shore | Parkview |  | Stoughton | Distribution | 07-94W41 | Avon, Brockton, Stoughton | 13.8 | 8.5491 | 9.059 | 9.3006 | 12.238 | 12.24 | 12.238 | 69.86% | 74.01% | 76% | 73.29% | 73.29% | Y | N | N | 0
| 1098 | Massachusetts Electric | NE North | Merrimack Valley | North Lawrence |  | Lawrence | Distribution | 14-6J1 | Lawrence | 3.74 | 1.3762 | 1.5612 | 1.6452 | 2.0895 | 2.09 | 2.0895 | 65.86% | 74.7% | 78.74% | 73.1% | 73.1% | Y | N | N | 0
| 1023 | Massachusetts Electric | NE North | Merrimack Valley | Andover |  | Andover | Distribution | 14-3J45 | Andover | 3.74 | 1.6716 | 1.8013 | 1.614 | 2.3201 | 2.32 | 2.3201 | 72.05% | 77.64% | 69.57% | 73.09% | 73.09% | Y | N | N | 0
| 822 | Massachusetts Electric | NE North | North Shore | Salem Boston St. |  | Salem | Distribution | 12-3J3 | Salem | 4.16 | 1.3474 | 2.3778 | 2.2697 | 2.738 | 2.74 | 2.738 | 49.21% | 86.78% | 82.89% | 72.96% | 72.96% | Y | N | N | 0
| 952 | Massachusetts Electric | NE North | Merrimack Valley | Hoover Street |  | Dracut | Distribution | 14-21L2 | Dracut, Lowell | 13.2 | 6.4474 | 6.2569 | 6.3483 | 8.7108 | 8.71 | 8.7108 | 74.02% | 71.84% | 72.88% | 72.91% | 72.91% | Y | N | N | 0
| 980 | Massachusetts Electric | NE North | Merrimack Valley | West Amesbury |  | Amesbury | Distribution | 14-275L4 | Amesbury, Salisbury | 13.2 | 9.5033 | 9.0462 | 7.9282 | 12.1174 | 12.12 | 12.1174 | 78.43% | 74.64% | 65.43% | 72.83% | 72.83% | Y | N | N | 0
| 413 | Massachusetts Electric | NE South | South Shore | Mid-Weymouth |  | Weymouth | Distribution | 07-12W5 | Weymouth | 13.8 | 8.565 | 9.043 | 10.039 | 12.6682 | 12.67 | 12.6682 | 67.61% | 71.37% | 79.25% | 72.74% | 72.74% | Y | N | N | 0
| 461 | Massachusetts Electric | NE South | South Shore | Court St |  | Brockton | Distribution | 07-69J1 | Brockton | 4.16 | 2.6996 | 2.678 | 3.0262 | 3.8549 | 3.85 | 3.8549 | 70.03% | 69.56% | 78.5% | 72.7% | 72.7% | Y | N | N | 0
| 680 | Massachusetts Electric | NE North | North Shore | Maplewood |  | Malden | Distribution | 12-16W1 | Malden, Revere, Saugus | 13.8 | 8.0551 | 8.7164 | 9.537 | 12.0707 | 12.07 | 12.0707 | 66.73% | 72.22% | 79.01% | 72.65% | 72.65% | Y | N | N | 0
| 76 | Massachusetts Electric | NE North | Central | Greendale |  | Worcester | Distribution | 01-24W4 | Worcester | 13.8 | 5.139 | 5.633 | 5.9437 | 8.4136 | 7.39 | 7.3858 | 61.08% | 76.22% | 80.47% | 72.59% | 72.59% | Y | N | N | 0
| 658 | Massachusetts Electric | NE North | North Shore | Beverly |  | Beverly | Distribution | 12-12J7 | Beverly | 4.16 | 1.5852 | 1.6356 | 1.1745 | 2.0175 | 2.02 | 2.0175 | 78.57% | 80.97% | 58.21% | 72.59% | 72.59% | Y | N | N | 0
| 1122 | Massachusetts Electric | NE North | Merrimack Valley | East Dracut |  | Dracut | Distribution | 14-75L1 | Dracut, Lowell | 13.2 | 6.6989 | 6.4626 | 6.9961 | 9.7168 | 9.05 | 9.0538 | 68.94% | 71.41% | 77.27% | 72.54% | 72.54% | Y | N | N | 0
| 637 | Massachusetts Electric | NE North | Western | King St |  | Northampton | Distribution | 09-905W1 | Northampton | 13.8 | 9.1705 | 7.7523 | 8.557 | 11.7121 | 11.71 | 11.7121 | 78.3% | 66.2% | 73.06% | 72.52% | 72.52% | Y | N | N | 0
| 82 | Massachusetts Electric | NE North | Central | Bloomingdale |  | Worcester | Distribution | 01-27W1 | Worcester | 13.8 | 8.6208 | 8.4534 | 8.9156 | 11.7838 | 11.78 | 12.3097 | 73.16% | 71.76% | 72.43% | 72.45% | 72.45% | Y | N | N | 0
| 502 | Massachusetts Electric | NE South | South Shore | Scituate |  | Scituate | Distribution | 07-915W36 | Norwell, Scituate | 13.8 | 7.6726 | 7.6965 | 11.3855 | 12.3097 | 12.31 | 12.3097 | 62.33% | 62.52% | 92.49% | 72.45% | 72.45% | Y | N | N | 0
| 845 | Massachusetts Electric | NE North | North Shore | Riverdale |  | Gloucester | Distribution | 12-52L1 | Gloucester, Rockport | 13.2 | 4.9613 | 5.4185 | 6.1121 | 7.5905 | 7.59 | 7.5905 | 65.36% | 71.39% | 80.52% | 72.42% | 72.42% | Y | N | N | 0
| 882 | Massachusetts Electric | NE North | North Shore | Revere |  | Revere | Distribution | 12-7J7 | Revere | 4.16 | 2.0175 | 1.8974 | 2.3417 | 2.9398 | 2.85 | 2.8533 | 68.63% | 66.58% | 82.07% | 72.42% | 72.42% | Y | N | N | 0
| 592 | Massachusetts Electric | NE North | Western | Wilbraham |  | Wilbraham | Distribution | 09-507L3 | Palmer, Wilbraham | 13.2 | 7.7734 | 8.0249 | 8.5051 | 11.2029 | 11.2 | 11.2029 | 69.39% | 71.65% | 75.92% | 72.32% | 72.32% | Y | N | N | 0
| 818 | Massachusetts Electric | NE North | North Shore | Everett |  | Everett | Distribution | 12-37W7 | Everett, Malden, Medford | 13.8 | 6.7404 | 7.0671 | 7.1787 | 9.6804 | 9.68 | 9.6804 | 69.63% | 73.01% | 74.16% | 72.26% | 72.26% | Y | N | N | 0
| 427 | Massachusetts Electric | NE South | South Shore | Field St |  | Quincy | Distribution | 07-1W5 | Quincy | 13.8 | 7.9276 | 8.2782 | 9.2582 | 11.7838 | 11.78 | 11.7838 | 67.28% | 70.27% | 78.57% | 72.04% | 72.04% | Y | N | N | 0
| 881 | Massachusetts Electric | NE North | North Shore | Revere |  | Revere | Distribution | 12-7J6 | Revere | 4.16 | 1.7293 | 1.9094 | 2.0415 | 2.6299 | 2.63 | 2.6299 | 65.75% | 72.6% | 77.63% | 71.99% | 71.99% | Y | N | N | 0
| 1086 | Massachusetts Electric | NE North | Merrimack Valley | Newbury |  | Newbury | Distribution | 14-60L3 | Newburyport | 13.2 | 8.8164 | 8.1393 | 8.1964 | 11.6602 | 11.66 | 11.6602 | 75.61% | 69.8% | 70.29% | 71.9% | 71.9% | Y | N | N | 0
| 491 | Massachusetts Electric | NE South | South Shore | Mill St |  | Bridgewater | Distribution | 07-912W55 | Bridgewater, Brockton | 13.8 | 8.0073 | 9.1944 | 10.3816 | 12.7877 | 12.79 | 12.7877 | 62.62% | 71.89% | 81.18% | 71.9% | 71.9% | Y | N | N | 0
| 382 | Massachusetts Electric | NE South | Southeast | Mink Street |  | Seekonk | Distribution | 05-7L3 | Seekonk | 13.2 | 6.5998 | 6.5617 | 6.8132 | 9.7168 | 9.05 | 9.0538 | 67.92% | 72.5% | 75.25% | 71.89% | 71.89% | Y | N | N | 0
| 88 | Massachusetts Electric | NE North | Central | Chandler St. |  | Worcester | Distribution | 01-2J335 | Worcester | 4.16 | 2.0799 | 1.9599 | 2.2264 | 2.911 | 2.91 | 2.911 | 71.45% | 67.35% | 76.49% | 71.76% | 71.76% | Y | N | N | 0
| 1157 | Nantucket Electric | NE South | Nantucket | Candle St |  | Nantucket | Distribution | 04-101L2 | Nantucket | 13.2 | 7.8801 | 8.0021 | 7.964 | 11.0886 | 11.09 | 11.0886 | 71.07% | 72.16% | 71.82% | 71.68% | 71.68% | Y | N | N | 0
| 644 | Massachusetts Electric | NE North | Western | West St |  | Northampton | Distribution | 09-S100 | Northampton | 13.8 | 5.4019 | 5.0832 | 5.2346 | 7.3141 | 7.31 | 7.3141 | 73.86% | 69.54% | 71.57% | 71.65% | 71.65% | Y | N | N | 0
| 428 | Massachusetts Electric | NE South | South Shore | Field St |  | Quincy | Distribution | 07-1W6 | Quincy | 13.8 | 7.7125 | 8.5491 | 9.043 | 11.7838 | 11.78 | 11.7838 | 65.45% | 72.57% | 76.74% | 71.59% | 71.59% | Y | N | N | 0
| 580 | Massachusetts Electric | NE North | Western | Risingdale |  | Great Barrington | Distribution | 09-1109W3 | Alford, Egremont, Great Barrington, Stockbridge, West Stockbridge | 13.8 | 8.6447 | 8.4694 | 8.2702 | 11.8316 | 11.83 | 11.8316 | 73.06% | 71.59% | 69.9% | 71.52% | 71.52% | Y | N | N | 0
| 515 | Massachusetts Electric | NE South | South Shore | Easton |  | Easton | Distribution | 07-92W54 | Easton, West Bridgewater, Weymouth | 13.8 | 7.0273 | 7.0512 | 7.7125 | 10.1585 | 10.16 | 10.1585 | 69.18% | 69.4% | 75.92% | 71.5% | 71.5% | Y | N | N | 0
| 52 | Massachusetts Electric | NE North | Central | Prospect St. |  | Leominster | Distribution | 01-219W2 | Leominster | 13.8 | 8.2622 | 8.7004 | 8.8917 | 11.7838 | 11.78 | 12.6204 | 70.11% | 73.86% | 70.45% | 71.48% | 71.48% | Y | N | N | 0
| 338 | Massachusetts Electric | NE South | Southeast | Rocky Hill |  | Milford | Distribution | 05-336W4 | Milford | 13.8 | 8.2065 | 9.0112 | 9.1227 | 12.3097 | 12.31 | 12.3097 | 66.67% | 73.2% | 74.11% | 71.33% | 71.33% | Y | N | N | 0
| 337 | Massachusetts Electric | NE South | Southeast | Rocky Hill |  | Milford | Distribution | 05-336W3 | Milford, Upton | 13.8 | 8.5172 | 9.9593 | 8.6208 | 12.6682 | 12.67 | 12.6682 | 67.23% | 78.61% | 68.05% | 71.3% | 71.3% | Y | N | N | 0
| 175 | Massachusetts Electric | NE North | Central | Vernon Hill |  | Worcester | Distribution | 01-8W1 | Auburn, Leicester, Millbury, Worcester | 13.8 | 7.8957 | 8.079 | 8.2224 | 11.3297 | 11.33 | 11.3297 | 69.69% | 71.31% | 72.57% | 71.19% | 71.19% | Y | N | N | 0
| 806 | Massachusetts Electric | NE North | North Shore | Revere Beach |  | Revere | Distribution | 12-35J3 | Revere | 4.16 | 1.8013 | 1.9454 | 1.9454 | 2.666 | 2.67 | 2.666 | 67.57% | 72.86% | 72.97% | 71.13% | 71.13% | Y | N | N | 0
| 641 | Massachusetts Electric | NE North | Western | Florence Jct |  | Northampton | Distribution | 09-909W4 | Northampton, Williamsburg | 13.8 | 8.2861 | 8.6208 | 9.3617 | 12.3097 | 12.31 | 12.3097 | 67.31% | 70.03% | 76.05% | 71.13% | 71.13% | Y | N | N | 0
| 1040 | Massachusetts Electric | NE North | Merrimack Valley | North Haverhill |  | Haverhill | Distribution | 14-48L2 | Haverhill | 13.2 | 6.9131 | 6.5465 | 7.1097 | 8.8023 | 8.8 | 11.7745 | 78.54% | 74.39% | 60.38% | 71.1% | 71.1% | Y | N | N | 0
| 891 | Massachusetts Electric | NE North | North Shore | Metcalf Sq. |  | Winthrop | Distribution | 12-96W1 | Winthrop | 13.8 | 6.7325 | 6.6369 | 8.8598 | 10.1585 | 10.54 | 10.5409 | 66.27% | 62.97% | 84.05% | 71.1% | 71.1% | Y | N | N | 0
| 579 | Massachusetts Electric | NE North | Western | Risingdale |  | Great Barrington | Distribution | 09-1109W2 | Alford, Egremont, Great Barrington, Sheffield | 13.8 | 8.2941 | 9.0749 | 7.8639 | 11.8316 | 11.83 | 11.8316 | 70.1% | 76.71% | 66.46% | 71.09% | 71.09% | Y | N | N | 0
| 900 | Massachusetts Electric | NE North | North Shore | Tedesco |  | Swampscott | Distribution | 12-9J1 | Swampscott | 4.16 | 1.8013 | 1.5852 | 0.91748 | 2.0175 | 2.02 | 2.0175 | 89.29% | 78.47% | 45.48% | 71.08% | 71.08% | Y | N | N | 0
| 1084 | Massachusetts Electric | NE North | Merrimack Valley | Newbury |  | Newbury | Distribution | 14-60L1 | Newbury, Newburyport | 13.2 | 6.9736 | 7.5982 | 8.611 | 10.8828 | 10.88 | 10.8828 | 64.08% | 69.84% | 79.12% | 71.01% | 71.01% | Y | N | N | 0
| 1037 | Massachusetts Electric | NE North | Merrimack Valley | West Newbury |  | West Newbury | Distribution | 14-47L1 | Haverhill, Newbury, West Newbury | 13.2 | 7.751 | 5.9673 | 6.09 | 9.7168 | 9.05 | 9.0538 | 79.77% | 65.94% | 67.26% | 70.99% | 70.99% | Y | N | N | 0
| 799 | Massachusetts Electric | NE North | North Shore | W. Salem |  | Salem | Distribution | 12-29W4 | Lynn, Salem, Swampscott | 13.8 | 7.4097 | 7.9537 | 8.5491 | 11.2341 | 11.23 | 11.2341 | 65.96% | 70.83% | 76.1% | 70.96% | 70.96% | Y | N | N | 0
| 512 | Massachusetts Electric | NE South | South Shore | Dupont |  | Brockton | Distribution | 07-91W49 | Brockton | 13.8 | 8.1427 | 8.6208 | 8.9793 | 12.0946 | 12.09 | 12.0946 | 67.33% | 71.3% | 74.24% | 70.96% | 70.96% | Y | N | N | 0
| 617 | Massachusetts Electric | NE North | Western | Royalston |  | Royalston | Distribution | 09-701J1 | Phillipston, Royalston | 4.16 | 0.85503 | 0.85743 | 0.85023 | 1.0087 | 1.01 | 1.9743 | 84.76% | 84.89% | 43.07% | 70.91% | 70.91% | Y | Y | N | 0
| 406 | Massachusetts Electric | NE South | South Shore | North Quincy |  | Quincy | Distribution | 07-11W4 | Quincy | 13.8 | 9.3777 | 9.9035 | 10.9552 | 14.2219 | 14.22 | 14.2219 | 65.94% | 69.65% | 77.03% | 70.87% | 70.87% | Y | N | N | 0
| 1008 | Massachusetts Electric | NE North | Merrimack Valley | Newburyport |  | Newburyport | Distribution | 14-36J2 | Newburyport | 4.16 | 1.3852 | 1.4363 | 1.4696 | 2.0175 | 2.02 | 2.0175 | 68.66% | 71.1% | 72.85% | 70.87% | 70.87% | Y | N | N | 0
| 1068 | Massachusetts Electric | NE North | Merrimack Valley | East Tewksbury |  | Tewksbury | Distribution | 14-59L3 | Tewksbury | 13.2 | 7.4076 | 8.3679 | 9.2443 | 11.7745 | 11.77 | 11.7745 | 62.91% | 71.1% | 78.51% | 70.84% | 70.84% | Y | N | N | 0
| 690 | Massachusetts Electric | NE North | North Shore | W. Medford |  | Medford | Distribution | 12-17J3 | Medford | 4.16 | 1.8638 | 1.9695 | 2.0415 | 2.7668 | 2.77 | 2.7668 | 67.36% | 71.1% | 73.78% | 70.75% | 70.75% | Y | N | N | 0
| 78 | Massachusetts Electric | NE North | Central | Pondville |  | Auburn | Distribution | 01-26W1 | Auburn, Oxford, Worcester | 13.8 | 7.5452 | 7.6009 | 10.2063 | 11.7599 | 11.76 | 12.3097 | 64.16% | 64.63% | 82.91% | 70.57% | 70.57% | Y | N | N | 0
| 79 | Massachusetts Electric | NE North | Central | Pondville |  | Auburn | Distribution | 01-26W2 | Auburn, Millbury, Worcester | 13.8 | 8.9952 | 10.1585 | 6.2863 | 11.5926 | 12.29 | 12.3097 | 77.59% | 82.66% | 51.07% | 70.44% | 70.44% | Y | N | N | 0
| 97 | Massachusetts Electric | NE North | Central | Millbury |  | Millbury | Distribution | 01-304W5 | Millbury, Sutton | 13.8 | 8.0152 | 8.7721 | 8.7004 | 11.7838 | 11.78 | 12.6682 | 68.02% | 74.47% | 68.68% | 70.39% | 70.39% | Y | N | N | 0
| 1035 | Massachusetts Electric | NE North | Merrimack Valley | Ward Hill |  | Haverhill | Distribution | 14-43L7 | Boxford, Haverhill, North Andover | 13.2 | 5.4417 | 8.7642 | 8.7642 | 10.8828 | 10.88 | 10.8828 | 50% | 80.55% | 80.53% | 70.36% | 70.36% | Y | N | N | 0
| 780 | Massachusetts Electric | NE North | North Shore | Gloucester |  | Gloucester | Distribution | 12-24J2 | Gloucester | 4.16 | 1.6788 | 1.6812 | 1.9935 | 2.5363 | 2.54 | 2.5363 | 66.19% | 66.19% | 78.6% | 70.33% | 70.33% | Y | N | N | 0
| 624 | Massachusetts Electric | NE North | Western | Wendell Depot |  | Wendell | Distribution | 09-705W3 | Athol, Erving, Orange, Warwick, Wendell | 13.8 | 8.6526 | 8.9315 | 8.9713 | 12.6204 | 12.62 | 12.6204 | 68.56% | 70.77% | 71.09% | 70.14% | 70.14% | Y | Y | N | 0
| 1111 | Massachusetts Electric | NE North | Merrimack Valley | Billerica |  | Billerica | Distribution | 14-70L8 | Billerica, Tewksbury | 13.2 | 7.9563 | 7.8497 | 9.0004 | 11.7973 | 11.8 | 11.7973 | 67.44% | 66.52% | 76.29% | 70.09% | 70.09% | Y | N | N | 0
| 605 | Massachusetts Electric | NE North | Western | Shaker Rd |  | East Longmeadow | Distribution | 09-522L2 | East Longmeadow | 13.2 | 7.8497 | 8.566 | 8.063 | 11.6602 | 11.66 | 11.6602 | 67.32% | 73.47% | 69.15% | 69.98% | 69.98% | Y | N | N | 0
| 70 | Massachusetts Electric | NE North | Central | Cooks Pond |  | Worcester | Distribution | 01-23W2 | Worcester | 13.8 | 6.4775 | 6.9874 | 11.2102 | 11.7838 | 11.78 | 11.7838 | 54.97% | 59.32% | 95.13% | 69.81% | 69.81% | Y | N | N | 0
| 176 | Massachusetts Electric | NE North | Central | Vernon Hill |  | Worcester | Distribution | 01-8W2 | Millbury, Worcester | 13.8 | 8.2383 | 9.3697 | 8.7721 | 12.5965 | 12.6 | 12.5965 | 65.4% | 74.36% | 69.64% | 69.8% | 69.8% | Y | N | N | 0
| 731 | Massachusetts Electric | NE North | North Shore | Winthrop |  | Winthrop | Distribution | 12-22J2 | Winthrop | 4.16 | 1.7437 | 2.1856 | 2.1376 | 2.8965 | 2.9 | 2.8965 | 60.2% | 75.37% | 73.8% | 69.79% | 69.79% | Y | N | N | 0
| 834 | Massachusetts Electric | NE North | North Shore | Railyard |  | Salem | Distribution | 12-49W4 | Salem, Swampscott | 13.8 | 7.4814 | 8.5373 | 9.298 | 11.7838 | 11.78 | 12.6682 | 63.49% | 72.47% | 73.4% | 69.79% | 69.79% | Y | N | N | 0
| 706 | Massachusetts Electric | NE North | North Shore | Salem Peabody St. |  | Salem | Distribution | 12-1J3 | Salem | 4.16 | 1.7293 | 1.7293 | 1.6572 | 2.4498 | 2.45 | 2.4498 | 70.59% | 70.58% | 67.65% | 69.61% | 69.61% | Y | N | N | 0
| 1133 | Massachusetts Electric | NE North | Merrimack Valley | North Dracut |  | Dracut | Distribution | 14-78L1 | Dracut | 13.2 | 6.9504 | 7.1028 | 7.4305 | 10.2884 | 10.29 | 10.2884 | 67.56% | 69.03% | 72.22% | 69.6% | 69.6% | Y | N | N | 0
| 559 | Massachusetts Electric | NE North | Western | Williamstown 1003 |  | Williamstown | Distribution | 09-1003W2 | Hancock, Williamstown | 13.8 | 7.7842 | 8.1427 | 8.5172 | 11.7838 | 11.78 | 11.5926 | 66.06% | 69.12% | 73.47% | 69.55% | 69.55% | Y | N | N | 0
| 651 | Massachusetts Electric | NE North | North Shore | Wellington |  | Medford | Distribution | 12-11J3 | Medford | 4.16 | 2.1616 | 2.2096 | 2.4258 | 3.2568 | 3.26 | 3.2568 | 66.37% | 67.78% | 74.48% | 69.55% | 69.55% | Y | N | N | 0
| 655 | Massachusetts Electric | NE North | North Shore | Beverly |  | Beverly | Distribution | 12-12J4 | Beverly | 4.16 | 1.4915 | 1.6716 | 1.65 | 2.3057 | 2.31 | 2.3057 | 64.69% | 72.37% | 71.56% | 69.54% | 69.54% | Y | N | N | 0
| 878 | Massachusetts Electric | NE North | North Shore | Revere |  | Revere | Distribution | 12-7J2 | Revere | 4.16 | 1.8494 | 2.0535 | 1.8133 | 2.7957 | 2.8 | 2.6299 | 66.15% | 73.34% | 68.95% | 69.48% | 69.48% | Y | N | N | 0
| 618 | Massachusetts Electric | NE North | Western | Chestnut Hill 702 |  | Athol | Distribution | 09-702W1 | Athol, Charlemont, Erving, Orange, Petersham, Phillipston, Royalston | 13.8 | 7.0591 | 7.3858 | 8.063 | 10.8038 | 10.8 | 10.8038 | 65.34% | 68.39% | 74.63% | 69.45% | 69.45% | Y | Y | N | 0
| 538 | Massachusetts Electric | NE South | South Shore | South Randolph |  | Randolph | Distribution | 07-97W2 | Randolph | 13.8 | 8.2622 | 8.6925 | 8.6925 | 12.3097 | 12.31 | 12.3097 | 67.12% | 70.61% | 70.61% | 69.45% | 69.45% | Y | N | N | 0
| 1047 | Massachusetts Electric | NE North | Merrimack Valley | Lawrence Street |  | Lawrence | Distribution | 14-53J2 | Lawrence | 3.74 | 1.9887 | 1.9695 | 2.1496 | 2.9398 | 2.94 | 2.9398 | 67.65% | 66.99% | 73.12% | 69.25% | 69.25% | Y | N | N | 0
| 505 | Massachusetts Electric | NE South | South Shore | Dupont |  | Brockton | Distribution | 07-91W40 | Brockton | 13.8 | 7.1707 | 7.7922 | 8.1666 | 11.1385 | 11.14 | 11.1385 | 64.38% | 69.95% | 73.32% | 69.21% | 69.21% | Y | N | N | 0
| 87 | Massachusetts Electric | NE North | Central | Chandler St. |  | Worcester | Distribution | 01-2J328 | Worcester | 4.16 | 1.9983 | 2.0535 | 2.0511 | 2.9398 | 2.94 | 2.9398 | 67.97% | 69.85% | 69.77% | 69.2% | 69.2% | Y | N | N | 0
| 943 | Massachusetts Electric | NE North | Merrimack Valley | Lawrence |  | Lawrence | Distribution | 14-1J9 | Lawrence | 3.74 | 1.5852 | 1.6524 | 1.2129 | 2.1472 | 2.15 | 2.1472 | 73.83% | 76.86% | 56.49% | 69.06% | 69.06% | Y | N | N | 0
| 75 | Massachusetts Electric | NE North | Central | Greendale |  | Worcester | Distribution | 01-24W3 | Worcester | 13.8 | 5.8162 | 6.1349 | 6.7644 | 8.8199 | 8.82 | 9.4653 | 65.94% | 69.56% | 71.46% | 68.99% | 68.99% | Y | N | N | 0
| 567 | Massachusetts Electric | NE North | Western | Adams |  | Adams | Distribution | 09-1021W2 | Adams, Cheshire, North Adams | 13.8 | 7.9356 | 8.8359 | 8.2304 | 13.9828 | 13.98 | 9.4653 | 56.75% | 63.2% | 86.95% | 68.97% | 68.97% | Y | N | N | 0
| 202 | Massachusetts Electric | NE North | Central | Grafton St. |  | Worcester | Distribution | 01-HT3 | Worcester | 13.8 | 4.6769 | 4.414 | 4.7008 | 6.6687 | 6.67 | 6.6687 | 70.13% | 66.18% | 70.49% | 68.93% | 68.93% | Y | N | N | 0
| 293 | Massachusetts Electric | NE South | Southeast | Woodside |  | Northborough | Distribution | 05-313W1 | Northborough, Westborough | 13.8 | 7.6408 | 8.1108 | 8.5985 | 11.7838 | 11.78 | 11.7838 | 64.84% | 68.85% | 72.97% | 68.89% | 68.89% | Y | N | N | 0
| 84 | Massachusetts Electric | NE North | Central | Bloomingdale |  | Worcester | Distribution | 01-27W3 | Worcester | 13.8 | 7.7204 | 8.1746 | 8.4694 | 11.7838 | 11.78 | 11.8555 | 65.52% | 69.39% | 71.44% | 68.78% | 68.78% | Y | N | N | 0
| 157 | Massachusetts Electric | NE North | Central | E. Winchendon |  | Winchendon | Distribution | 01-612W1 | Winchendon | 13.8 | 10.023 | 10.2063 | 5.88 | 12.6682 | 12.67 | 12.6682 | 79.12% | 80.55% | 46.42% | 68.7% | 68.7% | Y | Y | N | 0
| 1031 | Massachusetts Electric | NE North | Merrimack Valley | Ward Hill |  | Haverhill | Distribution | 14-43L2 | Haverhill, Methuen | 13.2 | 11.1694 | 6.798 | 6.2645 | 11.7745 | 11.77 | 11.7745 | 94.86% | 57.76% | 53.2% | 68.61% | 68.61% | Y | N | N | 0
| 620 | Massachusetts Electric | NE North | Western | Chestnut Hill 702 |  | Athol | Distribution | 09-702W3 | Athol, New Salem, Orange, Petersham | 13.8 | 5.3063 | 7.2504 | 7.2902 | 10.1585 | 9.47 | 9.4653 | 52.24% | 76.56% | 77.02% | 68.61% | 68.61% | Y | Y | N | 0
| 180 | Massachusetts Electric | NE North | Central | Grafton St. |  | Worcester | Distribution | 01-9J306 | Worcester | 4.16 | 1.4939 | 1.4771 | 1.5491 | 2.1976 | 2.2 | 2.1976 | 67.98% | 67.14% | 70.49% | 68.54% | 68.54% | Y | N | N | 0
| 123 | Massachusetts Electric | NE North | Central | Snow St. |  | Southbridge | Distribution | 01-413L4 | Charlton, Southbridge | 13.2 | 6.6379 | 7.3162 | 6.1959 | 9.7168 | 9.72 | 10.0826 | 68.31% | 75.27% | 61.45% | 68.34% | 68.34% | Y | N | N | 0
| 42 | Massachusetts Electric | NE North | Central | Litchfield St |  | Leominster | Distribution | 01-207W4 | Leominster | 13.8 | 7.1468 | 7.6487 | 7.4814 | 11.7838 | 9.47 | 11.7838 | 60.65% | 80.77% | 63.49% | 68.3% | 68.3% | Y | N | N | 0
| 1020 | Massachusetts Electric | NE North | Merrimack Valley | Andover |  | Andover | Distribution | 14-3J42 | Andover | 3.74 | 1.7509 | 1.7653 | 1.7077 | 2.5507 | 2.55 | 2.5507 | 68.64% | 69.23% | 66.95% | 68.27% | 68.27% | Y | N | N | 0
| 200 | Massachusetts Electric | NE North | Central | Vernon Hill |  | Worcester | Distribution | 01-HT27 | Worcester | 13.8 | 5.0832 | 4.6131 | 4.645 | 7.0034 | 7 | 7.0034 | 72.58% | 65.9% | 66.33% | 68.27% | 68.27% | Y | N | N | 0
| 692 | Massachusetts Electric | NE North | North Shore | W. Medford |  | Medford | Distribution | 12-17J5 | Medford | 4.16 | 1.0808 | 2.3537 | 1.9454 | 2.6299 | 2.63 | 2.6299 | 41.1% | 89.5% | 73.97% | 68.19% | 68.19% | Y | N | N | 0
| 665 | Massachusetts Electric | NE North | North Shore | Lynnway |  | Lynn | Distribution | 12-1381 | Lynn, Swampscott | 13.8 | 2.7488 | 3.6571 | 3.6172 | 4.9 | 4.9 | 4.9 | 56.1% | 74.63% | 73.82% | 68.18% | 68.18% | Y | N | N | 0
| 332 | Massachusetts Electric | NE South | Southeast | Depot Street |  | Milford | Distribution | 05-335W4 | Hopedale, Mendon, Milford | 13.8 | 8.2543 | 8.2543 | 8.6686 | 12.3097 | 12.31 | 12.3097 | 67.06% | 67.05% | 70.42% | 68.18% | 68.18% | Y | N | N | 0
| 1038 | Massachusetts Electric | NE North | Merrimack Valley | West Newbury |  | West Newbury | Distribution | 14-47L2 | Newbury, Newburyport, West Newbury | 13.2 | 6.8265 | 7.0799 | 7.5136 | 9.7168 | 10.88 | 10.8828 | 70.25% | 65.07% | 69.04% | 68.12% | 68.12% | Y | N | N | 0
| 812 | Massachusetts Electric | NE North | North Shore | Everett |  | Everett | Distribution | 12-37W1 | Malden, Medford | 13.8 | 7.3858 | 9.4095 | 8.071 | 12.1902 | 12.19 | 12.1902 | 60.59% | 77.19% | 66.21% | 68% | 68% | Y | N | N | 0
| 480 | Massachusetts Electric | NE South | South Shore | Water St |  | Hanover | Distribution | 07-910W51 | Hanover, Norwell, Pembroke | 13.8 | 8.4295 | 8.6447 | 8.7482 | 12.6682 | 12.67 | 12.6682 | 66.54% | 68.23% | 69.06% | 67.94% | 67.94% | Y | N | N | 0
| 1118 | Massachusetts Electric | NE North | Merrimack Valley | East Methuen |  | Methuen | Distribution | 14-74L3 | Lawrence, Methuen | 13.2 | 6.9686 | 7.6744 | 8.4974 | 11.3629 | 11.36 | 11.3629 | 61.33% | 67.56% | 74.78% | 67.89% | 67.89% | Y | N | N | 0
| 341 | Massachusetts Electric | NE South | Southeast | Franklin |  | Franklin | Distribution | 05-341W1 | Franklin | 13.8 | 5.1629 | 5.4577 | 5.9278 | 8.1268 | 8.13 | 8.1268 | 63.53% | 67.13% | 72.94% | 67.87% | 67.87% | Y | N | N | 0
| 364 | Massachusetts Electric | NE South | Southeast | Union Street |  | Franklin | Distribution | 05-348W6 | Franklin | 13.8 | 8.1666 | 8.6526 | 8.7482 | 12.5726 | 12.57 | 12.5726 | 64.96% | 68.84% | 69.58% | 67.79% | 67.79% | Y | N | N | 0
| 947 | Massachusetts Electric | NE North | Merrimack Valley | Power Company Road |  | Tewksbury | Distribution | 14-20L4 | Tewksbury | 13.2 | 5.8987 | 7.339 | 7.621 | 10.7456 | 10.08 | 10.0826 | 54.89% | 72.81% | 75.59% | 67.76% | 67.76% | Y | N | N | 0
| 169 | Massachusetts Electric | NE North | Central | Webster St. |  | Worcester | Distribution | 01-6W2 | Leicester, Worcester | 13.8 | 7.5691 | 7.6487 | 8.7323 | 11.7838 | 11.78 | 11.7838 | 64.23% | 64.93% | 74.1% | 67.76% | 67.76% | Y | Y | N | 0
| 724 | Massachusetts Electric | NE North | North Shore | Lynnway |  | Lynn | Distribution | 12-21J32 | Lynn | 4.16 | 1.2801 | 1.4627 | 1.5419 | 2.1112 | 2.11 | 2.1112 | 60.64% | 69.32% | 73.04% | 67.67% | 67.67% | Y | N | N | 0
| 583 | Massachusetts Electric | NE North | Western | West Hampden |  | Hampden | Distribution | 09-139L5 | East Longmeadow, Hampden | 13.2 | 7.6134 | 7.5753 | 8.4517 | 11.683 | 11.68 | 11.683 | 65.17% | 64.86% | 72.34% | 67.46% | 67.46% | Y | N | N | 0
| 349 | Massachusetts Electric | NE South | Southeast | Crocker Pond |  | Wrentham | Distribution | 05-3424W5 | Foxborough, Wrentham | 13.8 | 5.8481 | 6.8122 | 7.6089 | 10.039 | 10.04 | 10.039 | 58.25% | 67.85% | 75.79% | 67.3% | 67.3% | Y | N | N | 0
| 732 | Massachusetts Electric | NE North | North Shore | Winthrop |  | Winthrop | Distribution | 12-22J3 | Winthrop | 4.16 | 1.7245 | 2.0415 | 2.1808 | 2.947 | 2.95 | 2.947 | 58.52% | 69.2% | 74% | 67.24% | 67.24% | Y | N | N | 0
| 827 | Massachusetts Electric | NE North | North Shore | Fayette |  | Lynn | Distribution | 12-3J903 | Lynn | 4.16 | 2.0175 | 1.9262 | 2.0103 | 2.9542 | 2.95 | 2.9542 | 68.29% | 65.3% | 68.05% | 67.21% | 67.21% | Y | N | N | 0
| 1151 | Massachusetts Electric | NE North | Merrimack Valley | Pinehurst |  | Billerica | Distribution | 14-92L6 | Billerica | 13.2 | 7.5905 | 7.7963 | 8.3298 | 11.7745 | 11.77 | 11.7745 | 64.47% | 66.24% | 70.74% | 67.15% | 67.15% | Y | N | N | 0
| 244 | Massachusetts Electric | NE South | Southeast | Swansea Sub |  | Swansea | Distribution | 05-11W82 | Somerset, Swansea | 13.8 | 9.2582 | 8.7004 | 9.8159 | 13.7916 | 13.79 | 13.7916 | 67.13% | 63.09% | 71.17% | 67.13% | 67.13% | Y | N | N | 0
| 74 | Massachusetts Electric | NE North | Central | Greendale |  | Worcester | Distribution | 01-24W2 | Worcester | 13.8 | 7.2902 | 7.7682 | 5.5931 | 9.8717 | 9.87 | 11.497 | 73.85% | 78.71% | 48.65% | 67.07% | 67.07% | Y | N | N | 0
| 500 | Massachusetts Electric | NE South | South Shore | Stoughton |  | Stoughton | Distribution | 07-913W69 | Stoughton | 13.8 | 8.573 | 9.2422 | 9.2104 | 13.4331 | 13.43 | 13.4331 | 63.82% | 68.82% | 68.56% | 67.07% | 67.07% | Y | N | N | 0
| 344 | Massachusetts Electric | NE South | Southeast | South Wrentham |  | Wrentham | Distribution | 05-3422W2 | Wrentham | 13.8 | 8.9952 | 8.5013 | 8.8439 | 13.0985 | 13.1 | 13.0985 | 68.67% | 64.9% | 67.52% | 67.03% | 67.03% | Y | N | N | 0
| 154 | Massachusetts Electric | NE North | Central | E. Westminster |  | Westminster | Distribution | 01-609W2 | Charlton, Westminster | 13.8 | 6.1668 | 6.5014 | 6.86 | 9.2024 | 9.47 | 10.5409 | 67.01% | 68.65% | 65.08% | 66.92% | 66.92% | Y | Y | N | 0
| 556 | Massachusetts Electric | NE North | Western | Brown St |  | North Adams | Distribution | 09-1001W1 | Cheshire, Clarksburg, Florida, North Adams, Williamstown | 13.8 | 7.593 | 8.0232 | 8.3658 | 11.9512 | 11.95 | 11.9512 | 63.53% | 67.14% | 70% | 66.89% | 66.89% | Y | N | N | 0
| 484 | Massachusetts Electric | NE South | South Shore | Ames |  | Brockton | Distribution | 07-911W56 | Brockton, E. Bridgewater | 13.8 | 6.7883 | 6.7723 | 6.8122 | 10.1585 | 10.16 | 10.1585 | 66.82% | 66.66% | 67.06% | 66.85% | 66.85% | Y | N | N | 0
| 295 | Massachusetts Electric | NE South | Southeast | Woodside |  | Northborough | Distribution | 05-313W3 | Northborough | 13.8 | 7.9515 | 8.804 | 8.6208 | 12.6682 | 12.67 | 12.6682 | 62.77% | 69.49% | 68.05% | 66.77% | 66.77% | Y | N | N | 0
| 67 | Massachusetts Electric | NE North | Central | Laurel Cir. |  | Shirley | Distribution | 01-227W3 | Ayer, Lancaster, Shirley | 13.8 | 8.079 | 7.8639 | 8.1746 | 11.7838 | 11.78 | 12.6204 | 68.56% | 66.76% | 64.77% | 66.7% | 66.7% | Y | N | N | 0
| 330 | Massachusetts Electric | NE South | Southeast | Depot Street |  | Milford | Distribution | 05-335W2 | Milford | 13.8 | 6.3102 | 6.1509 | 7.6089 | 9.2024 | 12.67 | 9.2024 | 68.57% | 48.55% | 82.68% | 66.6% | 66.6% | Y | N | N | 0
| 472 | Massachusetts Electric | NE South | South Shore | E. Bridgewater |  | East Bridgewater | Distribution | 07-797W20 | Bridgewater, E. Bridgewater, Easton, West Bridgewater | 13.8 | 8.9076 | 9.3617 | 9.8876 | 14.1024 | 14.1 | 14.1024 | 63.16% | 66.4% | 70.11% | 66.56% | 66.56% | Y | N | N | 0
| 302 | Massachusetts Electric | NE South | Southeast | Northboro Road |  | Southborough | Distribution | 05-317W1 | Marlborough, Southborough, Westborough | 13.8 | 7.6408 | 5.7923 | 6.4042 | 9.9434 | 9.94 | 9.9434 | 76.84% | 58.27% | 64.41% | 66.51% | 66.51% | Y | N | N | 0
| 977 | Massachusetts Electric | NE North | Merrimack Valley | Concord Road |  | Chelmsford | Distribution | 14-24L2 | Chelmsford, Westford | 13.2 | 5.1899 | 5.7158 | 6.2111 | 8.5965 | 8.6 | 8.5965 | 60.37% | 66.46% | 72.25% | 66.36% | 66.36% | Y | N | N | 0
| 894 | Massachusetts Electric | NE North | North Shore | Medford |  | Medford | Distribution | 12-9C2 | Medford | 4.16 | 2.0679 | 2.0295 | 2.1016 | 2.7957 | 3.31 | 3.3072 | 73.97% | 61.31% | 63.54% | 66.28% | 66.28% | Y | N | N | 0
| 5 | Massachusetts Electric | NE North | Central | Faraday St. |  | Worcester | Distribution | 01-11J314 | Worcester | 4.16 | 1.3882 | 1.3306 | 1.417 | 2.0823 | 2.08 | 2.0823 | 66.67% | 63.97% | 68.05% | 66.23% | 66.23% | Y | N | N | 0
| 810 | Massachusetts Electric | NE North | North Shore | Everett |  | Malden | Distribution | 12-37J3 | Everett, Malden | 4.16 | 1.8542 | 2.0895 | 2.1376 | 3.0623 | 3.06 | 3.0623 | 60.55% | 68.29% | 69.8% | 66.21% | 66.21% | Y | N | N | 0
| 361 | Massachusetts Electric | NE South | Southeast | Plainville |  | Plainville | Distribution | 05-3451W3 | Plainville, Wrentham | 13.8 | 4.7884 | 6.852 | 7.107 | 9.4414 | 9.44 | 9.4414 | 50.72% | 72.58% | 75.27% | 66.19% | 66.19% | Y | N | N | 0
| 677 | Massachusetts Electric | NE North | North Shore | Maplewood |  | Malden | Distribution | 12-16J4 | Malden, Revere | 4.16 | 1.6332 | 1.8013 | 1.6692 | 2.5723 | 2.57 | 2.5723 | 63.49% | 70.09% | 64.89% | 66.16% | 66.16% | Y | N | N | 0
| 573 | Massachusetts Electric | NE North | Western | Stockbridge |  | Stockbridge | Distribution | 09-1102W1 | Great Barrington, Lenox, Stockbridge, West Stockbridge | 13.8 | 3.6252 | 4.7645 | 4.398 | 5.9039 | 6.69 | 6.6926 | 61.4% | 71.22% | 65.71% | 66.11% | 66.11% | Y | N | N | 0
| 385 | Massachusetts Electric | NE South | Southeast | Chartley Pond |  | Attleboro | Distribution | 05-8L1 | Attleboro | 13.2 | 8.8937 | 8.9318 | 5.5024 | 11.7745 | 11.77 | 11.7745 | 75.53% | 75.89% | 46.73% | 66.05% | 66.05% | Y | N | N | 0
| 303 | Massachusetts Electric | NE South | Southeast | Northboro Road |  | Southborough | Distribution | 05-317W2 | Marlborough, Northborough, Southborough | 13.8 | 7.3061 | 5.8879 | 6.0552 | 9.7043 | 9.7 | 9.7521 | 75.29% | 60.7% | 62.09% | 66.03% | 66.03% | Y | N | N | 0
| 238 | Massachusetts Electric | NE South | Southeast | Bates St. Sub |  | Fall River | Distribution | 05-115W45 | Fall River, Westport | 13.8 | 8.31 | 8.3658 | 9.3936 | 13.1702 | 13.17 | 13.1702 | 63.1% | 63.52% | 71.32% | 65.98% | 65.98% | Y | N | N | 0
| 114 | Massachusetts Electric | NE North | Central | E. Webster |  | Webster | Distribution | 01-412L1 | Webster | 13.2 | 7.1333 | 7.4762 | 7.9563 | 11.4087 | 11.41 | 11.4087 | 62.53% | 65.52% | 69.74% | 65.93% | 65.93% | Y | N | N | 0
| 691 | Massachusetts Electric | NE North | North Shore | W. Medford |  | Medford | Distribution | 12-17J4 | Medford | 4.16 | 2.1808 | 1.5732 | 1.8974 | 2.8605 | 2.86 | 2.8605 | 76.24% | 55.01% | 66.33% | 65.86% | 65.86% | Y | N | N | 0
| 474 | Massachusetts Electric | NE South | South Shore | E. Bridgewater |  | East Bridgewater | Distribution | 07-797W24 | Brockton, E. Bridgewater, Halifax, Hanson, Pembroke | 13.8 | 8.6845 | 9.7123 | 10.2143 | 14.5087 | 14.51 | 14.5087 | 59.86% | 66.94% | 70.4% | 65.73% | 65.73% | Y | N | N | 0
| 876 | Massachusetts Electric | NE North | North Shore | Nahant |  | Nahant | Distribution | 12-79J2 | Nahant | 4.16 | 1.9238 | 1.8782 | 2.2337 | 3.0623 | 3.06 | 3.0623 | 62.82% | 61.38% | 72.94% | 65.71% | 65.71% | Y | N | N | 0
| 94 | Massachusetts Electric | NE North | Central | Millbury |  | Millbury | Distribution | 01-304W2 | Grafton, Sutton | 13.8 | 7.8798 | 7.7204 | 8.1985 | 11.7838 | 11.78 | 12.6682 | 66.87% | 65.54% | 64.72% | 65.71% | 65.71% | Y | N | N | 0
| 601 | Massachusetts Electric | NE North | Western | Little Rest Rd |  | Warren | Distribution | 09-516L1 | Brimfield, Holland, Wales, Warren | 13.2 | 7.339 | 8.0326 | 8.406 | 12.0717 | 12.07 | 12.0717 | 60.8% | 66.55% | 69.63% | 65.66% | 65.66% | Y | Y | N | 0
| 316 | Massachusetts Electric | NE South | Southeast | Whitins Pond |  | Northbridge | Distribution | 05-320W4 | Douglas, Northbridge, Uxbridge | 13.8 | 7.1388 | 9.0271 | 8.5889 | 12.5726 | 12.57 | 12.5726 | 56.78% | 71.81% | 68.31% | 65.64% | 65.64% | Y | N | N | 0
| 35 | Massachusetts Electric | NE North | Central | Ayer |  | Ayer | Distribution | 01-201W1 | Ayer, Shirley | 13.8 | 7.7443 | 8.1746 | 7.9356 | 11.7838 | 12.31 | 12.2858 | 65.72% | 66.41% | 64.59% | 65.57% | 65.57% | Y | N | N | 0
| 813 | Massachusetts Electric | NE North | North Shore | Everett |  | Everett | Distribution | 12-37W10 | Everett, Malden | 13.8 | 8.1666 | 8.4216 | 8.9793 | 13.0029 | 13 | 13.0029 | 62.81% | 64.78% | 69.06% | 65.55% | 65.55% | Y | N | N | 0
| 441 | Massachusetts Electric | NE South | South Shore | West Quincy |  | Quincy | Distribution | 07-3J3 | Quincy | 4.16 | 1.4171 | 1.4171 | 1.9094 | 2.4138 | 2.41 | 2.4138 | 58.71% | 58.8% | 79.1% | 65.54% | 65.54% | Y | N | N | 0
| 274 | Massachusetts Electric | NE South | Southeast | Sykes Rd. Sub |  | Fall River | Distribution | 05-28W51 | Fall River | 13.8 | 7.7045 | 7.4894 | 9.6964 | 12.6682 | 12.67 | 12.6682 | 60.82% | 59.11% | 76.54% | 65.49% | 65.49% | Y | N | N | 0
| 110 | Massachusetts Electric | NE North | Central | N. Oxford |  | Oxford | Distribution | 01-406L3 | Charlton, Oxford | 13.2 | 7.5296 | 7.6363 | 8.185 | 11.7973 | 11.8 | 12.0717 | 63.82% | 64.71% | 67.8% | 65.45% | 65.45% | Y | Y | N | 0
| 795 | Massachusetts Electric | NE North | North Shore | West Gloucester |  | Gloucester | Distribution | 12-28L2 | Gloucester, Manchester | 13.2 | 6.7217 | 6.7903 | 7.8192 | 10.8828 | 10.88 | 10.8828 | 61.76% | 62.41% | 71.85% | 65.34% | 65.34% | Y | N | N | 0
| 550 | Massachusetts Electric | NE South | South Shore | North Abington |  | Abington | Distribution | 07-99W62 | Abington | 13.8 | 6.8998 | 6.0473 | 6.9556 | 10.1585 | 10.16 | 10.1585 | 67.92% | 59.52% | 68.47% | 65.3% | 65.3% | Y | N | N | 0
| 828 | Massachusetts Electric | NE North | North Shore | Rockport |  | Rockport | Distribution | 12-40J1 | Rockport | 4.16 | 1.6356 | 1.7581 | 1.7965 | 2.6516 | 2.65 | 2.6516 | 61.68% | 66.34% | 67.75% | 65.26% | 65.26% | Y | N | N | 0
| 584 | Massachusetts Electric | NE North | Western | Ware |  | Ware | Distribution | 09-501L1 | Ware | 13.2 | 6.3407 | 6.3407 | 6.3407 | 9.7168 | 9.72 | 9.7168 | 65.25% | 65.23% | 65.25% | 65.25% | 65.25% | Y | Y | N | 0
| 481 | Massachusetts Electric | NE South | South Shore | Water St |  | Hanover | Distribution | 07-910W52 | Hanover, Pembroke | 13.8 | 7.3778 | 7.9674 | 8.7004 | 12.3097 | 12.31 | 12.3097 | 59.94% | 64.72% | 70.68% | 65.11% | 65.11% | Y | N | N | 0
| 177 | Massachusetts Electric | NE North | Central | Grafton St. |  | Worcester | Distribution | 01-9J301 | Worcester | 4.16 | 1.0352 | 1.1865 | 1.1817 | 1.7437 | 1.74 | 1.7437 | 59.37% | 68.19% | 67.77% | 65.11% | 65.11% | Y | N | N | 0
| 918 | Massachusetts Electric | NE North | Merrimack Valley | Worthen Street |  | Lowell | Distribution | 14-13J3 | Lowell | 4.16 | 1.5636 | 1.5852 | 1.357 | 2.3057 | 2.31 | 2.3057 | 67.81% | 68.62% | 58.85% | 65.1% | 65.1% | Y | N | N | 0
| 949 | Massachusetts Electric | NE North | Merrimack Valley | Tyngsboro |  | Tyngsborough | Distribution | 14-211L1 | Tyngsborough, Westford | 13.2 | 7.2019 | 7.3619 | 7.1638 | 10.8828 | 10.88 | 11.6602 | 66.18% | 67.66% | 61.44% | 65.09% | 65.09% | Y | N | N | 0
| 473 | Massachusetts Electric | NE South | South Shore | E. Bridgewater |  | East Bridgewater | Distribution | 07-797W23 | Bridgewater, E. Bridgewater | 13.8 | 8.9793 | 9.0669 | 10.2222 | 14.5087 | 14.51 | 14.5087 | 61.89% | 62.49% | 70.46% | 64.94% | 64.94% | Y | N | N | 0
| 1149 | Massachusetts Electric | NE North | Merrimack Valley | Pinehurst |  | Billerica | Distribution | 14-92L3 | Billerica | 13.2 | 7.2933 | 7.5753 | 8.1164 | 11.7973 | 11.8 | 11.7973 | 61.82% | 64.2% | 68.8% | 64.94% | 64.94% | Y | N | N | 0
| 725 | Massachusetts Electric | NE North | North Shore | Lynnway |  | Lynn | Distribution | 12-21J33 | Lynn | 4.16 | 1.1841 | 1.1985 | 1.2009 | 1.8446 | 1.84 | 1.8446 | 64.19% | 65.14% | 65.1% | 64.81% | 64.81% | Y | N | N | 0
| 1002 | Massachusetts Electric | NE North | Merrimack Valley | Water Street |  | Haverhill | Distribution | 14-31L1 | Haverhill | 13.2 | 7.3159 | 8.9928 | 7.1942 | 11.7973 | 11.8 | 12.8262 | 62.01% | 76.21% | 56.09% | 64.77% | 64.77% | Y | N | N | 0
| 1110 | Massachusetts Electric | NE North | Merrimack Valley | Billerica |  | Billerica | Distribution | 14-70L6 | Billerica | 13.2 | 7.4076 | 7.3467 | 8.1393 | 11.7973 | 11.8 | 11.7973 | 62.79% | 62.26% | 68.99% | 64.68% | 64.68% | Y | N | N | 0
| 315 | Massachusetts Electric | NE South | Southeast | Whitins Pond |  | Northbridge | Distribution | 05-320W3 | Northbridge, Upton | 13.8 | 7.8479 | 8.3897 | 8.3419 | 12.6682 | 12.67 | 12.6682 | 61.95% | 66.22% | 65.85% | 64.67% | 64.67% | Y | N | N | 0
| 669 | Massachusetts Electric | NE North | North Shore | Lynnway |  | Lynn | Distribution | 12-1391 | Lynn, Nahant | 13.8 | 5.4019 | 5.8083 | 6.3899 | 9.0829 | 9.08 | 9.0829 | 59.47% | 63.97% | 70.35% | 64.6% | 64.6% | Y | N | N | 0
| 333 | Massachusetts Electric | NE South | Southeast | Depot Street |  | Milford | Distribution | 05-335W5 | Milford | 13.8 | 7.8718 | 8.0073 | 8.6208 | 12.6682 | 12.67 | 12.6682 | 62.14% | 63.2% | 68.05% | 64.46% | 64.46% | Y | N | N | 0
| 895 | Massachusetts Electric | NE North | North Shore | Medford |  | Medford | Distribution | 12-9C3 | Medford | 4.16 | 1.5852 | 1.381 | 1.5612 | 2.3417 | 2.34 | 2.3417 | 67.69% | 59.02% | 66.67% | 64.46% | 64.46% | Y | N | N | 0
| 931 | Massachusetts Electric | NE North | Merrimack Valley | South Billerica |  | Billerica | Distribution | 14-18L1 | Billerica | 13.2 | 4.2983 | 5.6396 | 6.2873 | 8.3907 | 8.39 | 8.3907 | 51.23% | 67.22% | 74.93% | 64.46% | 64.46% | Y | N | N | 0
| 1026 | Massachusetts Electric | NE North | Merrimack Valley | Perry Street |  | Lowell | Distribution | 14-3J7 | Lowell | 4.16 | 1.5996 | 1.6884 | 1.7893 | 2.6299 | 2.63 | 2.6299 | 60.82% | 64.2% | 68.04% | 64.35% | 64.35% | Y | N | N | 0
| 462 | Massachusetts Electric | NE South | South Shore | North Weymouth |  | Weymouth | Distribution | 07-6W1 | Weymouth | 13.8 | 6.2066 | 6.5253 | 7.5691 | 10.517 | 10.52 | 10.517 | 59.02% | 62.03% | 71.97% | 64.34% | 64.34% | Y | N | N | 0
| 1054 | Massachusetts Electric | NE North | Merrimack Valley | Burtt Road |  | Andover | Distribution | 14-54L4 | Andover | 13.2 | 6.9046 | 8.1393 | 8.2536 | 12.0717 | 12.07 | 12.0717 | 57.2% | 67.43% | 68.37% | 64.33% | 64.33% | Y | N | N | 0
| 470 | Massachusetts Electric | NE South | South Shore | E. Bridgewater |  | East Bridgewater | Distribution | 07-797W1 | Bridgewater, E. Bridgewater | 13.8 | 8.9634 | 9.1466 | 10.1107 | 14.6282 | 14.63 | 14.6282 | 61.27% | 62.52% | 69.12% | 64.3% | 64.3% | Y | N | N | 0
| 181 | Massachusetts Electric | NE North | Central | Grafton St. |  | Worcester | Distribution | 01-9J307 | Worcester | 4.16 | 1.2369 | 1.2249 | 1.3402 | 1.9743 | 1.97 | 1.9743 | 62.65% | 62.18% | 67.88% | 64.24% | 64.24% | Y | N | N | 0
| 1116 | Massachusetts Electric | NE North | Merrimack Valley | East Methuen |  | Methuen | Distribution | 14-74L1 | Haverhill, Methuen | 13.2 | 12.4702 | 11.3325 | 12.1327 | 18.6563 | 18.66 | 18.6563 | 66.84% | 60.73% | 65.03% | 64.2% | 64.2% | Y | N | N | 0
| 29 | Massachusetts Electric | NE North | Central | Marion Ave |  | Worcester | Distribution | 01-18J394 | Worcester | 4.16 | 1.475 | 1.285 | 1.2756 | 2.0968 | 2.1 | 2.0968 | 70.35% | 61.19% | 60.84% | 64.12% | 64.12% | Y | N | N | 0
| 1159 | Nantucket Electric | NE South | Nantucket | Candle St |  | Nantucket | Distribution | 04-101L4 | Nantucket | 13.2 | 6.4474 | 6.7598 | 6.5846 | 10.2884 | 10.29 | 10.2884 | 62.67% | 65.69% | 64% | 64.12% | 64.12% | Y | N | N | 0
| 178 | Massachusetts Electric | NE North | Central | Grafton St. |  | Worcester | Distribution | 01-9J302 | Worcester | 4.16 | 1.5227 | 1.6836 | 1.5059 | 2.4498 | 2.45 | 2.4498 | 62.16% | 68.72% | 61.47% | 64.12% | 64.12% | Y | N | N | 0
| 530 | Massachusetts Electric | NE South | South Shore | Phillips Lane |  | Hanover | Distribution | 07-95W4 | Hanover, Norwell, Rockland | 13.8 | 7.8718 | 8.0869 | 8.3977 | 12.6682 | 12.67 | 12.6682 | 62.14% | 63.83% | 66.29% | 64.09% | 64.09% | Y | N | N | 0
| 529 | Massachusetts Electric | NE South | South Shore | Phillips Lane |  | Hanover | Distribution | 07-95W3 | Hanover, Hanson, Pembroke | 13.8 | 7.2504 | 7.9196 | 8.4933 | 12.3097 | 12.31 | 12.3097 | 58.9% | 64.33% | 69% | 64.08% | 64.08% | Y | N | N | 0
| 323 | Massachusetts Electric | NE South | Southeast | Uxbridge |  | Uxbridge | Distribution | 05-321W6 | Blackstone, Mendon, Millville, Northbridge, Seekonk, Uxbridge | 13.8 | 7.1707 | 8.1108 | 8.9713 | 12.6204 | 12.62 | 12.6204 | 56.82% | 64.27% | 71.09% | 64.06% | 64.06% | Y | N | N | 0
| 1127 | Massachusetts Electric | NE North | Merrimack Valley | East Dracut |  | Dracut | Distribution | 14-75L6 | Dracut, Methuen | 13.2 | 6.516 | 8.0707 | 8.0326 | 11.7745 | 11.77 | 11.7745 | 55.34% | 68.57% | 68.22% | 64.04% | 64.04% | Y | N | N | 0
| 359 | Massachusetts Electric | NE South | Southeast | Beaver Pond |  | Franklin | Distribution | 05-344W6 | Franklin | 13.8 | 6.9157 | 6.9954 | 10.3577 | 12.6682 | 12.67 | 12.6682 | 54.59% | 55.21% | 81.76% | 63.85% | 63.85% | Y | N | N | 0
| 468 | Massachusetts Electric | NE South | South Shore | Harrison Blvd |  | Avon | Distribution | 07-75W5 | Avon | 13.8 | 7.5611 | 7.5531 | 9.1533 | 12.6682 | 12.67 | 12.6682 | 59.69% | 59.61% | 72.25% | 63.85% | 63.85% | Y | N | N | 0
| 182 | Massachusetts Electric | NE North | Central | Grafton St. |  | Worcester | Distribution | 01-9J310 | Worcester | 4.16 | 1.1505 | 1.0688 | 1.1649 | 1.7653 | 1.77 | 1.7653 | 65.17% | 60.38% | 65.99% | 63.85% | 63.85% | Y | N | N | 0
| 807 | Massachusetts Electric | NE North | North Shore | Revere Beach |  | Revere | Distribution | 12-35J4 | Revere | 4.16 | 1.5059 | 1.6212 | 1.7413 | 2.5435 | 2.54 | 2.5435 | 59.21% | 63.83% | 68.46% | 63.83% | 63.83% | Y | N | N | 0
| 816 | Massachusetts Electric | NE North | North Shore | Everett |  | Everett | Distribution | 12-37W4 | Malden, Medford | 13.8 | 7.4177 | 7.5213 | 8.2543 | 12.1663 | 12.17 | 12.1663 | 60.97% | 61.8% | 67.85% | 63.54% | 63.54% | Y | N | N | 0
| 1141 | Massachusetts Electric | NE North | Merrimack Valley | Beach Road |  | Salisbury | Distribution | 14-7L4 | Amesbury, Newbury, Salisbury | 13.2 | 6.9909 | 7.7125 | 8.0006 | 11.8202 | 11.82 | 12.1174 | 59.14% | 65.25% | 66.03% | 63.47% | 63.47% | Y | N | N | 0
| 80 | Massachusetts Electric | NE North | Central | Pondville |  | Auburn | Distribution | 01-26W3 | Auburn, Millbury, Oxford, Southbridge | 13.8 | 5.3621 | 6.119 | 6.0234 | 9.2024 | 9.2 | 9.2024 | 58.27% | 66.51% | 65.45% | 63.41% | 63.41% | Y | N | N | 0
| 1139 | Massachusetts Electric | NE North | Merrimack Valley | Beach Road |  | Salisbury | Distribution | 14-7L1 | Salisbury | 13.2 | 7.4992 | 7.1485 | 7.7483 | 11.7745 | 11.77 | 11.7745 | 63.69% | 60.74% | 65.81% | 63.41% | 63.41% | Y | N | N | 0
| 141 | Massachusetts Electric | NE North | Central | Meadow Street 552 |  | Spencer | Distribution | 01-552L2 | Spencer | 13.2 | 7.4457 | 7.4762 | 7.4991 | 11.7973 | 11.8 | 11.7973 | 63.11% | 63.36% | 63.57% | 63.35% | 63.35% | Y | Y | N | 0
| 279 | Massachusetts Electric | NE South | Southeast | South Marlboro |  | Marlborough | Distribution | 05-310W4 | Marlborough | 13.8 | 6.2943 | 6.6687 | 6.9635 | 10.4931 | 10.49 | 10.4931 | 59.98% | 63.57% | 66.36% | 63.31% | 63.31% | Y | N | N | 0
| 804 | Massachusetts Electric | NE North | North Shore | Revere Beach |  | Revere | Distribution | 12-35J1 | Revere | 4.16 | 1.6284 | 1.7773 | 2.0655 | 2.8821 | 2.88 | 2.8821 | 56.5% | 61.71% | 71.67% | 63.29% | 63.29% | Y | N | N | 0
| 721 | Massachusetts Electric | NE North | North Shore | Lynnway |  | Lynn | Distribution | 12-21J28 | Lynn | 4.16 | 0.93429 | 1.0304 | 1.1288 | 1.6356 | 1.64 | 1.6356 | 57.12% | 62.83% | 69.02% | 62.99% | 62.99% | Y | N | N | 0
| 703 | Massachusetts Electric | NE North | North Shore | Salem Peabody St. |  | Salem | Distribution | 12-1J12 | Beverly, Salem | 4.16 | 1.3186 | 1.5515 | 1.7581 | 2.4498 | 2.45 | 2.4498 | 53.82% | 63.33% | 71.76% | 62.97% | 62.97% | Y | N | N | 0
| 254 | Massachusetts Electric | NE South | Southeast | Dighton |  | Dighton | Distribution | 05-19W73 | Dighton, Rehoboth, Somerset, Swansea | 13.8 | 5.147 | 5.9357 | 6.8839 | 8.2463 | 10.16 | 10.1585 | 62.42% | 58.42% | 67.76% | 62.87% | 62.87% | Y | N | N | 0
| 944 | Massachusetts Electric | NE North | Merrimack Valley | Power Company Road |  | Tewksbury | Distribution | 14-20L1 | Tewksbury | 13.2 | 6.9046 | 7.6134 | 8.3298 | 12.1174 | 12.12 | 12.1174 | 56.98% | 62.82% | 68.74% | 62.85% | 62.85% | Y | N | N | 0
| 678 | Massachusetts Electric | NE North | North Shore | Maplewood |  | Malden | Distribution | 12-16J5 | Malden | 4.16 | 0.74455 | 2.0655 | 2.2817 | 2.702 | 2.7 | 2.702 | 27.56% | 76.5% | 84.44% | 62.83% | 62.83% | Y | N | N | 0
| 887 | Massachusetts Electric | NE North | North Shore | Revere |  | Revere | Distribution | 12-7W2 | Revere, Saugus | 13.8 | 6.6209 | 7.593 | 4.653 | 10.039 | 10.04 | 10.039 | 65.95% | 75.63% | 46.35% | 62.64% | 62.64% | Y | N | N | 0
| 607 | Massachusetts Electric | NE North | Western | Thorndike |  | Palmer | Distribution | 09-523L1 | Belchertown, Monson, Palmer, Wilbraham | 13.2 | 6.6608 | 6.8284 | 6.8818 | 12.0717 | 12.07 | 9.0538 | 55.18% | 56.57% | 76.01% | 62.59% | 62.59% | Y | N | N | 0
| 649 | Massachusetts Electric | NE North | North Shore | Wellington |  | Medford | Distribution | 12-11J13 | Medford | 4.16 | 2.1616 | 2.5459 | 1.4026 | 3.2568 | 3.26 | 3.2568 | 66.37% | 78.09% | 43.07% | 62.51% | 62.51% | Y | N | N | 0
| 392 | Massachusetts Electric | NE South | Southeast | Read Street |  | Attleboro | Distribution | 05-9L3 | Attleboro | 13.2 | 7.0037 | 7.1257 | 7.9487 | 11.7745 | 11.77 | 11.7745 | 59.48% | 60.54% | 67.51% | 62.51% | 62.51% | Y | N | N | 0
| 663 | Massachusetts Electric | NE North | North Shore | Beverly |  | Beverly | Distribution | 12-12L4 | Beverly | 13.2 | 7.3619 | 7.4991 | 7.8497 | 12.1174 | 12.12 | 12.1174 | 60.75% | 61.87% | 64.78% | 62.47% | 62.47% | Y | N | N | 0
| 277 | Massachusetts Electric | NE South | Southeast | Forest Street |  | Attleboro | Distribution | 05-2J3 | Attleboro | 4.16 | 2.0127 | 1.9647 | 2.1136 | 3.2568 | 3.26 | 3.2568 | 61.8% | 60.27% | 64.9% | 62.32% | 62.32% | Y | N | N | 0
| 707 | Massachusetts Electric | NE North | North Shore | Salem Peabody St. |  | Salem | Distribution | 12-1J4 | Beverly, Salem | 4.16 | 1.5131 | 1.5491 | 1.5852 | 2.4858 | 2.49 | 2.4858 | 60.87% | 62.21% | 63.77% | 62.28% | 62.28% | Y | N | N | 0
| 105 | Massachusetts Electric | NE North | Central | Bancroft St. |  | Worcester | Distribution | 01-3J373 | Worcester | 4.16 | 1.6356 | 1.6788 | 1.9502 | 2.8173 | 2.82 | 2.8173 | 58.06% | 59.53% | 69.22% | 62.27% | 62.27% | Y | N | N | 0
| 1045 | Massachusetts Electric | NE North | Merrimack Valley | Ballardvalle |  | Andover | Distribution | 14-50L3 | Andover | 13.2 | 6.5617 | 6.8589 | 6.8589 | 10.8828 | 10.88 | 10.8828 | 60.29% | 63.04% | 63.03% | 62.12% | 62.12% | Y | N | N | 0
| 95 | Massachusetts Electric | NE North | Central | Millbury |  | Millbury | Distribution | 01-304W3 | Millbury, Worcester | 13.8 | 6.9476 | 7.9595 | 7.5531 | 11.7838 | 11.78 | 12.6682 | 58.96% | 67.57% | 59.62% | 62.05% | 62.05% | Y | N | N | 0
| 213 | Massachusetts Electric | NE North | Central | Webster St. |  | Worcester | Distribution | 01-HT47 | Worcester | 13.8 | 6.852 | 5.4179 | 4.5414 | 9.0351 | 9.04 | 9.0351 | 75.84% | 59.93% | 50.26% | 62.01% | 62.01% | Y | N | N | 0
| 275 | Massachusetts Electric | NE South | Southeast | Forest Street |  | Attleboro | Distribution | 05-2J1 | Attleboro | 4.16 | 1.5852 | 2.128 | 2.3465 | 3.2568 | 3.26 | 3.2568 | 48.67% | 65.28% | 72.05% | 62% | 62% | Y | N | N | 0
| 848 | Massachusetts Electric | NE North | North Shore | Hendersonville |  | Everett | Distribution | 12-593W4 | Everett, Malden | 13.8 | 8.9952 | 9.4972 | 6.3421 | 13.5287 | 13.53 | 12.8833 | 66.49% | 70.19% | 49.23% | 61.97% | 61.97% | Y | N | N | 0
| 508 | Massachusetts Electric | NE South | South Shore | Dupont |  | Brockton | Distribution | 07-91W43 | Brockton | 13.8 | 6.8839 | 7.7364 | 8.4694 | 12.4292 | 12.43 | 12.4292 | 55.38% | 62.24% | 68.14% | 61.92% | 61.92% | Y | N | N | 0
| 109 | Massachusetts Electric | NE North | Central | N. Oxford |  | Oxford | Distribution | 01-406L2 | Auburn, Oxford | 13.2 | 6.0816 | 7.0418 | 6.4017 | 10.7456 | 10.75 | 10.0826 | 56.6% | 65.51% | 63.49% | 61.86% | 61.86% | Y | Y | N | 0
| 983 | Massachusetts Electric | NE North | Merrimack Valley | Lawrence |  | Lawrence | Distribution | 14-2J3 | Lawrence | 3.74 | 1.5131 | 2.0055 | 1.9334 | 2.9398 | 2.94 | 2.9398 | 51.47% | 68.21% | 65.77% | 61.82% | 61.82% | Y | N | N | 0
| 1093 | Massachusetts Electric | NE North | Merrimack Valley | West Methuen |  | Methuen | Distribution | 14-63L2 | Methuen | 13.2 | 9.8582 | 5.8529 | 6.074 | 11.7745 | 11.77 | 11.7745 | 83.72% | 49.73% | 51.59% | 61.68% | 61.68% | Y | N | N | 0
| 452 | Massachusetts Electric | NE South | South Shore | Randolph |  | Randolph | Distribution | 07-5W3 | Randolph | 13.8 | 6.8839 | 7.083 | 7.083 | 11.3775 | 11.38 | 11.3775 | 60.5% | 62.24% | 62.25% | 61.67% | 61.67% | Y | N | N | 0
| 562 | Massachusetts Electric | NE North | Western | Walker St |  | North Adams | Distribution | 09-1015W1 | Clarksburg, Florida, North Adams, Rowe | 13.8 | 5.0195 | 4.7884 | 4.7805 | 7.8878 | 7.89 | 7.8878 | 63.64% | 60.69% | 60.61% | 61.64% | 61.64% | Y | N | N | 0
| 414 | Massachusetts Electric | NE South | South Shore | Mid-Weymouth |  | Weymouth | Distribution | 07-12W6 | Weymouth | 13.8 | 7.083 | 7.6886 | 8.6367 | 12.6682 | 12.67 | 12.6682 | 55.91% | 60.68% | 68.18% | 61.59% | 61.59% | Y | N | N | 0
| 352 | Massachusetts Electric | NE South | Southeast | Foxboro 2 |  | Foxborough | Distribution | 05-3432W1 | Foxborough | 13.8 | 5.2744 | 5.7844 | 5.9198 | 9.2024 | 9.2 | 9.2024 | 57.32% | 62.87% | 64.33% | 61.51% | 61.51% | Y | N | N | 0
| 237 | Massachusetts Electric | NE South | Southeast | Bates St. Sub |  | Fall River | Distribution | 05-115W44 | Fall River | 13.8 | 7.3938 | 7.9674 | 7.8559 | 12.5965 | 12.6 | 12.5965 | 58.7% | 63.23% | 62.37% | 61.43% | 61.43% | Y | N | N | 0
| 1137 | Massachusetts Electric | NE North | Merrimack Valley | North Andover |  | North Andover | Distribution | 14-7J3 | North Andover | 3.74 | 1.4915 | 1.5636 | 1.6452 | 2.5507 | 2.55 | 2.5507 | 58.47% | 61.32% | 64.5% | 61.43% | 61.43% | Y | N | N | 0
| 683 | Massachusetts Electric | NE North | North Shore | Maplewood |  | Malden | Distribution | 12-16W4 | Malden, Revere | 13.8 | 5.4736 | 5.9278 | 11.9432 | 12.6682 | 12.67 | 12.6682 | 43.21% | 46.79% | 94.28% | 61.42% | 61.42% | Y | N | N | 0
| 300 | Massachusetts Electric | NE South | Southeast | East Main Street |  | Westborough | Distribution | 05-314W4 | Northborough, Westborough | 13.8 | 7.7523 | 7.6328 | 7.9531 | 12.6682 | 12.67 | 12.6682 | 61.19% | 60.24% | 62.78% | 61.41% | 61.41% | Y | N | N | 0
| 730 | Massachusetts Electric | NE North | North Shore | Winthrop |  | Winthrop | Distribution | 12-22J1 | Winthrop | 4.16 | 2.0415 | 1.9214 | 1.4651 | 2.9542 | 2.95 | 2.9542 | 69.11% | 65.13% | 49.59% | 61.28% | 61.28% | Y | N | N | 0
| 494 | Massachusetts Electric | NE South | South Shore | Mill St |  | Bridgewater | Distribution | 07-912W75 | Bridgewater, Brockton, E. Bridgewater, Halifax, Hanson | 13.8 | 8.3499 | 9.0191 | 9.7521 | 14.7716 | 14.77 | 14.7716 | 56.53% | 61.06% | 66.02% | 61.2% | 61.2% | Y | N | N | 0
| 102 | Massachusetts Electric | NE North | Central | Bancroft St. |  | Worcester | Distribution | 01-3J341 | Worcester | 4.16 | 1.6716 | 1.6788 | 1.4074 | 2.5939 | 2.59 | 2.5939 | 64.44% | 64.82% | 54.26% | 61.17% | 61.17% | Y | N | N | 0
| 1010 | Massachusetts Electric | NE North | Merrimack Valley | Newburyport |  | Newburyport | Distribution | 14-36J4 | Newburyport | 4.16 | 1.257 | 1.2249 | 1.2165 | 2.0175 | 2.02 | 2.0175 | 62.31% | 60.64% | 60.3% | 61.08% | 61.08% | Y | N | N | 0
| 781 | Massachusetts Electric | NE North | North Shore | Gloucester |  | Gloucester | Distribution | 12-24J4 | Gloucester | 4.16 | 1.0808 | 1.1529 | 1.2489 | 1.9022 | 1.9 | 1.9022 | 56.82% | 60.68% | 65.66% | 61.05% | 61.05% | Y | N | N | 0
| 936 | Massachusetts Electric | NE North | Merrimack Valley | Lawrence |  | Lawrence | Distribution | 14-1J1 | Lawrence | 3.74 | 1.2249 | 1.0208 | 1.6332 | 2.1184 | 2.12 | 2.1184 | 57.82% | 48.15% | 77.1% | 61.02% | 61.02% | Y | N | N | 0
| 425 | Massachusetts Electric | NE South | South Shore | Field St |  | Quincy | Distribution | 07-1W3 | Quincy | 13.8 | 6.8201 | 7.107 | 7.6328 | 11.7838 | 11.78 | 11.7838 | 57.88% | 60.33% | 64.77% | 60.99% | 60.99% | Y | N | N | 0
| 717 | Massachusetts Electric | NE North | North Shore | Lynnway |  | Lynn | Distribution | 12-21J23 | Lynn | 4.16 | 0.89106 | 0.99434 | 0.82621 | 1.4843 | 1.48 | 1.4843 | 60.03% | 67.18% | 55.66% | 60.96% | 60.96% | Y | N | N | 0
| 272 | Massachusetts Electric | NE South | Southeast | Sykes Rd. Sub |  | Fall River | Distribution | 05-28W42 | Fall River | 13.8 | 8.0869 | 8.8199 | 9.1785 | 14.2697 | 14.27 | 14.2697 | 56.67% | 61.81% | 64.32% | 60.93% | 60.93% | Y | N | N | 0
| 83 | Massachusetts Electric | NE North | Central | Bloomingdale |  | Worcester | Distribution | 01-27W2 | Worcester | 13.8 | 6.3978 | 6.7883 | 7.0193 | 11.7838 | 11.78 | 9.9434 | 54.29% | 57.63% | 70.59% | 60.84% | 60.84% | Y | N | N | 0
| 727 | Massachusetts Electric | NE North | North Shore | Lynnway |  | Lynn | Distribution | 12-21J35 | Lynn | 4.16 | 0.99193 | 1.0424 | 0.96071 | 1.6428 | 1.64 | 1.6428 | 60.38% | 63.56% | 58.48% | 60.81% | 60.81% | Y | N | N | 0
| 351 | Massachusetts Electric | NE South | Southeast | Foxboro 1 |  | Foxborough | Distribution | 05-3431W2 | Foxborough | 13.8 | 7.3061 | 7.7682 | 8.0152 | 12.6682 | 12.67 | 12.6682 | 57.67% | 61.31% | 63.27% | 60.75% | 60.75% | Y | N | N | 0
| 838 | Massachusetts Electric | NE North | North Shore | E. Beverly |  | Beverly | Distribution | 12-51L2 | Beverly | 13.2 | 6.4474 | 7.5448 | 8.0554 | 12.1174 | 12.12 | 12.1174 | 53.21% | 62.25% | 66.48% | 60.65% | 60.65% | Y | N | N | 0
| 301 | Massachusetts Electric | NE South | Southeast | East Main Street |  | Westborough | Distribution | 05-314W5 | Westborough | 13.8 | 5.9437 | 6.1509 | 5.5061 | 10.1585 | 9.47 | 9.4653 | 58.51% | 64.95% | 58.17% | 60.54% | 60.54% | Y | N | N | 0
| 953 | Massachusetts Electric | NE North | Merrimack Valley | Hoover Street |  | Dracut | Distribution | 14-21L3 | Dracut, Lowell | 13.2 | 7.2247 | 6.8513 | 7.3238 | 11.7973 | 11.8 | 11.7973 | 61.24% | 58.06% | 62.08% | 60.46% | 60.46% | Y | N | N | 0
| 1095 | Massachusetts Electric | NE North | Merrimack Valley | East Bradford |  | Haverhill | Distribution | 14-65L3 | Boxford, Haverhill | 13.2 | 5.5074 | 5.3195 | 5.9596 | 9.7168 | 9.05 | 9.0538 | 56.68% | 58.78% | 65.82% | 60.43% | 60.43% | Y | N | N | 0
| 49 | Massachusetts Electric | NE North | Central | Fitch Rd. |  | Clinton | Distribution | 01-216W5 | Berlin, Clinton, Leominster | 13.8 | 6.9157 | 7.2185 | 7.5292 | 11.7838 | 11.78 | 12.2858 | 58.69% | 61.28% | 61.28% | 60.42% | 60.42% | Y | N | N | 0
| 86 | Massachusetts Electric | NE North | Central | Bloomingdale |  | Worcester | Distribution | 01-27W5 | Millbury, Worcester | 13.8 | 6.6767 | 7.0273 | 9.2502 | 12.6682 | 12.67 | 12.6682 | 52.7% | 55.46% | 73.02% | 60.4% | 60.4% | Y | N | N | 0
| 1160 | Nantucket Electric | NE South | Nantucket | Candle St |  | Nantucket | Distribution | 04-101L5 | Nantucket | 13.2 | 5.5938 | 5.8148 | 6.3483 | 9.8083 | 9.81 | 9.8083 | 57.03% | 59.27% | 64.72% | 60.34% | 60.34% | Y | N | N | 0
| 256 | Massachusetts Electric | NE South | Southeast | West Street |  | Attleboro | Distribution | 05-1J1 | Attleboro | 4.16 | 1.8326 | 1.6668 | 1.7845 | 3.0623 | 2.85 | 2.8533 | 59.84% | 58.49% | 62.54% | 60.29% | 60.29% | Y | N | N | 0
| 809 | Massachusetts Electric | NE North | North Shore | Everett |  | Everett | Distribution | 12-37J2 | Everett | 4.16 | 1.5275 | 1.5924 | 1.7029 | 2.666 | 2.67 | 2.666 | 57.3% | 59.64% | 63.87% | 60.27% | 60.27% | Y | N | N | 0
| 225 | Massachusetts Electric | NE South | Southeast | Hathaway St. Sub |  | Fall River | Distribution | 05-106W44 | Fall River | 13.8 | 7.0113 | 7.0034 | 9.4175 | 12.9789 | 12.98 | 12.9789 | 54.02% | 53.96% | 72.56% | 60.18% | 60.18% | Y | N | N | 0
| 457 | Massachusetts Electric | NE South | South Shore | Lincoln St |  | Abington | Distribution | 07-60J1 | Abington, Weymouth | 4.16 | 2.4306 | 2.4402 | 2.6035 | 4.1431 | 4.14 | 4.1431 | 58.67% | 58.94% | 62.84% | 60.15% | 60.15% | Y | N | N | 0
| 252 | Massachusetts Electric | NE South | Southeast | Palmer Street Sub |  | Somerset | Distribution | 05-18J7 | Somerset | 4.16 | 1.8662 | 1.8133 | 1.5876 | 3.0623 | 2.85 | 2.8533 | 60.94% | 63.63% | 55.64% | 60.07% | 60.07% | Y | N | N | 0
| 699 | Massachusetts Electric | NE North | North Shore | Turnpike |  | Lynnfield | Distribution | 12-19W1 | Lynn, Saugus | 13.8 | 6.0313 | 7.5691 | 8.3578 | 12.1902 | 12.19 | 12.1902 | 49.48% | 62.09% | 68.56% | 60.04% | 60.04% | Y | N | N | 0
| 814 | Massachusetts Electric | NE North | North Shore | Everett |  | Everett | Distribution | 12-37W2 | Medford | 13.8 | 6.9635 | 7.5452 | 7.4496 | 12.1902 | 12.19 | 12.1902 | 57.12% | 61.9% | 61.11% | 60.04% | 60.04% | Y | N | N | 0
| 179 | Massachusetts Electric | NE North | Central | Grafton St. |  | Worcester | Distribution | 01-9J303 | Worcester | 4.16 | 1.4915 | 1.5347 | 0.80219 | 2.1328 | 2.13 | 2.1328 | 69.93% | 72.05% | 37.61% | 59.87% | 59.87% | Y | N | N | 0
| 519 | Massachusetts Electric | NE South | South Shore | Plymouth St |  | Abington | Distribution | 07-93W41 | Abington, Rockland | 13.8 | 6.6209 | 6.9078 | 7.6965 | 11.8316 | 11.83 | 11.8316 | 55.96% | 58.39% | 65.05% | 59.8% | 59.8% | Y | N | N | 0
| 130 | Massachusetts Electric | NE North | Central | W. Charlton |  | Charlton | Distribution | 01-415L3 | Charlton, Dudley, Sturbridge | 13.2 | 6.4779 | 7.179 | 7.2933 | 11.683 | 11.68 | 11.683 | 55.45% | 61.46% | 62.43% | 59.78% | 59.78% | Y | N | N | 0
| 1032 | Massachusetts Electric | NE North | Merrimack Valley | Ward Hill |  | Haverhill | Distribution | 14-43L3 | Haverhill, Methuen | 13.2 | 8.2946 | 5.1061 | 7.6896 | 11.7745 | 11.77 | 11.7745 | 70.45% | 43.38% | 65.31% | 59.71% | 59.71% | Y | N | N | 0
| 444 | Massachusetts Electric | NE South | South Shore | West Quincy |  | Quincy | Distribution | 07-3W3 | Quincy | 13.8 | 5.4338 | 5.9357 | 6.3978 | 9.9195 | 9.92 | 9.9195 | 54.78% | 59.84% | 64.5% | 59.7% | 59.7% | Y | N | N | 0
| 516 | Massachusetts Electric | NE South | South Shore | Easton |  | Easton | Distribution | 07-92W78 | Easton, Sharon, Stoughton | 13.8 | 6.9157 | 7.2663 | 8.079 | 12.4292 | 12.43 | 12.4292 | 55.64% | 58.46% | 65% | 59.7% | 59.7% | Y | N | N | 0
| 782 | Massachusetts Electric | NE North | North Shore | Gloucester |  | Gloucester | Distribution | 12-24J5 | Gloucester | 4.16 | 0.54761 | 2.1616 | 2.1616 | 2.7236 | 2.72 | 2.7236 | 20.11% | 79.47% | 79.37% | 59.65% | 59.65% | Y | N | N | 0
| 923 | Massachusetts Electric | NE North | Merrimack Valley | Worthen Street |  | Lowell | Distribution | 14-13L1 | Lowell | 13.2 | 4.8698 | 6.2492 | 6.2569 | 9.7397 | 9.74 | 9.7397 | 50% | 64.16% | 64.24% | 59.47% | 59.47% | Y | N | N | 0
| 7 | Massachusetts Electric | NE North | Central | Faraday St. |  | Worcester | Distribution | 01-11J330 | Worcester | 4.16 | 1.2033 | 1.2922 | 1.4098 | 2.1904 | 2.19 | 2.1904 | 54.93% | 59% | 64.36% | 59.43% | 59.43% | Y | N | N | 0
| 106 | Massachusetts Electric | NE North | Central | Bancroft St. |  | Worcester | Distribution | 01-3J374 | Worcester | 4.16 | 1.8566 | 1.7941 | 1.4219 | 2.8461 | 2.85 | 2.8461 | 65.23% | 62.95% | 49.96% | 59.38% | 59.38% | Y | N | N | 0
| 864 | Massachusetts Electric | NE North | North Shore | Codding Ave |  | Medford | Distribution | 12-64J3 | Medford | 4.16 | 1.8133 | 1.9046 | 2.1376 | 3.2856 | 3.29 | 3.2856 | 55.19% | 57.89% | 65.06% | 59.38% | 59.38% | Y | N | N | 0
| 694 | Massachusetts Electric | NE North | North Shore | N. Beverly |  | Beverly | Distribution | 12-18J1 | Beverly | 4.16 | 0.96551 | 0.96792 | 1.0808 | 1.6933 | 1.69 | 1.6933 | 57.02% | 57.27% | 63.83% | 59.37% | 59.37% | Y | N | N | 0
| 650 | Massachusetts Electric | NE North | North Shore | Wellington |  | Medford | Distribution | 12-11J2 | Malden | 4.16 | 1.417 | 1.5371 | 1.7293 | 2.6299 | 2.63 | 2.6299 | 53.88% | 58.45% | 65.75% | 59.36% | 59.36% | Y | N | N | 0
| 862 | Massachusetts Electric | NE North | North Shore | Codding Ave |  | Medford | Distribution | 12-64J1 | Medford | 4.16 | 1.7677 | 1.8662 | 2.1136 | 3.228 | 3.23 | 3.228 | 54.76% | 57.78% | 65.48% | 59.34% | 59.34% | Y | N | N | 0
| 835 | Massachusetts Electric | NE North | North Shore | Railyard |  | Salem | Distribution | 12-49W6 | Beverly, Salem | 13.8 | 5.617 | 6.7763 | 9.1865 | 11.7838 | 11.78 | 12.6682 | 47.67% | 57.52% | 72.52% | 59.24% | 59.24% | Y | N | N | 0
| 544 | Massachusetts Electric | NE South | South Shore | Belmont |  | Brockton | Distribution | 07-98W44 | Brockton, West Bridgewater | 13.8 | 6.4058 | 7.4336 | 8.0312 | 12.3097 | 12.31 | 12.3097 | 52.04% | 60.39% | 65.24% | 59.22% | 59.22% | Y | N | N | 0
| 1161 | Nantucket Electric | NE South | Nantucket | Candle St |  | Nantucket | Distribution | 04-101L6 | Nantucket | 13.2 | 5.9825 | 6.1425 | 5.7615 | 10.0826 | 10.08 | 10.0826 | 59.33% | 60.94% | 57.14% | 59.14% | 59.14% | Y | N | N | 0
| 253 | Massachusetts Electric | NE South | Southeast | Dighton |  | Dighton | Distribution | 05-19W72 | Dighton, Somerset, Swansea | 13.8 | 6.597 | 7.091 | 8.7801 | 12.6682 | 12.67 | 12.6682 | 52.08% | 55.97% | 69.31% | 59.12% | 59.12% | Y | N | N | 0
| 235 | Massachusetts Electric | NE South | Southeast | Bates St. Sub |  | Fall River | Distribution | 05-115W42 | Fall River | 13.8 | 6.4536 | 6.6289 | 7.2105 | 11.4492 | 11.45 | 11.4492 | 56.37% | 57.89% | 62.98% | 59.08% | 59.08% | Y | N | N | 0
| 317 | Massachusetts Electric | NE South | Southeast | Whitins Pond |  | Northbridge | Distribution | 05-320W5 | Douglas, Northbridge, Uxbridge | 13.8 | 7.0751 | 7.4097 | 7.9595 | 12.6682 | 12.67 | 12.6682 | 55.85% | 58.48% | 62.83% | 59.05% | 59.05% | Y | N | N | 0
| 168 | Massachusetts Electric | NE North | Central | Webster St. |  | Worcester | Distribution | 01-6W1 | Auburn, Worcester | 13.8 | 6.6926 | 7.1707 | 7.7284 | 12.1902 | 12.19 | 12.1902 | 54.9% | 58.82% | 63.4% | 59.04% | 59.04% | Y | Y | N | 0
| 898 | Massachusetts Electric | NE North | North Shore | Medford |  | Medford | Distribution | 12-9C6 | Medford | 4.16 | 1.9959 | 0.72053 | 1.393 | 2.3201 | 2.32 | 2.3201 | 86.02% | 31.06% | 60.04% | 59.04% | 59.04% | Y | N | N | 0
| 772 | Massachusetts Electric | NE North | North Shore | Saugus |  | Saugus | Distribution | 12-23W2 | Lynn, Saugus | 13.8 | 7.2185 | 5.0912 | 9.0351 | 12.0707 | 12.07 | 12.0707 | 59.8% | 42.18% | 74.85% | 58.94% | 58.94% | Y | N | N | 0
| 25 | Massachusetts Electric | NE North | Central | Lincoln Plaza |  | Worcester | Distribution | 01-15J392 | Worcester | 4.16 | 1.6476 | 1.6596 | 1.883 | 2.9398 | 2.94 | 2.9398 | 56.05% | 56.45% | 64.05% | 58.85% | 58.85% | Y | N | N | 0
| 442 | Massachusetts Electric | NE South | South Shore | West Quincy |  | Quincy | Distribution | 07-3W1 | Quincy | 13.8 | 5.4736 | 5.6011 | 6.0074 | 9.6804 | 9.68 | 9.6804 | 56.54% | 57.86% | 62.06% | 58.82% | 58.82% | Y | N | N | 0
| 312 | Massachusetts Electric | NE South | Southeast | North Marlboro |  | Marlborough | Distribution | 05-318W5 | Marlborough, Northborough | 13.8 | 7.0512 | 7.3141 | 6.7781 | 12.0229 | 12.02 | 12.0229 | 58.65% | 60.85% | 56.38% | 58.62% | 58.62% | Y | N | N | 0
| 1145 | Massachusetts Electric | NE North | Merrimack Valley | West Andover |  | Andover | Distribution | 14-8T1 | Andover | 34.5 | 17.2694 | 18.584 | 17.0304 | 30.1169 | 30.12 | 30.1169 | 57.34% | 61.7% | 56.55% | 58.53% | 58.53% | Y | N | N | 0
| 446 | Massachusetts Electric | NE South | South Shore | Atlantic |  | Quincy | Distribution | 07-4J1 | Quincy | 4.16 | 1.4555 | 1.4555 | 1.4555 | 2.4858 | 2.49 | 2.4858 | 58.55% | 58.45% | 58.55% | 58.52% | 58.52% | Y | N | N | 0
| 682 | Massachusetts Electric | NE North | North Shore | Maplewood |  | Malden | Distribution | 12-16W3 | Malden, Melrose, Revere, Saugus | 13.8 | 7.0034 | 7.4017 | 7.8161 | 12.6682 | 12.67 | 12.6682 | 55.28% | 58.42% | 61.7% | 58.47% | 58.47% | Y | N | N | 0
| 734 | Massachusetts Electric | NE North | North Shore | Winthrop |  | Winthrop | Distribution | 12-22J5 | Revere, Winthrop | 4.16 | 1.5371 | 1.7773 | 1.0328 | 2.4786 | 2.48 | 2.4786 | 62.02% | 71.67% | 41.67% | 58.45% | 58.45% | Y | N | N | 0
| 1128 | Massachusetts Electric | NE North | Merrimack Valley | Whittier |  | Haverhill | Distribution | 14-76L1 | Haverhill | 13.2 | 6.6007 | 6.5541 | 7.2689 | 11.6602 | 11.66 | 11.6602 | 56.61% | 56.21% | 62.34% | 58.39% | 58.39% | Y | N | N | 0
| 1070 | Massachusetts Electric | NE North | Merrimack Valley | East Tewksbury |  | Tewksbury | Distribution | 14-59L5 | Andover, Tewksbury | 13.2 | 7.2019 | 9.7397 | 8.8709 | 14.7467 | 14.75 | 14.7467 | 48.84% | 66.03% | 60.16% | 58.34% | 58.34% | Y | N | N | 0
| 1103 | Massachusetts Electric | NE North | Merrimack Valley | North Lawrence |  | Lawrence | Distribution | 14-6J6 | Lawrence | 3.74 | 1.1889 | 1.1288 | 1.357 | 2.104 | 2.1 | 2.104 | 56.51% | 53.75% | 64.5% | 58.25% | 58.25% | Y | N | N | 0
| 135 | Massachusetts Electric | NE North | Central | Cambridge St. |  | Worcester | Distribution | 01-4J339 | Worcester | 4.16 | 1.393 | 1.345 | 1.417 | 2.3778 | 2.38 | 2.3778 | 58.59% | 56.51% | 59.6% | 58.23% | 58.23% | Y | N | N | 0
| 532 | Massachusetts Electric | NE South | South Shore | Norwell |  | Norwell | Distribution | 07-96W40 | Cohasset, Norwell, Rockland, Scituate | 13.8 | 6.4536 | 6.7325 | 7.4814 | 11.8316 | 11.83 | 11.8316 | 54.55% | 56.91% | 63.23% | 58.23% | 58.23% | Y | N | N | 0
| 372 | Massachusetts Electric | NE South | Southeast | Norton |  | Norton | Distribution | 05-4J2 | Norton | 4.16 | 1.8542 | 1.7701 | 1.5203 | 2.947 | 2.95 | 2.947 | 62.92% | 60% | 51.59% | 58.17% | 58.17% | Y | N | N | 0
| 281 | Massachusetts Electric | NE South | Southeast | South Marlboro |  | Marlborough | Distribution | 05-310W6 | Marlborough, Southborough | 13.8 | 6.2943 | 6.8679 | 7.1468 | 11.6404 | 11.64 | 11.6404 | 54.07% | 59% | 61.4% | 58.16% | 58.16% | Y | N | N | 0
| 379 | Massachusetts Electric | NE South | Southeast | Clara Street |  | Seekonk | Distribution | 05-6J2 | Attleboro, Seekonk | 4.16 | 1.6812 | 1.6909 | 1.7485 | 2.9398 | 2.94 | 2.9398 | 57.19% | 57.51% | 59.48% | 58.06% | 58.06% | Y | N | N | 0
| 992 | Massachusetts Electric | NE North | Merrimack Valley | North Chelmsford |  | Chelmsford | Distribution | 14-2L4 | Chelmsford, Dracut, Lowell | 13.2 | 7.8192 | 8.3222 | 4.1535 | 11.6602 | 11.66 | 11.6602 | 67.06% | 71.37% | 35.62% | 58.02% | 58.02% | Y | N | N | 0
| 938 | Massachusetts Electric | NE North | Merrimack Valley | Lawrence |  | Lawrence | Distribution | 14-1J4 | Lawrence | 3.74 | 1.2321 | 1.2729 | 1.1336 | 2.0968 | 2.1 | 2.0968 | 58.76% | 60.62% | 54.07% | 57.82% | 57.82% | Y | N | N | 0
| 19 | Massachusetts Electric | NE North | Central | Millbrook St. |  | Worcester | Distribution | 01-12J378 | Worcester | 4.16 | 1.1529 | 1.1817 | 1.1288 | 2.0031 | 2 | 2.0031 | 57.55% | 59.08% | 56.35% | 57.66% | 57.66% | Y | N | N | 0
| 447 | Massachusetts Electric | NE South | South Shore | Atlantic |  | Quincy | Distribution | 07-4J2 | Quincy | 4.16 | 1.5083 | 1.6596 | 1.8782 | 2.9182 | 2.92 | 2.9182 | 51.69% | 56.84% | 64.36% | 57.63% | 57.63% | Y | N | N | 0
| 787 | Massachusetts Electric | NE North | North Shore | Quinn |  | Lynn | Distribution | 12-24W1 | Lynn | 13.8 | 4.4936 | 4.8601 | 5.4338 | 8.557 | 8.56 | 8.557 | 52.51% | 56.78% | 63.5% | 57.6% | 57.6% | Y | N | N | 0
| 805 | Massachusetts Electric | NE North | North Shore | Revere Beach |  | Revere | Distribution | 12-35J2 | Revere | 4.16 | 1.5155 | 1.8133 | 1.7293 | 2.9398 | 2.94 | 2.9398 | 51.55% | 61.68% | 58.82% | 57.35% | 57.35% | Y | N | N | 0
| 948 | Massachusetts Electric | NE North | Merrimack Valley | Power Company Road |  | Tewksbury | Distribution | 14-20L5 | Tewksbury | 13.2 | 6.1959 | 6.5617 | 7.4686 | 11.7745 | 11.77 | 11.7745 | 52.62% | 55.75% | 63.43% | 57.27% | 57.27% | Y | N | N | 0
| 899 | Massachusetts Electric | NE North | North Shore | Medford |  | Medford | Distribution | 12-9C7 | Medford | 4.16 | 1.4915 | 1.4915 | 1.1048 | 2.385 | 2.38 | 2.385 | 62.54% | 62.67% | 46.32% | 57.18% | 57.18% | Y | N | N | 0
| 1106 | Massachusetts Electric | NE North | Merrimack Valley | Billerica |  | Billerica | Distribution | 14-70L2 | Billerica | 13.2 | 5.5557 | 5.0299 | 5.3119 | 9.7168 | 9.05 | 9.0538 | 57.18% | 55.58% | 58.67% | 57.14% | 57.14% | Y | N | N | 0
| 43 | Massachusetts Electric | NE North | Central | Litchfield St |  | Leominster | Distribution | 01-207W6 | Leominster, Westminster | 13.8 | 6.2146 | 6.8839 | 7.4097 | 11.7838 | 11.78 | 12.3097 | 52.74% | 58.44% | 60.19% | 57.12% | 57.12% | Y | N | N | 0
| 1061 | Massachusetts Electric | NE North | Merrimack Valley | Westford |  | Westford | Distribution | 14-57L2 | Westford | 13.2 | 6.5846 | 6.7217 | 8.406 | 12.7119 | 12.71 | 12.7119 | 51.8% | 52.89% | 66.13% | 56.94% | 56.94% | Y | N | N | 0
| 471 | Massachusetts Electric | NE South | South Shore | E. Bridgewater |  | East Bridgewater | Distribution | 07-797W19 | Brockton, E. Bridgewater, West Bridgewater | 13.8 | 7.9117 | 7.9913 | 8.8598 | 14.5087 | 14.51 | 14.5087 | 54.53% | 55.07% | 61.07% | 56.89% | 56.89% | Y | N | N | 0
| 595 | Massachusetts Electric | NE North | Western | East Longmeadow |  | East Longmeadow | Distribution | 09-508L4 | East Longmeadow, Wilbraham | 13.2 | 6.7675 | 6.7598 | 6.7598 | 11.7973 | 11.8 | 12.0717 | 57.36% | 57.29% | 56% | 56.88% | 56.88% | Y | N | N | 0
| 998 | Massachusetts Electric | NE North | Merrimack Valley | Perry Street |  | Lowell | Distribution | 14-312 | Lowell | 13.8 | 2.9036 | 2.7664 | 2.9112 | 5.0299 | 5.03 | 5.0299 | 57.73% | 55% | 57.88% | 56.87% | 56.87% | Y | N | N | 0
| 270 | Massachusetts Electric | NE South | Southeast | Sykes Rd. Sub |  | Fall River | Distribution | 05-28W40 | Fall River | 13.8 | 8.1347 | 8.071 | 8.9395 | 14.7477 | 14.75 | 14.7477 | 55.16% | 54.72% | 60.62% | 56.83% | 56.83% | Y | N | N | 0
| 779 | Massachusetts Electric | NE North | North Shore | Gloucester |  | Gloucester | Distribution | 12-24J11 | Gloucester | 4.16 | 0.86464 | 0.72053 | 0.78058 | 1.3906 | 1.39 | 1.3906 | 62.18% | 51.84% | 56.13% | 56.71% | 56.71% | Y | N | N | 0
| 927 | Massachusetts Electric | NE North | Merrimack Valley | Meadowbrook |  | Chelmsford | Distribution | 14-16L4 | Chelmsford, Lowell | 13.2 | 7.8192 | 8.345 | 8.9166 | 14.7467 | 14.75 | 14.7467 | 53.02% | 56.58% | 60.47% | 56.69% | 56.69% | Y | N | N | 0
| 370 | Massachusetts Electric | NE South | Southeast | Rehoboth |  | Rehoboth | Distribution | 05-3J3 | Rehoboth, Seekonk | 4.16 | 1.2009 | 1.345 | 1.309 | 2.2697 | 2.27 | 2.2697 | 52.91% | 59.25% | 57.67% | 56.61% | 56.61% | Y | N | N | 0
| 610 | Massachusetts Electric | NE North | Western | Five Corners |  | Granby | Distribution | 09-527L1 | Belchertown, Granby | 13.2 | 5.3271 | 5.2737 | 6.0511 | 9.8083 | 9.81 | 9.8083 | 54.31% | 53.76% | 61.69% | 56.59% | 56.59% | Y | N | N | 0
| 153 | Massachusetts Electric | NE North | Central | E. Westminster |  | Westminster | Distribution | 01-609W1 | Hubbardston, Rutland, Westminster | 13.8 | 5.4896 | 5.6648 | 5.8322 | 11.3775 | 9.47 | 9.4653 | 48.25% | 59.82% | 61.62% | 56.56% | 56.56% | Y | Y | N | 0
| 367 | Massachusetts Electric | NE South | Southeast | North Foxboro Substation |  | Foxborough | Distribution | 05-349W1 | Foxborough | 13.8 | 7.2663 | 7.5611 | 6.6687 | 12.6682 | 12.67 | 12.6682 | 57.36% | 59.68% | 52.64% | 56.56% | 56.56% | Y | N | N | 0
| 608 | Massachusetts Electric | NE North | Western | Thorndike |  | Palmer | Distribution | 09-523L2 | Belchertown, Monson, Palmer, Ware | 13.2 | 5.3271 | 6.0587 | 7.2324 | 10.9743 | 10.97 | 10.9743 | 48.54% | 55.23% | 65.9% | 56.56% | 56.56% | Y | N | N | 0
| 600 | Massachusetts Electric | NE North | Western | Shearers Corner |  | Monson | Distribution | 09-514L1 | Monson, Palmer, Wilbraham | 13.2 | 4.4126 | 4.5116 | 4.6488 | 8.0021 | 8 | 8.0021 | 55.14% | 56.4% | 58.1% | 56.54% | 56.54% | Y | N | N | 0
| 345 | Massachusetts Electric | NE South | Southeast | South Wrentham |  | Wrentham | Distribution | 05-3422W3 | Foxborough, Plainville, Wrentham | 13.8 | 6.6209 | 7.2504 | 7.4177 | 12.5726 | 12.57 | 12.5726 | 52.66% | 57.68% | 59% | 56.45% | 56.45% | Y | N | N | 0
| 299 | Massachusetts Electric | NE South | Southeast | East Main Street |  | Westborough | Distribution | 05-314W3 | Southborough, Westborough | 13.8 | 6.8281 | 6.9556 | 7.0156 | 12.3097 | 12.31 | 12.3097 | 55.47% | 56.5% | 56.99% | 56.32% | 56.32% | Y | N | N | 0
| 551 | Massachusetts Electric | NE South | South Shore | North Abington |  | Abington | Distribution | 07-99W63 | Abington, Hingham, Rockland | 13.8 | 7.9276 | 8.0949 | 8.4853 | 14.5087 | 14.51 | 14.5087 | 54.64% | 55.79% | 58.48% | 56.3% | 56.3% | Y | N | N | 0
| 561 | Massachusetts Electric | NE North | Western | Charlemont |  | Buckland | Distribution | 09-1007G1 | Charlemont, Hawley, Heath | 8.32 | 1.0676 | 1.1393 | 1.1393 | 1.9839 | 1.98 | 1.9839 | 53.82% | 57.54% | 57.43% | 56.26% | 56.26% | Y | N | N | 0
| 1042 | Massachusetts Electric | NE North | Merrimack Valley | North Haverhill |  | Haverhill | Distribution | 14-48L4 | Haverhill | 13.2 | 4.4553 | 7.2247 | 8.1888 | 11.7745 | 11.77 | 11.7745 | 37.84% | 61.38% | 69.55% | 56.26% | 56.26% | Y | N | N | 0
| 634 | Massachusetts Electric | NE North | Western | West St |  | Northampton | Distribution | 09-901W1 | Northampton | 13.8 | 6.5174 | 6.0473 | 6.613 | 11.3775 | 11.38 | 11.3775 | 57.28% | 53.14% | 58.12% | 56.18% | 56.18% | Y | N | N | 0
| 18 | Massachusetts Electric | NE North | Central | Millbrook St. |  | Worcester | Distribution | 01-12J377 | Worcester | 4.16 | 1.8734 | 1.345 | 1.321 | 2.6948 | 2.69 | 2.6948 | 69.52% | 50% | 49.02% | 56.18% | 56.18% | Y | N | N | 0
| 788 | Massachusetts Electric | NE North | North Shore | Quinn |  | Lynn | Distribution | 12-24W2 | Lynn | 13.8 | 3.4658 | 5.3063 | 4.4379 | 7.84 | 7.84 | 7.84 | 44.21% | 67.68% | 56.61% | 56.17% | 56.17% | Y | N | N | 0
| 65 | Massachusetts Electric | NE North | Central | Groton St. |  | Pepperell | Distribution | 01-226L2 | Pepperell | 13.2 | 7.1866 | 7.8497 | 8.5279 | 13.9922 | 13.99 | 13.9922 | 51.36% | 56.11% | 60.95% | 56.14% | 56.14% | Y | N | N | 0
| 693 | Massachusetts Electric | NE North | North Shore | W. Medford |  | Medford | Distribution | 12-17J6 | Medford | 4.16 | 1.5852 | 1.6332 | 1.6332 | 2.8821 | 2.88 | 2.8821 | 55% | 56.71% | 56.67% | 56.13% | 56.13% | Y | N | N | 0
| 242 | Massachusetts Electric | NE South | Southeast | Bates St. Sub |  | Fall River | Distribution | 05-115W55 | Fall River | 13.8 | 6.0154 | 6.1907 | 6.7404 | 11.258 | 11.26 | 11.258 | 53.43% | 54.98% | 59.87% | 56.09% | 56.09% | Y | N | N | 0
| 926 | Massachusetts Electric | NE North | Merrimack Valley | Meadowbrook |  | Chelmsford | Distribution | 14-16L3 | Lowell | 13.2 | 5.6929 | 5.8987 | 8.787 | 12.1174 | 12.12 | 12.1174 | 46.98% | 48.67% | 72.52% | 56.06% | 56.06% | Y | N | N | 0
| 767 | Massachusetts Electric | NE North | North Shore | Manchester |  | Manchester | Distribution | 12-23H1 | Manchester | 2.4 | 0.54456 | 0.57781 | 0.72885 | 1.1016 | 1.1 | 1.1016 | 49.43% | 52.53% | 66.16% | 56.04% | 56.04% | Y | N | N | 0
| 403 | Massachusetts Electric | NE South | South Shore | North Quincy |  | Quincy | Distribution | 07-11W1 | Quincy | 13.8 | 7.6328 | 7.9834 | 8.6925 | 14.4609 | 14.46 | 14.4609 | 52.78% | 55.21% | 60.11% | 56.03% | 56.03% | Y | N | N | 0
| 1134 | Massachusetts Electric | NE North | Merrimack Valley | North Dracut |  | Dracut | Distribution | 14-78L3 | Dracut | 13.2 | 5.6929 | 5.6167 | 5.9825 | 10.7456 | 10.08 | 10.0826 | 52.98% | 55.72% | 59.33% | 56.01% | 56.01% | Y | N | N | 0
| 388 | Massachusetts Electric | NE South | Southeast | Chartley Pond |  | Attleboro | Distribution | 05-8L4 | Attleboro | 13.2 | 7.5753 | 8.0859 | 0.060968 | 9.7168 | 9.05 | 9.0538 | 77.96% | 89.35% | 0.6734% | 55.99% | 55.99% | Y | N | N | 0
| 90 | Massachusetts Electric | NE North | Central | Chandler St. |  | Worcester | Distribution | 01-2J349 | Worcester | 4.16 | 1.6933 | 1.6644 | 1.5467 | 2.9398 | 2.94 | 2.9398 | 57.6% | 56.61% | 52.61% | 55.61% | 55.61% | Y | N | N | 0
| 32 | Massachusetts Electric | NE North | Central | Tatnuck |  | Worcester | Distribution | 01-1J369 | Worcester | 4.16 | 1.7077 | 1.7005 | 1.1323 | 2.7236 | 2.72 | 2.7236 | 62.7% | 62.52% | 41.57% | 55.6% | 55.6% | Y | N | N | 0
| 654 | Massachusetts Electric | NE North | North Shore | Beverly |  | Beverly | Distribution | 12-12J3 | Beverly | 4.16 | 1.5203 | 1.1673 | 1.8037 | 2.6948 | 2.69 | 2.6948 | 56.42% | 43.39% | 66.93% | 55.58% | 55.58% | Y | N | N | 0
| 373 | Massachusetts Electric | NE South | Southeast | Norton |  | Norton | Distribution | 05-4L1 | Norton | 13.2 | 6.4093 | 6.4245 | 7.2095 | 12.026 | 12.03 | 12.026 | 53.3% | 53.4% | 59.95% | 55.55% | 55.55% | Y | N | N | 0
| 28 | Massachusetts Electric | NE North | Central | Salisbury |  | Worcester | Distribution | 01-16J3 | Worcester | 4.16 | 1.7053 | 1.4891 | 1.2009 | 2.6372 | 2.64 | 2.6372 | 64.66% | 56.41% | 45.54% | 55.54% | 55.54% | Y | N | N | 0
| 236 | Massachusetts Electric | NE South | Southeast | Bates St. Sub |  | Fall River | Distribution | 05-115W43 | Fall River | 13.8 | 5.1629 | 5.2107 | 5.6728 | 9.6326 | 9.63 | 9.6326 | 53.6% | 54.11% | 58.89% | 55.53% | 55.53% | Y | N | N | 0
| 929 | Massachusetts Electric | NE North | Merrimack Valley | Meadowbrook |  | Chelmsford | Distribution | 14-16L6 | Chelmsford, Lowell | 13.2 | 5.9444 | 6.6074 | 7.6363 | 12.1174 | 12.12 | 12.1174 | 49.06% | 54.52% | 63.02% | 55.53% | 55.53% | Y | N | N | 0
| 475 | Massachusetts Electric | NE South | South Shore | E. Bridgewater |  | East Bridgewater | Distribution | 07-797W29 | Brockton, E. Bridgewater, Hanson, Whitman | 13.8 | 7.8718 | 7.9913 | 8.3021 | 14.5087 | 14.51 | 14.5087 | 54.26% | 55.07% | 57.22% | 55.52% | 55.52% | Y | N | N | 0
| 1083 | Massachusetts Electric | NE North | Merrimack Valley | Methuen |  | Methuen | Distribution | 14-5J45 | Methuen | 3.74 | 1.4296 | 1.3426 | 1.4315 | 2.5291 | 2.53 | 2.5291 | 56.53% | 53.07% | 56.6% | 55.4% | 55.4% | Y | N | N | 0
| 594 | Massachusetts Electric | NE North | Western | East Longmeadow |  | East Longmeadow | Distribution | 09-508L2 | East Longmeadow | 13.2 | 7.2324 | 6.3636 | 6.1502 | 11.7973 | 11.8 | 12.0717 | 61.3% | 53.93% | 50.95% | 55.39% | 55.39% | Y | N | N | 0
| 622 | Massachusetts Electric | NE North | Western | Wendell Depot |  | Wendell | Distribution | 09-705W1 | Erving, Shutesbury, Wendell | 13.8 | 6.7644 | 6.8998 | 7.2982 | 12.6204 | 12.62 | 12.6204 | 53.6% | 54.67% | 57.83% | 55.37% | 55.37% | Y | Y | N | 0
| 879 | Massachusetts Electric | NE North | North Shore | Revere |  | Revere | Distribution | 12-7J3 | Revere | 4.16 | 2.2288 | 1.4723 | 1.859 | 3.3505 | 3.35 | 3.3505 | 66.52% | 43.95% | 55.48% | 55.32% | 55.32% | Y | N | N | 0
| 874 | Massachusetts Electric | NE North | North Shore | Balch St. |  | Beverly | Distribution | 12-72L1 | Beverly | 13.2 | 6.0587 | 6.2721 | 5.8529 | 10.9743 | 10.97 | 10.9743 | 55.21% | 57.18% | 53.33% | 55.24% | 55.24% | Y | N | N | 0
| 183 | Massachusetts Electric | NE North | Central | Grafton St. |  | Worcester | Distribution | 01-9J315 | Worcester | 4.16 | 1.3042 | 1.2753 | 1.2609 | 2.3201 | 2.32 | 2.3201 | 56.21% | 54.97% | 54.35% | 55.18% | 55.18% | Y | N | N | 0
| 50 | Massachusetts Electric | NE North | Central | Fitch Rd. |  | Clinton | Distribution | 01-216W6 | Bolton, Clinton, Harvard | 13.8 | 6.1668 | 6.6687 | 7.0512 | 11.7838 | 11.78 | 12.6204 | 52.33% | 56.61% | 55.87% | 54.94% | 54.94% | Y | N | N | 0
| 423 | Massachusetts Electric | NE South | South Shore | Field St |  | Quincy | Distribution | 07-1W10 | Quincy | 13.8 | 5.0115 | 5.617 | 6.0234 | 10.1107 | 10.11 | 10.1107 | 49.57% | 55.56% | 59.57% | 54.9% | 54.9% | Y | N | N | 0
| 638 | Massachusetts Electric | NE North | Western | Florence Jct |  | Northampton | Distribution | 09-909W1 | Northampton, Palmer | 13.8 | 6.4935 | 6.9078 | 6.8679 | 12.3097 | 12.31 | 12.3097 | 52.75% | 56.12% | 55.79% | 54.89% | 54.89% | Y | N | N | 0
| 844 | Massachusetts Electric | NE North | North Shore | Riverdale |  | Gloucester | Distribution | 12-52J2 | Gloucester | 4.16 | 1.6068 | 1.8013 | 1.7293 | 3.0623 | 3.16 | 3.1559 | 52.47% | 57% | 54.79% | 54.76% | 54.76% | Y | N | N | 0
| 41 | Massachusetts Electric | NE North | Central | Litchfield St |  | Leominster | Distribution | 01-207W3 | Lancaster, Leominster | 13.8 | 6.1031 | 8.6765 | 5.4258 | 12.1902 | 12.19 | 12.6204 | 50.07% | 71.18% | 42.99% | 54.75% | 54.75% | Y | N | N | 0
| 546 | Massachusetts Electric | NE South | South Shore | Belmont |  | Brockton | Distribution | 07-98W48 | Brockton, Easton | 13.8 | 5.9039 | 5.0593 | 4.9796 | 10.1585 | 9.47 | 9.4653 | 58.12% | 53.42% | 52.61% | 54.72% | 54.72% | Y | N | N | 0
| 1130 | Massachusetts Electric | NE North | Merrimack Valley | Boulevard |  | Lowell | Distribution | 14-77L1 | Dracut, Lowell | 13.2 | 6.173 | 6.4017 | 6.7446 | 11.7745 | 11.77 | 11.7745 | 52.43% | 54.39% | 57.28% | 54.7% | 54.7% | Y | N | N | 0
| 688 | Massachusetts Electric | NE North | North Shore | W. Medford |  | Medford | Distribution | 12-17J1 | Medford | 4.16 | 1.417 | 1.5011 | 1.5612 | 2.7308 | 2.73 | 2.7308 | 51.89% | 54.99% | 57.17% | 54.68% | 54.68% | Y | N | N | 0
| 552 | Massachusetts Electric | NE South | South Shore | East Weymouth |  | Weymouth | Distribution | 07-9W1 | Weymouth | 13.8 | 4.0714 | 3.9997 | 4.6291 | 7.7443 | 7.74 | 7.7443 | 52.57% | 51.68% | 59.77% | 54.67% | 54.67% | Y | N | N | 0
| 8 | Massachusetts Electric | NE North | Central | Faraday St. |  | Worcester | Distribution | 01-11J331 | Worcester | 4.16 | 1.1601 | 1.0904 | 1.6836 | 2.3994 | 2.4 | 2.3994 | 48.35% | 45.43% | 70.17% | 54.65% | 54.65% | Y | N | N | 0
| 458 | Massachusetts Electric | NE South | South Shore | Division St |  | Rockland | Distribution | 07-64J1 | Abington, Rockland | 4.16 | 1.7437 | 1.8662 | 2.116 | 3.4946 | 3.49 | 3.4946 | 49.9% | 53.47% | 60.55% | 54.64% | 54.64% | Y | N | N | 0
| 737 | Massachusetts Electric | NE North | North Shore | Swampscott |  | Swampscott | Distribution | 12-22W1 | Lynn, Swampscott | 13.8 | 5.8322 | 6.7962 | 7.346 | 12.1902 | 12.19 | 12.1902 | 47.84% | 55.75% | 60.26% | 54.62% | 54.62% | Y | N | N | 0
| 136 | Massachusetts Electric | NE North | Central | Cambridge St. |  | Worcester | Distribution | 01-4J340 | Worcester | 4.16 | 1.2249 | 0.86464 | 1.1529 | 1.9815 | 1.98 | 1.9815 | 61.82% | 43.67% | 58.18% | 54.56% | 54.56% | Y | N | N | 0
| 343 | Massachusetts Electric | NE South | Southeast | South Wrentham |  | Wrentham | Distribution | 05-3422W1 | Franklin, Plainville, Wrentham | 13.8 | 4.159 | 4.3024 | 4.5574 | 7.9595 | 7.96 | 7.9595 | 52.25% | 54.05% | 57.26% | 54.52% | 54.52% | Y | N | N | 0
| 280 | Massachusetts Electric | NE South | Southeast | South Marlboro |  | Marlborough | Distribution | 05-310W5 | Marlborough, Southborough | 13.8 | 5.8879 | 6.9157 | 7.2663 | 12.3097 | 12.31 | 12.3097 | 47.83% | 56.18% | 59.03% | 54.35% | 54.35% | Y | N | N | 0
| 417 | Massachusetts Electric | NE South | South Shore | King St |  | Cohasset | Distribution | 07-18J1 | Cohasset | 4.16 | 1.883 | 2.0055 | 2.1544 | 3.7107 | 3.71 | 3.7107 | 50.74% | 54.06% | 58.06% | 54.29% | 54.29% | Y | N | N | 0
| 986 | Massachusetts Electric | NE North | Merrimack Valley | Lawrence |  | Lawrence | Distribution | 14-2J6 | Lawrence | 3.74 | 1.0808 | 1.2729 | 1.2249 | 2.1976 | 2.2 | 2.1976 | 49.18% | 57.86% | 55.74% | 54.26% | 54.26% | Y | N | N | 0
| 978 | Massachusetts Electric | NE North | Merrimack Valley | Concord Road |  | Chelmsford | Distribution | 14-24L3 | Billerica, Chelmsford | 13.2 | 5.8529 | 5.2585 | 5.4109 | 10.1512 | 10.15 | 10.1512 | 57.66% | 51.81% | 53.3% | 54.26% | 54.26% | Y | N | N | 0
| 314 | Massachusetts Electric | NE South | Southeast | Whitins Pond |  | Northbridge | Distribution | 05-320W2 | Douglas, Northbridge, Uxbridge | 13.8 | 6.4775 | 6.7086 | 7.4097 | 12.6682 | 12.67 | 12.6682 | 51.13% | 52.95% | 58.49% | 54.19% | 54.19% | Y | N | N | 0
| 945 | Massachusetts Electric | NE North | Merrimack Valley | Power Company Road |  | Tewksbury | Distribution | 14-20L2 | Lowell, Tewksbury | 13.2 | 6.8361 | 7.3619 | 7.5982 | 13.5807 | 13.42 | 13.4206 | 50.34% | 54.86% | 56.62% | 53.94% | 53.94% | Y | N | N | 0
| 445 | Massachusetts Electric | NE South | South Shore | West Quincy |  | Quincy | Distribution | 07-3W4 | Quincy | 13.8 | 6.613 | 5.5852 | 5.1868 | 10.756 | 10.76 | 10.756 | 61.48% | 51.91% | 48.22% | 53.87% | 53.87% | Y | N | N | 0
| 791 | Massachusetts Electric | NE North | North Shore | Melrose |  | Melrose | Distribution | 12-25W3 | Saugus | 13.8 | 5.4019 | 6.2943 | 6.4536 | 11.2341 | 11.23 | 11.2341 | 48.09% | 56.05% | 57.45% | 53.86% | 53.86% | Y | N | N | 0
| 104 | Massachusetts Electric | NE North | Central | Bancroft St. |  | Worcester | Distribution | 01-3J372 | Worcester | 4.16 | 1.4002 | 1.4723 | 1.6308 | 2.7885 | 2.79 | 2.7885 | 50.22% | 52.77% | 58.48% | 53.82% | 53.82% | Y | N | N | 0
| 51 | Massachusetts Electric | NE North | Central | Prospect St. |  | Leominster | Distribution | 01-219W1 | Leominster | 13.8 | 5.5214 | 6.1907 | 5.6409 | 10.1585 | 10.16 | 12.2858 | 54.35% | 60.93% | 45.91% | 53.73% | 53.73% | Y | N | N | 0
| 1029 | Massachusetts Electric | NE North | Merrimack Valley | Perry Street |  | Lowell | Distribution | 14-3L4 | Lowell | 13.2 | 7.2019 | 6.5693 | 7.4457 | 13.1691 | 13.17 | 13.1691 | 54.69% | 49.88% | 56.54% | 53.7% | 53.7% | Y | N | N | 0
| 289 | Massachusetts Electric | NE South | Southeast | Westboro |  | Westborough | Distribution | 05-312W2 | Northborough, Westborough | 13.8 | 6.3102 | 6.605 | 7.2465 | 12.5726 | 12.57 | 12.5726 | 50.19% | 52.55% | 57.64% | 53.46% | 53.46% | Y | N | N | 0
| 15 | Massachusetts Electric | NE North | Central | Faraday St. |  | Worcester | Distribution | 01-11J354 | Worcester | 4.16 | 1.7461 | 1.1048 | 1.1793 | 2.5147 | 2.51 | 2.5147 | 69.44% | 44.02% | 46.9% | 53.45% | 53.45% | Y | N | N | 0
| 85 | Massachusetts Electric | NE North | Central | Bloomingdale |  | Worcester | Distribution | 01-27W4 | Worcester | 13.8 | 6.0712 | 6.5094 | 6.4775 | 11.7838 | 11.78 | 12.0946 | 51.52% | 55.26% | 53.56% | 53.45% | 53.45% | Y | N | N | 0
| 483 | Massachusetts Electric | NE South | South Shore | Ames |  | Brockton | Distribution | 07-911W25 | Brockton | 13.8 | 6.2146 | 6.597 | 6.9237 | 12.3097 | 12.31 | 12.3097 | 50.49% | 53.59% | 56.25% | 53.44% | 53.44% | Y | N | N | 0
| 1014 | Massachusetts Electric | NE North | Merrimack Valley | Perry Street |  | Lowell | Distribution | 14-3J1 | Lowell | 4.16 | 1.1601 | 1.1192 | 1.7629 | 2.5219 | 2.52 | 2.5219 | 46% | 44.41% | 69.9% | 53.44% | 53.44% | Y | N | N | 0
| 896 | Massachusetts Electric | NE North | North Shore | Medford |  | Medford | Distribution | 12-9C4 | Medford | 4.16 | 1.1529 | 1.297 | 1.297 | 2.3417 | 2.34 | 2.3417 | 49.23% | 55.43% | 55.38% | 53.35% | 53.35% | Y | N | N | 0
| 497 | Massachusetts Electric | NE South | South Shore | Stoughton |  | Stoughton | Distribution | 07-913W43 | Sharon, Stoughton | 13.8 | 7.2583 | 6.9157 | 7.3094 | 13.4331 | 13.43 | 13.4331 | 54.03% | 51.49% | 54.41% | 53.31% | 53.31% | Y | N | N | 0
| 1135 | Massachusetts Electric | NE North | Merrimack Valley | North Dracut |  | Dracut | Distribution | 14-78L9 | Dracut, Lowell | 13.2 | 6.7446 | 5.8682 | 6.3254 | 11.8659 | 11.87 | 11.8659 | 56.84% | 49.44% | 53.31% | 53.19% | 53.19% | Y | N | N | 0
| 808 | Massachusetts Electric | NE North | North Shore | Everett |  | Malden | Distribution | 12-37J1 | Everett | 4.16 | 1.4146 | 1.4651 | 1.4843 | 2.738 | 2.74 | 2.738 | 51.67% | 53.47% | 54.21% | 53.12% | 53.12% | Y | N | N | 0
| 1132 | Massachusetts Electric | NE North | Merrimack Valley | Boulevard |  | Lowell | Distribution | 14-77L3 | Lowell, Tyngsborough | 13.2 | 4.1154 | 6.9732 | 3.6047 | 9.7168 | 9.05 | 9.0538 | 42.35% | 77.05% | 39.81% | 53.07% | 53.07% | Y | N | N | 0
| 921 | Massachusetts Electric | NE North | Merrimack Valley | Worthen Street |  | Lowell | Distribution | 14-13J6 | Lowell | 4.16 | 1.4843 | 1.2105 | 0.8046 | 2.1976 | 2.2 | 2.1976 | 67.54% | 55.02% | 36.61% | 53.06% | 53.06% | Y | N | N | 0
| 525 | Massachusetts Electric | NE South | South Shore | Parkview |  | Stoughton | Distribution | 07-94W43 | Brockton, Easton, Stoughton | 13.8 | 5.5852 | 5.8003 | 6.0171 | 10.9712 | 10.97 | 10.9712 | 50.91% | 52.87% | 54.84% | 52.88% | 52.88% | Y | N | N | 0
| 1051 | Massachusetts Electric | NE North | Merrimack Valley | Burtt Road |  | Andover | Distribution | 14-54L1 | Andover | 13.2 | 6.3102 | 6.3788 | 5.4414 | 11.4315 | 11.43 | 11.4315 | 55.2% | 55.81% | 47.6% | 52.87% | 52.87% | Y | N | N | 0
| 27 | Massachusetts Electric | NE North | Central | Salisbury |  | Worcester | Distribution | 01-16J2 | Worcester | 4.16 | 0.70132 | 1.028 | 1.4411 | 2.0031 | 2 | 2.0031 | 35.01% | 51.4% | 71.94% | 52.78% | 52.78% | Y | N | N | 0
| 565 | Massachusetts Electric | NE North | Western | Bear Swamp Upper Yard |  | Rowe | Distribution | 09-1019W1 | Charlemont, Florida, Hawley, Heath, Monroe, Rowe | 13.8 | 2.6372 | 3.3463 | 3.3224 | 5.88 | 5.88 | 5.88 | 44.85% | 56.91% | 56.5% | 52.76% | 52.76% | Y | N | N | 0
| 227 | Massachusetts Electric | NE South | Southeast | Hathaway St. Sub |  | Fall River | Distribution | 05-106W46 | Fall River | 13.8 | 7.4097 | 7.1707 | 8.1029 | 14.3414 | 14.34 | 14.3414 | 51.67% | 50% | 56.5% | 52.72% | 52.72% | Y | N | N | 0
| 226 | Massachusetts Electric | NE South | Southeast | Hathaway St. Sub |  | Fall River | Distribution | 05-106W45 | Fall River | 13.8 | 6.4536 | 7.338 | 7.5531 | 13.5048 | 13.5 | 13.5048 | 47.79% | 54.36% | 55.93% | 52.69% | 52.69% | Y | N | N | 0
| 348 | Massachusetts Electric | NE South | Southeast | Crocker Pond |  | Wrentham | Distribution | 05-3424W3 | Foxborough | 13.8 | 6.5731 | 5.6409 | 5.5453 | 11.258 | 11.26 | 11.258 | 58.39% | 50.1% | 49.26% | 52.58% | 52.58% | Y | N | N | 0
| 478 | Massachusetts Electric | NE South | South Shore | Pleasant St |  | Weymouth | Distribution | 07-8W2 | Weymouth | 13.8 | 3.2666 | 3.0197 | 3.1392 | 5.9756 | 5.98 | 5.9756 | 54.67% | 50.5% | 52.53% | 52.57% | 52.57% | Y | N | N | 0
| 69 | Massachusetts Electric | NE North | Central | Cooks Pond |  | Worcester | Distribution | 01-23W1 | Worcester | 13.8 | 4.8123 | 5.147 | 5.7923 | 9.7521 | 10.13 | 10.1346 | 49.35% | 50.81% | 57.15% | 52.44% | 52.44% | Y | N | N | 0
| 593 | Massachusetts Electric | NE North | Western | East Longmeadow |  | East Longmeadow | Distribution | 09-508L1 | East Longmeadow | 13.2 | 6.0892 | 6.0511 | 6.3178 | 11.7745 | 11.77 | 11.7745 | 51.72% | 51.41% | 53.66% | 52.26% | 52.26% | Y | N | N | 0
| 1066 | Massachusetts Electric | NE North | Merrimack Valley | Boston Rd |  | Westford | Distribution | 14-58L3 | Westford | 13.2 | 5.8301 | 6.4702 | 6.4626 | 12.3689 | 11.8 | 11.7973 | 47.13% | 54.83% | 54.78% | 52.25% | 52.25% | Y | N | N | 0
| 55 | Massachusetts Electric | NE North | Central | Prospect St. |  | Leominster | Distribution | 01-219W5 | Lancaster, Leominster | 13.8 | 4.8681 | 6.1907 | 5.9995 | 10.1585 | 10.16 | 12.5487 | 47.92% | 60.93% | 47.81% | 52.22% | 52.22% | Y | N | N | 0
| 518 | Massachusetts Electric | NE South | South Shore | Plymouth St |  | Abington | Distribution | 07-93W40 | Abington, Hanover, Rockland | 13.8 | 5.5931 | 6.127 | 6.7962 | 11.8316 | 11.83 | 11.8316 | 47.27% | 51.79% | 57.44% | 52.17% | 52.17% | Y | N | N | 0
| 558 | Massachusetts Electric | NE North | Western | Williamstown 1003 |  | Williamstown | Distribution | 09-1003W1 | Williamstown | 13.8 | 3.912 | 4.3901 | 4.4618 | 8.0073 | 8.01 | 8.4614 | 48.86% | 54.81% | 52.73% | 52.13% | 52.13% | Y | N | N | 0
| 522 | Massachusetts Electric | NE South | South Shore | Parkview |  | Stoughton | Distribution | 07-94W40 | Brockton, Stoughton | 13.8 | 6.1349 | 6.2385 | 6.7487 | 12.238 | 12.24 | 12.238 | 50.13% | 50.97% | 55.15% | 52.08% | 52.08% | Y | N | N | 0
| 831 | Massachusetts Electric | NE North | North Shore | Rockport |  | Rockport | Distribution | 12-40J4 | Rockport | 4.16 | 1.1889 | 1.2825 | 1.4146 | 2.4858 | 2.49 | 2.4858 | 47.83% | 51.51% | 56.91% | 52.08% | 52.08% | Y | N | N | 0
| 99 | Massachusetts Electric | NE North | Central | North Grafton |  | Grafton | Distribution | 01-328W1 | Grafton, Millbury, Worcester | 13.8 | 6.3421 | 6.7404 | 6.6926 | 12.6682 | 12.67 | 12.6682 | 50.06% | 53.2% | 52.83% | 52.03% | 52.03% | Y | N | N | 0
| 56 | Massachusetts Electric | NE North | Central | Prospect St. |  | Leominster | Distribution | 01-219W6 | Leominster | 13.8 | 3.426 | 5.5931 | 6.5731 | 9.2024 | 9.2 | 11.3775 | 37.23% | 60.79% | 57.77% | 51.93% | 51.93% | Y | N | N | 0
| 590 | Massachusetts Electric | NE North | Western | Wilbraham |  | Wilbraham | Distribution | 09-507L1 | Hampden, Monson, Northampton, Wilbraham | 13.2 | 5.8072 | 5.5938 | 6.295 | 11.3629 | 11.36 | 11.3629 | 51.11% | 49.24% | 55.4% | 51.92% | 51.92% | Y | N | N | 0
| 459 | Massachusetts Electric | NE South | South Shore | North Scituate |  | Scituate | Distribution | 07-65J1 | Cohasset, Scituate | 4.16 | 1.7965 | 1.8638 | 2.0943 | 3.7107 | 3.71 | 3.7107 | 48.41% | 50.24% | 56.44% | 51.7% | 51.7% | Y | N | N | 0
| 363 | Massachusetts Electric | NE South | Southeast | Union Street |  | Franklin | Distribution | 05-348W5 | Franklin, Wrentham | 13.8 | 5.7684 | 6.4138 | 6.8759 | 12.3097 | 12.31 | 12.3097 | 46.86% | 52.1% | 55.86% | 51.61% | 51.61% | Y | N | N | 0
| 329 | Massachusetts Electric | NE South | Southeast | Little Depot Street |  | Milford | Distribution | 05-335W1 | Bellingham, Hopedale, Mendon, Milford | 13.8 | 6.9795 | 5.8083 | 7.8479 | 12.6682 | 12.67 | 14.6282 | 55.09% | 45.84% | 53.65% | 51.53% | 51.53% | Y | N | N | 0
| 386 | Massachusetts Electric | NE South | Southeast | Chartley Pond |  | Attleboro | Distribution | 05-8L2 | Attleboro, Norton, Rehoboth | 13.2 | 5.8377 | 5.8834 | 6.9656 | 12.1174 | 12.12 | 12.0717 | 48.18% | 48.54% | 57.7% | 51.47% | 51.47% | Y | N | N | 0
| 576 | Massachusetts Electric | NE North | Western | Sheffield |  | Sheffield | Distribution | 09-1108W1 | Egremont, Great Barrington, Mt. Washington, Sheffield | 13.8 | 3.8403 | 3.4977 | 5.0275 | 8.0073 | 8.01 | 8.0073 | 47.96% | 43.67% | 62.79% | 51.47% | 51.47% | Y | N | N | 0
| 398 | Massachusetts Electric | NE South | South Shore | Holbrook |  | Holbrook | Distribution | 07-10W1 | Holbrook | 13.8 | 4.2307 | 4.5096 | 4.5335 | 8.6048 | 8.6 | 8.6048 | 49.17% | 52.44% | 52.69% | 51.43% | 51.43% | Y | N | N | 0
| 342 | Massachusetts Electric | NE South | Southeast | Franklin |  | Franklin | Distribution | 05-341W2 | Franklin | 13.8 | 4.1112 | 4.4618 | 4.7566 | 8.6526 | 8.65 | 8.6526 | 47.51% | 51.58% | 54.97% | 51.36% | 51.36% | Y | N | N | 0
| 493 | Massachusetts Electric | NE South | South Shore | Mill St |  | Bridgewater | Distribution | 07-912W74 | Bridgewater, E. Bridgewater, Halifax | 13.8 | 6.9317 | 7.5053 | 8.2941 | 14.7716 | 14.77 | 14.7716 | 46.93% | 50.81% | 56.15% | 51.3% | 51.3% | Y | N | N | 0
| 9 | Massachusetts Electric | NE North | Central | Faraday St. |  | Worcester | Distribution | 01-11J332 | Worcester | 4.16 | 1.2537 | 1.0616 | 1.5876 | 2.5435 | 2.54 | 2.5435 | 49.29% | 41.79% | 62.42% | 51.17% | 51.17% | Y | N | N | 0
| 309 | Massachusetts Electric | NE South | Southeast | Northboro Road |  | Southborough | Distribution | 05-317W8 | Marlborough, Southborough | 13.8 | 4.7725 | 5.131 | 5.2872 | 9.9195 | 9.92 | 9.9195 | 48.11% | 51.72% | 53.3% | 51.05% | 51.05% | Y | N | N | 0
| 22 | Massachusetts Electric | NE North | Central | Brooks St. |  | Worcester | Distribution | 01-13J358 | Worcester | 4.16 | 1.1937 | 1.1745 | 1.345 | 2.4282 | 2.43 | 2.4282 | 49.16% | 48.33% | 55.39% | 50.96% | 50.96% | Y | N | N | 0
| 107 | Massachusetts Electric | NE North | Central | Bancroft St. |  | Worcester | Distribution | 01-3J375 | Worcester | 4.16 | 1.3402 | 1.3714 | 1.4747 | 2.738 | 2.74 | 2.738 | 48.95% | 50.05% | 53.86% | 50.95% | 50.95% | Y | N | N | 0
| 536 | Massachusetts Electric | NE South | South Shore | Norwell |  | Norwell | Distribution | 07-96W44 | Hanover, Norwell | 13.8 | 6.7404 | 6.1429 | 6.6926 | 15.2497 | 11.83 | 11.8316 | 44.2% | 51.93% | 56.57% | 50.9% | 50.9% | Y | N | N | 0
| 355 | Massachusetts Electric | NE South | Southeast | Beaver Pond |  | Franklin | Distribution | 05-344W2 | Franklin | 13.8 | 7.0671 | 8.0391 | 4.0554 | 12.5487 | 12.55 | 12.5487 | 56.32% | 64.06% | 32.32% | 50.9% | 50.9% | Y | N | N | 0
| 116 | Massachusetts Electric | NE North | Central | E. Webster |  | Webster | Distribution | 01-412L3 | Dudley, Oxford | 13.2 | 6.2721 | 5.1899 | 6.3331 | 11.6602 | 11.66 | 11.6602 | 53.79% | 44.51% | 54.31% | 50.87% | 50.87% | Y | N | N | 0
| 598 | Massachusetts Electric | NE North | Western | Belchertown |  | Belchertown | Distribution | 09-509L1 | Belchertown, Granby | 13.2 | 6.0587 | 5.8072 | 6.5236 | 12.0717 | 12.07 | 12.0717 | 50.19% | 48.11% | 54.04% | 50.78% | 50.78% | Y | N | N | 0
| 854 | Massachusetts Electric | NE North | North Shore | Malden |  | Malden | Distribution | 12-5C3 | Malden | 4.16 | 1.6332 | 1.7773 | 1.381 | 3.1487 | 3.15 | 3.1487 | 51.87% | 56.42% | 43.86% | 50.72% | 50.72% | Y | N | N | 0
| 243 | Massachusetts Electric | NE South | Southeast | Swansea Sub |  | Swansea | Distribution | 05-11W81 | Rehoboth, Swansea | 13.8 | 6.3739 | 6.5572 | 7.099 | 13.1702 | 13.17 | 13.1702 | 48.4% | 49.79% | 53.9% | 50.7% | 50.7% | Y | N | N | 0
| 596 | Massachusetts Electric | NE North | Western | East Longmeadow |  | East Longmeadow | Distribution | 09-508L5 | East Longmeadow | 13.2 | 5.5252 | 6.4779 | 5.8987 | 11.7745 | 11.77 | 11.7745 | 46.93% | 55.04% | 50.1% | 50.69% | 50.69% | Y | N | N | 0
| 1107 | Massachusetts Electric | NE North | Merrimack Valley | Billerica |  | Billerica | Distribution | 14-70L3 | Billerica, Chelmsford, Lowell | 13.2 | 4.7784 | 6.4017 | 7.2095 | 12.1174 | 12.12 | 12.1174 | 39.43% | 52.82% | 59.5% | 50.58% | 50.58% | Y | N | N | 0
| 426 | Massachusetts Electric | NE South | South Shore | Field St |  | Quincy | Distribution | 07-1W4 | Holbrook, Quincy | 13.8 | 5.7605 | 5.8959 | 6.2066 | 11.7838 | 11.78 | 11.7838 | 48.88% | 50.05% | 52.67% | 50.54% | 50.54% | Y | N | N | 0
| 719 | Massachusetts Electric | NE North | North Shore | Lynnway |  | Lynn | Distribution | 12-21J25 | Lynn | 4.16 | 0.21856 | 1.2129 | 1.3714 | 1.8518 | 1.85 | 1.8518 | 11.8% | 65.56% | 74.06% | 50.47% | 50.47% | Y | N | N | 0
| 1091 | Massachusetts Electric | NE North | Merrimack Valley | River Road |  | Andover | Distribution | 14-62L2 | Andover | 13.2 | 3.338 | 4.8012 | 5.2585 | 8.848 | 8.85 | 8.848 | 37.73% | 54.25% | 59.43% | 50.47% | 50.47% | Y | N | N | 0
| 228 | Massachusetts Electric | NE South | Southeast | Hathaway St. Sub |  | Fall River | Distribution | 05-106W81 | Attleboro, Fall River | 13.8 | 4.2068 | 4.1829 | 5.0673 | 8.8917 | 8.89 | 8.8917 | 47.31% | 47.05% | 56.99% | 50.45% | 50.45% | Y | N | N | 0
| 880 | Massachusetts Electric | NE North | North Shore | Revere |  | Revere | Distribution | 12-7J4 | Revere | 4.16 | 1.4411 | 1.0087 | 1.321 | 2.493 | 2.49 | 2.493 | 57.8% | 40.51% | 52.99% | 50.43% | 50.43% | Y | N | N | 0
| 197 | Massachusetts Electric | NE North | Central | Webster St. |  | Worcester | Distribution | 01-HT22 | Worcester | 13.8 | 3.3463 | 3.5853 | 3.5535 | 6.9556 | 6.96 | 6.9556 | 48.11% | 51.51% | 51.09% | 50.24% | 50.24% | Y | N | N | 0
| 37 | Massachusetts Electric | NE North | Central | Ayer |  | Ayer | Distribution | 01-201W3 | Ayer | 13.8 | 7.9993 | 8.8199 | 1.3624 | 11.7838 | 12.31 | 12.2858 | 67.88% | 71.65% | 11.09% | 50.21% | 50.21% | Y | N | N | 0
| 823 | Massachusetts Electric | NE North | North Shore | Salem Boston St. |  | Salem | Distribution | 12-3J4 | Salem | 4.16 | 1.1024 | 1.417 | 1.333 | 2.5579 | 2.56 | 2.5579 | 43.1% | 55.35% | 52.11% | 50.19% | 50.19% | Y | N | N | 0
| 54 | Massachusetts Electric | NE North | Central | Prospect St. |  | Leominster | Distribution | 01-219W4 | Leominster | 13.8 | 6.0234 | 6.5253 | 5.3541 | 11.7838 | 11.78 | 12.1902 | 51.12% | 55.39% | 43.92% | 50.14% | 50.14% | Y | N | N | 0
| 416 | Massachusetts Electric | NE South | South Shore | Scituate |  | Scituate | Distribution | 07-17J1 | Scituate | 4.16 | 1.8013 | 2.152 | 0 | 2.6299 | 2.63 | 2.6299 | 68.49% | 81.82% | 0% | 50.11% | 50.11% | Y | N | N | 0
| 296 | Massachusetts Electric | NE South | Southeast | Woodside |  | Northborough | Distribution | 05-313W4 | Marlborough, Northborough | 13.8 | 5.3143 | 5.1868 | 7.1165 | 11.5926 | 11.78 | 11.7838 | 45.84% | 44.03% | 60.39% | 50.09% | 50.09% | Y | N | N | 0
| 577 | Massachusetts Electric | NE North | Western | Sheffield |  | Sheffield | Distribution | 09-1108W2 | New Marlboro, Sheffield | 13.8 | 3.6013 | 4.1749 | 4.2387 | 8.0073 | 8.01 | 8.0073 | 44.98% | 52.12% | 52.94% | 50.01% | 50.01% | Y | N | N | 0
| 437 | Massachusetts Electric | NE South | South Shore | East Holbrook |  | Holbrook | Distribution | 07-2W1 | Holbrook | 13.8 | 5.4418 | 5.5533 | 6.0632 | 11.3775 | 11.38 | 11.3775 | 47.83% | 48.8% | 53.29% | 49.97% | 49.97% | Y | N | N | 0
| 801 | Massachusetts Electric | NE North | North Shore | W. Salem |  | Salem | Distribution | 12-29W6 | Salem, Swampscott | 13.8 | 5.88 | 6.2244 | 6.366 | 12.6682 | 12.19 | 12.1902 | 46.42% | 51.06% | 52.22% | 49.9% | 49.9% | Y | N | N | 0
| 819 | Massachusetts Electric | NE North | North Shore | Everett |  | Everett | Distribution | 12-37W8 | Malden | 13.8 | 6.366 | 5.9198 | 5.9517 | 12.1902 | 12.19 | 12.1902 | 52.22% | 48.56% | 48.82% | 49.87% | 49.87% | Y | N | N | 0
| 563 | Massachusetts Electric | NE North | Western | Walker St |  | North Adams | Distribution | 09-1015W2 | Clarksburg, Florida, North Adams | 13.8 | 5.0992 | 5.3222 | 5.6569 | 11.2341 | 10.54 | 10.5409 | 45.39% | 50.5% | 53.67% | 49.85% | 49.85% | Y | N | N | 0
| 1069 | Massachusetts Electric | NE North | Merrimack Valley | East Tewksbury |  | Tewksbury | Distribution | 14-59L4 | Andover | 13.2 | 8.5279 | 7.9563 | 8.0935 | 16.4614 | 16.46 | 16.4614 | 51.81% | 48.34% | 49.17% | 49.77% | 49.77% | Y | N | N | 0
| 824 | Massachusetts Electric | NE North | North Shore | Salem Boston St. |  | Salem | Distribution | 12-3J5 | Salem | 4.16 | 1.3186 | 1.321 | 1.285 | 2.6299 | 2.63 | 2.6299 | 50.14% | 50.23% | 48.86% | 49.74% | 49.74% | Y | N | N | 0
| 410 | Massachusetts Electric | NE South | South Shore | Mid-Weymouth |  | Weymouth | Distribution | 07-12W2 | Weymouth | 13.8 | 5.8481 | 5.4896 | 5.9357 | 11.5926 | 11.59 | 11.5926 | 50.45% | 47.36% | 51.2% | 49.67% | 49.67% | Y | N | N | 0
| 656 | Massachusetts Electric | NE North | North Shore | Beverly |  | Beverly | Distribution | 12-12J5 | Beverly | 4.16 | 1.4411 | 1.6284 | 1.6308 | 3.1559 | 3.16 | 3.1559 | 45.66% | 51.53% | 51.67% | 49.62% | 49.62% | Y | N | N | 0
| 201 | Massachusetts Electric | NE North | Central | Vernon Hill |  | Worcester | Distribution | 01-HT28 | Worcester | 13.8 | 2.3584 | 2.2867 | 2.4301 | 4.7566 | 4.76 | 4.7566 | 49.58% | 48.04% | 51.09% | 49.57% | 49.57% | Y | N | N | 0
| 635 | Massachusetts Electric | NE North | Western | West St |  | Northampton | Distribution | 09-901W2 | Northampton | 13.8 | 4.2466 | 4.3423 | 4.5175 | 8.8199 | 8.82 | 8.8199 | 48.15% | 49.23% | 51.22% | 49.53% | 49.53% | Y | N | N | 0
| 1039 | Massachusetts Electric | NE North | Merrimack Valley | North Haverhill |  | Haverhill | Distribution | 14-48L1 | Haverhill | 13.2 | 5.6554 | 6.0282 | 5.8019 | 11.7745 | 11.77 | 11.7745 | 48.03% | 51.22% | 49.28% | 49.51% | 49.51% | Y | N | N | 0
| 797 | Massachusetts Electric | NE North | North Shore | W. Salem |  | Salem | Distribution | 12-29W2 | Salem | 13.8 | 5.617 | 6.4578 | 4.5813 | 11.2341 | 11.23 | 11.2341 | 50% | 57.51% | 40.78% | 49.43% | 49.43% | Y | N | N | 0
| 648 | Massachusetts Electric | NE North | North Shore | Wellington |  | Medford | Distribution | 12-11J1 | Medford | 4.16 | 1.4435 | 1.5852 | 1.297 | 3.0623 | 2.85 | 2.8533 | 47.14% | 55.62% | 45.45% | 49.4% | 49.4% | Y | N | N | 0
| 1129 | Massachusetts Electric | NE North | Merrimack Valley | Whittier |  | Haverhill | Distribution | 14-76L3 | Haverhill | 13.2 | 4.8909 | 4.7403 | 4.7525 | 9.7168 | 9.72 | 9.7168 | 50.33% | 48.77% | 48.91% | 49.34% | 49.34% | Y | N | N | 0
| 101 | Massachusetts Electric | NE North | Central | North Grafton |  | Grafton | Distribution | 01-328W3 | Grafton | 13.8 | 5.8162 | 6.8122 | 6.0951 | 12.6682 | 12.67 | 12.6682 | 45.91% | 53.77% | 48.11% | 49.26% | 49.26% | Y | N | N | 0
| 451 | Massachusetts Electric | NE South | South Shore | Randolph |  | Randolph | Distribution | 07-5W2 | Randolph | 13.8 | 4.8761 | 4.9557 | 4.9557 | 10.039 | 10.04 | 10.039 | 48.57% | 49.36% | 49.37% | 49.1% | 49.1% | Y | N | N | 0
| 841 | Massachusetts Electric | NE North | North Shore | E. Beverly |  | Beverly | Distribution | 12-51T2 | Beverly, Essex, Gloucester, Hamilton, Wenham | 34.5 | 12.2499 | 14.6402 | 15.7556 | 28.9815 | 28.98 | 28.9815 | 42.27% | 50.52% | 54.36% | 49.05% | 49.05% | Y | N | N | 0
| 1043 | Massachusetts Electric | NE North | Merrimack Valley | Ballardvalle |  | Andover | Distribution | 14-50L1 | Andover | 13.2 | 4.8241 | 5.6243 | 5.5557 | 10.8828 | 10.88 | 10.8828 | 44.33% | 51.69% | 51.05% | 49.02% | 49.02% | Y | N | N | 0
| 770 | Massachusetts Electric | NE North | North Shore | Manchester |  | Manchester | Distribution | 12-23H4 | Manchester | 2.4 | 0.54871 | 0.4822 | 0.5695 | 1.0891 | 1.09 | 1.0891 | 50.38% | 44.24% | 52.29% | 48.97% | 48.97% | Y | N | N | 0
| 73 | Massachusetts Electric | NE North | Central | Greendale |  | Worcester | Distribution | 01-24W1 | Worcester | 13.8 | 4.3423 | 4.5414 | 4.8522 | 8.8199 | 8.82 | 10.5409 | 49.23% | 51.49% | 46.03% | 48.92% | 48.92% | Y | N | N | 0
| 849 | Massachusetts Electric | NE North | North Shore | Hendersonville |  | Everett | Distribution | 12-593W5 | Everett | 13.8 | 5.0912 | 6.5014 | 8.7482 | 14.3175 | 14.32 | 13.4809 | 35.56% | 45.4% | 64.89% | 48.62% | 48.62% | Y | N | N | 0
| 24 | Massachusetts Electric | NE North | Central | Squantum St. |  | Worcester | Distribution | 01-14J368 | Worcester | 4.16 | 0.96071 | 1.5732 | 1.7437 | 2.9398 | 2.94 | 2.9398 | 32.68% | 53.51% | 59.31% | 48.5% | 48.5% | Y | N | N | 0
| 1146 | Massachusetts Electric | NE North | Merrimack Valley | West Andover |  | Andover | Distribution | 14-8T2 | Andover, Lawrence | 34.5 | 14.7597 | 15.3572 | 13.6841 | 30.1169 | 30.12 | 30.1169 | 49.01% | 50.99% | 45.44% | 48.48% | 48.48% | Y | N | N | 0
| 937 | Massachusetts Electric | NE North | Merrimack Valley | Lawrence |  | Lawrence | Distribution | 14-1J2 | Lawrence | 3.74 | 0.83582 | 0.92228 | 1.4411 | 2.2048 | 2.2 | 2.2048 | 37.91% | 41.92% | 65.36% | 48.4% | 48.4% | Y | N | N | 0
| 258 | Massachusetts Electric | NE South | Southeast | West Street |  | Attleboro | Distribution | 05-1J3 | Attleboro | 4.16 | 1.59 | 1.5948 | 1.3138 | 3.0983 | 3.1 | 3.0983 | 51.32% | 51.44% | 42.4% | 48.39% | 48.39% | Y | N | N | 0
| 833 | Massachusetts Electric | NE North | North Shore | Railyard |  | Salem | Distribution | 12-49W2 | Salem | 13.8 | 5.4497 | 5.6688 | 6.3899 | 11.7838 | 11.78 | 12.6682 | 46.25% | 48.12% | 50.44% | 48.27% | 48.27% | Y | N | N | 0
| 81 | Massachusetts Electric | NE North | Central | Pondville |  | Auburn | Distribution | 01-26W4 | Auburn | 13.8 | 4.2307 | 4.4697 | 4.2307 | 8.8199 | 8.82 | 9.2024 | 47.97% | 50.68% | 45.97% | 48.21% | 48.21% | Y | N | N | 0
| 826 | Massachusetts Electric | NE North | North Shore | Fayette |  | Lynn | Distribution | 12-3J901 | Lynn | 4.16 | 1.4411 | 1.7221 | 1.578 | 3.2784 | 3.28 | 3.2784 | 43.96% | 52.5% | 48.13% | 48.2% | 48.2% | Y | N | N | 0
| 613 | Massachusetts Electric | NE North | Western | Barre |  | Barre | Distribution | 09-604W1 | Athol, Barre, Petersham, Phillipston | 13.8 | 3.2746 | 1.8245 | 3.0117 | 5.617 | 5.62 | 5.617 | 58.3% | 32.47% | 53.62% | 48.13% | 48.13% | Y | Y | N | 0
| 148 | Massachusetts Electric | NE North | Central | Crystal Lake |  | Gardner | Distribution | 01-607W1 | Gardner | 13.8 | 5.7286 | 5.7366 | 6.2385 | 12.3097 | 12.31 | 12.3097 | 46.54% | 46.6% | 50.68% | 47.94% | 47.94% | Y | Y | N | 0
| 722 | Massachusetts Electric | NE North | North Shore | Lynnway |  | Lynn | Distribution | 12-21J29 | Lynn | 4.16 | 1.2057 | 1.1793 | 0.77097 | 2.1976 | 2.2 | 2.1976 | 54.86% | 53.6% | 35.08% | 47.85% | 47.85% | Y | N | N | 0
| 48 | Massachusetts Electric | NE North | Central | Fitch Rd. |  | Clinton | Distribution | 01-216W4 | Clinton, Lancaster | 13.8 | 4.406 | 4.5892 | 4.8761 | 10.1585 | 9.47 | 9.4653 | 43.37% | 48.46% | 51.52% | 47.78% | 47.78% | Y | N | N | 0
| 859 | Massachusetts Electric | NE North | North Shore | Malden |  | Malden | Distribution | 12-5J10 | Malden | 4.16 | 1.297 | 1.4699 | 0.97272 | 2.6083 | 2.61 | 2.6083 | 49.72% | 56.32% | 37.29% | 47.78% | 47.78% | Y | N | N | 0
| 789 | Massachusetts Electric | NE North | North Shore | Melrose |  | Melrose | Distribution | 12-25W1 | Melrose, Saugus | 13.8 | 5.378 | 5.9995 | 6.2624 | 12.3097 | 12.31 | 12.3097 | 43.69% | 48.74% | 50.87% | 47.77% | 47.77% | Y | N | N | 0
| 517 | Massachusetts Electric | NE South | South Shore | Easton |  | Easton | Distribution | 07-92W79 | Easton | 13.8 | 5.6409 | 5.7525 | 6.4058 | 12.4292 | 12.43 | 12.4292 | 45.38% | 46.28% | 51.54% | 47.73% | 47.73% | Y | N | N | 0
| 259 | Massachusetts Electric | NE South | Southeast | West Street |  | Attleboro | Distribution | 05-1J4 | Attleboro | 4.16 | 1.4243 | 1.3354 | 1.4579 | 3.1487 | 2.85 | 2.8533 | 45.23% | 46.86% | 51.09% | 47.73% | 47.73% | Y | N | N | 0
| 230 | Massachusetts Electric | NE South | Southeast | Dummy-108W51 |  | Blackstone | Distribution | 05-108W51 | Bellingham, Blackstone | 13.8 | 7.2902 | 6.8839 | 2.8922 | 11.9272 | 11.93 | 11.9272 | 61.12% | 57.7% | 24.25% | 47.69% | 47.69% | Y | N | N | 0
| 469 | Massachusetts Electric | NE South | South Shore | Harrison Blvd |  | Avon | Distribution | 07-75W7 | Randolph, Stoughton | 13.8 | 5.8481 | 6.2704 | 5.9398 | 12.6682 | 12.67 | 12.6682 | 46.16% | 49.49% | 46.89% | 47.51% | 47.51% | Y | N | N | 0
| 346 | Massachusetts Electric | NE South | Southeast | South Wrentham |  | Wrentham | Distribution | 05-3422W4 | Foxborough, Wrentham | 13.8 | 5.4258 | 6.127 | 6.5014 | 12.6682 | 12.67 | 12.6682 | 42.83% | 48.36% | 51.32% | 47.5% | 47.5% | Y | N | N | 0
| 842 | Massachusetts Electric | NE North | North Shore | E. Beverly |  | Beverly | Distribution | 12-51T3 | Gloucester, Rockport | 34.5 | 14.2816 | 15.178 | 16.891 | 32.5669 | 32.57 | 32.5669 | 43.85% | 46.6% | 51.87% | 47.44% | 47.44% | Y | N | N | 0
| 365 | Massachusetts Electric | NE South | Southeast | Union Street |  | Franklin | Distribution | 05-348W7 | Bellingham, Franklin, Wrentham | 13.8 | 6.0074 | 5.3382 | 6.6528 | 12.6682 | 12.67 | 12.6682 | 47.42% | 42.13% | 52.52% | 47.36% | 47.36% | Y | N | N | 0
| 14 | Massachusetts Electric | NE North | Central | Faraday St. |  | Worcester | Distribution | 01-11J351 | Worcester | 4.16 | 1.0952 | 1.0135 | 0.79259 | 2.0535 | 2.05 | 2.0535 | 53.33% | 49.44% | 38.6% | 47.12% | 47.12% | Y | N | N | 0
| 306 | Massachusetts Electric | NE South | Southeast | Northboro Road |  | Southborough | Distribution | 05-317W5 | Marlborough, Westborough | 13.8 | 5.1868 | 4.8123 | 4.6896 | 10.3975 | 10.4 | 10.3975 | 49.89% | 46.27% | 45.1% | 47.09% | 47.09% | Y | N | N | 0
| 671 | Massachusetts Electric | NE North | North Shore | Lynnway |  | Lynn | Distribution | 12-1394 | Lynn | 13.8 | 4.6769 | 4.8681 | 5.147 | 10.756 | 10.76 | 9.7999 | 43.48% | 45.24% | 52.52% | 47.08% | 47.08% | Y | N | N | 0
| 917 | Massachusetts Electric | NE North | Merrimack Valley | Worthen Street |  | Lowell | Distribution | 14-13J2 | Lowell | 4.16 | 1.1745 | 1.345 | 1.0688 | 2.5507 | 2.55 | 2.5507 | 46.05% | 52.74% | 41.9% | 46.9% | 46.9% | Y | N | N | 0
| 156 | Massachusetts Electric | NE North | Central | Dummy-Ashburnham |  | Westminster | Distribution | 01-610W3 | Westminster | 13.8 | 6.0552 | 5.7844 | 5.8561 | 11.7838 | 11.78 | 14.6282 | 51.39% | 49.1% | 40.03% | 46.84% | 46.84% | Y | Y | N | 0
| 495 | Massachusetts Electric | NE South | South Shore | Stoughton |  | Stoughton | Distribution | 07-913W17 | Stoughton | 13.8 | 6.7803 | 5.4896 | 5.5319 | 12.6682 | 12.67 | 12.6682 | 53.52% | 43.33% | 43.67% | 46.84% | 46.84% | Y | N | N | 0
| 702 | Massachusetts Electric | NE North | North Shore | Salem Peabody St. |  | Salem | Distribution | 12-1J10 | Salem | 4.16 | 0.86464 | 1.297 | 1.3258 | 2.4858 | 2.49 | 2.4858 | 34.78% | 52.09% | 53.33% | 46.73% | 46.73% | Y | N | N | 0
| 1064 | Massachusetts Electric | NE North | Merrimack Valley | Boston Rd |  | Westford | Distribution | 14-58L1 | Westford | 13.2 | 4.4812 | 5.2585 | 5.2585 | 8.8251 | 11.77 | 11.7745 | 50.78% | 44.68% | 44.66% | 46.7% | 46.7% | Y | N | N | 0
| 877 | Massachusetts Electric | NE North | North Shore | Revere |  | Revere | Distribution | 12-7J1 | Revere | 4.16 | 1.4891 | 1.393 | 1.2249 | 2.9326 | 2.93 | 2.9326 | 50.78% | 47.54% | 41.77% | 46.7% | 46.7% | Y | N | N | 0
| 430 | Massachusetts Electric | NE South | South Shore | Field St |  | Quincy | Distribution | 07-1W9 | Abington, Quincy | 13.8 | 4.5096 | 4.6211 | 4.7964 | 9.9434 | 9.94 | 9.9434 | 45.35% | 46.49% | 48.24% | 46.69% | 46.69% | Y | N | N | 0
| 404 | Massachusetts Electric | NE South | South Shore | North Quincy |  | Quincy | Distribution | 07-11W2 | Quincy | 13.8 | 6.1588 | 6.4696 | 7.1229 | 14.1024 | 14.1 | 14.1024 | 43.67% | 45.88% | 50.51% | 46.69% | 46.69% | Y | N | N | 0
| 366 | Massachusetts Electric | NE South | Southeast | Union Street |  | Franklin | Distribution | 05-348W8 | Bellingham, Franklin, Wrentham | 13.8 | 5.5852 | 5.8242 | 6.3341 | 12.6682 | 12.67 | 12.6682 | 44.09% | 45.97% | 50% | 46.69% | 46.69% | Y | N | N | 0
| 670 | Massachusetts Electric | NE North | North Shore | Lynnway |  | Lynn | Distribution | 12-1393 | Lynn | 13.8 | 2.0397 | 5.394 | 5.4179 | 8.7243 | 8.72 | 9.9195 | 23.38% | 61.86% | 54.62% | 46.62% | 46.62% | Y | N | N | 0
| 784 | Massachusetts Electric | NE North | North Shore | Gloucester |  | Gloucester | Distribution | 12-24J7 | Gloucester | 4.16 | 0.86464 | 1.0808 | 1.8013 | 2.6804 | 2.68 | 2.6804 | 32.26% | 40.33% | 67.2% | 46.6% | 46.6% | Y | N | N | 0
| 310 | Massachusetts Electric | NE South | Southeast | North Marlboro |  | Marlborough | Distribution | 05-318W1 | Marlborough, Northborough | 13.8 | 5.5055 | 5.1231 | 6.8045 | 12.477 | 12.48 | 12.477 | 44.13% | 41.05% | 54.54% | 46.57% | 46.57% | Y | N | N | 0
| 224 | Massachusetts Electric | NE South | Southeast | Hathaway St. Sub |  | Fall River | Distribution | 05-106W43 | Fall River | 13.8 | 7.3141 | 6.3102 | 6.1668 | 14.198 | 14.2 | 14.198 | 51.52% | 44.44% | 43.43% | 46.46% | 46.46% | Y | N | N | 0
| 145 | Massachusetts Electric | NE North | Central | Treasure Valley |  | Paxton | Distribution | 01-55W3 | Rutland | 13.8 | 5.9676 | 5.9517 | 5.6887 | 12.6682 | 12.67 | 12.6682 | 47.11% | 46.97% | 44.91% | 46.33% | 46.33% | Y | Y | N | 0
| 623 | Massachusetts Electric | NE North | Western | Wendell Depot |  | Wendell | Distribution | 09-705W2 | New Salem, Orange, Royalston, Wendell | 13.8 | 3.865 | 4.3574 | 8.7084 | 12.1902 | 12.19 | 12.1902 | 31.71% | 35.75% | 71.44% | 46.3% | 46.3% | Y | Y | N | 0
| 1080 | Massachusetts Electric | NE North | Merrimack Valley | Methuen |  | Methuen | Distribution | 14-5J42 | Methuen | 3.74 | 1.1913 | 1.124 | 1.2609 | 2.5795 | 2.58 | 2.5795 | 46.18% | 43.57% | 48.88% | 46.21% | 46.21% | Y | N | N | 0
| 171 | Massachusetts Electric | NE North | Central | Stearns St. |  | Worcester | Distribution | 01-7J387 | Worcester | 4.16 | 1.1913 | 1.4411 | 1.4411 | 2.9398 | 2.94 | 2.9398 | 40.52% | 49.02% | 49.02% | 46.19% | 46.19% | Y | Y | N | 0
| 45 | Massachusetts Electric | NE North | Central | Fitch Rd. |  | Clinton | Distribution | 01-216W1 | Clinton | 13.8 | 5.4736 | 5.3541 | 5.88 | 11.7838 | 11.78 | 12.6204 | 46.45% | 45.45% | 46.59% | 46.16% | 46.16% | Y | N | N | 0
| 1017 | Massachusetts Electric | NE North | Merrimack Valley | Perry Street |  | Lowell | Distribution | 14-3J4 | Lowell | 4.16 | 0 | 1.5395 | 1.602 | 2.2697 | 2.27 | 2.2697 | 0% | 67.82% | 70.58% | 46.13% | 46.13% | Y | N | N | 0
| 128 | Massachusetts Electric | NE North | Central | W. Charlton |  | Charlton | Distribution | 01-415L1 | Brookfield, Charlton, Sturbridge | 13.2 | 4.0849 | 7.0418 | 4.4583 | 11.2715 | 11.27 | 11.2715 | 36.24% | 62.48% | 39.55% | 46.09% | 46.09% | Y | N | N | 0
| 113 | Massachusetts Electric | NE North | Central | Fiskdale |  | Sturbridge | Distribution | 01-408L2 | Sturbridge | 13.2 | 4.8927 | 4.9841 | 5.1671 | 10.8828 | 10.88 | 10.8828 | 44.96% | 45.81% | 47.48% | 46.08% | 46.08% | Y | N | N | 0
| 488 | Massachusetts Electric | NE South | South Shore | Ames |  | Brockton | Distribution | 07-911W77 | Abington, Brockton, Holbrook | 13.8 | 6.2624 | 6.6608 | 7.0591 | 14.4609 | 14.46 | 14.4609 | 43.31% | 46.06% | 48.82% | 46.06% | 46.06% | Y | N | N | 0
| 1108 | Massachusetts Electric | NE North | Merrimack Valley | Billerica |  | Billerica | Distribution | 14-70L4 | Billerica | 13.2 | 5.67 | 5.35 | 5.7158 | 12.1174 | 12.12 | 12.1174 | 46.79% | 44.14% | 47.17% | 46.03% | 46.03% | Y | N | N | 0
| 307 | Massachusetts Electric | NE South | Southeast | Northboro Road |  | Southborough | Distribution | 05-317W6 | Marlborough, Southborough | 13.8 | 5.1629 | 4.2785 | 4.4527 | 10.0868 | 10.09 | 10.0868 | 51.18% | 42.4% | 44.14% | 45.91% | 45.91% | Y | N | N | 0
| 119 | Massachusetts Electric | NE North | Central | E. Webster |  | Webster | Distribution | 01-412L6 | Dudley, Webster | 13.2 | 4.1535 | 5.0299 | 7.019 | 11.7745 | 11.77 | 11.7745 | 35.28% | 42.73% | 59.61% | 45.87% | 45.87% | Y | N | N | 0
| 1114 | Massachusetts Electric | NE North | Merrimack Valley | West Chelmsford |  | Chelmsford | Distribution | 14-73L1 | Chelmsford, Westford | 13.2 | 4.7784 | 5.4414 | 5.9368 | 11.7745 | 11.77 | 11.7745 | 40.58% | 46.23% | 50.42% | 45.74% | 45.74% | Y | N | N | 0
| 96 | Massachusetts Electric | NE North | Central | Millbury |  | Millbury | Distribution | 01-304W4 | Grafton, Millbury | 13.8 | 4.1271 | 4.1112 | 8.4853 | 11.7838 | 11.78 | 12.6682 | 35.02% | 34.9% | 66.98% | 45.63% | 45.63% | Y | N | N | 0
| 133 | Massachusetts Electric | NE North | Central | Cambridge St. |  | Worcester | Distribution | 01-4J336 | Worcester | 4.16 | 0.93669 | 0.8166 | 1.4411 | 2.3345 | 2.33 | 2.3345 | 40.12% | 35.05% | 61.73% | 45.63% | 45.63% | Y | N | N | 0
| 350 | Massachusetts Electric | NE South | Southeast | Foxboro 1 |  | Foxborough | Distribution | 05-3431W1 | Foxborough | 13.8 | 3.904 | 4.5653 | 4.6131 | 9.5609 | 9.56 | 9.5609 | 40.83% | 47.75% | 48.25% | 45.61% | 45.61% | Y | N | N | 0
| 354 | Massachusetts Electric | NE South | Southeast | Beaver Pond |  | Franklin | Distribution | 05-344W1 | Franklin | 13.8 | 5.2904 | 5.3541 | 5.5135 | 11.8077 | 11.81 | 11.8077 | 44.8% | 45.34% | 46.69% | 45.61% | 45.61% | Y | N | N | 0
| 412 | Massachusetts Electric | NE South | South Shore | Mid-Weymouth |  | Weymouth | Distribution | 07-12W4 | Weymouth | 13.8 | 5.1071 | 5.2107 | 5.5055 | 11.5926 | 11.59 | 11.5926 | 44.05% | 44.96% | 47.49% | 45.5% | 45.5% | Y | N | N | 0
| 47 | Massachusetts Electric | NE North | Central | Fitch Rd. |  | Clinton | Distribution | 01-216W3 | Clinton, Lancaster | 13.8 | 5.3302 | 5.4497 | 5.5214 | 11.7838 | 11.78 | 12.2858 | 45.23% | 46.26% | 44.94% | 45.48% | 45.48% | Y | N | N | 0
| 506 | Massachusetts Electric | NE South | South Shore | Dupont |  | Brockton | Distribution | 07-91W41 | Brockton, E. Bridgewater, Whitman | 13.8 | 5.378 | 5.0195 | 5.378 | 11.5926 | 11.59 | 11.5926 | 46.39% | 43.31% | 46.39% | 45.36% | 45.36% | Y | N | N | 0
| 12 | Massachusetts Electric | NE North | Central | Faraday St. |  | Worcester | Distribution | 01-11J346 | Worcester | 4.16 | 0.92468 | 0.76136 | 0.85503 | 1.8662 | 1.87 | 1.8662 | 49.55% | 40.71% | 45.82% | 45.36% | 45.36% | Y | N | N | 0
| 897 | Massachusetts Electric | NE North | North Shore | Medford |  | Medford | Distribution | 12-9C5 | Medford | 4.16 | 1.2489 | 1.1168 | 0.72053 | 2.2697 | 2.27 | 2.2697 | 55.03% | 49.2% | 31.75% | 45.32% | 45.32% | Y | N | N | 0
| 653 | Massachusetts Electric | NE North | North Shore | Beverly |  | Beverly | Distribution | 12-12J2 | Beverly | 4.16 | 1.1745 | 1.3762 | 1.5035 | 2.9902 | 2.99 | 2.9902 | 39.28% | 46.03% | 50.28% | 45.2% | 45.2% | Y | N | N | 0
| 1142 | Massachusetts Electric | NE North | Merrimack Valley | Andover |  | Andover | Distribution | 14-8L1 | Andover, Lawrence | 13.2 | 4.5269 | 5.1213 | 5.6243 | 11.2715 | 11.27 | 11.2715 | 40.16% | 45.44% | 49.9% | 45.17% | 45.17% | Y | N | N | 0
| 422 | Massachusetts Electric | NE South | South Shore | Field St |  | Quincy | Distribution | 07-1W1 | Quincy | 13.8 | 5.0673 | 5.1629 | 5.7047 | 11.7838 | 11.78 | 11.7838 | 43% | 43.83% | 48.41% | 45.08% | 45.08% | Y | N | N | 0
| 1004 | Massachusetts Electric | NE North | Merrimack Valley | East Boxford (New) |  | Boxford | Sub-Transmission | 14-33L1 | Boxford | 13.2 | 3.4176 | 3.681 | 9.0926 | 11.7973 | 11.8 | 12.1174 | 28.97% | 31.19% | 75.04% | 45.07% | 45.07% | Y | N | N | 0
| 353 | Massachusetts Electric | NE South | Southeast | Foxboro 2 |  | Foxborough | Distribution | 05-3432W2 | Foxborough | 13.8 | 4.0634 | 4.2068 | 4.1271 | 9.2024 | 9.2 | 9.2024 | 44.16% | 45.73% | 44.85% | 44.91% | 44.91% | Y | N | N | 0
| 700 | Massachusetts Electric | NE North | North Shore | Turnpike |  | Lynnfield | Distribution | 12-19W2 | Saugus | 13.8 | 3.5774 | 4.3263 | 4.3183 | 9.0829 | 9.08 | 9.0829 | 39.39% | 47.65% | 47.54% | 44.86% | 44.86% | Y | N | N | 0
| 356 | Massachusetts Electric | NE South | Southeast | Beaver Pond |  | Franklin | Distribution | 05-344W3 | Franklin | 13.8 | 4.7645 | 5.3621 | 5.0354 | 11.2819 | 11.28 | 11.2819 | 42.23% | 47.54% | 44.63% | 44.8% | 44.8% | Y | N | N | 0
| 492 | Massachusetts Electric | NE South | South Shore | Mill St |  | Bridgewater | Distribution | 07-912W73 | Bridgewater | 13.8 | 7.1946 | 6.1429 | 6.4377 | 14.7716 | 14.77 | 14.7716 | 48.71% | 41.59% | 43.58% | 44.63% | 44.63% | Y | N | N | 0
| 496 | Massachusetts Electric | NE South | South Shore | Stoughton |  | Stoughton | Distribution | 07-913W18 | Stoughton | 13.8 | 4.3821 | 4.5016 | 4.6933 | 10.1585 | 10.16 | 10.1585 | 43.14% | 44.31% | 46.2% | 44.55% | 44.55% | Y | N | N | 0
| 790 | Massachusetts Electric | NE North | North Shore | Melrose |  | Melrose | Distribution | 12-25W2 | Melrose, Saugus | 13.8 | 5.2107 | 5.7605 | 5.9039 | 12.6682 | 12.67 | 12.6682 | 41.13% | 45.47% | 46.6% | 44.4% | 44.4% | Y | N | N | 0
| 395 | Massachusetts Electric | NE South | Southeast | Read Street |  | Attleboro | Distribution | 05-9L6 | Attleboro | 13.2 | 4.9156 | 5.1137 | 5.6853 | 11.7973 | 11.8 | 11.7973 | 41.67% | 43.34% | 48.19% | 44.4% | 44.4% | Y | N | N | 0
| 735 | Massachusetts Electric | NE North | North Shore | Winthrop |  | Winthrop | Distribution | 12-22J6 | Winthrop | 4.16 | 1.112 | 1.2393 | 1.2633 | 2.7308 | 2.73 | 2.7308 | 40.72% | 45.4% | 46.26% | 44.13% | 44.13% | Y | N | N | 0
| 250 | Massachusetts Electric | NE South | Southeast | Riverside Sub |  | Somerset | Distribution | 05-17J3 | Somerset | 4.16 | 1.369 | 0.92709 | 1.0736 | 2.5507 | 2.55 | 2.5507 | 53.67% | 36.36% | 42.09% | 44.04% | 44.04% | Y | N | N | 0
| 16 | Massachusetts Electric | NE North | Central | Faraday St. |  | Worcester | Distribution | 01-11J357 | Worcester | 4.16 | 1.1577 | 1.2705 | 1.2922 | 2.8173 | 2.82 | 2.8173 | 41.09% | 45.05% | 45.87% | 44% | 44% | Y | N | N | 0
| 736 | Massachusetts Electric | NE North | North Shore | Winthrop |  | Winthrop | Distribution | 12-22J7 | Winthrop | 4.16 | 1.3642 | 1.4074 | 1.4291 | 3.1848 | 3.18 | 3.1848 | 42.84% | 44.26% | 44.87% | 43.99% | 43.99% | Y | N | N | 0
| 543 | Massachusetts Electric | NE South | South Shore | Belmont |  | Brockton | Distribution | 07-98W19 | Brockton, West Bridgewater | 13.8 | 6.2863 | 6.3102 | 6.4218 | 14.4609 | 14.46 | 14.4609 | 43.47% | 43.64% | 44.41% | 43.84% | 43.84% | Y | N | N | 0
| 720 | Massachusetts Electric | NE North | North Shore | Lynnway |  | Lynn | Distribution | 12-21J27 | Lynn | 4.16 | 0.92709 | 0.92949 | 0.87905 | 2.0823 | 2.08 | 2.0823 | 44.52% | 44.69% | 42.21% | 43.81% | 43.81% | Y | N | N | 0
| 893 | Massachusetts Electric | NE North | North Shore | Medford |  | Medford | Distribution | 12-9C1 | Medford | 4.16 | 1.2009 | 0.96071 | 0.96071 | 2.3778 | 2.38 | 2.3778 | 50.51% | 40.37% | 40.4% | 43.76% | 43.76% | Y | N | N | 0
| 871 | Massachusetts Electric | NE North | North Shore | Danvers Rd. |  | Swampscott | Distribution | 12-69J1 | Swampscott | 4.16 | 1.2033 | 1.297 | 2.3633 | 3.7107 | 3.71 | 3.7107 | 32.43% | 34.96% | 63.69% | 43.69% | 43.69% | Y | N | N | 0
| 811 | Massachusetts Electric | NE North | North Shore | Everett |  | Malden | Distribution | 12-37J4 | Everett | 4.16 | 1.1384 | 1.2225 | 1.2273 | 2.738 | 2.74 | 2.738 | 41.58% | 44.62% | 44.82% | 43.67% | 43.67% | Y | N | N | 0
| 1121 | Massachusetts Electric | NE North | Merrimack Valley | East Methuen |  | Methuen | Distribution | 14-74L6 | Lawrence, Methuen | 13.2 | 5.0119 | 4.8698 | 5.9929 | 12.1174 | 12.12 | 12.1174 | 41.36% | 40.18% | 49.46% | 43.67% | 43.67% | Y | N | N | 0
| 409 | Massachusetts Electric | NE South | South Shore | Mid-Weymouth |  | Weymouth | Distribution | 07-12W1 | Weymouth | 13.8 | 5.0035 | 5.2904 | 5.8162 | 12.3097 | 12.31 | 12.3097 | 40.65% | 42.98% | 47.25% | 43.62% | 43.62% | Y | N | N | 0
| 170 | Massachusetts Electric | NE North | Central | Stearns St. |  | Worcester | Distribution | 01-7J386 | Leicester, Worcester | 4.16 | 1.345 | 1.1288 | 1.369 | 2.9398 | 2.94 | 2.9398 | 45.75% | 38.4% | 46.57% | 43.57% | 43.57% | Y | Y | N | 0
| 684 | Massachusetts Electric | NE North | North Shore | Maplewood |  | Malden | Distribution | 12-16W5 | Beverly, Everett, Malden | 13.8 | 5.2346 | 5.2426 | 5.4736 | 12.3097 | 12.31 | 12.3097 | 42.52% | 42.59% | 44.47% | 43.19% | 43.19% | Y | N | N | 0
| 371 | Massachusetts Electric | NE South | Southeast | Norton |  | Norton | Distribution | 05-4J1 | Norton | 4.16 | 0.8046 | 0.77818 | 0.79259 | 1.8374 | 1.84 | 1.8374 | 43.79% | 42.29% | 43.14% | 43.07% | 43.07% | Y | N | N | 0
| 982 | Massachusetts Electric | NE North | Merrimack Valley | Lawrence |  | Lawrence | Distribution | 14-2J2 | Lawrence | 3.74 | 1.0808 | 1.321 | 1.393 | 2.9398 | 2.94 | 2.9398 | 36.76% | 44.93% | 47.39% | 43.03% | 43.03% | Y | N | N | 0
| 1147 | Massachusetts Electric | NE North | Merrimack Valley | Pinehurst |  | Billerica | Distribution | 14-92L1 | Billerica | 13.2 | 5.2585 | 4.6869 | 5.2737 | 11.7973 | 11.8 | 11.7973 | 44.57% | 39.72% | 44.7% | 43% | 43% | Y | N | N | 0
| 304 | Massachusetts Electric | NE South | Southeast | Northboro Road |  | Southborough | Distribution | 05-317W3 | Southborough | 13.8 | 3.5455 | 3.7766 | 3.8913 | 8.7004 | 8.7 | 8.7004 | 40.75% | 43.41% | 44.73% | 42.96% | 42.96% | Y | N | N | 0
| 1144 | Massachusetts Electric | NE North | Merrimack Valley | West Andover |  | Andover | Distribution | 14-8L3 | Andover, Lawrence | 13.2 | 6.3331 | 4.8241 | 4.001 | 11.7745 | 11.77 | 11.7745 | 53.79% | 40.99% | 33.98% | 42.92% | 42.92% | Y | N | N | 0
| 1007 | Massachusetts Electric | NE North | Merrimack Valley | Newburyport |  | Newburyport | Distribution | 14-36J1 | Newburyport | 4.16 | 0.95708 | 0.93429 | 1.0073 | 2.2913 | 2.29 | 2.2913 | 41.77% | 40.8% | 43.96% | 42.18% | 42.18% | Y | N | N | 0
| 733 | Massachusetts Electric | NE North | North Shore | Winthrop |  | Winthrop | Distribution | 12-22J4 | Winthrop | 4.16 | 1.0832 | 1.1985 | 1.2753 | 2.8245 | 2.82 | 2.8245 | 38.35% | 42.5% | 45.15% | 42% | 42% | Y | N | N | 0
| 167 | Massachusetts Electric | NE North | Central | Webster St. |  | Worcester | Distribution | 01-6J356 | Worcester | 4.16 | 1.4411 | 1.1048 | 1.1529 | 2.9398 | 2.94 | 2.9398 | 49.02% | 37.58% | 39.22% | 41.94% | 41.94% | Y | N | N | 0
| 103 | Massachusetts Electric | NE North | Central | Bancroft St. |  | Worcester | Distribution | 01-3J371 | Worcester | 4.16 | 1.3882 | 1.1144 | 0.52119 | 2.4138 | 2.41 | 2.4138 | 57.51% | 46.24% | 21.59% | 41.78% | 41.78% | Y | N | N | 0
| 23 | Massachusetts Electric | NE North | Central | Squantum St. |  | Worcester | Distribution | 01-14J367 | Worcester | 4.16 | 1.0856 | 1.028 | 1.136 | 2.5939 | 2.59 | 2.5939 | 41.85% | 39.69% | 43.8% | 41.78% | 41.78% | Y | N | N | 0
| 383 | Massachusetts Electric | NE South | Southeast | Mink Street |  | Seekonk | Distribution | 05-7L4 | Rehoboth, Seekonk | 13.2 | 9.0462 | 2.553 | 3.117 | 11.7745 | 11.77 | 12.026 | 76.83% | 21.69% | 25.92% | 41.48% | 41.48% | Y | N | N | 0
| 166 | Massachusetts Electric | NE North | Central | Webster St. |  | Worcester | Distribution | 01-6J342 | Worcester | 4.16 | 1.393 | 0.88866 | 1.3762 | 2.9398 | 2.94 | 2.9398 | 47.39% | 30.23% | 46.81% | 41.48% | 41.48% | Y | N | N | 0
| 701 | Massachusetts Electric | NE North | North Shore | Salem Peabody St. |  | Salem | Distribution | 12-1J1 | Salem | 4.16 | 0.8142 | 1.0664 | 1.2105 | 2.4858 | 2.49 | 2.4858 | 32.75% | 42.83% | 48.7% | 41.43% | 41.43% | Y | N | N | 0
| 498 | Massachusetts Electric | NE South | South Shore | Stoughton |  | Stoughton | Distribution | 07-913W47 | Stoughton | 13.8 | 5.7286 | 5.9596 | 6.3426 | 14.5087 | 14.51 | 14.5087 | 39.48% | 41.07% | 43.72% | 41.42% | 41.42% | Y | N | N | 0
| 712 | Massachusetts Electric | NE North | North Shore | Humphrey |  | Swampscott | Distribution | 12-1J902 | Swampscott | 4.16 | 0.79259 | 0.72053 | 0.64848 | 1.7437 | 1.74 | 1.7437 | 45.45% | 41.41% | 37.19% | 41.35% | 41.35% | Y | N | N | 0
| 1063 | Massachusetts Electric | NE North | Merrimack Valley | Westford |  | Westford | Distribution | 14-57L4 | Westford | 13.2 | 4.9384 | 4.9156 | 4.7479 | 11.7973 | 11.8 | 11.7973 | 41.86% | 41.66% | 40.25% | 41.25% | 41.25% | Y | N | N | 0
| 639 | Massachusetts Electric | NE North | Western | Florence Jct |  | Northampton | Distribution | 09-909W2 | Northampton | 13.8 | 5.8322 | 5.6728 | 5.7764 | 13.9828 | 13.98 | 13.9828 | 41.71% | 40.58% | 41.31% | 41.2% | 41.2% | Y | N | N | 0
| 92 | Massachusetts Electric | NE North | Central | Chandler St. |  | Worcester | Distribution | 01-2J393 | Worcester | 4.16 | 1.136 | 1.1817 | 1.2393 | 2.8821 | 2.88 | 2.8821 | 39.42% | 41.03% | 43% | 41.15% | 41.15% | Y | N | N | 0
| 186 | Massachusetts Electric | NE North | Central | Grafton St. |  | Worcester | Distribution | 01-9J329 | Worcester | 4.16 | 1.1841 | 1.1432 | 1.2345 | 2.8893 | 2.89 | 2.8893 | 40.98% | 39.56% | 42.73% | 41.09% | 41.09% | Y | N | N | 0
| 661 | Massachusetts Electric | NE North | North Shore | Granite |  | Lynn | Distribution | 12-12J904 | Lynn | 4.16 | 0.98473 | 1.0808 | 1.2009 | 2.6516 | 2.65 | 2.6516 | 37.14% | 40.78% | 45.29% | 41.07% | 41.07% | Y | N | N | 0
| 872 | Massachusetts Electric | NE North | North Shore | Bridge |  | Lynn | Distribution | 12-6J1 | Lynn | 4.16 | 0.90067 | 0.43232 | 0.79259 | 1.7293 | 1.73 | 1.7293 | 52.08% | 24.99% | 45.83% | 40.97% | 40.97% | Y | N | N | 0
| 165 | Massachusetts Electric | NE North | Central | Webster St. |  | Worcester | Distribution | 01-6J326 | Worcester | 4.16 | 0.8166 | 0.79259 | 1.1264 | 2.2337 | 2.23 | 2.2337 | 36.56% | 35.54% | 50.43% | 40.84% | 40.84% | Y | N | N | 0
| 249 | Massachusetts Electric | NE South | Southeast | Riverside Sub |  | Somerset | Distribution | 05-17J1 | Somerset | 4.16 | 1.4195 | 1.0352 | 1.1913 | 2.9758 | 2.98 | 2.9758 | 47.7% | 34.74% | 40.03% | 40.82% | 40.82% | Y | N | N | 0
| 1050 | Massachusetts Electric | NE North | Merrimack Valley | Lawrence Street |  | Lawrence | Distribution | 14-53J5 | Lawrence, Methuen | 3.74 | 0.64848 | 0.72053 | 1.5852 | 2.4138 | 2.41 | 2.4138 | 26.87% | 29.9% | 65.67% | 40.81% | 40.81% | Y | N | N | 0
| 566 | Massachusetts Electric | NE North | Western | Adams |  | Adams | Distribution | 09-1021W1 | Adams, Cheshire, North Adams | 13.8 | 5.0992 | 6.0074 | 5.3701 | 13.9828 | 13.98 | 12.6204 | 36.47% | 42.97% | 42.55% | 40.66% | 40.66% | Y | N | N | 0
| 708 | Massachusetts Electric | NE North | North Shore | Salem Peabody St. |  | Salem | Distribution | 12-1J5 | Salem | 4.16 | 0.86464 | 1.297 | 0.86464 | 2.4858 | 2.49 | 2.4858 | 34.78% | 52.09% | 34.78% | 40.55% | 40.55% | Y | N | N | 0
| 586 | Massachusetts Electric | NE North | Western | Ware |  | Ware | Distribution | 09-501L4 | Ware | 13.2 | 4.7708 | 4.6793 | 4.7098 | 11.6602 | 11.66 | 11.6602 | 40.92% | 40.13% | 40.39% | 40.48% | 40.48% | Y | Y | N | 0
| 888 | Massachusetts Electric | NE North | North Shore | Revere |  | Revere | Distribution | 12-7W3 | Revere | 13.8 | 2.948 | 3.1073 | 4.1431 | 8.4375 | 8.44 | 8.4375 | 34.94% | 36.82% | 49.1% | 40.29% | 40.29% | Y | N | N | 0
| 1140 | Massachusetts Electric | NE North | Merrimack Valley | Beach Road |  | Salisbury | Distribution | 14-7L2 | Amesbury, Salisbury | 13.2 | 4.9206 | 4.6946 | 4.7609 | 11.7973 | 11.8 | 12.1174 | 41.71% | 39.78% | 39.29% | 40.26% | 40.26% | Y | N | N | 0
| 674 | Massachusetts Electric | NE North | North Shore | Kent |  | Saugus | Distribution | 12-13J3 | Saugus | 4.16 | 1.5131 | 1.297 | 1.4771 | 3.5666 | 3.57 | 3.5666 | 42.42% | 36.33% | 41.41% | 40.06% | 40.06% | Y | N | N | 0
| 575 | Massachusetts Electric | NE North | Western | Lenox Depot |  | Lenox | Distribution | 09-1103W2 | Lenox | 13.8 | 4.2546 | 4.653 | 4.7645 | 11.3775 | 11.38 | 11.3775 | 37.39% | 40.89% | 41.88% | 40.05% | 40.05% | Y | N | N | 0
| 322 | Massachusetts Electric | NE South | Southeast | Uxbridge |  | Uxbridge | Distribution | 05-321W5 | Northbridge, Uxbridge | 13.8 | 5.0912 | 4.8362 | 5.2107 | 12.6204 | 12.62 | 12.6204 | 40.34% | 38.32% | 41.29% | 39.98% | 39.98% | Y | N | N | 0
| 853 | Massachusetts Electric | NE North | North Shore | Malden |  | Malden | Distribution | 12-5C2 | Malden | 4.16 | 1.1048 | 1.2393 | 0.86464 | 2.6948 | 2.69 | 2.6948 | 41% | 46.07% | 32.09% | 39.72% | 39.72% | Y | N | N | 0
| 1085 | Massachusetts Electric | NE North | Merrimack Valley | Newbury |  | Newbury | Distribution | 14-60L2 | Amesbury, Boxford, Newbury | 13.2 | 4.9836 | 4.4507 | 4.4476 | 11.6602 | 11.66 | 11.6602 | 42.74% | 38.17% | 38.14% | 39.68% | 39.68% | Y | N | N | 0
| 773 | Massachusetts Electric | NE North | North Shore | Saugus |  | Saugus | Distribution | 12-23W3 | Saugus | 13.8 | 3.7049 | 2.0875 | 4.4379 | 8.6048 | 8.6 | 8.6048 | 43.06% | 24.27% | 51.57% | 39.63% | 39.63% | Y | N | N | 0
| 305 | Massachusetts Electric | NE South | Southeast | Northboro Road |  | Southborough | Distribution | 05-317W4 | Southborough, Westborough | 13.8 | 3.2029 | 3.8005 | 3.6236 | 8.9395 | 8.94 | 8.9395 | 35.83% | 42.51% | 40.53% | 39.62% | 39.62% | Y | N | N | 0
| 667 | Massachusetts Electric | NE North | North Shore | Lynnway |  | Lynn | Distribution | 12-1386 | Lynn | 13.8 | 4.0873 | 2.6293 | 2.7647 | 6.8122 | 9.2 | 9.2024 | 60% | 28.58% | 30.04% | 39.54% | 39.54% | Y | N | N | 0
| 994 | Massachusetts Electric | NE North | Merrimack Valley | Perry Street |  | Lowell | Sub-Transmission | 14-304 | Lowell | 13.8 | 2.1034 | 2.1263 | 2.2558 | 5.4871 | 5.49 | 5.4871 | 38.33% | 38.73% | 41.11% | 39.39% | 39.39% | Y | N | N | 0
| 298 | Massachusetts Electric | NE South | Southeast | East Main Street |  | Westborough | Distribution | 05-314W2 | Southborough, Westborough | 13.8 | 5.1788 | 5.633 | 5.649 | 13.9828 | 13.98 | 13.9828 | 37.04% | 40.29% | 40.4% | 39.24% | 39.24% | Y | N | N | 0
| 257 | Massachusetts Electric | NE South | Southeast | West Street |  | Attleboro | Distribution | 05-1J2 | Attleboro | 4.16 | 1.1841 | 1.1408 | 1.0904 | 2.9182 | 2.92 | 2.9182 | 40.58% | 39.07% | 37.37% | 39% | 39% | Y | N | N | 0
| 297 | Massachusetts Electric | NE South | Southeast | East Main Street |  | Westborough | Distribution | 05-314W1 | Westborough | 13.8 | 3.7845 | 3.8801 | 6.359 | 11.9918 | 11.99 | 11.9918 | 31.56% | 32.36% | 53.03% | 38.98% | 38.98% | Y | N | N | 0
| 77 | Massachusetts Electric | NE North | Central | Greendale |  | Worcester | Distribution | 01-24W5 | Worcester | 13.8 | 3.9757 | 4.3024 | 4.5653 | 10.6126 | 10.61 | 11.736 | 37.46% | 40.55% | 38.9% | 38.97% | 38.97% | Y | N | N | 0
| 815 | Massachusetts Electric | NE North | North Shore | Everett |  | Everett | Distribution | 12-37W3 | Malden, Medford | 13.8 | 4.1988 | 4.1032 | 4.7805 | 11.2341 | 11.23 | 11.2341 | 37.38% | 36.54% | 42.55% | 38.82% | 38.82% | Y | N | N | 0
| 739 | Massachusetts Electric | NE North | North Shore | Swampscott |  | Swampscott | Distribution | 12-22W3 | Swampscott | 13.8 | 3.7049 | 4.1431 | 4.7247 | 10.8038 | 10.8 | 10.8038 | 34.29% | 38.36% | 43.73% | 38.8% | 38.8% | Y | N | N | 0
| 162 | Massachusetts Electric | NE North | Central | Webster St. |  | Worcester | Distribution | 01-6J316 | Auburn, Worcester | 4.16 | 0.52839 | 0.79259 | 0.65569 | 1.7005 | 1.7 | 1.7005 | 31.07% | 46.62% | 38.56% | 38.75% | 38.75% | Y | N | N | 0
| 273 | Massachusetts Electric | NE South | Southeast | Sykes Rd. Sub |  | Fall River | Distribution | 05-28W50 | Fall River | 13.8 | 3.9279 | 3.9997 | 5.394 | 11.497 | 11.5 | 11.497 | 34.16% | 34.78% | 46.92% | 38.62% | 38.62% | Y | N | N | 0
| 1082 | Massachusetts Electric | NE North | Merrimack Valley | Methuen |  | Methuen | Distribution | 14-5J44 | Methuen | 3.74 | 0.85668 | 0.78538 | 0.8166 | 2.1256 | 2.13 | 2.1256 | 40.3% | 36.87% | 38.42% | 38.53% | 38.53% | Y | N | N | 0
| 223 | Massachusetts Electric | NE South | Southeast | Hathaway St. Sub |  | Fall River | Distribution | 05-106W42 | Fall River | 13.8 | 4.9557 | 5.2346 | 6.3102 | 14.3414 | 14.34 | 14.3414 | 34.56% | 36.5% | 44% | 38.35% | 38.35% | Y | N | N | 0
| 134 | Massachusetts Electric | NE North | Central | Cambridge St. |  | Worcester | Distribution | 01-4J338 | Worcester | 4.16 | 1.0808 | 1.0184 | 1.0087 | 2.7092 | 2.71 | 2.7092 | 39.89% | 37.58% | 37.23% | 38.24% | 38.24% | Y | N | N | 0
| 873 | Massachusetts Electric | NE North | North Shore | Bridge |  | Lynn | Distribution | 12-6J2 | Lynn | 4.16 | 1.0063 | 0.72053 | 1.1577 | 2.5219 | 2.52 | 2.5219 | 39.9% | 28.59% | 45.9% | 38.13% | 38.13% | Y | N | N | 0
| 21 | Massachusetts Electric | NE North | Central | Brooks St. |  | Worcester | Distribution | 01-13J350 | Worcester | 4.16 | 0.86464 | 0.85503 | 0.92709 | 2.3345 | 2.33 | 2.3345 | 37.04% | 36.7% | 39.71% | 37.82% | 37.82% | Y | N | N | 0
| 53 | Massachusetts Electric | NE North | Central | Prospect St. |  | Leominster | Distribution | 01-219W3 | Leominster | 13.8 | 4.3423 | 4.5892 | 4.5653 | 11.7838 | 11.78 | 12.1902 | 36.85% | 38.96% | 37.45% | 37.75% | 37.75% | Y | N | N | 0
| 985 | Massachusetts Electric | NE North | Merrimack Valley | Lawrence |  | Lawrence | Distribution | 14-2J5 | Lawrence | 3.74 | 0.93669 | 0.86464 | 0.79259 | 2.2913 | 2.29 | 2.2913 | 40.88% | 37.76% | 34.59% | 37.74% | 37.74% | Y | N | N | 0
| 820 | Massachusetts Electric | NE North | North Shore | Salem Boston St. |  | Salem | Distribution | 12-3J1 | Salem | 4.16 | 0.55481 | 1.5491 | 0.79259 | 2.5579 | 2.56 | 2.5579 | 21.69% | 60.51% | 30.99% | 37.73% | 37.73% | Y | N | N | 0
| 448 | Massachusetts Electric | NE South | South Shore | Atlantic |  | Quincy | Distribution | 07-4J3 | Quincy | 4.16 | 0.90547 | 0.95591 | 0.99193 | 2.5219 | 2.52 | 2.5219 | 35.9% | 37.93% | 39.33% | 37.72% | 37.72% | Y | N | N | 0
| 771 | Massachusetts Electric | NE North | North Shore | Saugus |  | Saugus | Distribution | 12-23W1 | Saugus | 13.8 | 5.0673 | 3.4499 | 4.7566 | 11.2341 | 12.07 | 12.0707 | 45.11% | 28.58% | 39.41% | 37.7% | 37.7% | Y | N | N | 0
| 582 | Massachusetts Electric | NE North | Western | West Hampden |  | Hampden | Distribution | 09-139L3 | East Longmeadow, Hampden, Monson, Northampton, Wilbraham | 13.2 | 2.0501 | 5.2433 | 5.8987 | 11.683 | 11.68 | 11.683 | 17.55% | 44.89% | 50.49% | 37.64% | 37.64% | Y | N | N | 0
| 539 | Massachusetts Electric | NE South | South Shore | South Randolph |  | Randolph | Distribution | 07-97W3 | Holbrook, Randolph | 13.8 | 4.7406 | 4.9159 | 4.9159 | 12.9072 | 12.91 | 12.9072 | 36.73% | 38.08% | 38.09% | 37.63% | 37.63% | Y | N | N | 0
| 64 | Massachusetts Electric | NE North | Central | Groton St. |  | Pepperell | Distribution | 01-226L1 | Pepperell | 13.2 | 4.725 | 5.3271 | 5.7386 | 13.9922 | 13.99 | 13.9922 | 33.77% | 38.08% | 41.01% | 37.62% | 37.62% | Y | N | N | 0
| 411 | Massachusetts Electric | NE South | South Shore | Mid-Weymouth |  | Weymouth | Distribution | 07-12W3 | Weymouth | 13.8 | 4.2466 | 4.3423 | 4.3582 | 11.4731 | 11.47 | 11.4731 | 37.01% | 37.86% | 37.99% | 37.62% | 37.62% | Y | N | N | 0
| 1005 | Massachusetts Electric | NE North | Merrimack Valley | East Boxford (New) |  | Boxford | Sub-Transmission | 14-33L2 | Boxford | 13.2 | 4.2741 | 4.2906 | 4.6359 | 11.7745 | 11.77 | 11.7745 | 36.3% | 36.45% | 39.37% | 37.38% | 37.38% | Y | N | N | 0
| 636 | Massachusetts Electric | NE North | Western | West St |  | Northampton | Distribution | 09-901W3 | Northampton | 13.8 | 3.2587 | 3.4021 | 3.6331 | 9.2024 | 9.2 | 9.2024 | 35.41% | 36.98% | 39.48% | 37.29% | 37.29% | Y | N | N | 0
| 1006 | Massachusetts Electric | NE North | Merrimack Valley | Byfield |  | Newbury | Distribution | 14-34M1 | Newbury, West Newbury | 4.8 | 1.205 | 1.1723 | 1.2221 | 3.2175 | 3.22 | 3.2175 | 37.45% | 36.41% | 37.98% | 37.28% | 37.28% | Y | N | N | 0
| 537 | Massachusetts Electric | NE South | South Shore | South Randolph |  | Randolph | Distribution | 07-97W1 | Randolph | 13.8 | 4.645 | 4.9159 | 4.9159 | 12.955 | 12.96 | 12.955 | 35.85% | 37.93% | 37.95% | 37.24% | 37.24% | Y | N | N | 0
| 347 | Massachusetts Electric | NE South | Southeast | Crocker Pond |  | Wrentham | Distribution | 05-3424W1 | Foxborough, Wrentham | 13.8 | 4.1192 | 4.2466 | 4.3183 | 11.3536 | 11.35 | 11.3536 | 36.28% | 37.42% | 38.04% | 37.24% | 37.24% | Y | N | N | 0
| 159 | Massachusetts Electric | NE North | Central | Webster St. |  | Worcester | Distribution | 01-6J304 | Worcester | 4.16 | 0.84062 | 0.57643 | 1.0208 | 2.1832 | 2.18 | 2.1832 | 38.5% | 26.44% | 46.75% | 37.23% | 37.23% | Y | N | N | 0
| 501 | Massachusetts Electric | NE South | South Shore | Scituate |  | Scituate | Distribution | 07-915W35 | Norwell, Scituate | 13.8 | 6.0552 | 4.7327 | 5.3541 | 14.5087 | 14.51 | 14.5087 | 41.74% | 32.62% | 36.9% | 37.08% | 37.08% | Y | N | N | 0
| 652 | Massachusetts Electric | NE North | North Shore | Wellington |  | Medford | Distribution | 12-11J4 | Malden, Medford | 4.16 | 1.0328 | 1.345 | 0.60525 | 2.6876 | 2.69 | 2.6876 | 38.43% | 50% | 22.52% | 36.98% | 36.98% | Y | N | N | 0
| 378 | Massachusetts Electric | NE South | Southeast | Clara Street |  | Seekonk | Distribution | 05-6J1 | Attleboro, Seekonk | 4.16 | 0.97993 | 1.0111 | 1.0688 | 2.7741 | 2.77 | 2.7741 | 35.32% | 36.5% | 38.53% | 36.79% | 36.79% | Y | N | N | 0
| 163 | Massachusetts Electric | NE North | Central | Webster St. |  | Worcester | Distribution | 01-6J318 | Worcester | 4.16 | 0.69652 | 0.6725 | 0.79259 | 1.9599 | 1.96 | 1.9599 | 35.54% | 34.31% | 40.44% | 36.76% | 36.76% | Y | N | N | 0
| 328 | Massachusetts Electric | NE South | Southeast | Plainridge Park 3337 |  | Plainville | Distribution | 05-3337W1 | Plainville, Wrentham | 13.8 | 4.2227 | 4.6291 | 4.3821 | 11.999 | 12 | 11.999 | 35.19% | 38.58% | 36.52% | 36.76% | 36.76% | Y | N | N | 0
| 509 | Massachusetts Electric | NE South | South Shore | Dupont |  | Brockton | Distribution | 07-91W46 | Brockton | 13.8 | 3.6092 | 4.2546 | 4.9318 | 11.6404 | 11.64 | 11.6404 | 31.01% | 36.55% | 42.37% | 36.64% | 36.64% | Y | N | N | 0
| 1136 | Massachusetts Electric | NE North | Merrimack Valley | North Andover |  | North Andover | Distribution | 14-7J1 | North Andover | 3.74 | 0.6701 | 0.6701 | 0.91268 | 2.0535 | 2.05 | 2.0535 | 32.63% | 32.69% | 44.44% | 36.59% | 36.59% | Y | N | N | 0
| 924 | Massachusetts Electric | NE North | Merrimack Valley | Meadowbrook |  | Chelmsford | Distribution | 14-16L1 | Chelmsford, Lowell | 13.2 | 4.001 | 4.4354 | 4.7936 | 12.1174 | 12.12 | 12.1174 | 33.02% | 36.6% | 39.56% | 36.39% | 36.39% | Y | N | N | 0
| 1115 | Massachusetts Electric | NE North | Merrimack Valley | West Chelmsford |  | Chelmsford | Distribution | 14-73L2 | Chelmsford, Westford | 13.2 | 3.2008 | 3.7267 | 5.9139 | 11.7745 | 11.77 | 11.7745 | 27.18% | 31.66% | 50.23% | 36.36% | 36.36% | Y | N | N | 0
| 1015 | Massachusetts Electric | NE North | Merrimack Valley | Perry Street |  | Lowell | Distribution | 14-3J2 | Lowell | 4.16 | 0.85023 | 0.85743 | 0.95351 | 2.4498 | 2.45 | 2.4498 | 34.71% | 35% | 38.92% | 36.21% | 36.21% | Y | N | N | 0
| 614 | Massachusetts Electric | NE North | Western | Barre |  | Barre | Distribution | 09-604W2 | Barre | 13.8 | 3.0117 | 3.3065 | 3.4021 | 8.8199 | 8.82 | 9.2024 | 34.15% | 37.49% | 36.97% | 36.2% | 36.2% | Y | Y | N | 0
| 38 | Massachusetts Electric | NE North | Central | Ayer |  | Ayer | Distribution | 01-201W4 | Ayer, Groton, Shirley | 13.8 | 2.7169 | 5.6887 | 3.3224 | 11.7838 | 10.54 | 10.5409 | 23.06% | 53.97% | 31.52% | 36.18% | 36.18% | Y | N | N | 0
| 524 | Massachusetts Electric | NE South | South Shore | Parkview |  | Stoughton | Distribution | 07-94W42 | Stoughton | 13.8 | 3.7925 | 4.3263 | 4.4471 | 11.5926 | 11.59 | 11.5926 | 32.71% | 37.33% | 38.36% | 36.13% | 36.13% | Y | N | N | 0
| 449 | Massachusetts Electric | NE South | South Shore | Atlantic |  | Quincy | Distribution | 07-4J4 | Quincy | 4.16 | 0.85743 | 0.85743 | 0.85743 | 2.3778 | 2.38 | 2.3778 | 36.06% | 36.03% | 36.06% | 36.05% | 36.05% | Y | N | N | 0
| 540 | Massachusetts Electric | NE South | South Shore | South Randolph |  | Randolph | Distribution | 07-97W4 | Randolph | 13.8 | 3.7208 | 3.9518 | 3.9518 | 10.756 | 10.76 | 10.756 | 34.59% | 36.73% | 36.74% | 36.02% | 36.02% | Y | N | N | 0
| 1041 | Massachusetts Electric | NE North | Merrimack Valley | North Haverhill |  | Haverhill | Distribution | 14-48L3 | Haverhill | 13.2 | 4.9074 | 3.9401 | 3.8532 | 11.7745 | 11.77 | 11.7745 | 41.68% | 33.48% | 32.72% | 35.96% | 35.96% | Y | N | N | 0
| 31 | Massachusetts Electric | NE North | Central | Tatnuck |  | Worcester | Distribution | 01-1J363 | Worcester | 4.16 | 0.9487 | 0.99674 | 0.95831 | 2.6948 | 2.69 | 2.6948 | 35.2% | 37.05% | 35.56% | 35.94% | 35.94% | Y | N | N | 0
| 705 | Massachusetts Electric | NE North | North Shore | Salem Peabody St. |  | Salem | Distribution | 12-1J2 | Salem | 4.16 | 0.72053 | 0.86464 | 1.0952 | 2.4858 | 2.49 | 2.4858 | 28.99% | 34.72% | 44.06% | 35.92% | 35.92% | Y | N | N | 0
| 210 | Massachusetts Electric | NE North | Central | Webster St. |  | Worcester | Distribution | 01-HT41 | Worcester | 13.8 | 2.5974 | 2.9958 | 2.5416 | 7.6009 | 7.6 | 7.6009 | 34.17% | 39.42% | 33.44% | 35.68% | 35.68% | Y | N | N | 0
| 137 | Massachusetts Electric | NE North | Central | Cambridge St. |  | Worcester | Distribution | 01-4J348 | Worcester | 4.16 | 0.86464 | 1.0376 | 0.96551 | 2.7092 | 2.71 | 2.7092 | 31.91% | 38.29% | 35.64% | 35.28% | 35.28% | Y | N | N | 0
| 46 | Massachusetts Electric | NE North | Central | Fitch Rd. |  | Clinton | Distribution | 01-216W2 | Clinton | 13.8 | 4.3901 | 4.0156 | 4.3263 | 11.7838 | 11.78 | 12.6204 | 37.25% | 34.09% | 34.28% | 35.21% | 35.21% | Y | N | N | 0
| 885 | Massachusetts Electric | NE North | North Shore | Hudson |  | Lynn | Distribution | 12-7J903 | Saugus | 4.16 | 1.0952 | 1.0424 | 1.0424 | 3.0262 | 3.03 | 3.0262 | 36.19% | 34.4% | 34.44% | 35.01% | 35.01% | Y | N | N | 0
| 368 | Massachusetts Electric | NE South | Southeast | Rehoboth |  | Rehoboth | Distribution | 05-3J1 | Rehoboth | 4.16 | 0.73494 | 0.75896 | 0.81901 | 2.2048 | 2.2 | 2.2048 | 33.33% | 34.5% | 37.15% | 34.99% | 34.99% | Y | N | N | 0
| 100 | Massachusetts Electric | NE North | Central | North Grafton |  | Grafton | Distribution | 01-328W2 | Grafton, Millbury | 13.8 | 4.9796 | 5.0195 | 5.3063 | 14.6282 | 14.63 | 14.6282 | 34.04% | 34.31% | 36.27% | 34.88% | 34.88% | Y | N | N | 0
| 664 | Massachusetts Electric | NE North | North Shore | Beverly |  | Beverly | Distribution | 12-12L6 | Beverly | 13.2 | 4.3897 | 4.8012 | 4.2906 | 12.9634 | 12.96 | 12.9176 | 33.86% | 37.05% | 33.22% | 34.71% | 34.71% | Y | N | N | 0
| 1022 | Massachusetts Electric | NE North | Merrimack Valley | Andover |  | Andover | Distribution | 14-3J44 | Andover | 3.74 | 0.62686 | 0.79259 | 0.78538 | 2.1256 | 2.13 | 2.1256 | 29.49% | 37.21% | 36.95% | 34.55% | 34.55% | Y | N | N | 0
| 334 | Massachusetts Electric | NE South | Southeast | Depot Street |  | Milford | Distribution | 05-335W9 | Hopedale, Mendon, Milford | 13.8 | 4.0395 | 4.2546 | 4.4618 | 12.3097 | 12.31 | 12.3097 | 32.82% | 34.56% | 36.25% | 34.54% | 34.54% | Y | N | N | 0
| 981 | Massachusetts Electric | NE North | Merrimack Valley | Lawrence |  | Lawrence | Distribution | 14-2J1 | Lawrence | 3.74 | 0.64848 | 0.86464 | 1.5131 | 2.9398 | 2.94 | 2.9398 | 22.06% | 29.41% | 51.47% | 34.31% | 34.31% | Y | N | N | 0
| 1081 | Massachusetts Electric | NE North | Merrimack Valley | Methuen |  | Methuen | Distribution | 14-5J43 | Methuen | 3.74 | 0.89683 | 0.807 | 0.91508 | 2.5507 | 2.55 | 2.5507 | 35.16% | 31.65% | 35.88% | 34.23% | 34.23% | Y | N | N | 0
| 659 | Massachusetts Electric | NE North | North Shore | Granite |  | Lynn | Distribution | 12-12J902 | Lynn | 4.16 | 0.77097 | 0.8166 | 0.76857 | 2.3057 | 2.31 | 2.3057 | 33.44% | 35.35% | 33.33% | 34.04% | 34.04% | Y | N | N | 0
| 526 | Massachusetts Electric | NE South | South Shore | Parkview |  | Stoughton | Distribution | 07-94W44 | Stoughton | 13.8 | 4.1431 | 3.5933 | 4.0561 | 11.5926 | 11.59 | 11.5926 | 35.74% | 31% | 34.99% | 33.91% | 33.91% | Y | N | N | 0
| 542 | Massachusetts Electric | NE South | South Shore | Belmont |  | Brockton | Distribution | 07-98W10 | Brockton | 13.8 | 3.7049 | 4.8601 | 5.0992 | 13.4331 | 13.43 | 13.4331 | 27.58% | 36.19% | 37.96% | 33.91% | 33.91% | Y | N | N | 0
| 375 | Massachusetts Electric | NE South | Southeast | South Attleboro |  | Attleboro | Distribution | 05-5J1 | Attleboro | 4.16 | 1.0664 | 0.86464 | 0.86464 | 2.7741 | 2.77 | 2.7741 | 38.44% | 31.21% | 31.17% | 33.61% | 33.61% | Y | N | N | 0
| 673 | Massachusetts Electric | NE North | North Shore | Kent |  | Saugus | Distribution | 12-13J2 | Saugus | 4.16 | 0.72053 | 0.72053 | 0.5404 | 1.9815 | 1.98 | 1.9815 | 36.36% | 36.39% | 27.27% | 33.34% | 33.34% | Y | N | N | 0
| 150 | Massachusetts Electric | NE North | Central | Crystal Lake |  | Gardner | Distribution | 01-607W3 | Gardner, Winchendon | 13.8 | 4.159 | 4.2068 | 4.3024 | 12.6682 | 12.67 | 12.6682 | 32.83% | 33.2% | 33.96% | 33.33% | 33.33% | Y | Y | N | 0
| 1024 | Massachusetts Electric | NE North | Merrimack Valley | Perry Street |  | Lowell | Distribution | 14-3J5 | Lowell | 4.16 | 0.807 | 0.71333 | 0.76136 | 2.3417 | 2.34 | 2.3417 | 34.46% | 30.48% | 32.51% | 32.49% | 32.49% | Y | N | N | 0
| 6 | Massachusetts Electric | NE North | Central | Faraday St. |  | Worcester | Distribution | 01-11J325 | Worcester | 4.16 | 0.87425 | 0.75176 | 0.6821 | 2.3778 | 2.38 | 2.3778 | 36.77% | 31.59% | 28.69% | 32.35% | 32.35% | Y | N | N | 0
| 466 | Massachusetts Electric | NE South | South Shore | Harrison Blvd |  | Avon | Distribution | 07-75W1 | Avon, Stoughton | 13.8 | 3.8642 | 3.7686 | 3.6095 | 11.7121 | 11.71 | 11.7121 | 32.99% | 32.18% | 30.82% | 32% | 32% | Y | N | N | 0
| 369 | Massachusetts Electric | NE South | Southeast | Rehoboth |  | Rehoboth | Distribution | 05-3J2 | Rehoboth | 4.16 | 0.64848 | 0.8046 | 0.72534 | 2.2697 | 2.27 | 2.2697 | 28.57% | 35.44% | 31.96% | 31.99% | 31.99% | Y | N | N | 0
| 925 | Massachusetts Electric | NE North | Merrimack Valley | Meadowbrook |  | Chelmsford | Distribution | 14-16L2 | Lowell | 13.2 | 3.4523 | 4.0925 | 4.0849 | 12.1174 | 12.12 | 12.1174 | 28.49% | 33.77% | 33.71% | 31.99% | 31.99% | Y | N | N | 0
| 716 | Massachusetts Electric | NE North | North Shore | Lynnway |  | Lynn | Distribution | 12-21J22 | Lynn | 4.16 | 0.74935 | 0.79259 | 0.82861 | 2.4858 | 2.49 | 2.4858 | 30.14% | 31.83% | 33.33% | 31.77% | 31.77% | Y | N | N | 0
| 381 | Massachusetts Electric | NE South | Southeast | Mink Street |  | Seekonk | Distribution | 05-7L2 | Seekonk | 13.2 | 3.5438 | 3.7343 | 3.9934 | 11.7973 | 11.8 | 12.0717 | 30.04% | 31.65% | 33.08% | 31.59% | 31.59% | Y | N | N | 0
| 39 | Massachusetts Electric | NE North | Central | Litchfield St |  | Leominster | Distribution | 01-207W1 | Leominster | 13.8 | 3.6491 | 3.7766 | 4.1351 | 12.1902 | 12.19 | 12.3097 | 29.93% | 30.98% | 33.59% | 31.5% | 31.5% | Y | N | N | 0
| 149 | Massachusetts Electric | NE North | Central | Crystal Lake |  | Gardner | Distribution | 01-607W2 | Gardner | 13.8 | 3.6172 | 3.8244 | 4.398 | 12.6682 | 12.67 | 12.6682 | 28.55% | 30.18% | 34.72% | 31.15% | 31.15% | Y | Y | N | 0
| 112 | Massachusetts Electric | NE North | Central | Fiskdale |  | Sturbridge | Distribution | 01-408L1 | Brookfield, Sturbridge | 13.2 | 3.1475 | 3.3837 | 3.5438 | 10.8828 | 10.88 | 10.8828 | 28.92% | 31.1% | 32.56% | 30.86% | 30.86% | Y | N | N | 0
| 861 | Massachusetts Electric | NE North | North Shore | Malden |  | Malden | Distribution | 12-5J9 | Malden | 4.16 | 0.73494 | 1.5275 | 0.74455 | 3.2568 | 3.26 | 3.2568 | 22.57% | 46.86% | 22.86% | 30.76% | 30.76% | Y | N | N | 0
| 476 | Massachusetts Electric | NE South | South Shore | E. Bridgewater |  | East Bridgewater | Distribution | 07-797W42 | Brockton, E. Bridgewater, West Bridgewater | 13.8 | 4.0395 | 4.167 | 4.7964 | 14.1024 | 14.1 | 14.1024 | 28.64% | 29.55% | 34.01% | 30.74% | 30.74% | Y | N | N | 0
| 321 | Massachusetts Electric | NE South | Southeast | Uxbridge |  | Uxbridge | Distribution | 05-321W4 | Douglas, Uxbridge | 13.8 | 3.665 | 3.8244 | 4.0953 | 12.5726 | 12.57 | 12.5726 | 29.15% | 30.42% | 32.57% | 30.72% | 30.72% | Y | N | N | 0
| 402 | Massachusetts Electric | NE South | South Shore | North Quincy |  | Quincy | Sub-Transmission | 07-1104 | Quincy | 13.8 | 6.4058 | 6.0234 | 6.7325 | 20.8667 | 20.87 | 20.8667 | 30.7% | 28.86% | 32.26% | 30.61% | 30.61% | Y | N | N | 0
| 1125 | Massachusetts Electric | NE North | Merrimack Valley | East Dracut |  | Dracut | Distribution | 14-75L4 | Dracut, Methuen | 13.2 | 2.9722 | 3.7038 | 3.498 | 11.0886 | 11.09 | 11.0886 | 26.8% | 33.4% | 31.55% | 30.58% | 30.58% | Y | N | N | 0
| 843 | Massachusetts Electric | NE North | North Shore | Riverdale |  | Gloucester | Distribution | 12-52J1 | Gloucester | 4.16 | 0.64848 | 0.74455 | 0.68451 | 2.2697 | 2.27 | 2.2697 | 28.57% | 32.8% | 30.16% | 30.51% | 30.51% | Y | N | N | 0
| 164 | Massachusetts Electric | NE North | Central | Webster St. |  | Worcester | Distribution | 01-6J319 | Worcester | 4.16 | 0.60044 | 0.6725 | 0.75416 | 2.2264 | 2.23 | 2.2264 | 26.97% | 30.16% | 33.87% | 30.33% | 30.33% | Y | N | N | 0
| 940 | Massachusetts Electric | NE North | Merrimack Valley | Lawrence |  | Lawrence | Distribution | 14-1J6 | Lawrence | 3.74 | 0.92228 | 0.69652 | 0.6725 | 2.5219 | 2.52 | 2.5219 | 36.57% | 27.64% | 26.67% | 30.29% | 30.29% | Y | N | N | 0
| 847 | Massachusetts Electric | NE North | North Shore | Hendersonville |  | Everett | Distribution | 12-593W3 | Everett | 13.8 | 0 | 6.1509 | 5.8003 | 13.6243 | 13.62 | 12.9789 | 0% | 45.16% | 44.69% | 29.95% | 29.95% | Y | N | N | 0
| 869 | Massachusetts Electric | NE North | North Shore | Pine Banks |  | Melrose | Distribution | 12-67J3 | Malden, Melrose | 4.16 | 0.58844 | 1.0808 | 1.1048 | 3.3865 | 3.03 | 3.0262 | 17.38% | 35.67% | 36.51% | 29.85% | 29.85% | Y | N | N | 0
| 126 | Massachusetts Electric | NE North | Central | Snow St. |  | Southbridge | Distribution | 01-413L7 | Southbridge, Sturbridge | 13.2 | 1.4632 | 1.3489 | 3.5666 | 7.2019 | 7.2 | 7.2019 | 20.32% | 18.74% | 49.52% | 29.53% | 29.53% | Y | N | N | 0
| 1021 | Massachusetts Electric | NE North | Merrimack Valley | Andover |  | Andover | Distribution | 14-3J43 | Andover | 3.74 | 0.69652 | 0.48276 | 0.70612 | 2.1328 | 2.13 | 2.1328 | 32.66% | 22.66% | 33.11% | 29.48% | 29.48% | Y | N | N | 0
| 783 | Massachusetts Electric | NE North | North Shore | Gloucester |  | Gloucester | Distribution | 12-24J6 | Gloucester | 4.16 | 0.28821 | 1.8013 | 0.36027 | 2.7741 | 2.77 | 2.7741 | 10.39% | 65.03% | 12.99% | 29.47% | 29.47% | Y | N | N | 0
| 172 | Massachusetts Electric | NE North | Central | Vernon Hill |  | Worcester | Distribution | 01-8J364 | Worcester | 4.16 | 0.89106 | 0.84062 | 0.85503 | 2.9254 | 2.93 | 2.9254 | 30.46% | 28.69% | 29.23% | 29.46% | 29.46% | Y | N | N | 0
| 34 | Massachusetts Electric | NE North | Central | Tatnuck |  | Worcester | Distribution | 01-1J390 | Worcester | 4.16 | 1.321 | 0.57162 | 0.19923 | 2.3706 | 2.37 | 2.3706 | 55.72% | 24.12% | 8.404% | 29.42% | 29.42% | Y | N | N | 0
| 836 | Massachusetts Electric | NE North | North Shore | Western |  | Lynn | Distribution | 12-4J2 | Lynn | 4.16 | 0.86464 | 1.0087 | 0.43232 | 2.6299 | 2.63 | 2.6299 | 32.88% | 38.36% | 16.44% | 29.22% | 29.22% | Y | N | N | 0
| 589 | Massachusetts Electric | NE North | Western | Palmer 503 |  | Palmer | Distribution | 09-503L4 | Brimfield, Monson, Palmer, Wales | 13.2 | 2.4082 | 3.0789 | 3.2999 | 10.0826 | 10.08 | 10.0826 | 23.89% | 30.54% | 32.73% | 29.05% | 29.05% | Y | Y | N | 0
| 919 | Massachusetts Electric | NE North | Merrimack Valley | Worthen Street |  | Lowell | Distribution | 14-13J4 | Lowell | 4.16 | 0.75656 | 0.38428 | 0.91268 | 2.3778 | 2.38 | 2.3778 | 31.82% | 16.15% | 38.38% | 28.78% | 28.78% | Y | N | N | 0
| 611 | Massachusetts Electric | NE North | Western | Five Corners |  | Granby | Distribution | 09-527L2 | Belchertown, Granby | 13.2 | 2.4768 | 2.6902 | 2.8884 | 9.8083 | 9.81 | 9.0538 | 25.25% | 27.42% | 31.9% | 28.19% | 28.19% | Y | N | N | 0
| 591 | Massachusetts Electric | NE North | Western | Wilbraham |  | Wilbraham | Distribution | 09-507L2 | Hampden, Wilbraham | 13.2 | 3.0789 | 3.3456 | 3.5819 | 11.9117 | 11.91 | 11.9117 | 25.85% | 28.09% | 30.07% | 28% | 28% | Y | N | N | 0
| 72 | Massachusetts Electric | NE North | Central | Cooks Pond |  | Worcester | Distribution | 01-23W4 | Worcester | 13.8 | 1.8564 | 4.8123 | 4.0793 | 13.0029 | 13 | 13.0029 | 14.28% | 37.02% | 31.37% | 27.56% | 27.56% | Y | N | N | 0
| 20 | Massachusetts Electric | NE North | Central | Millbrook St. |  | Worcester | Distribution | 01-12J391 | Worcester | 4.16 | 0.49957 | 0.96071 | 0.72053 | 2.6516 | 2.65 | 2.6516 | 18.84% | 36.25% | 27.17% | 27.42% | 27.42% | Y | N | N | 0
| 450 | Massachusetts Electric | NE South | South Shore | Randolph |  | Randolph | Distribution | 07-5W1 | Randolph | 13.8 | 2.9081 | 3.1471 | 3.1471 | 11.3775 | 11.38 | 11.3775 | 25.56% | 27.65% | 27.66% | 26.96% | 26.96% | Y | N | N | 0
| 672 | Massachusetts Electric | NE North | North Shore | Kent |  | Saugus | Distribution | 12-13J1 | Saugus | 4.16 | 0.64848 | 0.5404 | 0.5404 | 2.1616 | 2.16 | 2.1616 | 30% | 25.02% | 25% | 26.67% | 26.67% | Y | N | N | 0
| 875 | Massachusetts Electric | NE North | North Shore | Nahant |  | Nahant | Distribution | 12-79J1 | Lynn, Nahant | 4.16 | 0.8046 | 0.86224 | 0.91988 | 3.3865 | 3.18 | 3.1776 | 23.76% | 27.11% | 28.95% | 26.61% | 26.61% | Y | N | N | 0
| 467 | Massachusetts Electric | NE South | South Shore | Harrison Blvd |  | Avon | Distribution | 07-75W3 | Avon, Brockton | 13.8 | 2.9878 | 3.2109 | 3.1834 | 11.7599 | 11.76 | 11.7599 | 25.41% | 27.3% | 27.07% | 26.59% | 26.59% | Y | N | N | 0
| 916 | Massachusetts Electric | NE North | Merrimack Valley | Worthen Street |  | Lowell | Distribution | 14-13J1 | Lowell | 4.16 | 0.36027 | 0.52839 | 0.91268 | 2.2697 | 2.27 | 2.2697 | 15.87% | 23.28% | 40.21% | 26.45% | 26.45% | Y | N | N | 0
| 547 | Massachusetts Electric | NE South | South Shore | Belmont |  | Brockton | Distribution | 07-98W49 | Brockton | 13.8 | 2.1273 | 2.8125 | 2.7089 | 10.1585 | 9.47 | 9.4653 | 20.94% | 29.7% | 28.62% | 26.42% | 26.42% | Y | N | N | 0
| 26 | Massachusetts Electric | NE North | Central | Salisbury |  | Worcester | Distribution | 01-16J1 | Worcester | 4.16 | 0.50918 | 0.57643 | 0.49957 | 2.0175 | 2.02 | 2.0175 | 25.24% | 28.54% | 24.76% | 26.18% | 26.18% | Y | N | N | 0
| 278 | Massachusetts Electric | NE South | Southeast | South Marlboro |  | Marlborough | Distribution | 05-310W3 | Marlborough, Southborough | 13.8 | 3.3782 | 3.5535 | 2.8922 | 12.6682 | 12.67 | 12.6682 | 26.67% | 28.05% | 22.83% | 25.85% | 25.85% | Y | N | N | 0
| 217 | Massachusetts Electric | NE North | Central | Bloomingdale |  | Worcester | Distribution | 01-HT59 | Worcester | 13.8 | 2.3265 | 2.199 | 2.438 | 8.4614 | 8.46 | 10.3975 | 27.5% | 25.99% | 23.45% | 25.65% | 25.65% | Y | N | N | 0
| 1025 | Massachusetts Electric | NE North | Merrimack Valley | Perry Street |  | Lowell | Distribution | 14-3J6 | Lowell | 4.16 | 0.59084 | 0.60044 | 0.66049 | 2.4138 | 2.41 | 2.4138 | 24.48% | 24.91% | 27.36% | 25.59% | 25.59% | Y | N | N | 0
| 420 | Massachusetts Electric | NE South | South Shore | Field St |  | Quincy | Distribution | 07-1J6 | Quincy | 4.16 | 0.43232 | 0.43232 | 0.79259 | 2.1616 | 2.16 | 2.1616 | 20% | 20.01% | 36.67% | 25.56% | 25.56% | Y | N | N | 0
| 419 | Massachusetts Electric | NE South | South Shore | Field St |  | Quincy | Distribution | 07-1J2 | Quincy | 4.16 | 0.43232 | 0.43232 | 0.59084 | 1.9094 | 1.91 | 1.9094 | 22.64% | 22.63% | 30.94% | 25.41% | 25.41% | Y | N | N | 0
| 271 | Massachusetts Electric | NE South | Southeast | Sykes Rd. Sub |  | Fall River | Distribution | 05-28W41 | Fall River | 13.8 | 2.8683 | 3.1312 | 3.1153 | 11.999 | 12 | 11.999 | 23.9% | 26.09% | 25.96% | 25.32% | 25.32% | Y | N | N | 0
| 602 | Massachusetts Electric | NE North | Western | Little Rest Rd |  | Warren | Distribution | 09-516L2 | Warren | 13.2 | 2.2939 | 2.332 | 2.5226 | 9.4882 | 9.49 | 9.4882 | 24.18% | 24.57% | 26.59% | 25.11% | 25.11% | Y | Y | N | 0
| 199 | Massachusetts Electric | NE North | Central | Grafton St. |  | Worcester | Distribution | 01-HT26 | Worcester | 13.8 | 2.3982 | 2.4301 | 2.5097 | 9.7521 | 9.75 | 9.7521 | 24.59% | 24.92% | 25.74% | 25.08% | 25.08% | Y | N | N | 0
| 920 | Massachusetts Electric | NE North | Merrimack Valley | Worthen Street |  | Lowell | Distribution | 14-13J5 | Lowell | 4.16 | 0.47555 | 0.46835 | 0.79259 | 2.3778 | 2.38 | 2.3778 | 20% | 19.68% | 33.33% | 24.34% | 24.34% | Y | N | N | 0
| 852 | Massachusetts Electric | NE North | North Shore | Malden |  | Malden | Distribution | 12-5C1 | Malden | 4.16 | 0.84062 | 0.86464 | 0.6725 | 3.3 | 3.3 | 3.3 | 25.47% | 26.2% | 20.38% | 24.02% | 24.02% | Y | N | N | 0
| 545 | Massachusetts Electric | NE South | South Shore | Belmont |  | Brockton | Distribution | 07-98W46 | Brockton, Easton | 13.8 | 3.5136 | 3.4499 | 3.3543 | 14.5087 | 14.51 | 14.5087 | 24.22% | 23.78% | 23.12% | 23.7% | 23.7% | Y | N | N | 0
| 33 | Massachusetts Electric | NE North | Central | Tatnuck |  | Worcester | Distribution | 01-1J370 | Worcester | 4.16 | 0.72053 | 0.8166 | 0.42367 | 2.7668 | 2.77 | 2.7668 | 26.04% | 29.48% | 15.31% | 23.61% | 23.61% | Y | N | N | 0
| 695 | Massachusetts Electric | NE North | North Shore | N. Beverly |  | Beverly | Distribution | 12-18J3 | Beverly | 4.16 | 0.4083 | 0.45634 | 0.86464 | 2.4858 | 2.49 | 2.4858 | 16.43% | 18.33% | 34.78% | 23.18% | 23.18% | Y | N | N | 0
| 939 | Massachusetts Electric | NE North | Merrimack Valley | Lawrence |  | Lawrence | Distribution | 14-1J5 | Lawrence | 3.74 | 0.64848 | 0.64848 | 0.57643 | 2.702 | 2.7 | 2.702 | 24% | 24.02% | 21.33% | 23.12% | 23.12% | Y | N | N | 0
| 1150 | Massachusetts Electric | NE North | Merrimack Valley | Pinehurst |  | Billerica | Distribution | 14-92L4 | Billerica | 13.2 | 2.7207 | 2.7512 | 2.6674 | 11.7973 | 11.8 | 11.7973 | 23.06% | 23.32% | 22.61% | 23% | 23% | Y | N | N | 0
| 1018 | Massachusetts Electric | NE North | Merrimack Valley | Andover |  | Andover | Distribution | 14-3J40 | Andover | 3.74 | 0.14411 | 0.72053 | 0.64848 | 2.2048 | 2.2 | 2.2048 | 6.536% | 32.75% | 29.41% | 22.9% | 22.9% | Y | N | N | 0
| 832 | Massachusetts Electric | NE North | North Shore | Rockport |  | Rockport | Distribution | 12-40L1 | Rockport | 13.2 | 2.5378 | 1.9891 | 2.7588 | 10.6999 | 10.7 | 10.6999 | 23.72% | 18.59% | 25.78% | 22.7% | 22.7% | Y | N | N | 0
| 91 | Massachusetts Electric | NE North | Central | Chandler St. |  | Worcester | Distribution | 01-2J353 | Worcester | 4.16 | 0.57402 | 0.6797 | 0.70372 | 2.911 | 2.91 | 2.911 | 19.72% | 23.36% | 24.17% | 22.42% | 22.42% | Y | N | N | 0
| 464 | Massachusetts Electric | NE South | South Shore | Silver Lake |  | Pembroke | Distribution | 07-70J1 | Pembroke | 4.16 | 0.77818 | 0.883 | 0.856 | 3.7468 | 3.75 | 3.7468 | 20.77% | 23.55% | 22.85% | 22.39% | 22.39% | Y | N | N | 0
| 676 | Massachusetts Electric | NE North | North Shore | Maplewood |  | Malden | Distribution | 12-16J3 | Malden | 4.16 | 0.43232 | 0.43232 | 0.48036 | 2.0247 | 2.02 | 2.0247 | 21.35% | 21.4% | 23.72% | 22.16% | 22.16% | Y | N | N | 0
| 453 | Massachusetts Electric | NE South | South Shore | Randolph |  | Randolph | Distribution | 07-5W4 | Holbrook, Randolph | 13.8 | 1.8245 | 1.9839 | 1.9839 | 8.9634 | 8.96 | 8.9634 | 20.36% | 22.14% | 22.13% | 21.54% | 21.54% | Y | N | N | 0
| 1094 | Massachusetts Electric | NE North | Merrimack Valley | East Bradford |  | Haverhill | Distribution | 14-65L1 | Haverhill | 13.2 | 3.288 | 1.2956 | 1.4404 | 9.7168 | 9.05 | 9.0538 | 33.84% | 14.32% | 15.91% | 21.35% | 21.35% | Y | N | N | 0
| 400 | Massachusetts Electric | NE South | South Shore | North Quincy |  | Quincy | Distribution | 07-1102 | Quincy | 13.8 | 1.2748 | 4.0156 | 4.0793 | 14.6282 | 14.63 | 14.6282 | 8.715% | 27.45% | 27.89% | 21.35% | 21.35% | Y | N | N | 0
| 319 | Massachusetts Electric | NE South | Southeast | Uxbridge |  | Uxbridge | Distribution | 05-321W10 | Northbridge, Uxbridge | 13.8 | 1.9122 | 2.0556 | 1.9042 | 9.2024 | 9.2 | 9.2024 | 20.78% | 22.34% | 20.69% | 21.27% | 21.27% | Y | N | N | 0
| 714 | Massachusetts Electric | NE North | North Shore | Humphrey |  | Swampscott | Distribution | 12-1J904 | Swampscott | 4.16 | 0.28821 | 0.93669 | 0.43232 | 2.6299 | 2.63 | 2.6299 | 10.96% | 35.62% | 16.44% | 21% | 21% | Y | N | N | 0
| 318 | Massachusetts Electric | NE South | Southeast | Uxbridge |  | Uxbridge | Distribution | 05-321W1 | Uxbridge | 13.8 | 2.2388 | 2.1831 | 3.3941 | 12.5726 | 12.57 | 12.5726 | 17.81% | 17.37% | 27% | 20.72% | 20.72% | Y | N | N | 0
| 30 | Massachusetts Electric | NE North | Central | Tatnuck |  | Worcester | Distribution | 01-1J362 | Worcester | 4.16 | 0.43232 | 0.72053 | 0.23706 | 2.2481 | 2.25 | 2.2481 | 19.23% | 32.02% | 10.54% | 20.6% | 20.6% | Y | N | N | 0
| 405 | Massachusetts Electric | NE South | South Shore | North Quincy |  | Quincy | Distribution | 07-11W3 | Quincy | 13.8 | 2.948 | 3.0276 | 2.948 | 14.4609 | 14.46 | 14.4609 | 20.39% | 20.94% | 20.39% | 20.57% | 20.57% | Y | N | N | 0
| 930 | Massachusetts Electric | NE North | Merrimack Valley | Meadowbrook |  | Chelmsford | Distribution | 14-16L7 | Chelmsford | 13.2 | 2.1263 | 2.5378 | 2.7588 | 12.1174 | 12.12 | 12.1174 | 17.55% | 20.94% | 22.77% | 20.42% | 20.42% | Y | N | N | 0
| 803 | Massachusetts Electric | NE North | North Shore | Salem Valley St. |  | Salem | Distribution | 12-2W2 | Salem | 13.8 | 2.0317 | 2.197 | 2.1671 | 10.4453 | 10.45 | 10.4453 | 19.45% | 21.02% | 20.75% | 20.41% | 20.41% | Y | N | N | 0
| 499 | Massachusetts Electric | NE South | South Shore | Stoughton |  | Stoughton | Distribution | 07-913W67 | Stoughton | 13.8 | 2.2787 | 2.8842 | 3.0518 | 13.4331 | 13.43 | 13.4331 | 16.96% | 21.48% | 22.72% | 20.39% | 20.39% | Y | N | N | 0
| 668 | Massachusetts Electric | NE North | North Shore | Lynnway |  | Lynn | Distribution | 12-1387 | Lynn | 13.8 | 1.3306 | 1.7449 | 1.9839 | 6.5731 | 9.2 | 9.2024 | 20.24% | 18.97% | 21.56% | 20.26% | 20.26% | Y | N | N | 0
| 1028 | Massachusetts Electric | NE North | Merrimack Valley | Perry Street |  | Lowell | Distribution | 14-3L2 | Lowell | 13.2 | 1.7605 | 1.7071 | 2.1034 | 9.7168 | 9.05 | 9.0538 | 18.12% | 18.86% | 23.23% | 20.07% | 20.07% | Y | N | N | 0
| 679 | Massachusetts Electric | NE North | North Shore | Maplewood |  | Malden | Distribution | 12-16J6 | Malden | 4.16 | 0.14411 | 0.98473 | 0.55721 | 2.8029 | 2.8 | 2.8029 | 5.141% | 35.17% | 19.88% | 20.06% | 20.06% | Y | N | N | 0
| 161 | Massachusetts Electric | NE North | Central | Webster St. |  | Worcester | Distribution | 01-6J312 | Worcester | 4.16 | 0.43232 | 0.36027 | 0.5404 | 2.2337 | 2.23 | 2.2337 | 19.35% | 16.16% | 24.19% | 19.9% | 19.9% | Y | N | N | 0
| 190 | Massachusetts Electric | NE North | Central | Grafton St. |  | Worcester | Distribution | 01-9J382 | Worcester | 4.16 | 0.3987 | 0.44673 | 0.45153 | 2.1976 | 2.2 | 2.1976 | 18.14% | 20.31% | 20.55% | 19.66% | 19.66% | Y | N | N | 0
| 860 | Massachusetts Electric | NE North | North Shore | Malden |  | Malden | Distribution | 12-5J11 | Malden, Medford | 4.16 | 0.28101 | 0.80219 | 0.5404 | 2.7668 | 2.77 | 2.7668 | 10.16% | 28.96% | 19.53% | 19.55% | 19.55% | Y | N | N | 0
| 193 | Massachusetts Electric | NE North | Central | Webster St. |  | Worcester | Distribution | 01-HT14 | Worcester | 13.8 | 1.1951 | 2.1751 | 1.4023 | 8.1985 | 8.2 | 8.1985 | 14.58% | 26.53% | 17.1% | 19.4% | 19.4% | Y | N | N | 0
| 174 | Massachusetts Electric | NE North | Central | Vernon Hill |  | Worcester | Distribution | 01-8J389 | Worcester | 4.16 | 0.48756 | 0.49236 | 0.55001 | 2.6732 | 2.67 | 2.6732 | 18.24% | 18.44% | 20.58% | 19.08% | 19.08% | Y | N | N | 0
| 1138 | Massachusetts Electric | NE North | Merrimack Valley | North Andover |  | North Andover | Distribution | 14-7J4 | North Andover | 3.74 | 0.36027 | 0.4107 | 0.36027 | 2.0535 | 2.05 | 2.0535 | 17.54% | 20.03% | 17.54% | 18.37% | 18.37% | Y | N | N | 0
| 399 | Massachusetts Electric | NE South | South Shore | North Quincy |  | Quincy | Sub-Transmission | 07-1101 | Quincy | 13.8 | 3.6491 | 3.8881 | 5.625 | 23.8784 | 23.88 | 23.8784 | 15.28% | 16.28% | 23.56% | 18.37% | 18.37% | Y | N | N | 0
| 196 | Massachusetts Electric | NE North | Central | Vernon Hill |  | Worcester | Distribution | 01-HT2 | Worcester | 13.8 | 0.86048 | 0.67723 | 1.5138 | 5.5453 | 5.55 | 5.5453 | 15.52% | 12.2% | 27.3% | 18.34% | 18.34% | Y | N | N | 0
| 276 | Massachusetts Electric | NE South | Southeast | Forest Street |  | Attleboro | Distribution | 05-2J2 | Attleboro | 4.16 | 0.76857 | 0.49957 | 0.51398 | 3.2568 | 3.26 | 3.2568 | 23.6% | 15.32% | 15.78% | 18.23% | 18.23% | Y | N | N | 0
| 868 | Massachusetts Electric | NE North | North Shore | Pine Banks |  | Melrose | Distribution | 12-67J2 | Melrose | 4.16 | 0.28821 | 0.66049 | 0.72053 | 3.3865 | 3.03 | 3.0262 | 8.511% | 21.8% | 23.81% | 18.04% | 18.04% | Y | N | N | 0
| 709 | Massachusetts Electric | NE North | North Shore | Salem Peabody St. |  | Salem | Distribution | 12-1J6 | Salem | 4.16 | 0.43232 | 0.77818 | 0.1297 | 2.4858 | 2.49 | 2.4858 | 17.39% | 31.25% | 5.217% | 17.95% | 17.95% | Y | N | N | 0
| 125 | Massachusetts Electric | NE North | Central | Snow St. |  | Southbridge | Distribution | 01-413L6 | Southbridge | 13.2 | 2.5835 | 2.6064 | 2.172 | 13.7178 | 13.72 | 13.7178 | 18.83% | 19% | 15.83% | 17.89% | 17.89% | Y | N | N | 0
| 147 | Massachusetts Electric | NE North | Central | Westminster |  | Westminster | Distribution | 01-602W3 | Westminster | 13.8 | 1.3943 | 1.4102 | 1.3863 | 8.8199 | 8.82 | 6.597 | 15.81% | 15.99% | 21.01% | 17.6% | 17.6% | Y | Y | N | 0
| 308 | Massachusetts Electric | NE South | Southeast | Northboro Road |  | Southborough | Distribution | 05-317W7 | Marlborough | 13.8 | 2.1193 | 1.4979 | 1.6301 | 10.1585 | 10.16 | 10.1585 | 20.86% | 14.74% | 16.05% | 17.22% | 17.22% | Y | N | N | 0
| 932 | Massachusetts Electric | NE North | Merrimack Valley | South Billerica |  | Billerica | Distribution | 14-18L2 | Billerica | 13.2 | 1.3946 | 1.3642 | 1.5986 | 8.4365 | 8.44 | 8.4365 | 16.53% | 16.16% | 18.95% | 17.21% | 17.21% | Y | N | N | 0
| 10 | Massachusetts Electric | NE North | Central | Faraday St. |  | Worcester | Distribution | 01-11J333 | Worcester | 4.16 | 0.55241 | 0.24498 | 0.23057 | 2.0103 | 2.01 | 2.0103 | 27.48% | 12.19% | 11.47% | 17.05% | 17.05% | Y | N | N | 0
| 704 | Massachusetts Electric | NE North | North Shore | Salem Peabody St. |  | Salem | Distribution | 12-1J15 | Salem | 4.16 | 0.21616 | 0.36027 | 0.69171 | 2.4858 | 2.49 | 2.4858 | 8.696% | 14.47% | 27.83% | 17% | 17% | Y | N | N | 0
| 1027 | Massachusetts Electric | NE North | Merrimack Valley | Perry Street |  | Lowell | Distribution | 14-3L1 | Lowell | 13.2 | 1.3718 | 1.2041 | 4.1094 | 14.7467 | 12.89 | 12.8948 | 9.302% | 9.342% | 31.87% | 16.84% | 16.84% | Y | N | N | 0
| 942 | Massachusetts Electric | NE North | Merrimack Valley | Lawrence |  | Lawrence | Distribution | 14-1J8 | Lawrence | 3.74 | 0.43232 | 0.21616 | 0.43232 | 2.14 | 2.14 | 2.14 | 20.2% | 10.1% | 20.2% | 16.83% | 16.83% | Y | N | N | 0
| 17 | Massachusetts Electric | NE North | Central | Millbrook St. |  | Worcester | Distribution | 01-12J376 | Worcester | 4.16 | 0.60044 | 0.56202 | 0.32184 | 2.9398 | 2.94 | 2.9398 | 20.42% | 19.12% | 10.95% | 16.83% | 16.83% | Y | N | N | 0
| 160 | Massachusetts Electric | NE North | Central | Webster St. |  | Worcester | Distribution | 01-6J305 | Worcester | 4.16 | 0.43232 | 0.36027 | 0.33625 | 2.2769 | 2.28 | 2.2769 | 18.99% | 15.8% | 14.77% | 16.52% | 16.52% | Y | N | N | 0
| 740 | Massachusetts Electric | NE North | North Shore | Winthrop |  | Winthrop | Distribution | 12-22W5 | Winthrop | 13.8 | 3.187 | 1.8405 | 1.721 | 13.9828 | 13.98 | 13.9828 | 22.79% | 13.17% | 12.31% | 16.09% | 16.09% | Y | N | N | 0
| 922 | Massachusetts Electric | NE North | Merrimack Valley | Worthen Street |  | Lowell | Distribution | 14-13J7 | Lowell | 4.16 | 0.57643 | 0.19214 | 0.36027 | 2.3417 | 2.34 | 2.3417 | 24.62% | 8.211% | 15.38% | 16.07% | 16.07% | Y | N | N | 0
| 1056 | Massachusetts Electric | NE North | Merrimack Valley | Dale Street |  | North Andover | Distribution | 14-55L2 | North Andover | 13.2 | 1.3489 | 1.509 | 1.5928 | 9.7168 | 9.05 | 9.0538 | 13.88% | 16.67% | 17.59% | 16.05% | 16.05% | Y | N | N | 0
| 61 | Massachusetts Electric | NE North | Central | Pratts Junc. |  | Sterling | Distribution | 01-225W2 | Leominster | 13.8 | 2.5336 | 2.5097 | 2.5814 | 16.2058 | 16.21 | 16.2058 | 15.63% | 15.48% | 15.93% | 15.68% | 15.68% | Y | N | N | 0
| 541 | Massachusetts Electric | NE South | South Shore | South Randolph |  | Randolph | Distribution | 07-97W5 | Avon, Brockton, Randolph | 13.8 | 1.8962 | 2.0317 | 2.0317 | 12.6682 | 12.67 | 12.6682 | 14.97% | 16.04% | 16.04% | 15.68% | 15.68% | Y | N | N | 0
| 1096 | Massachusetts Electric | NE North | Merrimack Valley | Hillside |  | Amesbury | Distribution | 14-66L1 | Amesbury | 13.2 | 1.5574 | 1.829 | 0.92214 | 9.7168 | 9.05 | 9.0538 | 16.03% | 20.21% | 10.19% | 15.47% | 15.47% | Y | N | N | 0
| 729 | Massachusetts Electric | NE North | North Shore | Lynnway |  | Lynn | Distribution | 12-21J41 | Lynn | 4.16 | 0.34105 | 0.37228 | 0.37228 | 2.457 | 2.46 | 2.457 | 13.88% | 15.13% | 15.15% | 14.72% | 14.72% | Y | N | N | 0
| 247 | Massachusetts Electric | NE South | Southeast | Swansea Sub |  | Swansea | Distribution | 05-11W85 | Swansea | 13.8 | 1.3146 | 1.5536 | 1.6254 | 10.6604 | 10.66 | 10.6604 | 12.33% | 14.57% | 15.25% | 14.05% | 14.05% | Y | N | N | 0
| 890 | Massachusetts Electric | NE North | North Shore | Norman Street 8 |  | Everett | Distribution | 12-8W1 | Everett | 13.8 | 2.3663 | 2.3663 | 0 | 11.8316 | 11.83 | 13.2897 | 20% | 20% | 0% | 13.33% | 13.33% | Y | N | N | 0
| 401 | Massachusetts Electric | NE South | South Shore | North Quincy |  | Quincy | Distribution | 07-1103 | Quincy | 13.8 | 2.5177 | 1.4979 | 1.8166 | 14.6282 | 14.63 | 14.6282 | 17.21% | 10.24% | 12.42% | 13.29% | 13.29% | Y | N | N | 0
| 987 | Massachusetts Electric | NE North | Merrimack Valley | Lawrence |  | Lawrence | Distribution | 14-2J7 | Lawrence | 3.74 | 0.32424 | 0.36027 | 0.14411 | 2.1112 | 2.11 | 2.1112 | 15.36% | 17.07% | 6.826% | 13.09% | 13.09% | Y | N | N | 0
| 362 | Massachusetts Electric | NE South | Southeast | Union Street |  | Franklin | Distribution | 05-348W1 | Franklin | 13.8 | 1.1871 | 1.6891 | 2.0795 | 12.7399 | 12.74 | 12.7399 | 9.318% | 13.26% | 16.32% | 12.97% | 12.97% | Y | N | N | 0
| 846 | Massachusetts Electric | NE North | North Shore | Hendersonville |  | Everett | Distribution | 12-593W1 | Everett | 13.8 | 0 | 2.4699 | 2.2388 | 12.9311 | 12.93 | 12.0229 | 0% | 19.1% | 18.62% | 12.57% | 12.57% | Y | N | N | 0
| 606 | Massachusetts Electric | NE North | Western | Shaker Rd |  | East Longmeadow | Distribution | 09-522L4 | East Longmeadow | 13.2 | 1.4709 | 1.4556 | 1.448 | 11.6602 | 11.66 | 11.6602 | 12.61% | 12.48% | 12.42% | 12.51% | 12.51% | Y | N | N | 0
| 439 | Massachusetts Electric | NE South | South Shore | Field St |  | Quincy | Distribution | 07-303 | Quincy | 13.8 | 0.71707 | 0.71707 | 1.3385 | 7.4097 | 7.41 | 7.4097 | 9.677% | 9.677% | 18.06% | 12.47% | 12.47% | Y | N | N | 0
| 1156 | Nantucket Electric | NE South | Nantucket | Candle St |  | Nantucket | Distribution | 04-101L1 | Nantucket | 13.2 | 1.3413 | 1.4937 | 1.3413 | 11.4315 | 11.43 | 11.4315 | 11.73% | 13.07% | 11.73% | 12.18% | 12.18% | Y | N | N | 0
| 995 | Massachusetts Electric | NE North | Merrimack Valley | Perry Street |  | Lowell | Distribution | 14-306 | Lowell | 13.8 | 0.66303 | 0.70876 | 0.724 | 6.2873 | 6.29 | 6.2873 | 10.55% | 11.27% | 11.52% | 11.11% | 11.11% | Y | N | N | 0
| 418 | Massachusetts Electric | NE South | South Shore | Field St |  | Quincy | Distribution | 07-1J11 | Quincy | 4.16 | 0.21616 | 0.21616 | 0.21616 | 2.0031 | 2 | 2.0031 | 10.79% | 10.81% | 10.79% | 10.8% | 10.8% | Y | N | N | 0
| 713 | Massachusetts Electric | NE North | North Shore | Humphrey |  | Swampscott | Distribution | 12-1J903 | Swampscott | 4.16 | 0.14411 | 0.14411 | 0.25219 | 1.7077 | 1.71 | 1.7077 | 8.439% | 8.427% | 14.77% | 10.54% | 10.54% | Y | N | N | 0
| 830 | Massachusetts Electric | NE North | North Shore | Rockport |  | Rockport | Distribution | 12-40J3 | Rockport | 4.16 | 0.30262 | 0.36747 | 0.33625 | 3.3145 | 3.18 | 3.1776 | 9.13% | 11.56% | 10.58% | 10.42% | 10.42% | Y | N | N | 0
| 1097 | Massachusetts Electric | NE North | Merrimack Valley | Hillside |  | Amesbury | Distribution | 14-66L2 | Amesbury | 13.2 | 1.2978 | 1.8672 | 0.45726 | 11.6602 | 11.66 | 11.6602 | 11.13% | 16.01% | 3.922% | 10.36% | 10.36% | Y | N | N | 0
| 185 | Massachusetts Electric | NE North | Central | Grafton St. |  | Worcester | Distribution | 01-9J327 | Worcester | 4.16 | 0.16332 | 0.19935 | 0.19935 | 1.8878 | 1.89 | 1.8878 | 8.651% | 10.55% | 10.56% | 9.92% | 9.92% | Y | N | N | 0
| 421 | Massachusetts Electric | NE South | South Shore | Field St |  | Quincy | Distribution | 07-1J8 | Quincy | 4.16 | 0.14411 | 0.14411 | 0.2738 | 1.9454 | 1.95 | 1.9454 | 7.407% | 7.39% | 14.07% | 9.624% | 9.624% | Y | N | N | 0
| 485 | Massachusetts Electric | NE South | South Shore | Ames |  | Brockton | Distribution | 07-911W57 | Brockton | 13.8 | 1.3624 | 1.2907 | 1.3704 | 14.4609 | 14.46 | 14.4609 | 9.421% | 8.926% | 9.477% | 9.275% | 9.275% | Y | N | N | 0
| 884 | Massachusetts Electric | NE North | North Shore | Hudson |  | Lynn | Distribution | 12-7J902 | Lynn | 4.16 | 0.21616 | 0.22577 | 0.22817 | 2.4858 | 2.49 | 2.4858 | 8.696% | 9.067% | 9.179% | 8.98% | 8.98% | Y | N | N | 0
| 993 | Massachusetts Electric | NE North | Merrimack Valley | Perry Street |  | Lowell | Distribution | 14-301 | Lowell | 13.8 | 0.54871 | 0.52585 | 0.49537 | 5.9444 | 5.94 | 5.9444 | 9.231% | 8.853% | 8.333% | 8.806% | 8.806% | Y | N | N | 0
| 718 | Massachusetts Electric | NE North | North Shore | Lynnway |  | Lynn | Distribution | 12-21J24 | Lynn | 4.16 | 0.25939 | 0.30503 | 0.20415 | 2.9254 | 2.93 | 2.9254 | 8.867% | 10.41% | 6.979% | 8.752% | 8.752% | Y | N | N | 0
| 850 | Massachusetts Electric | NE North | North Shore | Hendersonville |  | Everett | Distribution | 12-593W6 | Everett | 13.8 | 1.0278 | 1.1553 | 1.1553 | 13.2419 | 13.24 | 12.4531 | 7.762% | 8.726% | 9.277% | 8.588% | 8.588% | Y | N | N | 0
| 507 | Massachusetts Electric | NE South | South Shore | Dupont |  | Brockton | Distribution | 07-91W42 | Brockton | 13.8 | 0.78878 | 0.98796 | 1.0597 | 11.3297 | 11.33 | 11.3297 | 6.962% | 8.72% | 9.353% | 8.345% | 8.345% | Y | N | N | 0
| 1016 | Massachusetts Electric | NE North | Merrimack Valley | Perry Street |  | Lowell | Distribution | 14-3J3 | Lowell | 4.16 | 0.18734 | 0.16332 | 0.18254 | 2.2337 | 2.23 | 2.2337 | 8.387% | 7.324% | 8.172% | 7.961% | 7.961% | Y | N | N | 0
| 486 | Massachusetts Electric | NE South | South Shore | Ames |  | Brockton | Distribution | 07-911W59 | Avon, Brockton | 13.8 | 1.1234 | 0.6852 | 0.70113 | 12.2619 | 12.26 | 12.2619 | 9.162% | 5.589% | 5.718% | 6.823% | 6.823% | Y | N | N | 0
| 858 | Massachusetts Electric | NE North | North Shore | Malden |  | Malden | Distribution | 12-5C8 | Malden | 4.16 | 0.14411 | 0.072053 | 0.14411 | 2.2697 | 2.27 | 2.2697 | 6.349% | 3.174% | 6.349% | 5.291% | 5.291% | Y | N | N | 0
| 855 | Massachusetts Electric | NE North | North Shore | Malden |  | Malden | Distribution | 12-5C5 | Malden | 4.16 | 0.33625 | 0.072053 | 0.072053 | 3.2712 | 3.27 | 3.2712 | 10.28% | 2.203% | 2.203% | 4.895% | 4.895% | Y | N | N | 0
| 389 | Massachusetts Electric | NE South | Southeast | Depot Street |  | Milford | Distribution | 05-8U | Milford | 13.8 | 0.74894 | 0.69317 | 0.27886 | 12.3097 | 12.31 | 12.3097 | 6.084% | 5.631% | 2.265% | 4.66% | 4.66% | Y | N | N | 0
| 857 | Massachusetts Electric | NE North | North Shore | Malden |  | Malden | Distribution | 12-5C7 | Malden | 4.16 | 0.12009 | 0.072053 | 0.072053 | 2.104 | 2.1 | 2.104 | 5.708% | 3.431% | 3.425% | 4.188% | 4.188% | Y | N | N | 0
| 856 | Massachusetts Electric | NE North | North Shore | Malden |  | Malden | Distribution | 12-5C6 | Malden | 4.16 | 0.072053 | 0.072053 | 0.14411 | 2.7164 | 2.72 | 2.7164 | 2.653% | 2.649% | 5.305% | 3.536% | 3.536% | Y | N | N | 0
| 1044 | Massachusetts Electric | NE North | Merrimack Valley | Ballardvalle |  | Andover | Distribution | 14-50L2 | Andover | 13.2 | 0.36581 | 0.29722 | 0.29722 | 9.7168 | 9.05 | 9.0538 | 3.765% | 3.284% | 3.283% | 3.444% | 3.444% | Y | N | N | 0
| 487 | Massachusetts Electric | NE South | South Shore | Ames |  | Brockton | Distribution | 07-911W65 | Avon | 13.8 | 0.16732 | 0.26293 | 0.23902 | 9.0829 | 9.08 | 9.0829 | 1.842% | 2.896% | 2.632% | 2.456% | 2.456% | Y | N | N | 0
| 999 | Massachusetts Electric | NE North | Merrimack Valley | Perry Street |  | Lowell | Distribution | 14-315 | Lowell | 13.8 | 0.045726 | 0.045726 | 0.045726 | 7.2019 | 7.2 | 7.2019 | 0.6349% | 0.6351% | 0.6349% | 0.635% | 0.635% | Y | N | N | 0
| 490 | Massachusetts Electric | NE South | South Shore | Mill St |  | Bridgewater | Distribution | 07-912W22 | E. Bridgewater | 13.8 | 0.055772 | 0.11951 | 0.095609 | 14.7716 | 14.77 | 14.7716 | 0.3776% | 0.8092% | 0.6472% | 0.6113% | 0.6113% | Y | N | N | 0
| 211 | Massachusetts Electric | NE North | Central | Webster St. |  | Worcester | Distribution | 01-HT42 | Worcester | 13.8 | 0 | 0 | 0 | 6.8122 | 6.81 | 6.8122 | 0% | 0% | 0% | 0% | 0% | Y | N | N | 0
| 534 | Massachusetts Electric | NE South | South Shore | Norwell |  | Norwell | Distribution | 07-96W42 | Norwell | 13.8 | 0 | 0 | 0 | 11.8316 | 11.83 | 11.8316 | 0% | 0% | 0% | 0% | 0% | Y | N | N | 0

## 2026 Unitil List
General Information |  |  |  |  | Substation Information | [9 empty] | Circuit Information | [13 empty] | DCM Information
| Sort Identifier | Company | Division | District | Substation Name | Substation Number | Circuit Sub XFMR Identifier | Substation Location by Town | Substation Classification ("D" Distribution or "T" Transmission) | Feeder/Circuit ID | Feeder/Circuit Location by Town/City | Feeder/Circuit Voltage 2023 | Feeder/Circuit Voltage 2024 | Feeder/Circuit Voltage 2025 | Feeder/Ckt PEAK Load MVA 2023 | Feeder/Ckt PEAK Load MVA 2024 | Feeder/Ckt PEAK Load MVA 2025 | Normal Rating MVA in 2023 | Normal Rating MVA in 2024 | Normal Rating MVA in 2025 | 2023 peak to normal rating %age | 2024 peak to normal rating %age | 2025 peak to normal rating %age | 3 year average | 3 yr. avg. - If Error Correction | Complete Data? (Y/N) | CIP Circuit? (Y/N) | Distribution Line? (Y/N) | DCM Eligible? (Y/N) | Eligible DCM Capacity (MW) | Reserved DCM Capacity (MW) | Remaining DCM Capacity (MW)
| 46 | FG&E | - | - | Summer St. S/S | 40 | 40T1 | Fitchburg | D | 40W40 | Fitchburg | 13.8 kV | 13.8 kV | 13.8 kV | 7642 | 7440 | 7443 | 9561 | 9561 | 9560.9205 | 79.93% | 77.82% | 77.85% | 78.53% | 78.53% | Y | N | Y | Y | 5 | 0 | 5
| 35 | FG&E | - | - | Rindge Rd. S/S | 35 | N/A | Fitchburg | D | 35W36 | Fitchburg/Ashby | 13.8 kV | 13.8 kV | 13.8 kV | 3580 | 3630 | 3003 | 5235 | 5235 | 5234.604 | 68.39% | 69.34% | 57.37% | 65.03% | 65.03% | Y | N | Y | Y | 5 | 0 | 5
| 50 | FG&E | - | - | Princton Rd. S/S | 50 | 50T3 | Fitchburg | D | 50W55 | Fitchburg | 13.8 kV | 13.8 kV | 13.8 kV | 5027 | 5832 | 5099 | 10899 | 10899 | 10899.4493 | 46.12% | 53.51% | 46.78% | 48.81% | 48.81% | Y | N | Y | Y | 5 | 0 | 5
| 1 | FG&E | - | - | Beech St. S/S | 1 | 1T1 | Fitchburg | D | 01W01 | Fitchburg | 13.8 kV | 13.8 kV | 13.8 kV | 4700 | 4481 | 3592 | 8916 | 8916 | 8915.5583 | 52.71% | 50.26% | 40.29% | 47.75% | 47.75% | Y | N | Y | Y | 5 | 0 | 5
| 6 | FG&E | - | - | Flagg Pond S/S | 4 | Auto #1/ #2 | Fitchburg | T | 02 Line | Fitchburg | 69 kV | 69 kV | 69 kV | 50075 | 40714 | 40714 | 89514 | 89514 | 89514 | 55.94% | 45.48% | 45.48% | 48.97% | 48.97% | Y | N | N | N | 0
| 45 | FG&E | - | - | Summer St. S/S | 40 | 40T1 | Fitchburg | D | 40W39 | Fitchburg | 13.8 kV | 13.8 kV | 13.8 kV | 4950 | 4254 | 4397 | 9561 | 9561 | 9560.9205 | 51.77% | 44.49% | 45.99% | 47.42% | 47.42% | Y | N | Y | N | 0
| 18 | FG&E | - | - | Sawyer Passway S/S | 22 | 22T1 & 22T2 | Fitchburg | D | 22W1 | Fitchburg | 13.8 kV | 13.8 kV | 13.8 kV | 3227 | 4589 | 5306 | 9322 | 9322 | 9321.8974 | 34.62% | 49.23% | 56.92% | 46.92% | 46.92% | Y | N | Y | N | 0
| 51 | FG&E | - | - | Princton Rd. S/S | 50 | 50T3 | Fitchburg | D | 50W56 | Fitchburg | 13.8 kV | 13.8 kV | 13.8 kV | 5290 | 5083 | 4973 | 11473 | 11473 | 11473.1045 | 46.11% | 44.3% | 43.34% | 44.59% | 44.59% | Y | N | Y | N | 0
| 14 | FG&E | - | - | Townsend S/S | 15 | 15T1 | Townsend | D | 15W16 | Townsend | 13.8 kV | 13.8 kV | 13.8 kV | 4848 | 5063 | 5648 | 11951 | 11951 | 11951.1506 | 40.57% | 42.36% | 47.26% | 43.4% | 43.4% | Y | N | Y | N | 0
| 30 | FG&E | - | - | Lunenburg S/S | 30 | 30T1 | Lunenburg | D | 30W30 | Lunenburg | 13.8 kV | 13.8 kV | 13.8 kV | 4279 | 4952 | 5163 | 11951 | 11951 | 11951.1506 | 35.8% | 41.44% | 43.2% | 40.15% | 40.15% | Y | N | Y | N | 0
| 5 | FG&E | - | - | Flagg Pond S/S | 4 | Auto #1/ #2 | Fitchburg | T | 01 Line | Fitchburg | 69 kV | 69 kV | 69 kV | 40674 | 31033 | 35136 | 89514 | 89514 | 89514 | 45.44% | 34.67% | 39.25% | 39.79% | 39.79% | Y | N | N | N | 0
| 47 | FG&E | - | - | Summer St. S/S | 40 | 40T1 | Fitchburg | D | 40W42 | Fitchburg | 13.8 kV | 13.8 kV | 13.8 kV | 3277 | 3066 | 4801 | 9561 | 9561 | 9560.9205 | 34.27% | 32.07% | 50.21% | 38.85% | 38.85% | Y | N | Y | N | 0
| 42 | FG&E | - | - | Summer St. S/S | 40 | Auto #1/ #2 | Fitchburg | T | 08 Line | Fitchburg/Lunenburg/Townsend | 69 kV | 69 kV | 69 kV | 19313 | 16968 | 19278 | 47805 | 47805 | 47805 | 40.4% | 35.49% | 40.33% | 38.74% | 38.74% | Y | N | N | N | 0
| 31 | FG&E | - | - | Lunenburg S/S | 30 | 30T1 | Lunenburg | D | 30W31 | Lunenburg/ Townsend | 13.8 kV | 13.8 kV | 13.8 kV | 4160 | 4168 | 4612 | 11951 | 11951 | 11951.1506 | 34.81% | 34.88% | 38.59% | 36.09% | 36.09% | Y | N | Y | N | 0
| 43 | FG&E | - | - | Summer St. S/S | 40 | Auto #1/ #2 | Fitchburg | T | 09 Line | Fitchburg/Lunenburg/Townsend | 69 kV | 69 kV | 69 kV | 22470 | 20500 | 14990 | 53780 | 53780 | 53780 | 41.78% | 38.12% | 27.87% | 35.92% | 35.92% | Y | N | N | N | 0
| 36 | FG&E | - | - | W. Townsend S/S | 39 | 39T1 | Townsend | D | 39W18 | Townsend | 13.8 kV | 13.8 kV | 13.8 kV | 4157 | 4157 | 4938 | 12692 | 12692 | 12692.1219 | 32.75% | 32.75% | 38.91% | 34.8% | 34.8% | Y | N | Y | N | 0
| 3 | FG&E | - | - | Beech St. S/S | 1 | 1T1 | Fitchburg | D | 01W04 | Fitchburg | 13.8 kV | 13.8 kV | 13.8 kV | 3227 | 3689 | 2605 | 9561 | 9561 | 9560.9205 | 33.75% | 38.58% | 27.25% | 33.19% | 33.19% | Y | N | Y | N | 0
| 2 | FG&E | - | - | Beech St. S/S | 1 | 1T1 | Fitchburg | D | 01W02 | Fitchburg | 13.8 kV | 13.8 kV | 13.8 kV | 2645 | 2766 | 2952 | 8916 | 8916 | 8915.5583 | 29.67% | 31.02% | 33.11% | 31.27% | 31.27% | Y | N | Y | N | 0
| 33 | FG&E | - | - | Pleasant St. S/S | 31 | 31T1 | Lunenburg | D | 31W37 | Lunenburg | 13.8 kV | 13.8 kV | 13.8 kV | 3566 | 4172 | 3979 | 12692 | 12692 | 12692.1219 | 28.1% | 32.87% | 31.35% | 30.77% | 30.77% | Y | N | Y | N | 0
| 37 | FG&E | - | - | W. Townsend S/S | 39 | 39T1 | Townsend | D | 39W19 | Ashby | 13.8 kV | 13.8 kV | 13.8 kV | 2738 | 3347 | 2652 | 9561 | 9561 | 9560.9205 | 28.64% | 35.01% | 27.74% | 30.46% | 30.46% | Y | N | Y | N | 0
| 10 | FG&E | - | - | Canton St. S/S | 11 | 11T1 | Fitchburg | D | 11W11 | Fitchburg | 13.8 kV | 13.8 kV | 13.8 kV | 3569 | 3569 | 3444 | 12692 | 12692 | 12692.1219 | 28.12% | 28.12% | 27.13% | 27.79% | 27.79% | Y | N | Y | N | 0
| 23 | FG&E | - | - | Sawyer Passway S/S | 22 | 22T1 & 22T2 | Fitchburg | D | Network (22W2, 22W8, 22W11) | Fitchburg | 13.8 kV | 13.8 kV | 13.8 kV | 2686 | 3003 | 2446 | 9800 | 9800 | 9800 | 27.41% | 30.64% | 24.96% | 27.67% | 27.67% | Y | N | Y | N | 0
| 49 | FG&E | - | - | Princton Rd. S/S | 50 | 50T2 | Fitchburg | D | 50W53 | Fitchburg | 13.8 kV | 13.8 kV | 13.8 kV | 7442 | 7394 | 0 | 18357 | 18357 | 18356.9673 | 40.54% | 40.28% | 0% | 26.94% | 26.94% | Y | N | Y | N | 0
| 17 | FG&E | - | - | Wallace Rd. S/S | 21 | N/A | Fitchburg | D | 1341 | Fitchburg | 13.8 kV | 13.8 kV | 13.8 kV | 3580 | 3630 | 3003 | 12692 | 12692 | 12692.1219 | 28.21% | 28.6% | 23.66% | 26.82% | 26.82% | Y | N | Y | N | 0
| 13 | FG&E | - | - | Townsend S/S | 15 | 15T1 | Townsend | D | 15W15 | Townsend | 13.8 kV | 13.8 kV | 13.8 kV | 3617 | 3060 | 2916 | 11951 | 11951 | 11951.1506 | 30.27% | 25.6% | 24.4% | 26.76% | 26.76% | Y | N | Y | N | 0
| 7 | FG&E | - | - | Flagg Pond S/S | 4 | Auto #1/ #2 | Fitchburg | T | 03 Line | Fitchburg | 69 kV | 69 kV | 69 kV | 19520 | 22946 | 20237 | 89514 | 89514 | 89514 | 21.81% | 25.63% | 22.61% | 23.35% | 23.35% | Y | N | N | N | 0
| 27 | FG&E | - | - | River St. S/S | 25 | 25T1 | Fitchburg | D | 25W27 | Fitchburg | 13.8 kV | 13.8 kV | 13.8 kV | 2326 | 1506 | 2493 | 9561 | 9561 | 9560.9205 | 24.33% | 15.75% | 26.07% | 22.05% | 22.05% | Y | N | Y | N | 0
| 24 | FG&E | - | - | Sawyer Passway S/S | 22 | 22T1 & 22T2 | Fitchburg | D | 22W3 | Fitchburg | 13.8 kV | 13.8 kV | 13.8 kV | 773 | 868 | 805 | 3705 | 3705 | 3704.8567 | 20.86% | 23.43% | 21.73% | 22.01% | 22.01% | Y | N | Y | N | 0
| 34 | FG&E | - | - | Pleasant St. S/S | 31 | 31T1 | Lunenburg | D | 31W38 | Lunenburg | 13.8 kV | 13.8 kV | 13.8 kV | 2565 | 2575 | 2810 | 12692 | 12692 | 12692.1219 | 20.21% | 20.29% | 22.14% | 20.88% | 20.88% | Y | N | Y | N | 0
| 41 | FG&E | - | - | Summer St. S/S | 40 | Auto #1/ #2 | Fitchburg | T | 06 Line | Fitchburg | 69 kV | 69 kV | 69 kV | 9434 | 8693 | 10321 | 47804.6023 | 47804.6023 | 47805 | 19.73% | 18.18% | 21.59% | 19.84% | 19.84% | Y | N | N | N | 0
| 16 | FG&E | - | - | Nockege S/S | 20 | 20T1 | Fitchburg | D | 20W22 | Fitchburg | 13.8 kV | 13.8 kV | 13.8 kV | 1673 | 1713 | 1801 | 8916 | 8916 | 8915.5583 | 18.76% | 19.21% | 20.2% | 19.39% | 19.39% | Y | N | Y | N | 0
| 22 | FG&E | - | - | Sawyer Passway S/S | 22 | 22T1 & 22T2 | Fitchburg | D | 22W2 | Fitchburg | 13.8 kV | 13.8 kV | 13.8 kV | 590 | 629 | 789 | 3585 | 3585 | 3585.3452 | 16.46% | 17.55% | 22.01% | 18.67% | 18.67% | Y | N | Y | N | 0
| 19 | FG&E | - | - | Sawyer Passway S/S | 22 | 22T1 & 22T2 | Fitchburg | D | 22W10 | Fitchburg | 13.8 kV | 13.8 kV | 13.8 kV | 1673 | 1713 | 1801 | 9322 | 9322 | 9321.8974 | 17.95% | 18.38% | 19.32% | 18.55% | 18.55% | Y | N | Y | N | 0
| 4 | FG&E | - | - | Beech St. S/S | 1 | 1T1 | Fitchburg | D | 01W06 | Fitchburg | 13.8 kV | 13.8 kV | 13.8 kV | 2119 | 2170 | 429 | 8916 | 8916 | 8915.5583 | 23.77% | 24.34% | 4.812% | 17.64% | 17.64% | Y | N | Y | N | 0
| 32 | FG&E | - | - | Pleasant St. S/S | 31 | 31T2 | Lunenburg | D | 31W34 | Lunenburg | 13.8 kV | 13.8 kV | 13.8 kV | 2175 | 2175 | 2175 | 12692 | 12692 | 12692.1219 | 17.14% | 17.14% | 17.14% | 17.14% | 17.14% | Y | N | Y | N | 0
| 20 | FG&E | - | - | Sawyer Passway S/S | 22 | 22T1 & 22T2 | Fitchburg | D | 22W11 | Fitchburg | 13.8 kV | 13.8 kV | 13.8 kV | 1570 | 1760 | 948 | 8533 | 8533 | 8533.1215 | 18.4% | 20.63% | 11.11% | 16.71% | 16.71% | Y | N | Y | N | 0
| 28 | FG&E | - | - | River St. S/S | 25 | 25T1 | Fitchburg | D | 25W28 | Fitchburg | 13.8 kV | 13.8 kV | 13.8 kV | 1259 | 1362 | 1332 | 9561 | 9561 | 9560.9205 | 13.17% | 14.25% | 13.93% | 13.78% | 13.78% | Y | N | Y | N | 0
| 15 | FG&E | - | - | Townsend S/S | 15 | 15T1 | Townsend | D | 15W17 | Townsend | 13.8 kV | 13.8 kV | 13.8 kV | 1270 | 1336 | 1401 | 11951 | 11951 | 11951.1506 | 10.63% | 11.18% | 11.72% | 11.18% | 11.18% | Y | N | Y | N | 0
| 48 | FG&E | - | - | Princton Rd. S/S | 50 | 50T3 | Fitchburg | D | 50W51 | Fitchburg | 13.8 kV | 13.8 kV | 13.8 kV | 1187 | 1299 | 1389 | 16062 | 16062 | 16062.3464 | 7.39% | 8.087% | 8.648% | 8.042% | 8.042% | Y | N | Y | N | 0
| 25 | FG&E | - | - | Sawyer Passway S/S | 22 | 22T1 & 22T2 | Fitchburg | D | 22W8 | Fitchburg | 13.8 kV | 13.8 kV | 13.8 kV | 526 | 614 | 709 | 8533 | 8533 | 8533.1215 | 6.164% | 7.196% | 8.309% | 7.223% | 7.223% | Y | N | Y | N | 0
| 44 | FG&E | - | - | Summer St. S/S | 40 | 40T1 | Fitchburg | D | 40W38 | Fitchburg | 13.8 kV | 13.8 kV | 13.8 kV | 171 | 266 | 138 | 7673 | 7673 | 7672.6387 | 2.229% | 3.467% | 1.799% | 2.498% | 2.498% | Y | N | Y | N | 0
| 29 | FG&E | - | - | River St. S/S | 25 | 25T1 | Fitchburg | D | 25W29 | Fitchburg | 13.8 kV | 13.8 kV | 13.8 kV | 96 | 78 | 39 | 11951 | 11951 | 11951.1506 | 0.8033% | 0.6527% | 0.3263% | 0.5941% | 0.5941% | Y | N | Y | N | 0
| 8 | FG&E | - | - | Canton St. S/S | 11 | 11T2 | Fitchburg | D | 11H10 | Fitchburg | 4.16 kV | 4.16 kV | N/A | 985 | 985 | N/A | 2017 | 2017 | N/A | 48.83% | 48.83% | #VALUE! | #VALUE! | 0 | N | N | Y | N | 0
| 9 | FG&E | - | - | Canton St. S/S | 11 | 11T2 | Fitchburg | D | 11H11 | Fitchburg | 4.16 kV | 4.16 kV | N/A | 966 | 966 | N/A | 2017 | 2017 | N/A | 47.89% | 47.89% | #VALUE! | #VALUE! | 0 | N | N | Y | N | 0
| 11 | FG&E | - | - | Canton St. S/S | 11 | 11T1 | Fitchburg | D | 11W12 | Fitchburg | N/A | N/A | 13.8 kV | N/A | N/A | 4761 | N/A | N/A | 12692.1219 | #VALUE! | #VALUE! | 37.51% | #VALUE! | 0 | N | N | Y | N | 0
| 12 | FG&E | - | - | Townsend S/S | 15 | 15T1 | Townsend | D | 15W14 | Townsend | 13.8 kV | 13.8 kV | 13.8 kV | 0 | 0 | 0 | 11951 | 11951 | 11951.1506 | 0% | 0% | 0% | 0% | 0% | Y | N | Y | N | 0
| 21 | FG&E | - | - | Sawyer Passway S/S | 22 | 22T1 & 22T2 | Fitchburg | D | 22W17 | Fitchburg | 13.8 kV | 13.8 kV | 13.8 kV | 0 | 0 | 0 | 8533 | 8533 | 8533.1215 | 0% | 0% | 0% | 0% | 0% | Y | N | Y | N | 0
| 26 | FG&E | - | - | Sawyer Passway S/S | 22 | 22T1 & 22T2 | Fitchburg | D | 22W12 | Fitchburg | 13.8 kV | 13.8 kV | 13.8 kV | 0 | 0 | 0 | 2868 | 2868 | 2868.2761 | 0% | 0% | 0% | 0% | 0% | Y | N | Y | N | 0
| 38 | FG&E | - | - | Sawyer Passway S/S & Summer St. S/S | 22 & 40 | 22T1/22T2 & 40T1 | Fitchburg | D | 1303 | Fitchburg | 13.8 kV | 13.8 kV | 13.8 kV | 0 | 0 | 0 | 14867 | 14867 | 14867.2313 | 0% | 0% | 0% | 0% | 0% | Y | N | Y | N | 0
| 39 | FG&E | - | - | Sawyer Passway S/S & Summer St. S/S | 22 & 40 | 22T1/22T2 & 40T1 | Fitchburg | D | 1309 | Fitchburg | 13.8 kV | 13.8 kV | 13.8 kV | 0 | 0 | 0 | 12684 | 12684 | 12692.1219 | 0% | 0% | 0% | 0% | 0% | Y | N | Y | N | 0
| 40 | FG&E | - | - | Townsend S/S & W. Townsend S/S | 15 & 39 | Auto #1/ #2 | Fitchburg | T | 10 Line | Townsend | 69 kV | 69 kV | 69 kV | 0 | 0 | 0 | 23902 | 23902 | 23902 | 0% | 0% | 0% | 0% | 0% | Y | N | N | N | 0