## OVERVIEW
Understanding Task 1 “Effective” Incentive Requirement Results
To determine present and forecasted solar PV levelized "effective" incentive requirements in Massachusetts, SEA compiled data for evaluation of current PV costs from a number of sources, including active Massachusetts market participants, a sample of Massachusetts utility interconnection costs, third-party estimates of balance-of-system costs and internal SEA cost data. For this analysis, SEA employed:
34 different project classes (which are broken out into Rooftop Solar, Community Shared Solar, Landfill Solar, Brownfield Solar, Affordable Housing Solar, Solar Canopies and Large-Scale Greenfield Solar); and
Three different ownership cases (third party, host and public ownership).
Calculating "Effective" Incentive Requirement
The “effective” incentive borne by ratepayers is the revenue requirement to meet investor expectation minus the levelized value of:
ISO-NE wholesale average energy rates;
Any revenues a developer might receive from participation in the ISO-NE Forward Capacity Market (FCM); and
Any Class I REC revenue a project might include in a pro forma for project investors after the duration of either a 10- or 20-year incentive (which SEA places at a flat $5/MWh, given market uncertainty).
This calculation thus produces the minimum required incentive revenue per unit of production for the modeled renewable energy project to meet its equity investors’ assumed required after-tax return that comes at a direct cost to ratepayers.*
The figure below shows the basic components of the “effective” incentive requirement calculated by SEA:
To determine an “effective” incentive requirement, SEA used the National Renewable Energy Laboratory’s (NREL) Cost of Renewable Energy Spreadsheet Tool (CREST). The CREST model and supporting documentation, which were developed by SEA, are available from the NREL website. CREST is a publicly available and transparent tool that aids policymakers with estimating renewable energy costs for various public policy purposes, such as establishing cost-based or performance-based incentives. For more details regarding CREST and where to access it, please visit https://financere.nrel.gov/finance/content/crest-cost-energy-models.
For this analysis, SEA has augmented CREST with a large-scale batch processing function for market-scale revenue and incentive requirement modeling.
Policy Alternatives
As with levelized revenue requirements, levelized “effective” incentive requirements differ by the underlying project-level investor risks associated with each type of policy alternative under consideration. These policy alternatives (and associated investor risk profiles) are detailed below.
SREC-III Business-as-Usual (BAU): This potential policy closely resembles the SREC-II program, with the following exceptions, but has lower initial alternative compliance price (ACP) rates and clearinghouse auction prices than SREC-II with declining schedule like SREC-II.This potential policy closely resembles the SREC-II program, with the following exceptions, but has lower initial alternative compliance price (ACP) rates and clearinghouse auction prices than SREC-II with declining schedule like SREC-II. As the survey results collected by SEA for this Task 1 analysis show, programs in which investors must bid their solar renewable energy credits (SRECs) into a dynamic market are viewed as being more subject to risk by financiers. This description fits the current SREC-II market, and the SREC-III business-as-usual “SREC-III BAU” results shown in this sheet reflect financing assumptions that accompany the increased financial risk to investors of not having a guaranteed SREC revenue stream. It is important to note, though, that as SEA details in the Task 1 and Task 2 report, it is possible that an SREC-III program that does not reflect a “business-as-usual” approach could ultimately carry less financial risk than a simple extension of the current program. However, such an approach would still carry more significant risk than either of the “bundled” programs described below.
Non-SREC “Bundled” Alternatives: Based on the Task 1 survey results (and DOER requests) SEA assumed that both of the non-SREC policy alternatives (described below) would both reflect either 10- or 20-year bundled purchases of energy, generation capacity and Class I RECs from an EDC, and thus share a similar enough investor risk profile to one another to allow for both to be modeled as having the same underlying costs. The descriptions of both distinct policy types are below.
  Hybrid Competitive Bid/Standard Offer (Hybrid CB/SO): The Competitive Bid or solicitation for large projects would resemble the procurements for installations greater than or equal to 250 kW under the Rhode Island Renewable Energy Growth (REG) program. More generally, this represents a procurement of solar PV by an electric distribution company (EDC) under a long-term contract or tariff to purchase bundled energy, capacity and RECs using a utility (or utility-backed) auction or single-bid solicitation process. Access to such a contract or tariff would only be assured for winning bidders at the winning bid price (i.e., pay-as-bid). For small projects, the bundled compensation (energy, capacity & RECs) would resemble the Rhode Island REG program for projects smaller than 250 kW, which receive a non-competitive, administratively determined standard offer fixed price tariff for 15 or 20 years.
  Declining Block Incentive (DBI): This alternative would feature a long-term fixed-price bundled standard offer made via either tariff or contract through a declining block Incentive program. This DBI program would establish a fixed, volume-based schedule whereby incentives are provided at higher levels initially, with incentives adjusted downward in successive incentive ‘blocks’(constituting a MW quantity of project capacity available at a specified incentive level). Once sufficient capacity has been fully reserved, the program transitions to a lower incentive tier. This process continues until the total program volume has been reserved.
Installed Capital Cost Trajectories
Since the cost analysis must incorporate expectations of future installed capital costs for varying system types through 2022, SEA developed low, base and high installed capital cost trajectories for each type with a mixture of data from GTM Research and the National Renewable Energy Laboratory (NREL). Each trajectory was calculated using a compound annual decline rate (similar to a compound annual growth rate) formula, which can be stated as:
The low and high trajectories represent a +/-2% variance on the annual rate of decline calculated with the formula above. The low, base and high installed capital cost trajectories for residential/small commercial, commercial and utility-scale based on the above data sources can be seen in the table below.
*NOTE: SEA notes that this value does not account for other forms of offsetting value that PV provides to ratepayers. Such values are considered as part of the Task 2 net ratepayer cost analysis.
Understanding Task 1 “Effective” Incentive Requirement Results
To determine present and forecasted solar PV levelized "effective" incentive requirements in Massachusetts, SEA compiled data for evaluation of current PV costs from a number of sources, including active Massachusetts market participants, a sample of Massachusetts utility interconnection costs, third-party estimates of balance-of-system costs and internal SEA cost data. For this analysis, SEA employed:
34 different project classes (which are broken out into Rooftop Solar, Community Shared Solar, Landfill Solar, Brownfield Solar, Affordable Housing Solar, Solar Canopies and Large-Scale Greenfield Solar); and
Three different ownership cases (third party, host and public ownership).
Calculating "Effective" Incentive Requirement
The “effective” incentive borne by ratepayers is the revenue requirement to meet investor expectation minus the levelized value of:
ISO-NE wholesale average energy rates;
Any revenues a developer might receive from participation in the ISO-NE Forward Capacity Market (FCM); and
Any Class I REC revenue a project might include in a pro forma for project investors after the duration of either a 10- or 20-year incentive (which SEA places at a flat $5/MWh, given market uncertainty).
This calculation thus produces the minimum required incentive revenue per unit of production for the modeled renewable energy project to meet its equity investors’ assumed required after-tax return that comes at a direct cost to ratepayers.*
The figure below shows the basic components of the “effective” incentive requirement calculated by SEA:
To determine an “effective” incentive requirement, SEA used the National Renewable Energy Laboratory’s (NREL) Cost of Renewable Energy Spreadsheet Tool (CREST). The CREST model and supporting documentation, which were developed by SEA, are available from the NREL website. CREST is a publicly available and transparent tool that aids policymakers with estimating renewable energy costs for various public policy purposes, such as establishing cost-based or performance-based incentives. For more details regarding CREST and where to access it, please visit https://financere.nrel.gov/finance/content/crest-cost-energy-models.
For this analysis, SEA has augmented CREST with a large-scale batch processing function for market-scale revenue and incentive requirement modeling.
Policy Alternatives
As with levelized revenue requirements, levelized “effective” incentive requirements differ by the underlying project-level investor risks associated with each type of policy alternative under consideration. These policy alternatives (and associated investor risk profiles) are detailed below.
SREC-III Business-as-Usual (BAU): This potential policy closely resembles the SREC-II program, with the following exceptions, but has lower initial alternative compliance price (ACP) rates and clearinghouse auction prices than SREC-II with declining schedule like SREC-II.This potential policy closely resembles the SREC-II program, with the following exceptions, but has lower initial alternative compliance price (ACP) rates and clearinghouse auction prices than SREC-II with declining schedule like SREC-II. As the survey results collected by SEA for this Task 1 analysis show, programs in which investors must bid their solar renewable energy credits (SRECs) into a dynamic market are viewed as being more subject to risk by financiers. This description fits the current SREC-II market, and the SREC-III business-as-usual “SREC-III BAU” results shown in this sheet reflect financing assumptions that accompany the increased financial risk to investors of not having a guaranteed SREC revenue stream. It is important to note, though, that as SEA details in the Task 1 and Task 2 report, it is possible that an SREC-III program that does not reflect a “business-as-usual” approach could ultimately carry less financial risk than a simple extension of the current program. However, such an approach would still carry more significant risk than either of the “bundled” programs described below.
Non-SREC “Bundled” Alternatives: Based on the Task 1 survey results (and DOER requests) SEA assumed that both of the non-SREC policy alternatives (described below) would both reflect either 10- or 20-year bundled purchases of energy, generation capacity and Class I RECs from an EDC, and thus share a similar enough investor risk profile to one another to allow for both to be modeled as having the same underlying costs. The descriptions of both distinct policy types are below.
  Hybrid Competitive Bid/Standard Offer (Hybrid CB/SO): The Competitive Bid or solicitation for large projects would resemble the procurements for installations greater than or equal to 250 kW under the Rhode Island Renewable Energy Growth (REG) program. More generally, this represents a procurement of solar PV by an electric distribution company (EDC) under a long-term contract or tariff to purchase bundled energy, capacity and RECs using a utility (or utility-backed) auction or single-bid solicitation process. Access to such a contract or tariff would only be assured for winning bidders at the winning bid price (i.e., pay-as-bid). For small projects, the bundled compensation (energy, capacity & RECs) would resemble the Rhode Island REG program for projects smaller than 250 kW, which receive a non-competitive, administratively determined standard offer fixed price tariff for 15 or 20 years.
  Declining Block Incentive (DBI): This alternative would feature a long-term fixed-price bundled standard offer made via either tariff or contract through a declining block Incentive program. This DBI program would establish a fixed, volume-based schedule whereby incentives are provided at higher levels initially, with incentives adjusted downward in successive incentive ‘blocks’(constituting a MW quantity of project capacity available at a specified incentive level). Once sufficient capacity has been fully reserved, the program transitions to a lower incentive tier. This process continues until the total program volume has been reserved.
Installed Capital Cost Trajectories
Since the cost analysis must incorporate expectations of future installed capital costs for varying system types through 2022, SEA developed low, base and high installed capital cost trajectories for each type with a mixture of data from GTM Research and the National Renewable Energy Laboratory (NREL). Each trajectory was calculated using a compound annual decline rate (similar to a compound annual growth rate) formula, which can be stated as:
𝐶𝑜𝑚𝑝𝑜𝑢𝑛𝑑 𝐴𝑛𝑛𝑢𝑎𝑙 𝐷𝑒𝑐𝑙𝑖𝑛𝑒 %=((〖𝑃𝑉 𝐶𝑜𝑠𝑡〗_(𝐸𝑛𝑑𝑖𝑛𝑔 𝑉𝑎𝑙𝑢𝑒)/〖𝑃𝑉 𝐶𝑜𝑠𝑡〗_(𝑆𝑡𝑎𝑟𝑡𝑖𝑛𝑔 𝑉𝑎𝑙𝑢𝑒) )^(1−𝑇𝑜𝑡𝑎𝑙 𝑃𝑒𝑟𝑖𝑜𝑑𝑠) )−100%
The low and high trajectories represent a +/-2% variance on the annual rate of decline calculated with the formula above. The low, base and high installed capital cost trajectories for residential/small commercial, commercial and utility-scale based on the above data sources can be seen in the table below.
*NOTE: SEA notes that this value does not account for other forms of offsetting value that PV provides to ratepayers. Such values are considered as part of the Task 2 net ratepayer cost analysis.

## Brownfield Solar
Brownfield Solar
SREC-III BAU
Brownfield Solar (500 kW) (SREC-III BAU, 10-Year, Third Party-Owned, Cost Basis, $/MWh)
Installed Capital Cost Trajectory | 2017 | 2018 | 2019 | 2020 | 2021 | 2022
Low | 206.1791 | 182.6666 | 160.3036 | 151.9259 | 138.3963 | 135.2792
Base | 277.3068 | 254.5021 | 232.3869 | 227.3043 | 215.4917 | 217.2818
High | 366.8267 | 346.4366 | 326.2475 | 326.6403 | 318.2678 | 327.7218
Brownfield Solar (1 MW) (SREC-III BAU, 10-Year, Third Party-Owned, Cost Basis, $/MWh)
Installed Capital Cost Trajectory | 2017 | 2018 | 2019 | 2020 | 2021 | 2022
Low | 198.2012 | 176.5097 | 155.6812 | 148.2595 | 135.7894 | 133.5038
Base | 266.8419 | 246.0505 | 225.7141 | 221.7588 | 211.2284 | 214.0116
High | 352.9768 | 334.7984 | 316.6017 | 318.2281 | 311.3589 | 322.0332
Brownfield Solar (4 MW) (SREC-III BAU, 10-Year, Third Party-Owned, Cost Basis, $/MWh)
Installed Capital Cost Trajectory | 2017 | 2018 | 2019 | 2020 | 2021 | 2022
Low | 163.2379 | 141.8934 | 121.3134 | 112.6057 | 99.9825 | 97.1493
Base | 224.687 | 204.132 | 183.9537 | 178.4163 | 167.5759 | 169.5411
High | 301.3681 | 283.1915 | 264.9126 | 264.4745 | 257.0447 | 266.4771
Brownfield Solar (500 kW) (SREC-III BAU, 10-Year, Host-Owned, Cost Basis, $/MWh)
Installed Capital Cost Trajectory | 2017 | 2018 | 2019 | 2020 | 2021 | 2022
Low | 200.1475 | 179.0788 | 158.4488 | 153.1888 | 141.1481 | 130.8202
Base | 289.346 | 267.9529 | 246.7678 | 232.6092 | 225.2119 | 225.2119
High | 386.7469 | 367.0401 | 347.1482 | 347.3847 | 339.3359 | 338.5911
Brownfield Solar (1 MW) (SREC-III BAU, 10-Year, Host-Owned, Cost Basis, $/MWh)
Installed Capital Cost Trajectory | 2017 | 2018 | 2019 | 2020 | 2021 | 2022
Low | 191.9242 | 172.6333 | 153.5273 | 149.1766 | 138.2176 | 128.8821
Base | 277.7252 | 258.4114 | 239.0518 | 227.355 | 221.222 | 221.222
High | 371.3358 | 353.9639 | 336.1741 | 337.7793 | 331.3297 | 332.1192
Brownfield Solar (4 MW) (SREC-III BAU, 10-Year, Host-Owned, Cost Basis, $/MWh)
Installed Capital Cost Trajectory | 2017 | 2018 | 2019 | 2020 | 2021 | 2022
Low | 164.7551 | 145.88 | 127.1213 | 121.5984 | 110.5927 | 101.235
Base | 240.5779 | 221.5177 | 202.3432 | 188.7732 | 182.5042 | 182.5042
High | 323.5844 | 306.2105 | 288.375 | 287.7879 | 280.8411 | 281.1577
Brownfield Solar (500 kW) (SREC-III BAU, 10-Year, Public-Owned, Cost Basis, $/MWh)
Installed Capital Cost Trajectory | 2017 | 2018 | 2019 | 2020 | 2021 | 2022
Low | 251.7387 | 212.8989 | 176.6972 | 142.2988 | 115.7796 | 87.3809
Base | 325.6259 | 288.2652 | 252.7841 | 217.5248 | 191.853 | 162.7433
High | 434.2362 | 398.9889 | 364.8991 | 328.9189 | 305.0088 | 275.7888
Brownfield Solar (1 MW) (SREC-III BAU, 10-Year, Public-Owned, Cost Basis, $/MWh)
Installed Capital Cost Trajectory | 2017 | 2018 | 2019 | 2020 | 2021 | 2022
Low | 227.5221 | 191.2046 | 157.0637 | 124.6412 | 99.3521 | 72.0188
Base | 297.8751 | 263.1915 | 229.9879 | 196.9508 | 172.7368 | 144.9522
High | 398.168 | 365.788 | 334.1973 | 300.8312 | 278.5952 | 250.9656
Brownfield Solar (4 MW) (SREC-III BAU, 10-Year, Public-Owned, Cost Basis, $/MWh)
Installed Capital Cost Trajectory | 2017 | 2018 | 2019 | 2020 | 2021 | 2022
Low | 195.1452 | 159.8337 | 126.5325 | 95.3118 | 70.4221 | 43.5543
Base | 259.6675 | 225.8818 | 193.4428 | 161.6371 | 137.6751 | 110.3266
High | 353.0117 | 321.3863 | 290.4657 | 258.3208 | 236.1685 | 208.9437
Brownfield Solar (500 kW) (SREC-III BAU, 10-Year, Third Party-Owned, Fair Market Value, $/MWh)
Installed Capital Cost Trajectory | 2017 | 2018 | 2019 | 2020 | 2021 | 2022
Low | Not Executed | Not Executed | Not Executed | Not Executed | Not Executed | Not Executed
Base | 203.0657 | 185.7307 | 168.7493 | 163.4702 | 154.1081 | 165.4547
High | Not Executed | Not Executed | Not Executed | Not Executed | Not Executed | Not Executed
Brownfield Solar (1 MW) (SREC-III BAU, 10-Year, Third Party-Owned, Fair Market Value, $/MWh)
Installed Capital Cost Trajectory | 2017 | 2018 | 2019 | 2020 | 2021 | 2022
Low | Not Executed | Not Executed | Not Executed | Not Executed | Not Executed | Not Executed
Base | 195.6022 | 179.7865 | 164.129 | 159.6938 | 151.2478 | 163.1391
High | Not Executed | Not Executed | Not Executed | Not Executed | Not Executed | Not Executed
Brownfield Solar (4 MW) (SREC-III BAU, 10-Year, Third Party-Owned, Fair Market Value, $/MWh)
Installed Capital Cost Trajectory | 2017 | 2018 | 2019 | 2020 | 2021 | 2022
Low | Not Executed | Not Executed | Not Executed | Not Executed | Not Executed | Not Executed
Base | 161.5825 | 145.9055 | 130.3067 | 124.3507 | 115.458 | 125.4805
High | Not Executed | Not Executed | Not Executed | Not Executed | Not Executed | Not Executed
Brownfield Solar (500 kW) (SREC-III BAU, 10-Year, Host-Owned, Fair Market Value, $/MWh)
Installed Capital Cost Trajectory | 2017 | 2018 | 2019 | 2020 | 2021 | 2022
Low | Not Executed | Not Executed | Not Executed | Not Executed | Not Executed | Not Executed
Base | Not Executed | Not Executed | Not Executed | Not Executed | Not Executed | Not Executed
High | Not Executed | Not Executed | Not Executed | Not Executed | Not Executed | Not Executed
Brownfield Solar (1 MW) (SREC-III BAU, 10-Year, Host-Owned, Fair Market Value, $/MWh)
Installed Capital Cost Trajectory | 2017 | 2018 | 2019 | 2020 | 2021 | 2022
Low | Not Executed | Not Executed | Not Executed | Not Executed | Not Executed | Not Executed
Base | Not Executed | Not Executed | Not Executed | Not Executed | Not Executed | Not Executed
High | Not Executed | Not Executed | Not Executed | Not Executed | Not Executed | Not Executed
Brownfield Solar (4 MW) (SREC-III BAU, 10-Year, Host-Owned, Fair Market Value, $/MWh)
Installed Capital Cost Trajectory | 2017 | 2018 | 2019 | 2020 | 2021 | 2022
Low | Not Executed | Not Executed | Not Executed | Not Executed | Not Executed | Not Executed
Base | Not Executed | Not Executed | Not Executed | Not Executed | Not Executed | Not Executed
High | Not Executed | Not Executed | Not Executed | Not Executed | Not Executed | Not Executed
Brownfield Solar (500 kW) (SREC-III BAU, 10-Year, Public-Owned, Fair Market Value, $/MWh)
Installed Capital Cost Trajectory | 2017 | 2018 | 2019 | 2020 | 2021 | 2022
Low | Not Executed | Not Executed | Not Executed | Not Executed | Not Executed | Not Executed
Base | Not Executed | Not Executed | Not Executed | Not Executed | Not Executed | Not Executed
High | Not Executed | Not Executed | Not Executed | Not Executed | Not Executed | Not Executed
Brownfield Solar (1 MW) (SREC-III BAU, 10-Year, Public-Owned, Fair Market Value, $/MWh)
Installed Capital Cost Trajectory | 2017 | 2018 | 2019 | 2020 | 2021 | 2022
Low | Not Executed | Not Executed | Not Executed | Not Executed | Not Executed | Not Executed
Base | Not Executed | Not Executed | Not Executed | Not Executed | Not Executed | Not Executed
High | Not Executed | Not Executed | Not Executed | Not Executed | Not Executed | Not Executed
Brownfield Solar (4 MW) (SREC-III BAU, 10-Year, Public-Owned, Fair Market Value, $/MWh)
Installed Capital Cost Trajectory | 2017 | 2018 | 2019 | 2020 | 2021 | 2022
Low | Not Executed | Not Executed | Not Executed | Not Executed | Not Executed | Not Executed
Base | Not Executed | Not Executed | Not Executed | Not Executed | Not Executed | Not Executed
High | Not Executed | Not Executed | Not Executed | Not Executed | Not Executed | Not Executed
Hybrid CB/SO & DBI
Brownfield Solar (500 kW) (Hybrid CB/SO & DBI, 10-Year, Third Party-Owned, Cost Basis, $/MWh)
Installed Capital Cost Trajectory | 2017 | 2018 | 2019 | 2020 | 2021 | 2022
Low | 146.9444 | 128.8333 | 111.6111 | 106.6111 | 96.1667 | 94.3889
Base | 210.8333 | 192.6111 | 174.8333 | 171.3889 | 161.9444 | 163.6111
High | 268.5 | 253.0556 | 237.7222 | 240.8333 | 234.8333 | 242.9444
Brownfield Solar (1 MW) (Hybrid CB/SO & DBI, 10-Year, Third Party-Owned, Cost Basis, $/MWh)
Installed Capital Cost Trajectory | 2017 | 2018 | 2019 | 2020 | 2021 | 2022
Low | 141.2778 | 124.6111 | 108.3889 | 104.1667 | 94.5 | 93.2778
Base | 202.9444 | 186.2778 | 169.9444 | 167.2778 | 158.8333 | 161.2778
High | 258.6111 | 244.7222 | 230.8333 | 234.8333 | 229.9444 | 238.8333
Brownfield Solar (4 MW) (Hybrid CB/SO & DBI, 10-Year, Third Party-Owned, Cost Basis, $/MWh)
Installed Capital Cost Trajectory | 2017 | 2018 | 2019 | 2020 | 2021 | 2022
Low | 112.1667 | 95.6111 | 79.6111 | 74.5 | 64.6111 | 62.9444
Base | 167.5 | 150.9444 | 134.6111 | 130.9444 | 122.2778 | 123.9444
High | 216.0556 | 202.1667 | 188.0556 | 190.5 | 185.0556 | 192.9444
Brownfield Solar (500 kW) (Hybrid CB/SO & DBI, 10-Year, Host-Owned, Cost Basis, $/MWh)
Installed Capital Cost Trajectory | 2017 | 2018 | 2019 | 2020 | 2021 | 2022
Low | 115.0556 | 100.7222 | 86.5 | 83.8333 | 75.7222 | 70.7222
Base | 182.3889 | 167.9444 | 153.5 | 153.5 | 146.6111 | 143.5
High | 260.1667 | 246.9444 | 233.1667 | 236.7222 | 232.1667 | 232.8333
Brownfield Solar (1 MW) (Hybrid CB/SO & DBI, 10-Year, Host-Owned, Cost Basis, $/MWh)
Installed Capital Cost Trajectory | 2017 | 2018 | 2019 | 2020 | 2021 | 2022
Low | 110.2778 | 97.0556 | 83.8333 | 81.7222 | 74.1667 | 69.8333
Base | 175.0556 | 162.0556 | 148.7222 | 149.3889 | 143.2778 | 141.0556
High | 249.9444 | 238.1667 | 225.9444 | 230.1667 | 226.7222 | 228.5
Brownfield Solar (4 MW) (Hybrid CB/SO & DBI, 10-Year, Host-Owned, Cost Basis, $/MWh)
Installed Capital Cost Trajectory | 2017 | 2018 | 2019 | 2020 | 2021 | 2022
Low | 87.5 | 74.3889 | 61.2778 | 57.8333 | 50.1667 | 45.5
Base | 144.8333 | 131.8333 | 118.5 | 117.5 | 111.1667 | 108.5
High | 211.7222 | 199.8333 | 187.3889 | 189.6111 | 185.6111 | 186.9444
Brownfield Solar (500 kW) (Hybrid CB/SO & DBI, 10-Year, Public-Owned, Cost Basis, $/MWh)
Installed Capital Cost Trajectory | 2017 | 2018 | 2019 | 2020 | 2021 | 2022
Low | 199.2778 | 168.5 | 139.8333 | 112.8333 | 91.8333 | 69.2778
Base | 258.1667 | 228.5 | 200.3889 | 172.7222 | 152.3889 | 129.2778
High | 344.8333 | 316.8333 | 289.7222 | 261.6111 | 242.6111 | 219.3889
Brownfield Solar (1 MW) (Hybrid CB/SO & DBI, 10-Year, Public-Owned, Cost Basis, $/MWh)
Installed Capital Cost Trajectory | 2017 | 2018 | 2019 | 2020 | 2021 | 2022
Low | 180.0556 | 151.3889 | 124.3889 | 98.8333 | 78.8333 | 57.0556
Base | 236.1667 | 208.7222 | 182.3889 | 156.3889 | 137.1667 | 115.0556
High | 316.1667 | 290.5 | 265.3889 | 239.2778 | 221.6111 | 199.6111
Brownfield Solar (4 MW) (Hybrid CB/SO & DBI, 10-Year, Public-Owned, Cost Basis, $/MWh)
Installed Capital Cost Trajectory | 2017 | 2018 | 2019 | 2020 | 2021 | 2022
Low | 154.5 | 126.5 | 100.1667 | 75.6111 | 55.8333 | 34.5
Base | 205.8333 | 179.0556 | 153.3889 | 128.3889 | 109.2778 | 87.6111
High | 280.3889 | 255.2778 | 230.6111 | 205.5 | 187.8333 | 166.1667
Brownfield Solar (500 kW) (Hybrid CB/SO & DBI, 10-Year, Third Party-Owned, Fair Market Value, $/MWh)
Installed Capital Cost Trajectory | 2017 | 2018 | 2019 | 2020 | 2021 | 2022
Low | Not Executed | Not Executed | Not Executed | Not Executed | Not Executed | Not Executed
Base | 166.0556 | 151.0556 | 136.2778 | 131.2778 | 122.7222 | 130.9444
High | Not Executed | Not Executed | Not Executed | Not Executed | Not Executed | Not Executed
Brownfield Solar (1 MW) (Hybrid CB/SO & DBI, 10-Year, Third Party-Owned, Fair Market Value, $/MWh)
Installed Capital Cost Trajectory | 2017 | 2018 | 2019 | 2020 | 2021 | 2022
Low | Not Executed | Not Executed | Not Executed | Not Executed | Not Executed | Not Executed
Base | 160.0556 | 146.2778 | 132.7222 | 128.2778 | 120.6111 | 129.2778
High | Not Executed | Not Executed | Not Executed | Not Executed | Not Executed | Not Executed
Brownfield Solar (4 MW) (Hybrid CB/SO & DBI, 10-Year, Third Party-Owned, Fair Market Value, $/MWh)
Installed Capital Cost Trajectory | 2017 | 2018 | 2019 | 2020 | 2021 | 2022
Low | Not Executed | Not Executed | Not Executed | Not Executed | Not Executed | Not Executed
Base | 129.0556 | 115.3889 | 101.8333 | 96.5 | 88.3889 | 95.7222
High | Not Executed | Not Executed | Not Executed | Not Executed | Not Executed | Not Executed
Brownfield Solar (500 kW) (Hybrid CB/SO & DBI, 10-Year, Host-Owned, Fair Market Value, $/MWh)
Installed Capital Cost Trajectory | 2017 | 2018 | 2019 | 2020 | 2021 | 2022
Low | Not Executed | Not Executed | Not Executed | Not Executed | Not Executed | Not Executed
Base | Not Executed | Not Executed | Not Executed | Not Executed | Not Executed | Not Executed
High | Not Executed | Not Executed | Not Executed | Not Executed | Not Executed | Not Executed
Brownfield Solar (1 MW) (Hybrid CB/SO & DBI, 10-Year, Host-Owned, Fair Market Value, $/MWh)
Installed Capital Cost Trajectory | 2017 | 2018 | 2019 | 2020 | 2021 | 2022
Low | Not Executed | Not Executed | Not Executed | Not Executed | Not Executed | Not Executed
Base | Not Executed | Not Executed | Not Executed | Not Executed | Not Executed | Not Executed
High | Not Executed | Not Executed | Not Executed | Not Executed | Not Executed | Not Executed
Brownfield Solar (4 MW) (Hybrid CB/SO & DBI, 10-Year, Host-Owned, Fair Market Value, $/MWh)
Installed Capital Cost Trajectory | 2017 | 2018 | 2019 | 2020 | 2021 | 2022
Low | Not Executed | Not Executed | Not Executed | Not Executed | Not Executed | Not Executed
Base | Not Executed | Not Executed | Not Executed | Not Executed | Not Executed | Not Executed
High | Not Executed | Not Executed | Not Executed | Not Executed | Not Executed | Not Executed
Brownfield Solar (500 kW) (Hybrid CB/SO & DBI, 10-Year, Public-Owned, Fair Market Value, $/MWh)
Installed Capital Cost Trajectory | 2017 | 2018 | 2019 | 2020 | 2021 | 2022
Low | Not Executed | Not Executed | Not Executed | Not Executed | Not Executed | Not Executed
Base | Not Executed | Not Executed | Not Executed | Not Executed | Not Executed | Not Executed
High | Not Executed | Not Executed | Not Executed | Not Executed | Not Executed | Not Executed
Brownfield Solar (1 MW) (Hybrid CB/SO & DBI, 10-Year, Public-Owned, Fair Market Value, $/MWh)
Installed Capital Cost Trajectory | 2017 | 2018 | 2019 | 2020 | 2021 | 2022
Low | Not Executed | Not Executed | Not Executed | Not Executed | Not Executed | Not Executed
Base | Not Executed | Not Executed | Not Executed | Not Executed | Not Executed | Not Executed
High | Not Executed | Not Executed | Not Executed | Not Executed | Not Executed | Not Executed
Brownfield Solar (4 MW) (Hybrid CB/SO & DBI, 10-Year, Public-Owned, Fair Market Value, $/MWh)
Installed Capital Cost Trajectory | 2017 | 2018 | 2019 | 2020 | 2021 | 2022
Low | Not Executed | Not Executed | Not Executed | Not Executed | Not Executed | Not Executed
Base | Not Executed | Not Executed | Not Executed | Not Executed | Not Executed | Not Executed
High | Not Executed | Not Executed | Not Executed | Not Executed | Not Executed | Not Executed
Brownfield Solar (500 kW) (Hybrid CB/SO & DBI, 20-Year, Third Party-Owned, Cost Basis, $/MWh)
Installed Capital Cost Trajectory | 2017 | 2018 | 2019 | 2020 | 2021 | 2022
Low | 146.9444 | 128.8333 | 111.6111 | 106.6111 | 96.1667 | 94.3889
Base | 210.8333 | 192.6111 | 174.8333 | 171.3889 | 161.9444 | 163.6111
High | 268.5 | 253.0556 | 237.7222 | 240.8333 | 234.8333 | 242.9444
Brownfield Solar (1 MW) (Hybrid CB/SO & DBI, 20-Year, Third Party-Owned, Cost Basis, $/MWh)
Installed Capital Cost Trajectory | 2017 | 2018 | 2019 | 2020 | 2021 | 2022
Low | 141.2778 | 124.6111 | 108.3889 | 104.1667 | 94.5 | 93.2778
Base | 202.9444 | 186.2778 | 169.9444 | 167.2778 | 158.8333 | 161.2778
High | 258.6111 | 244.7222 | 230.8333 | 234.8333 | 229.9444 | 238.8333
Brownfield Solar (4 MW) (Hybrid CB/SO & DBI, 20-Year, Third Party-Owned, Cost Basis, $/MWh)
Installed Capital Cost Trajectory | 2017 | 2018 | 2019 | 2020 | 2021 | 2022
Low | 112.1667 | 95.6111 | 79.6111 | 74.5 | 64.6111 | 62.9444
Base | 167.5 | 150.9444 | 134.6111 | 130.9444 | 122.2778 | 123.9444
High | 216.0556 | 202.1667 | 188.0556 | 190.5 | 185.0556 | 192.9444
Brownfield Solar (500 kW) (Hybrid CB/SO & DBI, 20-Year, Host-Owned, Cost Basis, $/MWh)
Installed Capital Cost Trajectory | 2017 | 2018 | 2019 | 2020 | 2021 | 2022
Low | 115.0556 | 100.7222 | 86.5 | 83.8333 | 75.7222 | 70.7222
Base | 182.3889 | 167.9444 | 153.5 | 153.5 | 146.6111 | 143.5
High | 260.1667 | 246.9444 | 233.1667 | 236.7222 | 232.1667 | 232.8333
Brownfield Solar (1 MW) (Hybrid CB/SO & DBI, 20-Year, Host-Owned, Cost Basis, $/MWh)
Installed Capital Cost Trajectory | 2017 | 2018 | 2019 | 2020 | 2021 | 2022
Low | 110.2778 | 97.0556 | 83.8333 | 81.7222 | 74.1667 | 69.8333
Base | 175.0556 | 162.0556 | 148.7222 | 149.3889 | 143.2778 | 141.0556
High | 249.9444 | 238.1667 | 225.9444 | 230.1667 | 226.7222 | 228.5
Brownfield Solar (4 MW) (Hybrid CB/SO & DBI, 20-Year, Host-Owned, Cost Basis, $/MWh)
Installed Capital Cost Trajectory | 2017 | 2018 | 2019 | 2020 | 2021 | 2022
Low | 87.5 | 74.3889 | 61.2778 | 57.8333 | 50.1667 | 45.5
Base | 144.8333 | 131.8333 | 118.5 | 117.5 | 111.1667 | 108.5
High | 211.7222 | 199.8333 | 187.3889 | 189.6111 | 185.6111 | 186.9444
Brownfield Solar (500 kW) (Hybrid CB/SO & DBI, 20-Year, Public-Owned, Cost Basis, $/MWh)
Installed Capital Cost Trajectory | 2017 | 2018 | 2019 | 2020 | 2021 | 2022
Low | 199.2778 | 168.5 | 139.8333 | 112.8333 | 91.8333 | 69.2778
Base | 258.1667 | 228.5 | 200.3889 | 172.7222 | 152.3889 | 129.2778
High | 344.8333 | 316.8333 | 289.7222 | 261.6111 | 242.6111 | 219.3889
Brownfield Solar (1 MW) (Hybrid CB/SO & DBI, 20-Year, Public-Owned, Cost Basis, $/MWh)
Installed Capital Cost Trajectory | 2017 | 2018 | 2019 | 2020 | 2021 | 2022
Low | 180.0556 | 151.3889 | 124.3889 | 98.8333 | 78.8333 | 57.0556
Base | 236.1667 | 208.7222 | 182.3889 | 156.3889 | 137.1667 | 115.0556
High | 316.1667 | 290.5 | 265.3889 | 239.2778 | 221.6111 | 199.6111
Brownfield Solar (4 MW) (Hybrid CB/SO & DBI, 20-Year, Public-Owned, Cost Basis, $/MWh)
Installed Capital Cost Trajectory | 2017 | 2018 | 2019 | 2020 | 2021 | 2022
Low | 154.5 | 126.5 | 100.1667 | 75.6111 | 55.8333 | 34.5
Base | 205.8333 | 179.0556 | 153.3889 | 128.3889 | 109.2778 | 87.6111
High | 280.3889 | 255.2778 | 230.6111 | 205.5 | 187.8333 | 166.1667
Brownfield Solar (500 kW) (Hybrid CB/SO & DBI, 20-Year, Third Party-Owned, Fair Market Value, $/MWh)
Installed Capital Cost Trajectory | 2017 | 2018 | 2019 | 2020 | 2021 | 2022
Low | Not Executed | Not Executed | Not Executed | Not Executed | Not Executed | Not Executed
Base | 166.0556 | 151.0556 | 136.2778 | 131.2778 | 122.7222 | 130.9444
High | Not Executed | Not Executed | Not Executed | Not Executed | Not Executed | Not Executed
Brownfield Solar (1 MW) (Hybrid CB/SO & DBI, 20-Year, Third Party-Owned, Fair Market Value, $/MWh)
Installed Capital Cost Trajectory | 2017 | 2018 | 2019 | 2020 | 2021 | 2022
Low | Not Executed | Not Executed | Not Executed | Not Executed | Not Executed | Not Executed
Base | 160.0556 | 146.2778 | 132.7222 | 128.2778 | 120.6111 | 129.2778
High | Not Executed | Not Executed | Not Executed | Not Executed | Not Executed | Not Executed
Brownfield Solar (4 MW) (Hybrid CB/SO & DBI, 20-Year, Third Party-Owned, Fair Market Value, $/MWh)
Installed Capital Cost Trajectory | 2017 | 2018 | 2019 | 2020 | 2021 | 2022
Low | Not Executed | Not Executed | Not Executed | Not Executed | Not Executed | Not Executed
Base | 129.0556 | 115.3889 | 101.8333 | 96.5 | 88.3889 | 95.7222
High | Not Executed | Not Executed | Not Executed | Not Executed | Not Executed | Not Executed
Brownfield Solar (500 kW) (Hybrid CB/SO & DBI, 20-Year, Host-Owned, Fair Market Value, $/MWh)
Installed Capital Cost Trajectory | 2017 | 2018 | 2019 | 2020 | 2021 | 2022
Low | Not Executed | Not Executed | Not Executed | Not Executed | Not Executed | Not Executed
Base | Not Executed | Not Executed | Not Executed | Not Executed | Not Executed | Not Executed
High | Not Executed | Not Executed | Not Executed | Not Executed | Not Executed | Not Executed
Brownfield Solar (1 MW) (Hybrid CB/SO & DBI, 20-Year, Host-Owned, Fair Market Value, $/MWh)
Installed Capital Cost Trajectory | 2017 | 2018 | 2019 | 2020 | 2021 | 2022
Low | Not Executed | Not Executed | Not Executed | Not Executed | Not Executed | Not Executed
Base | Not Executed | Not Executed | Not Executed | Not Executed | Not Executed | Not Executed
High | Not Executed | Not Executed | Not Executed | Not Executed | Not Executed | Not Executed
Brownfield Solar (4 MW) (Hybrid CB/SO & DBI, 20-Year, Host-Owned, Fair Market Value, $/MWh)
Installed Capital Cost Trajectory | 2017 | 2018 | 2019 | 2020 | 2021 | 2022
Low | Not Executed | Not Executed | Not Executed | Not Executed | Not Executed | Not Executed
Base | Not Executed | Not Executed | Not Executed | Not Executed | Not Executed | Not Executed
High | Not Executed | Not Executed | Not Executed | Not Executed | Not Executed | Not Executed
Brownfield Solar (500 kW) (Hybrid CB/SO & DBI, 20-Year, Public-Owned, Fair Market Value, $/MWh)
Installed Capital Cost Trajectory | 2017 | 2018 | 2019 | 2020 | 2021 | 2022
Low | Not Executed | Not Executed | Not Executed | Not Executed | Not Executed | Not Executed
Base | Not Executed | Not Executed | Not Executed | Not Executed | Not Executed | Not Executed
High | Not Executed | Not Executed | Not Executed | Not Executed | Not Executed | Not Executed
Brownfield Solar (1 MW) (Hybrid CB/SO & DBI, 20-Year, Public-Owned, Fair Market Value, $/MWh)
Installed Capital Cost Trajectory | 2017 | 2018 | 2019 | 2020 | 2021 | 2022
Low | Not Executed | Not Executed | Not Executed | Not Executed | Not Executed | Not Executed
Base | Not Executed | Not Executed | Not Executed | Not Executed | Not Executed | Not Executed
High | Not Executed | Not Executed | Not Executed | Not Executed | Not Executed | Not Executed
Brownfield Solar (4 MW) (Hybrid CB/SO & DBI, 20-Year, Public-Owned, Fair Market Value, $/MWh)
Installed Capital Cost Trajectory | 2017 | 2018 | 2019 | 2020 | 2021 | 2022
Low | Not Executed | Not Executed | Not Executed | Not Executed | Not Executed | Not Executed
Base | Not Executed | Not Executed | Not Executed | Not Executed | Not Executed | Not Executed
High | Not Executed | Not Executed | Not Executed | Not Executed | Not Executed | Not Executed

## Community Shared Solar
Community Shared Solar
SREC-III BAU
High Cost Community Shared Solar (1 MW) (SREC-III BAU, 10-Year, Third Party-Owned, Cost Basis, $/MWh)
Installed Capital Cost Trajectory | 2017 | 2018 | 2019 | 2020 | 2021 | 2022
Low | 284.6187 | 261.1441 | 238.8985 | 234.0067 | 221.2712 | 219.722
Base | 373.5832 | 351.3507 | 329.829 | 329.2262 | 318.8149 | 323.0764
High | 490.4945 | 471.7678 | 453.2457 | 459.9032 | 453.9748 | 467.2537
Medium Cost Community Shared Solar (1 MW) (SREC-III BAU, 10-Year, Third Party-Owned, Cost Basis, $/MWh)
Installed Capital Cost Trajectory | 2017 | 2018 | 2019 | 2020 | 2021 | 2022
Low | 232.3774 | 210.9931 | 190.5099 | 184.33 | 172.1813 | 170.0267
Base | 307.3388 | 286.9615 | 267.0782 | 264.497 | 254.3572 | 257.2561
High | 401.2934 | 383.7255 | 366.1577 | 369.4186 | 363.0504 | 373.804
Low Cost Community Shared Solar (1 MW) (SREC-III BAU, 10-Year, Third Party-Owned, Cost Basis, $/MWh)
Installed Capital Cost Trajectory | 2017 | 2018 | 2019 | 2020 | 2021 | 2022
Low | 180.1534 | 160.8404 | 142.1419 | 134.6551 | 123.11 | 120.333
Base | 241.0943 | 222.5741 | 204.3292 | 199.7854 | 189.9188 | 191.4567
High | 312.1124 | 295.6815 | 279.0678 | 278.9737 | 272.1441 | 280.376
High Cost Community Shared Solar (1 MW) (SREC-III BAU, 10-Year, Host-Owned, Cost Basis, $/MWh)
Installed Capital Cost Trajectory | 2017 | 2018 | 2019 | 2020 | 2021 | 2022
Low | 255.7313 | 234.9869 | 214.6563 | 212.9236 | 201.8509 | 191.998
Base | 371.9595 | 351.8161 | 331.8556 | 324.8131 | 318.3189 | 318.3189
High | 498.4466 | 481.1434 | 463.6301 | 471.114 | 465.9491 | 467.2357
Medium Cost Community Shared Solar (1 MW) (SREC-III BAU, 10-Year, Host-Owned, Cost Basis, $/MWh)
Installed Capital Cost Trajectory | 2017 | 2018 | 2019 | 2020 | 2021 | 2022
Low | 212.3921 | 193.7248 | 175.2198 | 172.154 | 161.6902 | 152.6936
Base | 305.3331 | 286.828 | 268.2773 | 258.9921 | 253.1513 | 253.1513
High | 406.2916 | 389.9344 | 373.1613 | 376.9476 | 371.2652 | 372.3246
Low Cost Community Shared Solar (1 MW) (SREC-III BAU, 10-Year, Host-Owned, Cost Basis, $/MWh)
Installed Capital Cost Trajectory | 2017 | 2018 | 2019 | 2020 | 2021 | 2022
Low | 169.0757 | 152.4649 | 135.7854 | 131.3844 | 121.5518 | 113.3893
Base | 238.6817 | 221.84 | 204.7447 | 193.1913 | 188.006 | 188.006
High | 314.1573 | 298.7253 | 282.7153 | 282.8259 | 276.6259 | 277.4134
High Cost Community Shared Solar (1 MW) (SREC-III BAU, 10-Year, Public-Owned, Cost Basis, $/MWh)
Installed Capital Cost Trajectory | 2017 | 2018 | 2019 | 2020 | 2021 | 2022
Low | 294.9137 | 255.1185 | 217.9612 | 182.0372 | 155.1678 | 125.8892
Base | 382.7884 | 344.9788 | 308.9979 | 272.424 | 247.0359 | 217.4071
High | 452.7397 | 452.7397 | 435.5099 | 398.6038 | 375.7925 | 346.4706
Medium Cost Community Shared Solar (1 MW) (SREC-III BAU, 10-Year, Public-Owned, Cost Basis, $/MWh)
Installed Capital Cost Trajectory | 2017 | 2018 | 2019 | 2020 | 2021 | 2022
Low | 250.8321 | 215.2906 | 181.89 | 149.6985 | 125.1081 | 98.4722
Base | 324.6772 | 290.8091 | 258.4031 | 225.6243 | 202.1815 | 175.168
High | 428.4336 | 396.9275 | 366.191 | 333.0781 | 311.7217 | 284.9703
Low Cost Community Shared Solar (1 MW) (SREC-III BAU, 10-Year, Public-Owned, Cost Basis, $/MWh)
Installed Capital Cost Trajectory | 2017 | 2018 | 2019 | 2020 | 2021 | 2022
Low | 206.7669 | 175.4613 | 145.8203 | 117.3598 | 95.0469 | 71.0372
Base | 266.551 | 236.6559 | 207.8247 | 178.8231 | 157.327 | 132.9455
High | 352.2571 | 324.3035 | 296.872 | 267.554 | 247.6677 | 223.4532
High Cost Community Shared Solar (1 MW) (SREC-III BAU, 10-Year, Third Party-Owned, Fair Market Value, $/MWh)
Installed Capital Cost Trajectory | 2017 | 2018 | 2019 | 2020 | 2021 | 2022
Low | Not Executed | Not Executed | Not Executed | Not Executed | Not Executed | Not Executed
Base | 278.0958 | 261.2939 | 244.8457 | 243.6727 | 235.9465 | 252.7615
High | Not Executed | Not Executed | Not Executed | Not Executed | Not Executed | Not Executed
Medium Cost Community Shared Solar (1 MW) (SREC-III BAU, 10-Year, Third Party-Owned, Fair Market Value, $/MWh)
Installed Capital Cost Trajectory | 2017 | 2018 | 2019 | 2020 | 2021 | 2022
Low | Not Executed | Not Executed | Not Executed | Not Executed | Not Executed | Not Executed
Base | 228.7155 | 213.3335 | 198.1291 | 195.3487 | 187.563 | 200.5649
High | Not Executed | Not Executed | Not Executed | Not Executed | Not Executed | Not Executed
Low Cost Community Shared Solar (1 MW) (SREC-III BAU, 10-Year, Third Party-Owned, Fair Market Value, $/MWh)
Installed Capital Cost Trajectory | 2017 | 2018 | 2019 | 2020 | 2021 | 2022
Low | Not Executed | Not Executed | Not Executed | Not Executed | Not Executed | Not Executed
Base | 179.3334 | 165.373 | 151.4143 | 147.0055 | 139.162 | 148.3682
High | Not Executed | Not Executed | Not Executed | Not Executed | Not Executed | Not Executed
High Cost Community Shared Solar (1 MW) (SREC-III BAU, 10-Year, Host-Owned, Fair Market Value, $/MWh)
Installed Capital Cost Trajectory | 2017 | 2018 | 2019 | 2020 | 2021 | 2022
Low | Not Executed | Not Executed | Not Executed | Not Executed | Not Executed | Not Executed
Base | Not Executed | Not Executed | Not Executed | Not Executed | Not Executed | Not Executed
High | Not Executed | Not Executed | Not Executed | Not Executed | Not Executed | Not Executed
Medium Cost Community Shared Solar (1 MW) (SREC-III BAU, 10-Year, Host-Owned, Fair Market Value, $/MWh)
Installed Capital Cost Trajectory | 2017 | 2018 | 2019 | 2020 | 2021 | 2022
Low | Not Executed | Not Executed | Not Executed | Not Executed | Not Executed | Not Executed
Base | Not Executed | Not Executed | Not Executed | Not Executed | Not Executed | Not Executed
High | Not Executed | Not Executed | Not Executed | Not Executed | Not Executed | Not Executed
Low Cost Community Shared Solar (1 MW) (SREC-III BAU, 10-Year, Host-Owned, Fair Market Value, $/MWh)
Installed Capital Cost Trajectory | 2017 | 2018 | 2019 | 2020 | 2021 | 2022
Low | Not Executed | Not Executed | Not Executed | Not Executed | Not Executed | Not Executed
Base | Not Executed | Not Executed | Not Executed | Not Executed | Not Executed | Not Executed
High | Not Executed | Not Executed | Not Executed | Not Executed | Not Executed | Not Executed
High Cost Community Shared Solar (1 MW) (SREC-III BAU, 10-Year, Public-Owned, Fair Market Value, $/MWh)
Installed Capital Cost Trajectory | 2017 | 2018 | 2019 | 2020 | 2021 | 2022
Low | Not Executed | Not Executed | Not Executed | Not Executed | Not Executed | Not Executed
Base | Not Executed | Not Executed | Not Executed | Not Executed | Not Executed | Not Executed
High | Not Executed | Not Executed | Not Executed | Not Executed | Not Executed | Not Executed
Medium Cost Community Shared Solar (1 MW) (SREC-III BAU, 10-Year, Public-Owned, Fair Market Value, $/MWh)
Installed Capital Cost Trajectory | 2017 | 2018 | 2019 | 2020 | 2021 | 2022
Low | Not Executed | Not Executed | Not Executed | Not Executed | Not Executed | Not Executed
Base | Not Executed | Not Executed | Not Executed | Not Executed | Not Executed | Not Executed
High | Not Executed | Not Executed | Not Executed | Not Executed | Not Executed | Not Executed
Low Cost Community Shared Solar (1 MW) (SREC-III BAU, 10-Year, Public-Owned, Fair Market Value, $/MWh)
Installed Capital Cost Trajectory | 2017 | 2018 | 2019 | 2020 | 2021 | 2022
Low | Not Executed | Not Executed | Not Executed | Not Executed | Not Executed | Not Executed
Base | Not Executed | Not Executed | Not Executed | Not Executed | Not Executed | Not Executed
High | Not Executed | Not Executed | Not Executed | Not Executed | Not Executed | Not Executed
Hybrid CB/SO & DBI
High Cost Community Shared Solar (1 MW) (Hybrid CB/SO & DBI, 10-Year, Third Party-Owned, Cost Basis, $/MWh)
Installed Capital Cost Trajectory | 2017 | 2018 | 2019 | 2020 | 2021 | 2022
Low | 211.1667 | 193.1667 | 175.9444 | 173.6111 | 163.8333 | 163.5
Base | 290.8333 | 273.0556 | 255.8333 | 255.5 | 247.2778 | 251.0556
High | 368.7222 | 354.6111 | 340.6111 | 348.5 | 344.6111 | 355.8333
Medium Cost Community Shared Solar (1 MW) (Hybrid CB/SO & DBI, 10-Year, Third Party-Owned, Cost Basis, $/MWh)
Installed Capital Cost Trajectory | 2017 | 2018 | 2019 | 2020 | 2021 | 2022
Low | 170.9444 | 154.3889 | 138.6111 | 135.0556 | 125.7222 | 124.6111
Base | 238.1667 | 221.8333 | 205.8333 | 204.0556 | 195.9444 | 198.5
High | 300.1667 | 286.8333 | 273.5 | 278.5 | 274.0556 | 283.0556
Low Cost Community Shared Solar (1 MW) (Hybrid CB/SO & DBI, 10-Year, Third Party-Owned, Cost Basis, $/MWh)
Installed Capital Cost Trajectory | 2017 | 2018 | 2019 | 2020 | 2021 | 2022
Low | 130.7222 | 115.7222 | 101.1667 | 96.5 | 87.5 | 85.8333
Base | 185.3889 | 170.5 | 155.8333 | 152.5 | 144.6111 | 145.9444
High | 231.7222 | 219.1667 | 206.5 | 208.3889 | 203.5 | 210.3889
High Cost Community Shared Solar (1 MW) (Hybrid CB/SO & DBI, 10-Year, Host-Owned, Cost Basis, $/MWh)
Installed Capital Cost Trajectory | 2017 | 2018 | 2019 | 2020 | 2021 | 2022
Low | 160.7222 | 146.8333 | 132.9444 | 133.7222 | 126.5 | 122.3889
Base | 247.9444 | 234.6111 | 221.1667 | 225.9444 | 220.6111 | 218.6111
High | 347.8333 | 336.5 | 324.7222 | 334.3889 | 332.1667 | 334.6111
Medium Cost Community Shared Solar (1 MW) (Hybrid CB/SO & DBI, 10-Year, Host-Owned, Cost Basis, $/MWh)
Installed Capital Cost Trajectory | 2017 | 2018 | 2019 | 2020 | 2021 | 2022
Low | 130.6111 | 117.8333 | 105.0556 | 104.2778 | 97.1667 | 93.1667
Base | 200.8333 | 188.3889 | 175.7222 | 178.0556 | 172.5 | 170.5
High | 281.1667 | 270.1667 | 258.7222 | 264.8333 | 261.9444 | 263.9444
Low Cost Community Shared Solar (1 MW) (Hybrid CB/SO & DBI, 10-Year, Host-Owned, Cost Basis, $/MWh)
Installed Capital Cost Trajectory | 2017 | 2018 | 2019 | 2020 | 2021 | 2022
Low | 100.3889 | 88.9444 | 77.2778 | 74.8333 | 67.9444 | 63.8333
Base | 153.7222 | 142.1667 | 130.3889 | 130.1667 | 124.3889 | 122.3889
High | 214.5 | 203.9444 | 192.7222 | 195.3889 | 191.8333 | 193.3889
High Cost Community Shared Solar (1 MW) (Hybrid CB/SO & DBI, 10-Year, Public-Owned, Cost Basis, $/MWh)
Installed Capital Cost Trajectory | 2017 | 2018 | 2019 | 2020 | 2021 | 2022
Low | 233.5 | 201.9444 | 172.5 | 144.2778 | 123.0556 | 99.8333
Base | 303.5 | 273.5 | 244.9444 | 216.3889 | 196.1667 | 172.6111
High | 400.7222 | 372.8333 | 345.8333 | 317.0556 | 298.9444 | 275.6111
Medium Cost Community Shared Solar (1 MW) (Hybrid CB/SO & DBI, 10-Year, Public-Owned, Cost Basis, $/MWh)
Installed Capital Cost Trajectory | 2017 | 2018 | 2019 | 2020 | 2021 | 2022
Low | 198.6111 | 170.3889 | 143.9444 | 118.7222 | 99.1667 | 78.0556
Base | 257.3889 | 230.6111 | 204.8333 | 179.1667 | 160.6111 | 139.0556
High | 340.2778 | 315.1667 | 290.8333 | 264.9444 | 247.9444 | 226.6111
Low Cost Community Shared Solar (1 MW) (Hybrid CB/SO & DBI, 10-Year, Public-Owned, Cost Basis, $/MWh)
Installed Capital Cost Trajectory | 2017 | 2018 | 2019 | 2020 | 2021 | 2022
Low | 163.7222 | 138.9444 | 115.3889 | 93.0556 | 75.3889 | 56.2778
Base | 211.3889 | 187.6111 | 164.7222 | 142.0556 | 124.9444 | 105.6111
High | 279.7222 | 257.5 | 235.7222 | 212.8333 | 196.9444 | 177.7222
High Cost Community Shared Solar (1 MW) (Hybrid CB/SO & DBI, 10-Year, Third Party-Owned, Fair Market Value, $/MWh)
Installed Capital Cost Trajectory | 2017 | 2018 | 2019 | 2020 | 2021 | 2022
Low | Not Executed | Not Executed | Not Executed | Not Executed | Not Executed | Not Executed
Base | 233.5 | 218.9444 | 204.7222 | 202.3889 | 195.1667 | 207.5
High | Not Executed | Not Executed | Not Executed | Not Executed | Not Executed | Not Executed
Medium Cost Community Shared Solar (1 MW) (Hybrid CB/SO & DBI, 10-Year, Third Party-Owned, Fair Market Value, $/MWh)
Installed Capital Cost Trajectory | 2017 | 2018 | 2019 | 2020 | 2021 | 2022
Low | Not Executed | Not Executed | Not Executed | Not Executed | Not Executed | Not Executed
Base | 191.0556 | 177.7222 | 164.5 | 161.1667 | 153.9444 | 163.3889
High | Not Executed | Not Executed | Not Executed | Not Executed | Not Executed | Not Executed
Low Cost Community Shared Solar (1 MW) (Hybrid CB/SO & DBI, 10-Year, Third Party-Owned, Fair Market Value, $/MWh)
Installed Capital Cost Trajectory | 2017 | 2018 | 2019 | 2020 | 2021 | 2022
Low | Not Executed | Not Executed | Not Executed | Not Executed | Not Executed | Not Executed
Base | 148.6111 | 136.3889 | 124.2778 | 119.8333 | 112.7222 | 119.1667
High | Not Executed | Not Executed | Not Executed | Not Executed | Not Executed | Not Executed
High Cost Community Shared Solar (1 MW) (Hybrid CB/SO & DBI, 10-Year, Host-Owned, Fair Market Value, $/MWh)
Installed Capital Cost Trajectory | 2017 | 2018 | 2019 | 2020 | 2021 | 2022
Low | Not Executed | Not Executed | Not Executed | Not Executed | Not Executed | Not Executed
Base | Not Executed | Not Executed | Not Executed | Not Executed | Not Executed | Not Executed
High | Not Executed | Not Executed | Not Executed | Not Executed | Not Executed | Not Executed
Medium Cost Community Shared Solar (1 MW) (Hybrid CB/SO & DBI, 10-Year, Host-Owned, Fair Market Value, $/MWh)
Installed Capital Cost Trajectory | 2017 | 2018 | 2019 | 2020 | 2021 | 2022
Low | Not Executed | Not Executed | Not Executed | Not Executed | Not Executed | Not Executed
Base | Not Executed | Not Executed | Not Executed | Not Executed | Not Executed | Not Executed
High | Not Executed | Not Executed | Not Executed | Not Executed | Not Executed | Not Executed
Low Cost Community Shared Solar (1 MW) (Hybrid CB/SO & DBI, 10-Year, Host-Owned, Fair Market Value, $/MWh)
Installed Capital Cost Trajectory | 2017 | 2018 | 2019 | 2020 | 2021 | 2022
Low | Not Executed | Not Executed | Not Executed | Not Executed | Not Executed | Not Executed
Base | Not Executed | Not Executed | Not Executed | Not Executed | Not Executed | Not Executed
High | Not Executed | Not Executed | Not Executed | Not Executed | Not Executed | Not Executed
High Cost Community Shared Solar (1 MW) (Hybrid CB/SO & DBI, 10-Year, Public-Owned, Fair Market Value, $/MWh)
Installed Capital Cost Trajectory | 2017 | 2018 | 2019 | 2020 | 2021 | 2022
Low | Not Executed | Not Executed | Not Executed | Not Executed | Not Executed | Not Executed
Base | Not Executed | Not Executed | Not Executed | Not Executed | Not Executed | Not Executed
High | Not Executed | Not Executed | Not Executed | Not Executed | Not Executed | Not Executed
Medium Cost Community Shared Solar (1 MW) (Hybrid CB/SO & DBI, 10-Year, Public-Owned, Fair Market Value, $/MWh)
Installed Capital Cost Trajectory | 2017 | 2018 | 2019 | 2020 | 2021 | 2022
Low | Not Executed | Not Executed | Not Executed | Not Executed | Not Executed | Not Executed
Base | Not Executed | Not Executed | Not Executed | Not Executed | Not Executed | Not Executed
High | Not Executed | Not Executed | Not Executed | Not Executed | Not Executed | Not Executed
Low Cost Community Shared Solar (1 MW) (Hybrid CB/SO & DBI, 10-Year, Public-Owned, Fair Market Value, $/MWh)
Installed Capital Cost Trajectory | 2017 | 2018 | 2019 | 2020 | 2021 | 2022
Low | Not Executed | Not Executed | Not Executed | Not Executed | Not Executed | Not Executed
Base | Not Executed | Not Executed | Not Executed | Not Executed | Not Executed | Not Executed
High | Not Executed | Not Executed | Not Executed | Not Executed | Not Executed | Not Executed
High Cost Community Shared Solar (1 MW) (Hybrid CB/SO & DBI, 20-Year, Third Party-Owned, Cost Basis, $/MWh)
Installed Capital Cost Trajectory | 2017 | 2018 | 2019 | 2020 | 2021 | 2022
Low | 211.1667 | 193.1667 | 175.9444 | 173.6111 | 163.8333 | 163.5
Base | 290.8333 | 273.0556 | 255.8333 | 255.5 | 247.2778 | 251.0556
High | 368.7222 | 354.6111 | 340.6111 | 348.5 | 344.6111 | 355.8333
Medium Cost Community Shared Solar (1 MW) (Hybrid CB/SO & DBI, 20-Year, Third Party-Owned, Cost Basis, $/MWh)
Installed Capital Cost Trajectory | 2017 | 2018 | 2019 | 2020 | 2021 | 2022
Low | 170.9444 | 154.3889 | 138.6111 | 135.0556 | 125.7222 | 124.6111
Base | 238.1667 | 221.8333 | 205.8333 | 204.0556 | 195.9444 | 198.5
High | 300.1667 | 286.8333 | 273.5 | 278.5 | 274.0556 | 283.0556
Low Cost Community Shared Solar (1 MW) (Hybrid CB/SO & DBI, 20-Year, Third Party-Owned, Cost Basis, $/MWh)
Installed Capital Cost Trajectory | 2017 | 2018 | 2019 | 2020 | 2021 | 2022
Low | 130.7222 | 115.7222 | 101.1667 | 96.5 | 87.5 | 85.8333
Base | 185.3889 | 170.5 | 155.8333 | 152.5 | 144.6111 | 145.9444
High | 231.7222 | 219.1667 | 206.5 | 208.3889 | 203.5 | 210.3889
High Cost Community Shared Solar (1 MW) (Hybrid CB/SO & DBI, 20-Year, Host-Owned, Cost Basis, $/MWh)
Installed Capital Cost Trajectory | 2017 | 2018 | 2019 | 2020 | 2021 | 2022
Low | 160.7222 | 146.8333 | 132.9444 | 133.7222 | 126.5 | 122.3889
Base | 247.9444 | 234.6111 | 221.1667 | 225.9444 | 220.6111 | 218.6111
High | 347.8333 | 336.5 | 324.7222 | 334.3889 | 332.1667 | 334.6111
Medium Cost Community Shared Solar (1 MW) (Hybrid CB/SO & DBI, 20-Year, Host-Owned, Cost Basis, $/MWh)
Installed Capital Cost Trajectory | 2017 | 2018 | 2019 | 2020 | 2021 | 2022
Low | 130.6111 | 117.8333 | 105.0556 | 104.2778 | 97.1667 | 93.1667
Base | 200.8333 | 188.3889 | 175.7222 | 178.0556 | 172.5 | 170.5
High | 281.1667 | 270.1667 | 258.7222 | 264.8333 | 261.9444 | 263.9444
Low Cost Community Shared Solar (1 MW) (Hybrid CB/SO & DBI, 20-Year, Host-Owned, Cost Basis, $/MWh)
Installed Capital Cost Trajectory | 2017 | 2018 | 2019 | 2020 | 2021 | 2022
Low | 100.3889 | 88.9444 | 77.2778 | 74.8333 | 67.9444 | 63.8333
Base | 153.7222 | 142.1667 | 130.3889 | 130.1667 | 124.3889 | 122.3889
High | 214.5 | 203.9444 | 192.7222 | 195.3889 | 191.8333 | 193.3889
High Cost Community Shared Solar (1 MW) (Hybrid CB/SO & DBI, 20-Year, Public-Owned, Cost Basis, $/MWh)
Installed Capital Cost Trajectory | 2017 | 2018 | 2019 | 2020 | 2021 | 2022
Low | 233.5 | 201.9444 | 172.5 | 144.2778 | 123.0556 | 99.8333
Base | 303.5 | 273.5 | 244.9444 | 216.3889 | 196.1667 | 172.6111
High | 400.7222 | 372.8333 | 345.8333 | 317.0556 | 298.9444 | 275.6111
Medium Cost Community Shared Solar (1 MW) (Hybrid CB/SO & DBI, 20-Year, Public-Owned, Cost Basis, $/MWh)
Installed Capital Cost Trajectory | 2017 | 2018 | 2019 | 2020 | 2021 | 2022
Low | 198.6111 | 170.3889 | 143.9444 | 118.7222 | 99.1667 | 78.0556
Base | 257.3889 | 230.6111 | 204.8333 | 179.1667 | 160.6111 | 139.0556
High | 340.2778 | 315.1667 | 290.8333 | 264.9444 | 247.9444 | 226.6111
Low Cost Community Shared Solar (1 MW) (Hybrid CB/SO & DBI, 20-Year, Public-Owned, Cost Basis, $/MWh)
Installed Capital Cost Trajectory | 2017 | 2018 | 2019 | 2020 | 2021 | 2022
Low | 163.7222 | 138.9444 | 115.3889 | 93.0556 | 75.3889 | 56.2778
Base | 211.3889 | 187.6111 | 164.7222 | 142.0556 | 124.9444 | 105.6111
High | 279.7222 | 257.5 | 235.7222 | 212.8333 | 196.9444 | 177.7222
High Cost Community Shared Solar (1 MW) (Hybrid CB/SO & DBI, 20-Year, Third Party-Owned, Fair Market Value, $/MWh)
Installed Capital Cost Trajectory | 2017 | 2018 | 2019 | 2020 | 2021 | 2022
Low | Not Executed | Not Executed | Not Executed | Not Executed | Not Executed | Not Executed
Base | 233.5 | 218.9444 | 204.7222 | 202.3889 | 195.1667 | 207.5
High | Not Executed | Not Executed | Not Executed | Not Executed | Not Executed | Not Executed
Medium Cost Community Shared Solar (1 MW) (Hybrid CB/SO & DBI, 20-Year, Third Party-Owned, Fair Market Value, $/MWh)
Installed Capital Cost Trajectory | 2017 | 2018 | 2019 | 2020 | 2021 | 2022
Low | Not Executed | Not Executed | Not Executed | Not Executed | Not Executed | Not Executed
Base | 191.0556 | 177.7222 | 164.5 | 161.1667 | 153.9444 | 163.3889
High | Not Executed | Not Executed | Not Executed | Not Executed | Not Executed | Not Executed
Low Cost Community Shared Solar (1 MW) (Hybrid CB/SO & DBI, 20-Year, Third Party-Owned, Fair Market Value, $/MWh)
Installed Capital Cost Trajectory | 2017 | 2018 | 2019 | 2020 | 2021 | 2022
Low | Not Executed | Not Executed | Not Executed | Not Executed | Not Executed | Not Executed
Base | 148.6111 | 136.3889 | 124.2778 | 119.8333 | 112.7222 | 119.1667
High | Not Executed | Not Executed | Not Executed | Not Executed | Not Executed | Not Executed
High Cost Community Shared Solar (1 MW) (Hybrid CB/SO & DBI, 20-Year, Host-Owned, Fair Market Value, $/MWh)
Installed Capital Cost Trajectory | 2017 | 2018 | 2019 | 2020 | 2021 | 2022
Low | Not Executed | Not Executed | Not Executed | Not Executed | Not Executed | Not Executed
Base | Not Executed | Not Executed | Not Executed | Not Executed | Not Executed | Not Executed
High | Not Executed | Not Executed | Not Executed | Not Executed | Not Executed | Not Executed
Medium Cost Community Shared Solar (1 MW) (Hybrid CB/SO & DBI, 20-Year, Host-Owned, Fair Market Value, $/MWh)
Installed Capital Cost Trajectory | 2017 | 2018 | 2019 | 2020 | 2021 | 2022
Low | Not Executed | Not Executed | Not Executed | Not Executed | Not Executed | Not Executed
Base | Not Executed | Not Executed | Not Executed | Not Executed | Not Executed | Not Executed
High | Not Executed | Not Executed | Not Executed | Not Executed | Not Executed | Not Executed
Low Cost Community Shared Solar (1 MW) (Hybrid CB/SO & DBI, 20-Year, Host-Owned, Fair Market Value, $/MWh)
Installed Capital Cost Trajectory | 2017 | 2018 | 2019 | 2020 | 2021 | 2022
Low | Not Executed | Not Executed | Not Executed | Not Executed | Not Executed | Not Executed
Base | Not Executed | Not Executed | Not Executed | Not Executed | Not Executed | Not Executed
High | Not Executed | Not Executed | Not Executed | Not Executed | Not Executed | Not Executed
High Cost Community Shared Solar (1 MW) (Hybrid CB/SO & DBI, 20-Year, Public-Owned, Fair Market Value, $/MWh)
Installed Capital Cost Trajectory | 2017 | 2018 | 2019 | 2020 | 2021 | 2022
Low | Not Executed | Not Executed | Not Executed | Not Executed | Not Executed | Not Executed
Base | Not Executed | Not Executed | Not Executed | Not Executed | Not Executed | Not Executed
High | Not Executed | Not Executed | Not Executed | Not Executed | Not Executed | Not Executed
Medium Cost Community Shared Solar (1 MW) (Hybrid CB/SO & DBI, 20-Year, Public-Owned, Fair Market Value, $/MWh)
Installed Capital Cost Trajectory | 2017 | 2018 | 2019 | 2020 | 2021 | 2022
Low | Not Executed | Not Executed | Not Executed | Not Executed | Not Executed | Not Executed
Base | Not Executed | Not Executed | Not Executed | Not Executed | Not Executed | Not Executed
High | Not Executed | Not Executed | Not Executed | Not Executed | Not Executed | Not Executed
Low Cost Community Shared Solar (1 MW) (Hybrid CB/SO & DBI, 20-Year, Public-Owned, Fair Market Value, $/MWh)
Installed Capital Cost Trajectory | 2017 | 2018 | 2019 | 2020 | 2021 | 2022
Low | Not Executed | Not Executed | Not Executed | Not Executed | Not Executed | Not Executed
Base | Not Executed | Not Executed | Not Executed | Not Executed | Not Executed | Not Executed
High | Not Executed | Not Executed | Not Executed | Not Executed | Not Executed | Not Executed

## Landfill Solar
Landfill Solar
SREC-III BAU
Landfill Solar (4 MW) (SREC-III BAU, 10-Year, Third Party-Owned, Cost Basis, $/MWh)
Installed Capital Cost Trajectory | 2017 | 2018 | 2019 | 2020 | 2021 | 2022
Low | 177.642 | 155.6053 | 134.4316 | 126.0214 | 113.1907 | 110.5463
Base | 242.9904 | 221.8241 | 201.0719 | 196.0108 | 185.053 | 187.4281
High | 325.5584 | 306.934 | 288.2475 | 288.6476 | 281.2971 | 291.4919
Landfill Solar (1 MW) (SREC-III BAU, 10-Year, Third Party-Owned, Cost Basis, $/MWh)
Installed Capital Cost Trajectory | 2017 | 2018 | 2019 | 2020 | 2021 | 2022
Low | 205.9306 | 183.9508 | 162.8548 | 155.5906 | 143.0644 | 140.9472
Base | 277.5627 | 256.5155 | 235.9409 | 232.2472 | 221.7185 | 224.8136
High | 365.5472 | 347.1275 | 328.706 | 330.6454 | 323.8356 | 334.9714
Landfill Solar (500 kW) (SREC-III BAU, 10-Year, Third Party-Owned, Cost Basis, $/MWh)
Installed Capital Cost Trajectory | 2017 | 2018 | 2019 | 2020 | 2021 | 2022
Low | 214.2727 | 190.4529 | 167.8034 | 159.5597 | 145.9553 | 143.0065
Base | 288.5413 | 265.4202 | 243.0686 | 238.2428 | 226.4092 | 228.4726
High | 379.9875 | 359.3122 | 338.86 | 339.537 | 331.2258 | 341.1395
Landfill Solar (4 MW) (SREC-III BAU, 10-Year, Host-Owned, Cost Basis, $/MWh)
Installed Capital Cost Trajectory | 2017 | 2018 | 2019 | 2020 | 2021 | 2022
Low | 177.114 | 157.5693 | 138.2097 | 133.0303 | 121.8014 | 112.2406
Base | 258.9437 | 239.2826 | 219.6007 | 206.5187 | 200.1157 | 200.1157
High | 348.4893 | 330.6995 | 312.4939 | 312.8171 | 305.9616 | 306.4345
Landfill Solar (1 MW) (SREC-III BAU, 10-Year, Host-Owned, Cost Basis, $/MWh)
Installed Capital Cost Trajectory | 2017 | 2018 | 2019 | 2020 | 2021 | 2022
Low | 198.8543 | 179.2868 | 159.9272 | 155.7601 | 144.7565 | 135.488
Base | 286.5037 | 266.8676 | 247.2065 | 235.7204 | 229.8127 | 229.8127
High | 381.894 | 364.1978 | 346.1086 | 348.0158 | 341.5906 | 342.7859
Landfill Solar (500 kW) (SREC-III BAU, 10-Year, Host-Owned, Cost Basis, $/MWh)
Installed Capital Cost Trajectory | 2017 | 2018 | 2019 | 2020 | 2021 | 2022
Low | 207.3791 | 186.0089 | 165.1023 | 160.0443 | 147.9346 | 137.6534
Base | 298.5403 | 276.7792 | 255.2697 | 241.2669 | 234.0745 | 234.0745
High | 397.7896 | 377.7127 | 357.4757 | 358.0068 | 349.956 | 349.5947
Landfill Solar (4 MW) (SREC-III BAU, 10-Year, Public-Owned, Cost Basis, $/MWh)
Installed Capital Cost Trajectory | 2017 | 2018 | 2019 | 2020 | 2021 | 2022
Low | 208.1185 | 171.5043 | 137.0503 | 104.6897 | 79.0848 | 51.4014
Base | 276.2446 | 241.2289 | 207.675 | 174.7153 | 150.0998 | 121.9288
High | 374.2739 | 341.5423 | 309.5653 | 276.2621 | 253.5863 | 225.5504
Landfill Solar (1 MW) (SREC-III BAU, 10-Year, Public-Owned, Cost Basis, $/MWh)
Installed Capital Cost Trajectory | 2017 | 2018 | 2019 | 2020 | 2021 | 2022
Low | 231.5117 | 194.6675 | 160.0637 | 127.1851 | 101.5802 | 73.9132
Base | 301.7164 | 266.518 | 232.849 | 199.3473 | 174.7666 | 146.6122
High | 402.0238 | 369.1428 | 337.0813 | 303.2495 | 280.6238 | 252.6047
Landfill Solar (500 kW) (SREC-III BAU, 10-Year, Public-Owned, Cost Basis, $/MWh)
Installed Capital Cost Trajectory | 2017 | 2018 | 2019 | 2020 | 2021 | 2022
Low | 255.893 | 216.4776 | 179.7639 | 144.8935 | 118.0406 | 89.2768
Base | 329.6317 | 291.6905 | 255.6931 | 219.9394 | 193.8812 | 164.3868
High | 438.243 | 402.4267 | 367.8344 | 331.3371 | 307.0039 | 277.3609
Landfill Solar (4 MW) (SREC-III BAU, 10-Year, Third Party-Owned, Fair Market Value, $/MWh)
Installed Capital Cost Trajectory | 2017 | 2018 | 2019 | 2020 | 2021 | 2022
Low | Not Executed | Not Executed | Not Executed | Not Executed | Not Executed | Not Executed
Base | 175.3244 | 159.1729 | 143.1404 | 137.5855 | 128.6526 | 139.726
High | Not Executed | Not Executed | Not Executed | Not Executed | Not Executed | Not Executed
Landfill Solar (1 MW) (SREC-III BAU, 10-Year, Third Party-Owned, Fair Market Value, $/MWh)
Installed Capital Cost Trajectory | 2017 | 2018 | 2019 | 2020 | 2021 | 2022
Low | Not Executed | Not Executed | Not Executed | Not Executed | Not Executed | Not Executed
Base | 204.7255 | 188.7517 | 172.936 | 168.802 | 160.3944 | 172.6554
High | Not Executed | Not Executed | Not Executed | Not Executed | Not Executed | Not Executed
Landfill Solar (500 kW) (SREC-III BAU, 10-Year, Third Party-Owned, Fair Market Value, $/MWh)
Installed Capital Cost Trajectory | 2017 | 2018 | 2019 | 2020 | 2021 | 2022
Low | Not Executed | Not Executed | Not Executed | Not Executed | Not Executed | Not Executed
Base | 212.6226 | 195.1082 | 177.9508 | 172.9672 | 163.6261 | 175.3616
High | Not Executed | Not Executed | Not Executed | Not Executed | Not Executed | Not Executed
Landfill Solar (4 MW) (SREC-III BAU, 10-Year, Host-Owned, Fair Market Value, $/MWh)
Installed Capital Cost Trajectory | 2017 | 2018 | 2019 | 2020 | 2021 | 2022
Low | Not Executed | Not Executed | Not Executed | Not Executed | Not Executed | Not Executed
Base | Not Executed | Not Executed | Not Executed | Not Executed | Not Executed | Not Executed
High | Not Executed | Not Executed | Not Executed | Not Executed | Not Executed | Not Executed
Landfill Solar (1 MW) (SREC-III BAU, 10-Year, Host-Owned, Fair Market Value, $/MWh)
Installed Capital Cost Trajectory | 2017 | 2018 | 2019 | 2020 | 2021 | 2022
Low | Not Executed | Not Executed | Not Executed | Not Executed | Not Executed | Not Executed
Base | Not Executed | Not Executed | Not Executed | Not Executed | Not Executed | Not Executed
High | Not Executed | Not Executed | Not Executed | Not Executed | Not Executed | Not Executed
Landfill Solar (500 kW) (SREC-III BAU, 10-Year, Host-Owned, Fair Market Value, $/MWh)
Installed Capital Cost Trajectory | 2017 | 2018 | 2019 | 2020 | 2021 | 2022
Low | Not Executed | Not Executed | Not Executed | Not Executed | Not Executed | Not Executed
Base | Not Executed | Not Executed | Not Executed | Not Executed | Not Executed | Not Executed
High | Not Executed | Not Executed | Not Executed | Not Executed | Not Executed | Not Executed
Landfill Solar (4 MW) (SREC-III BAU, 10-Year, Public-Owned, Fair Market Value, $/MWh)
Installed Capital Cost Trajectory | 2017 | 2018 | 2019 | 2020 | 2021 | 2022
Low | Not Executed | Not Executed | Not Executed | Not Executed | Not Executed | Not Executed
Base | Not Executed | Not Executed | Not Executed | Not Executed | Not Executed | Not Executed
High | Not Executed | Not Executed | Not Executed | Not Executed | Not Executed | Not Executed
Landfill Solar (1 MW) (SREC-III BAU, 10-Year, Public-Owned, Fair Market Value, $/MWh)
Installed Capital Cost Trajectory | 2017 | 2018 | 2019 | 2020 | 2021 | 2022
Low | Not Executed | Not Executed | Not Executed | Not Executed | Not Executed | Not Executed
Base | Not Executed | Not Executed | Not Executed | Not Executed | Not Executed | Not Executed
High | Not Executed | Not Executed | Not Executed | Not Executed | Not Executed | Not Executed
Landfill Solar (500 kW) (SREC-III BAU, 10-Year, Public-Owned, Fair Market Value, $/MWh)
Installed Capital Cost Trajectory | 2017 | 2018 | 2019 | 2020 | 2021 | 2022
Low | Not Executed | Not Executed | Not Executed | Not Executed | Not Executed | Not Executed
Base | Not Executed | Not Executed | Not Executed | Not Executed | Not Executed | Not Executed
High | Not Executed | Not Executed | Not Executed | Not Executed | Not Executed | Not Executed
Hybrid CB/SO & DBI
Landfill Solar (4 MW) (Hybrid CB/SO & DBI, 10-Year, Third Party-Owned, Cost Basis, $/MWh)
Installed Capital Cost Trajectory | 2017 | 2018 | 2019 | 2020 | 2021 | 2022
Low | 123.2778 | 106.2778 | 89.8333 | 84.9444 | 74.9444 | 73.3889
Base | 182.0556 | 165.0556 | 148.2778 | 145.0556 | 136.1667 | 138.1667
High | 234.6111 | 220.3889 | 206.0556 | 209.2778 | 203.9444 | 212.3889
Landfill Solar (1 MW) (Hybrid CB/SO & DBI, 10-Year, Third Party-Owned, Cost Basis, $/MWh)
Installed Capital Cost Trajectory | 2017 | 2018 | 2019 | 2020 | 2021 | 2022
Low | 147.9444 | 130.9444 | 114.6111 | 110.3889 | 100.7222 | 99.7222
Base | 212.2778 | 195.3889 | 178.8333 | 176.3889 | 167.9444 | 170.5
High | 269.3889 | 255.3889 | 241.3889 | 245.5 | 240.7222 | 250.0556
Landfill Solar (500 kW) (Hybrid CB/SO & DBI, 10-Year, Third Party-Owned, Cost Basis, $/MWh)
Installed Capital Cost Trajectory | 2017 | 2018 | 2019 | 2020 | 2021 | 2022
Low | 153.8333 | 135.5 | 118.0556 | 113.1667 | 102.7222 | 101.0556
Base | 220.5 | 202.0556 | 184.1667 | 180.8333 | 171.3889 | 173.2778
High | 279.8333 | 264.1667 | 248.7222 | 252.0556 | 246.0556 | 254.5
Landfill Solar (4 MW) (Hybrid CB/SO & DBI, 10-Year, Host-Owned, Cost Basis, $/MWh)
Installed Capital Cost Trajectory | 2017 | 2018 | 2019 | 2020 | 2021 | 2022
Low | 96.0556 | 82.6111 | 69.0556 | 66.0556 | 58.2778 | 53.6111
Base | 157.8333 | 144.5 | 130.8333 | 130.5 | 124.0556 | 121.5
High | 229.7222 | 217.6111 | 204.9444 | 208.0556 | 204.2778 | 205.7222
Landfill Solar (1 MW) (Hybrid CB/SO & DBI, 10-Year, Host-Owned, Cost Basis, $/MWh)
Installed Capital Cost Trajectory | 2017 | 2018 | 2019 | 2020 | 2021 | 2022
Low | 116.0556 | 102.7222 | 89.3889 | 87.5 | 80.0556 | 75.7222
Base | 182.5 | 169.2778 | 155.8333 | 156.8333 | 150.8333 | 148.7222
High | 258.9444 | 246.9444 | 234.5 | 239.1667 | 235.7222 | 237.8333
Landfill Solar (500 kW) (Hybrid CB/SO & DBI, 10-Year, Host-Owned, Cost Basis, $/MWh)
Installed Capital Cost Trajectory | 2017 | 2018 | 2019 | 2020 | 2021 | 2022
Low | 121.1667 | 106.7222 | 92.2778 | 89.9444 | 81.8333 | 76.9444
Base | 190.1667 | 175.6111 | 160.9444 | 161.2778 | 154.3889 | 151.5
High | 269.6111 | 256.0556 | 242.1667 | 245.9444 | 241.5 | 242.6111
Landfill Solar (4 MW) (Hybrid CB/SO & DBI, 10-Year, Public-Owned, Cost Basis, $/MWh)
Installed Capital Cost Trajectory | 2017 | 2018 | 2019 | 2020 | 2021 | 2022
Low | 164.7222 | 135.7222 | 108.5 | 83.0556 | 62.7222 | 40.7222
Base | 219.0556 | 191.2778 | 164.6111 | 138.7222 | 119.1667 | 96.8333
High | 297.2778 | 271.1667 | 245.8333 | 219.7222 | 201.7222 | 179.3889
Landfill Solar (1 MW) (Hybrid CB/SO & DBI, 10-Year, Public-Owned, Cost Basis, $/MWh)
Installed Capital Cost Trajectory | 2017 | 2018 | 2019 | 2020 | 2021 | 2022
Low | 183.2778 | 154.0556 | 126.7222 | 100.8333 | 80.5 | 58.6111
Base | 239.1667 | 211.2778 | 184.6111 | 158.2778 | 138.8333 | 116.3889
High | 319.2778 | 293.1667 | 267.7222 | 241.1667 | 223.1667 | 200.9444
Landfill Solar (500 kW) (Hybrid CB/SO & DBI, 10-Year, Public-Owned, Cost Basis, $/MWh)
Installed Capital Cost Trajectory | 2017 | 2018 | 2019 | 2020 | 2021 | 2022
Low | 202.6111 | 171.3889 | 142.2778 | 114.8333 | 93.6111 | 70.8333
Base | 261.3889 | 231.2778 | 202.7222 | 174.6111 | 153.9444 | 130.5
High | 348.0556 | 319.6111 | 292.0556 | 263.5 | 244.1667 | 220.6111
Landfill Solar (4 MW) (Hybrid CB/SO & DBI, 10-Year, Third Party-Owned, Fair Market Value, $/MWh)
Installed Capital Cost Trajectory | 2017 | 2018 | 2019 | 2020 | 2021 | 2022
Low | Not Executed | Not Executed | Not Executed | Not Executed | Not Executed | Not Executed
Base | 140.8333 | 126.8333 | 112.8333 | 107.8333 | 99.7222 | 107.7222
High | Not Executed | Not Executed | Not Executed | Not Executed | Not Executed | Not Executed
Landfill Solar (1 MW) (Hybrid CB/SO & DBI, 10-Year, Third Party-Owned, Fair Market Value, $/MWh)
Installed Capital Cost Trajectory | 2017 | 2018 | 2019 | 2020 | 2021 | 2022
Low | Not Executed | Not Executed | Not Executed | Not Executed | Not Executed | Not Executed
Base | 168.5 | 154.6111 | 140.9444 | 136.7222 | 128.9444 | 137.9444
High | Not Executed | Not Executed | Not Executed | Not Executed | Not Executed | Not Executed
Landfill Solar (500 kW) (Hybrid CB/SO & DBI, 10-Year, Third Party-Owned, Fair Market Value, $/MWh)
Installed Capital Cost Trajectory | 2017 | 2018 | 2019 | 2020 | 2021 | 2022
Low | Not Executed | Not Executed | Not Executed | Not Executed | Not Executed | Not Executed
Base | 174.9444 | 159.7222 | 144.9444 | 140.0556 | 131.5 | 140.0556
High | Not Executed | Not Executed | Not Executed | Not Executed | Not Executed | Not Executed
Landfill Solar (4 MW) (Hybrid CB/SO & DBI, 10-Year, Host-Owned, Fair Market Value, $/MWh)
Installed Capital Cost Trajectory | 2017 | 2018 | 2019 | 2020 | 2021 | 2022
Low | Not Executed | Not Executed | Not Executed | Not Executed | Not Executed | Not Executed
Base | Not Executed | Not Executed | Not Executed | Not Executed | Not Executed | Not Executed
High | Not Executed | Not Executed | Not Executed | Not Executed | Not Executed | Not Executed
Landfill Solar (1 MW) (Hybrid CB/SO & DBI, 10-Year, Host-Owned, Fair Market Value, $/MWh)
Installed Capital Cost Trajectory | 2017 | 2018 | 2019 | 2020 | 2021 | 2022
Low | Not Executed | Not Executed | Not Executed | Not Executed | Not Executed | Not Executed
Base | Not Executed | Not Executed | Not Executed | Not Executed | Not Executed | Not Executed
High | Not Executed | Not Executed | Not Executed | Not Executed | Not Executed | Not Executed
Landfill Solar (500 kW) (Hybrid CB/SO & DBI, 10-Year, Host-Owned, Fair Market Value, $/MWh)
Installed Capital Cost Trajectory | 2017 | 2018 | 2019 | 2020 | 2021 | 2022
Low | Not Executed | Not Executed | Not Executed | Not Executed | Not Executed | Not Executed
Base | Not Executed | Not Executed | Not Executed | Not Executed | Not Executed | Not Executed
High | Not Executed | Not Executed | Not Executed | Not Executed | Not Executed | Not Executed
Landfill Solar (4 MW) (Hybrid CB/SO & DBI, 10-Year, Public-Owned, Fair Market Value, $/MWh)
Installed Capital Cost Trajectory | 2017 | 2018 | 2019 | 2020 | 2021 | 2022
Low | Not Executed | Not Executed | Not Executed | Not Executed | Not Executed | Not Executed
Base | Not Executed | Not Executed | Not Executed | Not Executed | Not Executed | Not Executed
High | Not Executed | Not Executed | Not Executed | Not Executed | Not Executed | Not Executed
Landfill Solar (1 MW) (Hybrid CB/SO & DBI, 10-Year, Public-Owned, Fair Market Value, $/MWh)
Installed Capital Cost Trajectory | 2017 | 2018 | 2019 | 2020 | 2021 | 2022
Low | Not Executed | Not Executed | Not Executed | Not Executed | Not Executed | Not Executed
Base | Not Executed | Not Executed | Not Executed | Not Executed | Not Executed | Not Executed
High | Not Executed | Not Executed | Not Executed | Not Executed | Not Executed | Not Executed
Landfill Solar (500 kW) (Hybrid CB/SO & DBI, 10-Year, Public-Owned, Fair Market Value, $/MWh)
Installed Capital Cost Trajectory | 2017 | 2018 | 2019 | 2020 | 2021 | 2022
Low | Not Executed | Not Executed | Not Executed | Not Executed | Not Executed | Not Executed
Base | Not Executed | Not Executed | Not Executed | Not Executed | Not Executed | Not Executed
High | Not Executed | Not Executed | Not Executed | Not Executed | Not Executed | Not Executed
Landfill Solar (4 MW) (Hybrid CB/SO & DBI, 20-Year, Third Party-Owned, Cost Basis, $/MWh)
Installed Capital Cost Trajectory | 2017 | 2018 | 2019 | 2020 | 2021 | 2022
Low | 123.2778 | 106.2778 | 89.8333 | 84.9444 | 74.9444 | 73.3889
Base | 182.0556 | 165.0556 | 148.2778 | 145.0556 | 136.1667 | 138.1667
High | 234.6111 | 220.3889 | 206.0556 | 209.2778 | 203.9444 | 212.3889
Landfill Solar (1 MW) (Hybrid CB/SO & DBI, 20-Year, Third Party-Owned, Cost Basis, $/MWh)
Installed Capital Cost Trajectory | 2017 | 2018 | 2019 | 2020 | 2021 | 2022
Low | 147.9444 | 130.9444 | 114.6111 | 110.3889 | 100.7222 | 99.7222
Base | 212.2778 | 195.3889 | 178.8333 | 176.3889 | 167.9444 | 170.5
High | 269.3889 | 255.3889 | 241.3889 | 245.5 | 240.7222 | 250.0556
Landfill Solar (500 kW) (Hybrid CB/SO & DBI, 20-Year, Third Party-Owned, Cost Basis, $/MWh)
Installed Capital Cost Trajectory | 2017 | 2018 | 2019 | 2020 | 2021 | 2022
Low | 153.8333 | 135.5 | 118.0556 | 113.1667 | 102.7222 | 101.0556
Base | 220.5 | 202.0556 | 184.1667 | 180.8333 | 171.3889 | 173.2778
High | 279.8333 | 264.1667 | 248.7222 | 252.0556 | 246.0556 | 254.5
Landfill Solar (4 MW) (Hybrid CB/SO & DBI, 20-Year, Host-Owned, Cost Basis, $/MWh)
Installed Capital Cost Trajectory | 2017 | 2018 | 2019 | 2020 | 2021 | 2022
Low | 96.0556 | 82.6111 | 69.0556 | 66.0556 | 58.2778 | 53.6111
Base | 157.8333 | 144.5 | 130.8333 | 130.5 | 124.0556 | 121.5
High | 229.7222 | 217.6111 | 204.9444 | 208.0556 | 204.2778 | 205.7222
Landfill Solar (1 MW) (Hybrid CB/SO & DBI, 20-Year, Host-Owned, Cost Basis, $/MWh)
Installed Capital Cost Trajectory | 2017 | 2018 | 2019 | 2020 | 2021 | 2022
Low | 116.0556 | 102.7222 | 89.3889 | 87.5 | 80.0556 | 75.7222
Base | 182.5 | 169.2778 | 155.8333 | 156.8333 | 150.8333 | 148.7222
High | 258.9444 | 246.9444 | 234.5 | 239.1667 | 235.7222 | 237.8333
Landfill Solar (500 kW) (Hybrid CB/SO & DBI, 20-Year, Host-Owned, Cost Basis, $/MWh)
Installed Capital Cost Trajectory | 2017 | 2018 | 2019 | 2020 | 2021 | 2022
Low | 121.1667 | 106.7222 | 92.2778 | 89.9444 | 81.8333 | 76.9444
Base | 190.1667 | 175.6111 | 160.9444 | 161.2778 | 154.3889 | 151.5
High | 269.6111 | 256.0556 | 242.1667 | 245.9444 | 241.5 | 242.6111
Landfill Solar (4 MW) (Hybrid CB/SO & DBI, 20-Year, Public-Owned, Cost Basis, $/MWh)
Installed Capital Cost Trajectory | 2017 | 2018 | 2019 | 2020 | 2021 | 2022
Low | 164.7222 | 135.7222 | 108.5 | 83.0556 | 62.7222 | 40.7222
Base | 219.0556 | 191.2778 | 164.6111 | 138.7222 | 119.1667 | 96.8333
High | 297.2778 | 271.1667 | 245.8333 | 219.7222 | 201.7222 | 179.3889
Landfill Solar (1 MW) (Hybrid CB/SO & DBI, 20-Year, Public-Owned, Cost Basis, $/MWh)
Installed Capital Cost Trajectory | 2017 | 2018 | 2019 | 2020 | 2021 | 2022
Low | 183.2778 | 154.0556 | 126.7222 | 100.8333 | 80.5 | 58.6111
Base | 239.1667 | 211.2778 | 184.6111 | 158.2778 | 138.8333 | 116.3889
High | 319.2778 | 293.1667 | 267.7222 | 241.1667 | 223.1667 | 200.9444
Landfill Solar (500 kW) (Hybrid CB/SO & DBI, 20-Year, Public-Owned, Cost Basis, $/MWh)
Installed Capital Cost Trajectory | 2017 | 2018 | 2019 | 2020 | 2021 | 2022
Low | 202.6111 | 171.3889 | 142.2778 | 114.8333 | 93.6111 | 70.8333
Base | 261.3889 | 231.2778 | 202.7222 | 174.6111 | 153.9444 | 130.5
High | 348.0556 | 319.6111 | 292.0556 | 263.5 | 244.1667 | 220.6111
Landfill Solar (4 MW) (Hybrid CB/SO & DBI, 20-Year, Third Party-Owned, Fair Market Value, $/MWh)
Installed Capital Cost Trajectory | 2017 | 2018 | 2019 | 2020 | 2021 | 2022
Low | Not Executed | Not Executed | Not Executed | Not Executed | Not Executed | Not Executed
Base | 140.8333 | 126.8333 | 112.8333 | 107.8333 | 99.7222 | 107.7222
High | Not Executed | Not Executed | Not Executed | Not Executed | Not Executed | Not Executed
Landfill Solar (1 MW) (Hybrid CB/SO & DBI, 20-Year, Third Party-Owned, Fair Market Value, $/MWh)
Installed Capital Cost Trajectory | 2017 | 2018 | 2019 | 2020 | 2021 | 2022
Low | Not Executed | Not Executed | Not Executed | Not Executed | Not Executed | Not Executed
Base | 168.5 | 154.6111 | 140.9444 | 136.7222 | 128.9444 | 137.9444
High | Not Executed | Not Executed | Not Executed | Not Executed | Not Executed | Not Executed
Landfill Solar (500 kW) (Hybrid CB/SO & DBI, 20-Year, Third Party-Owned, Fair Market Value, $/MWh)
Installed Capital Cost Trajectory | 2017 | 2018 | 2019 | 2020 | 2021 | 2022
Low | Not Executed | Not Executed | Not Executed | Not Executed | Not Executed | Not Executed
Base | 174.9444 | 159.7222 | 144.9444 | 140.0556 | 131.5 | 140.0556
High | Not Executed | Not Executed | Not Executed | Not Executed | Not Executed | Not Executed
Landfill Solar (4 MW) (Hybrid CB/SO & DBI, 20-Year, Host-Owned, Fair Market Value, $/MWh)
Installed Capital Cost Trajectory | 2017 | 2018 | 2019 | 2020 | 2021 | 2022
Low | Not Executed | Not Executed | Not Executed | Not Executed | Not Executed | Not Executed
Base | Not Executed | Not Executed | Not Executed | Not Executed | Not Executed | Not Executed
High | Not Executed | Not Executed | Not Executed | Not Executed | Not Executed | Not Executed
Landfill Solar (1 MW) (Hybrid CB/SO & DBI, 20-Year, Host-Owned, Fair Market Value, $/MWh)
Installed Capital Cost Trajectory | 2017 | 2018 | 2019 | 2020 | 2021 | 2022
Low | Not Executed | Not Executed | Not Executed | Not Executed | Not Executed | Not Executed
Base | Not Executed | Not Executed | Not Executed | Not Executed | Not Executed | Not Executed
High | Not Executed | Not Executed | Not Executed | Not Executed | Not Executed | Not Executed
Landfill Solar (500 kW) (Hybrid CB/SO & DBI, 20-Year, Host-Owned, Fair Market Value, $/MWh)
Installed Capital Cost Trajectory | 2017 | 2018 | 2019 | 2020 | 2021 | 2022
Low | Not Executed | Not Executed | Not Executed | Not Executed | Not Executed | Not Executed
Base | Not Executed | Not Executed | Not Executed | Not Executed | Not Executed | Not Executed
High | Not Executed | Not Executed | Not Executed | Not Executed | Not Executed | Not Executed
Landfill Solar (4 MW) (Hybrid CB/SO & DBI, 20-Year, Public-Owned, Fair Market Value, $/MWh)
Installed Capital Cost Trajectory | 2017 | 2018 | 2019 | 2020 | 2021 | 2022
Low | Not Executed | Not Executed | Not Executed | Not Executed | Not Executed | Not Executed
Base | Not Executed | Not Executed | Not Executed | Not Executed | Not Executed | Not Executed
High | Not Executed | Not Executed | Not Executed | Not Executed | Not Executed | Not Executed
Landfill Solar (1 MW) (Hybrid CB/SO & DBI, 20-Year, Public-Owned, Fair Market Value, $/MWh)
Installed Capital Cost Trajectory | 2017 | 2018 | 2019 | 2020 | 2021 | 2022
Low | Not Executed | Not Executed | Not Executed | Not Executed | Not Executed | Not Executed
Base | Not Executed | Not Executed | Not Executed | Not Executed | Not Executed | Not Executed
High | Not Executed | Not Executed | Not Executed | Not Executed | Not Executed | Not Executed
Landfill Solar (500 kW) (Hybrid CB/SO & DBI, 20-Year, Public-Owned, Fair Market Value, $/MWh)
Installed Capital Cost Trajectory | 2017 | 2018 | 2019 | 2020 | 2021 | 2022
Low | Not Executed | Not Executed | Not Executed | Not Executed | Not Executed | Not Executed
Base | Not Executed | Not Executed | Not Executed | Not Executed | Not Executed | Not Executed
High | Not Executed | Not Executed | Not Executed | Not Executed | Not Executed | Not Executed

## Affordable Housing Solar
Affordable Housing
SREC-III BAU
High Cost Affordable Housing Solar (1 MW) (SREC-III BAU, 10-Year, Third Party-Owned, Cost Basis, $/MWh)
Installed Capital Cost Trajectory | 2017 | 2018 | 2019 | 2020 | 2021 | 2022
Low | 247.7584 | 224.6101 | 202.5544 | 196.688 | 183.8777 | 182.0819
Base | 329.4931 | 307.4774 | 286.0925 | 284.309 | 273.7401 | 277.6338
High | 439.436 | 420.7915 | 402.3079 | 407.5915 | 401.3622 | 414.1003
Medium Cost Affordable Housing Solar (1 MW) (SREC-III BAU, 10-Year, Third Party-Owned, Cost Basis, $/MWh)
Installed Capital Cost Trajectory | 2017 | 2018 | 2019 | 2020 | 2021 | 2022
Low | 200.0809 | 178.8692 | 158.4826 | 151.4158 | 139.1718 | 136.8471
Base | 269.3688 | 249.091 | 229.2273 | 225.6701 | 215.3551 | 218.0402
High | 357.8901 | 340.3022 | 322.6941 | 324.8576 | 318.2281 | 328.7023
Low Cost Affordable Housing Solar (1 MW) (SREC-III BAU, 10-Year, Third Party-Owned, Cost Basis, $/MWh)
Installed Capital Cost Trajectory | 2017 | 2018 | 2019 | 2020 | 2021 | 2022
Low | 152.4224 | 133.1284 | 114.4091 | 106.1436 | 94.4659 | 91.6123
Base | 209.2658 | 190.726 | 172.3834 | 167.0311 | 157.0087 | 158.4677
High | 276.3662 | 259.8347 | 243.0986 | 242.1436 | 235.1337 | 243.2845
Affordable Housing Solar (100 kW) (SREC-III BAU, 10-Year, Third Party-Owned, Cost Basis, $/MWh)
Installed Capital Cost Trajectory | 2017 | 2018 | 2019 | 2020 | 2021 | 2022
Low | 322.8627 | 298.516 | 275.6475 | 270.389 | 257.5004 | 256.8497
Base | 423.2335 | 399.821 | 377.409 | 376.2097 | 365.3484 | 370.9568
High | 543.0987 | 522.6516 | 502.6568 | 507.7991 | 500.9336 | 516.3482
High Cost Affordable Housing Solar (1 MW) (SREC-III BAU, 10-Year, Host-Owned, Cost Basis, $/MWh)
Installed Capital Cost Trajectory | 2017 | 2018 | 2019 | 2020 | 2021 | 2022
Low | 231.1965 | 210.3815 | 189.9365 | 187.0136 | 175.6264 | 165.4568
Base | 341.0499 | 320.7422 | 300.5966 | 291.6195 | 284.6524 | 284.6524
High | 461.0436 | 443.4846 | 425.6969 | 431.3145 | 425.6097 | 426.1962
Medium Cost Affordable Housing Solar (1 MW) (SREC-III BAU, 10-Year, Host-Owned, Cost Basis, $/MWh)
Installed Capital Cost Trajectory | 2017 | 2018 | 2019 | 2020 | 2021 | 2022
Low | 191.7392 | 172.8412 | 154.1054 | 149.964 | 139.1856 | 129.8278
Base | 279.8044 | 261.0229 | 242.1935 | 231.1419 | 224.875 | 224.875
High | 375.8872 | 359.1619 | 342.0188 | 344.2289 | 338.0269 | 338.5241
Low Cost Affordable Housing Solar (1 MW) (SREC-III BAU, 10-Year, Host-Owned, Cost Basis, $/MWh)
Installed Capital Cost Trajectory | 2017 | 2018 | 2019 | 2020 | 2021 | 2022
Low | 152.2798 | 135.2988 | 118.2721 | 112.9165 | 102.7246 | 94.2232
Base | 218.584 | 201.3036 | 183.7903 | 170.6887 | 165.0956 | 165.0956
High | 290.7786 | 274.8601 | 258.3885 | 257.1656 | 250.4907 | 250.8743
Affordable Housing Solar (100 kW) (SREC-III BAU, 10-Year, Host-Owned, Cost Basis, $/MWh)
Installed Capital Cost Trajectory | 2017 | 2018 | 2019 | 2020 | 2021 | 2022
Low | 291.0322 | 268.5538 | 246.8385 | 244.0858 | 232.045 | 223.499
Base | 409.2939 | 386.9548 | 365.0752 | 355.0519 | 350.7901 | 350.7901
High | 536.1033 | 516.12 | 496.1595 | 501.3305 | 494.4303 | 498.7815
High Cost Affordable Housing Solar (1 MW) (SREC-III BAU, 10-Year, Public-Owned, Cost Basis, $/MWh)
Installed Capital Cost Trajectory | 2017 | 2018 | 2019 | 2020 | 2021 | 2022
Low | 265.5369 | 225.8069 | 188.6334 | 153.1896 | 126.1376 | 96.693
Base | 350.4661 | 312.6401 | 276.6098 | 240.53 | 214.9261 | 185.0951
High | 452.7397 | 433.9842 | 399.8612 | 363.4486 | 340.3664 | 310.8254
Medium Cost Affordable Housing Solar (1 MW) (SREC-III BAU, 10-Year, Public-Owned, Cost Basis, $/MWh)
Installed Capital Cost Trajectory | 2017 | 2018 | 2019 | 2020 | 2021 | 2022
Low | 224.1096 | 188.3203 | 154.6571 | 122.6795 | 97.7404 | 70.7543
Base | 295.448 | 261.2971 | 228.5917 | 196.0272 | 172.2011 | 144.8012
High | 396.692 | 364.8493 | 333.7778 | 300.883 | 279.102 | 251.929
Low Cost Affordable Housing Solar (1 MW) (SREC-III BAU, 10-Year, Public-Owned, Cost Basis, $/MWh)
Installed Capital Cost Trajectory | 2017 | 2018 | 2019 | 2020 | 2021 | 2022
Low | 182.6823 | 150.8485 | 120.6809 | 92.1693 | 69.3582 | 44.8172
Base | 240.4133 | 209.9541 | 180.5573 | 151.5259 | 129.4745 | 104.524
High | 324.2371 | 295.7145 | 267.6778 | 238.3341 | 217.8558 | 193.0158
Affordable Housing Solar (100 kW) (SREC-III BAU, 10-Year, Public-Owned, Cost Basis, $/MWh)
Installed Capital Cost Trajectory | 2017 | 2018 | 2019 | 2020 | 2021 | 2022
Low | 326.203 | 286.3751 | 249.4642 | 213.2791 | 186.8257 | 158.4105
Base | 409.574 | 371.3978 | 335.3525 | 298.2634 | 272.8255 | 243.7837
High | 452.7397 | 452.7397 | 452.7397 | 420.8733 | 397.4198 | 368.3353
High Cost Affordable Housing Solar (1 MW) (SREC-III BAU, 10-Year, Third Party-Owned, Fair Market Value, $/MWh)
Installed Capital Cost Trajectory | 2017 | 2018 | 2019 | 2020 | 2021 | 2022
Low | Not Executed | Not Executed | Not Executed | Not Executed | Not Executed | Not Executed
Base | 241.9438 | 225.1401 | 208.635 | 206.0333 | 197.8394 | 213.3706
High | Not Executed | Not Executed | Not Executed | Not Executed | Not Executed | Not Executed
Medium Cost Affordable Housing Solar (1 MW) (SREC-III BAU, 10-Year, Third Party-Owned, Fair Market Value, $/MWh)
Installed Capital Cost Trajectory | 2017 | 2018 | 2019 | 2020 | 2021 | 2022
Low | Not Executed | Not Executed | Not Executed | Not Executed | Not Executed | Not Executed
Base | 197.5374 | 182.0771 | 166.7555 | 162.6907 | 154.4776 | 166.4671
High | Not Executed | Not Executed | Not Executed | Not Executed | Not Executed | Not Executed
Low Cost Affordable Housing Solar (1 MW) (SREC-III BAU, 10-Year, Third Party-Owned, Fair Market Value, $/MWh)
Installed Capital Cost Trajectory | 2017 | 2018 | 2019 | 2020 | 2021 | 2022
Low | Not Executed | Not Executed | Not Executed | Not Executed | Not Executed | Not Executed
Base | 153.131 | 139.0142 | 124.876 | 119.35 | 111.1176 | 119.5637
High | Not Executed | Not Executed | Not Executed | Not Executed | Not Executed | Not Executed
Affordable Housing Solar (100 kW) (SREC-III BAU, 10-Year, Third Party-Owned, Fair Market Value, $/MWh)
Installed Capital Cost Trajectory | 2017 | 2018 | 2019 | 2020 | 2021 | 2022
Low | Not Executed | Not Executed | Not Executed | Not Executed | Not Executed | Not Executed
Base | 324.0159 | 306.4723 | 289.5092 | 288.4826 | 280.7419 | 298.5727
High | Not Executed | Not Executed | Not Executed | Not Executed | Not Executed | Not Executed
High Cost Affordable Housing Solar (1 MW) (SREC-III BAU, 10-Year, Host-Owned, Fair Market Value, $/MWh)
Installed Capital Cost Trajectory | 2017 | 2018 | 2019 | 2020 | 2021 | 2022
Low | Not Executed | Not Executed | Not Executed | Not Executed | Not Executed | Not Executed
Base | Not Executed | Not Executed | Not Executed | Not Executed | Not Executed | Not Executed
High | Not Executed | Not Executed | Not Executed | Not Executed | Not Executed | Not Executed
Medium Cost Affordable Housing Solar (1 MW) (SREC-III BAU, 10-Year, Host-Owned, Fair Market Value, $/MWh)
Installed Capital Cost Trajectory | 2017 | 2018 | 2019 | 2020 | 2021 | 2022
Low | Not Executed | Not Executed | Not Executed | Not Executed | Not Executed | Not Executed
Base | Not Executed | Not Executed | Not Executed | Not Executed | Not Executed | Not Executed
High | Not Executed | Not Executed | Not Executed | Not Executed | Not Executed | Not Executed
Low Cost Affordable Housing Solar (1 MW) (SREC-III BAU, 10-Year, Host-Owned, Fair Market Value, $/MWh)
Installed Capital Cost Trajectory | 2017 | 2018 | 2019 | 2020 | 2021 | 2022
Low | Not Executed | Not Executed | Not Executed | Not Executed | Not Executed | Not Executed
Base | Not Executed | Not Executed | Not Executed | Not Executed | Not Executed | Not Executed
High | Not Executed | Not Executed | Not Executed | Not Executed | Not Executed | Not Executed
Affordable Housing Solar (100 kW) (SREC-III BAU, 10-Year, Host-Owned, Fair Market Value, $/MWh)
Installed Capital Cost Trajectory | 2017 | 2018 | 2019 | 2020 | 2021 | 2022
Low | Not Executed | Not Executed | Not Executed | Not Executed | Not Executed | Not Executed
Base | Not Executed | Not Executed | Not Executed | Not Executed | Not Executed | Not Executed
High | Not Executed | Not Executed | Not Executed | Not Executed | Not Executed | Not Executed
High Cost Affordable Housing Solar (1 MW) (SREC-III BAU, 10-Year, Public-Owned, Fair Market Value, $/MWh)
Installed Capital Cost Trajectory | 2017 | 2018 | 2019 | 2020 | 2021 | 2022
Low | Not Executed | Not Executed | Not Executed | Not Executed | Not Executed | Not Executed
Base | Not Executed | Not Executed | Not Executed | Not Executed | Not Executed | Not Executed
High | Not Executed | Not Executed | Not Executed | Not Executed | Not Executed | Not Executed
Medium Cost Affordable Housing Solar (1 MW) (SREC-III BAU, 10-Year, Public-Owned, Fair Market Value, $/MWh)
Installed Capital Cost Trajectory | 2017 | 2018 | 2019 | 2020 | 2021 | 2022
Low Cost | Not Executed | Not Executed | Not Executed | Not Executed | Not Executed | Not Executed
Base Cost | Not Executed | Not Executed | Not Executed | Not Executed | Not Executed | Not Executed
High Cost | Not Executed | Not Executed | Not Executed | Not Executed | Not Executed | Not Executed
Low Cost Affordable Housing Solar (1 MW) (SREC-III BAU, 10-Year, Public-Owned, Fair Market Value, $/MWh)
Installed Capital Cost Trajectory | 2017 | 2018 | 2019 | 2020 | 2021 | 2022
Low | Not Executed | Not Executed | Not Executed | Not Executed | Not Executed | Not Executed
Base | Not Executed | Not Executed | Not Executed | Not Executed | Not Executed | Not Executed
High | Not Executed | Not Executed | Not Executed | Not Executed | Not Executed | Not Executed
Affordable Housing Solar (100 kW) (SREC-III BAU, 10-Year, Public-Owned, Fair Market Value, $/MWh)
Installed Capital Cost Trajectory | 2017 | 2018 | 2019 | 2020 | 2021 | 2022
Low | Not Executed | Not Executed | Not Executed | Not Executed | Not Executed | Not Executed
Base | Not Executed | Not Executed | Not Executed | Not Executed | Not Executed | Not Executed
High | Not Executed | Not Executed | Not Executed | Not Executed | Not Executed | Not Executed
Hybrid CB/SO & DBI
High Cost Affordable Housing Solar (1 MW) (Hybrid CB/SO & DBI, 10-Year, Third Party-Owned, Cost Basis, $/MWh)
Installed Capital Cost Trajectory | 2017 | 2018 | 2019 | 2020 | 2021 | 2022
Low | 179.5 | 161.7222 | 144.6111 | 141.7222 | 131.8333 | 131.1667
Base | 252.8333 | 235.1667 | 218.0556 | 217.0556 | 208.6111 | 211.9444
High | 325.0556 | 310.9444 | 296.8333 | 303.9444 | 299.7222 | 310.3889
Medium Cost Affordable Housing Solar (1 MW) (Hybrid CB/SO & DBI, 10-Year, Third Party-Owned, Cost Basis, $/MWh)
Installed Capital Cost Trajectory | 2017 | 2018 | 2019 | 2020 | 2021 | 2022
Low | 143.0556 | 126.6111 | 110.8333 | 106.7222 | 97.2778 | 96.0556
Base | 205.2778 | 188.9444 | 172.9444 | 170.6111 | 162.3889 | 164.6111
High | 262.8333 | 249.5 | 235.9444 | 240.2778 | 235.6111 | 244.2778
Low Cost Affordable Housing Solar (1 MW) (Hybrid CB/SO & DBI, 10-Year, Third Party-Owned, Cost Basis, $/MWh)
Installed Capital Cost Trajectory | 2017 | 2018 | 2019 | 2020 | 2021 | 2022
Low | 106.6111 | 91.6111 | 76.9444 | 71.8333 | 62.7222 | 60.9444
Base | 157.7222 | 142.7222 | 127.9444 | 124.2778 | 116.1667 | 117.3889
High | 200.6111 | 188.0556 | 175.1667 | 176.6111 | 171.5 | 178.2778
Affordable Housing Solar (100 kW) (Hybrid CB/SO & DBI, 10-Year, Third Party-Owned, Cost Basis, $/MWh)
Installed Capital Cost Trajectory | 2017 | 2018 | 2019 | 2020 | 2021 | 2022
Low | 241.6111 | 223.7222 | 206.7222 | 204.3889 | 195.0556 | 195.0556
Base | 330.5 | 312.5 | 295.1667 | 294.9444 | 286.8333 | 291.0556
High | 412.9444 | 398.1667 | 383.6111 | 390.6111 | 386.3889 | 398.2778
High Cost Affordable Housing Solar (1 MW) (Hybrid CB/SO & DBI, 10-Year, Host-Owned, Cost Basis, $/MWh)
Installed Capital Cost Trajectory | 2017 | 2018 | 2019 | 2020 | 2021 | 2022
Low | 137.8333 | 123.8333 | 109.7222 | 109.1667 | 101.6111 | 97.0556
Base | 220.1667 | 206.6111 | 192.8333 | 196.0556 | 190.2778 | 187.8333
High | 315.1667 | 303.5 | 291.3889 | 299.2778 | 296.7222 | 298.3889
Medium Cost Affordable Housing Solar (1 MW) (Hybrid CB/SO & DBI, 10-Year, Host-Owned, Cost Basis, $/MWh)
Installed Capital Cost Trajectory | 2017 | 2018 | 2019 | 2020 | 2021 | 2022
Low | 110.8333 | 97.8333 | 84.8333 | 82.8333 | 75.3889 | 70.9444
Base | 177.2778 | 164.6111 | 151.6111 | 152.6111 | 146.6111 | 144.1667
High | 254.0556 | 242.7222 | 230.9444 | 235.6111 | 232.2778 | 233.7222
Low Cost Affordable Housing Solar (1 MW) (Hybrid CB/SO & DBI, 10-Year, Host-Owned, Cost Basis, $/MWh)
Installed Capital Cost Trajectory | 2017 | 2018 | 2019 | 2020 | 2021 | 2022
Low | 83.7222 | 71.9444 | 59.9444 | 56.3889 | 49.1667 | 44.8333
Base | 134.5 | 122.6111 | 110.3889 | 109.0556 | 102.9444 | 100.6111
High | 192.9444 | 182.0556 | 170.3889 | 171.8333 | 167.9444 | 169.0556
Affordable Housing Solar (100 kW) (Hybrid CB/SO & DBI, 10-Year, Host-Owned, Cost Basis, $/MWh)
Installed Capital Cost Trajectory | 2017 | 2018 | 2019 | 2020 | 2021 | 2022
Low | 200.2778 | 184.8333 | 169.7222 | 169.7222 | 161.7222 | 158.5
Base | 292.0556 | 276.8333 | 261.8333 | 265.0556 | 258.6111 | 258.5
High | 394.6111 | 380.9444 | 367.1667 | 374.3889 | 370.8333 | 376.0556
High Cost Affordable Housing Solar (1 MW) (Hybrid CB/SO & DBI, 10-Year, Public-Owned, Cost Basis, $/MWh)
Installed Capital Cost Trajectory | 2017 | 2018 | 2019 | 2020 | 2021 | 2022
Low | 210.1667 | 178.7222 | 149.2778 | 121.5 | 100.0556 | 76.6111
Base | 277.8333 | 247.8333 | 219.2778 | 191.0556 | 170.7222 | 146.9444
High | 372.6111 | 344.6111 | 317.5 | 289.0556 | 270.7222 | 247.1667
Medium Cost Affordable Housing Solar (1 MW) (Hybrid CB/SO & DBI, 10-Year, Public-Owned, Cost Basis, $/MWh)
Installed Capital Cost Trajectory | 2017 | 2018 | 2019 | 2020 | 2021 | 2022
Low | 177.3889 | 149.0556 | 122.3889 | 97.2778 | 77.5 | 56.0556
Base | 234.2778 | 207.1667 | 181.2778 | 155.6111 | 136.7222 | 114.9444
High | 315.0556 | 289.7222 | 265.0556 | 239.2778 | 221.9444 | 200.3889
Low Cost Affordable Housing Solar (1 MW) (Hybrid CB/SO & DBI, 10-Year, Public-Owned, Cost Basis, $/MWh)
Installed Capital Cost Trajectory | 2017 | 2018 | 2019 | 2020 | 2021 | 2022
Low | 144.6111 | 119.3889 | 95.5 | 73.0556 | 54.9444 | 35.5
Base | 190.6111 | 166.5 | 143.1667 | 120.2778 | 102.8333 | 83.0556
High | 257.5 | 234.8333 | 212.6111 | 189.6111 | 173.2778 | 153.5
Affordable Housing Solar (100 kW) (Hybrid CB/SO & DBI, 10-Year, Public-Owned, Cost Basis, $/MWh)
Installed Capital Cost Trajectory | 2017 | 2018 | 2019 | 2020 | 2021 | 2022
Low | 258.2778 | 226.7222 | 197.5 | 169.0556 | 148.1667 | 125.6111
Base | 324.7222 | 294.5 | 265.8333 | 236.8333 | 216.6111 | 193.6111
High | 420.0556 | 391.6111 | 364.2778 | 334.7222 | 316.0556 | 292.9444
High Cost Affordable Housing Solar (1 MW) (Hybrid CB/SO & DBI, 10-Year, Third Party-Owned, Fair Market Value, $/MWh)
Installed Capital Cost Trajectory | 2017 | 2018 | 2019 | 2020 | 2021 | 2022
Low | Not Executed | Not Executed | Not Executed | Not Executed | Not Executed | Not Executed
Base | 199.9444 | 185.2778 | 170.9444 | 167.8333 | 160.2778 | 171.7222
High | Not Executed | Not Executed | Not Executed | Not Executed | Not Executed | Not Executed
Medium Cost Affordable Housing Solar (1 MW) (Hybrid CB/SO & DBI, 10-Year, Third Party-Owned, Fair Market Value, $/MWh)
Installed Capital Cost Trajectory | 2017 | 2018 | 2019 | 2020 | 2021 | 2022
Low | Not Executed | Not Executed | Not Executed | Not Executed | Not Executed | Not Executed
Base | 161.9444 | 148.5 | 135.1667 | 131.0556 | 123.5 | 132.2778
High | Not Executed | Not Executed | Not Executed | Not Executed | Not Executed | Not Executed
Low Cost Affordable Housing Solar (1 MW) (Hybrid CB/SO & DBI, 10-Year, Third Party-Owned, Fair Market Value, $/MWh)
Installed Capital Cost Trajectory | 2017 | 2018 | 2019 | 2020 | 2021 | 2022
Low | Not Executed | Not Executed | Not Executed | Not Executed | Not Executed | Not Executed
Base | 123.9444 | 111.7222 | 99.2778 | 94.2778 | 86.8333 | 92.7222
High | Not Executed | Not Executed | Not Executed | Not Executed | Not Executed | Not Executed
Affordable Housing Solar (100 kW) (Hybrid CB/SO & DBI, 10-Year, Third Party-Owned, Fair Market Value, $/MWh)
Installed Capital Cost Trajectory | 2017 | 2018 | 2019 | 2020 | 2021 | 2022
Low | Not Executed | Not Executed | Not Executed | Not Executed | Not Executed | Not Executed
Base | 273.1667 | 258.6111 | 244.3889 | 242.6111 | 235.7222 | 248.0556
High | Not Executed | Not Executed | Not Executed | Not Executed | Not Executed | Not Executed
High Cost Affordable Housing Solar (1 MW) (Hybrid CB/SO & DBI, 10-Year, Host-Owned, Fair Market Value, $/MWh)
Installed Capital Cost Trajectory | 2017 | 2018 | 2019 | 2020 | 2021 | 2022
Low | Not Executed | Not Executed | Not Executed | Not Executed | Not Executed | Not Executed
Base | Not Executed | Not Executed | Not Executed | Not Executed | Not Executed | Not Executed
High | Not Executed | Not Executed | Not Executed | Not Executed | Not Executed | Not Executed
Medium Cost Affordable Housing Solar (1 MW) (Hybrid CB/SO & DBI, 10-Year, Host-Owned, Fair Market Value, $/MWh)
Installed Capital Cost Trajectory | 2017 | 2018 | 2019 | 2020 | 2021 | 2022
Low | Not Executed | Not Executed | Not Executed | Not Executed | Not Executed | Not Executed
Base | Not Executed | Not Executed | Not Executed | Not Executed | Not Executed | Not Executed
High | Not Executed | Not Executed | Not Executed | Not Executed | Not Executed | Not Executed
Low Cost Affordable Housing Solar (1 MW) (Hybrid CB/SO & DBI, 10-Year, Host-Owned, Fair Market Value, $/MWh)
Installed Capital Cost Trajectory | 2017 | 2018 | 2019 | 2020 | 2021 | 2022
Low | Not Executed | Not Executed | Not Executed | Not Executed | Not Executed | Not Executed
Base | Not Executed | Not Executed | Not Executed | Not Executed | Not Executed | Not Executed
High | Not Executed | Not Executed | Not Executed | Not Executed | Not Executed | Not Executed
Affordable Housing Solar (100 kW) (Hybrid CB/SO & DBI, 10-Year, Host-Owned, Fair Market Value, $/MWh)
Installed Capital Cost Trajectory | 2017 | 2018 | 2019 | 2020 | 2021 | 2022
Low | Not Executed | Not Executed | Not Executed | Not Executed | Not Executed | Not Executed
Base | Not Executed | Not Executed | Not Executed | Not Executed | Not Executed | Not Executed
High | Not Executed | Not Executed | Not Executed | Not Executed | Not Executed | Not Executed
High Cost Affordable Housing Solar (1 MW) (Hybrid CB/SO & DBI, 10-Year, Public-Owned, Fair Market Value, $/MWh)
Installed Capital Cost Trajectory | 2017 | 2018 | 2019 | 2020 | 2021 | 2022
Low | Not Executed | Not Executed | Not Executed | Not Executed | Not Executed | Not Executed
Base | Not Executed | Not Executed | Not Executed | Not Executed | Not Executed | Not Executed
High | Not Executed | Not Executed | Not Executed | Not Executed | Not Executed | Not Executed
Medium Cost Affordable Housing Solar (1 MW) (Hybrid CB/SO & DBI, 10-Year, Public-Owned, Fair Market Value, $/MWh)
Installed Capital Cost Trajectory | 2017 | 2018 | 2019 | 2020 | 2021 | 2022
Low | Not Executed | Not Executed | Not Executed | Not Executed | Not Executed | Not Executed
Base | Not Executed | Not Executed | Not Executed | Not Executed | Not Executed | Not Executed
High | Not Executed | Not Executed | Not Executed | Not Executed | Not Executed | Not Executed
Low Cost Affordable Housing Solar (1 MW) (Hybrid CB/SO & DBI, 10-Year, Public-Owned, Fair Market Value, $/MWh)
Installed Capital Cost Trajectory | 2017 | 2018 | 2019 | 2020 | 2021 | 2022
Low | Not Executed | Not Executed | Not Executed | Not Executed | Not Executed | Not Executed
Base | Not Executed | Not Executed | Not Executed | Not Executed | Not Executed | Not Executed
High | Not Executed | Not Executed | Not Executed | Not Executed | Not Executed | Not Executed
Affordable Housing Solar (100 kW) (Hybrid CB/SO & DBI, 10-Year, Public-Owned, Fair Market Value, $/MWh)
Installed Capital Cost Trajectory | 2017 | 2018 | 2019 | 2020 | 2021 | 2022
Low | Not Executed | Not Executed | Not Executed | Not Executed | Not Executed | Not Executed
Base | Not Executed | Not Executed | Not Executed | Not Executed | Not Executed | Not Executed
High | Not Executed | Not Executed | Not Executed | Not Executed | Not Executed | Not Executed
High Cost Affordable Housing Solar (1 MW) (Hybrid CB/SO & DBI, 20-Year, Third Party-Owned, Cost Basis, $/MWh)
Installed Capital Cost Trajectory | 2017 | 2018 | 2019 | 2020 | 2021 | 2022
Low | 179.5 | 161.7222 | 144.6111 | 141.7222 | 131.8333 | 131.1667
Base | 252.8333 | 235.1667 | 218.0556 | 217.0556 | 208.6111 | 211.9444
High | 325.0556 | 310.9444 | 296.8333 | 303.9444 | 299.7222 | 310.3889
Medium Cost Affordable Housing Solar (1 MW) (Hybrid CB/SO & DBI, 20-Year, Third Party-Owned, Cost Basis, $/MWh)
Installed Capital Cost Trajectory | 2017 | 2018 | 2019 | 2020 | 2021 | 2022
Low | 143.0556 | 126.6111 | 110.8333 | 106.7222 | 97.2778 | 96.0556
Base | 205.2778 | 188.9444 | 172.9444 | 170.6111 | 162.3889 | 164.6111
High | 262.8333 | 249.5 | 235.9444 | 240.2778 | 235.6111 | 244.2778
Low Cost Affordable Housing Solar (1 MW) (Hybrid CB/SO & DBI, 20-Year, Third Party-Owned, Cost Basis, $/MWh)
Installed Capital Cost Trajectory | 2017 | 2018 | 2019 | 2020 | 2021 | 2022
Low | 106.6111 | 91.6111 | 76.9444 | 71.8333 | 62.7222 | 60.9444
Base | 157.7222 | 142.7222 | 127.9444 | 124.2778 | 116.1667 | 117.3889
High | 200.6111 | 188.0556 | 175.1667 | 176.6111 | 171.5 | 178.2778
Affordable Housing Solar (100 kW) (Hybrid CB/SO & DBI, 20-Year, Third Party-Owned, Cost Basis, $/MWh)
Installed Capital Cost Trajectory | 2017 | 2018 | 2019 | 2020 | 2021 | 2022
Low | 241.6111 | 223.7222 | 206.7222 | 204.3889 | 195.0556 | 195.0556
Base | 330.5 | 312.5 | 295.1667 | 294.9444 | 286.8333 | 291.0556
High | 412.9444 | 398.1667 | 383.6111 | 390.6111 | 386.3889 | 398.2778
High Cost Affordable Housing Solar (1 MW) (Hybrid CB/SO & DBI, 20-Year, Host-Owned, Cost Basis, $/MWh)
Installed Capital Cost Trajectory | 2017 | 2018 | 2019 | 2020 | 2021 | 2022
Low | 137.8333 | 123.8333 | 109.7222 | 109.1667 | 101.6111 | 97.0556
Base | 220.1667 | 206.6111 | 192.8333 | 196.0556 | 190.2778 | 187.8333
High | 315.1667 | 303.5 | 291.3889 | 299.2778 | 296.7222 | 298.3889
Medium Cost Affordable Housing Solar (1 MW) (Hybrid CB/SO & DBI, 20-Year, Host-Owned, Cost Basis, $/MWh)
Installed Capital Cost Trajectory | 2017 | 2018 | 2019 | 2020 | 2021 | 2022
Low | 110.8333 | 97.8333 | 84.8333 | 82.8333 | 75.3889 | 70.9444
Base | 177.2778 | 164.6111 | 151.6111 | 152.6111 | 146.6111 | 144.1667
High | 254.0556 | 242.7222 | 230.9444 | 235.6111 | 232.2778 | 233.7222
Low Cost Affordable Housing Solar (1 MW) (Hybrid CB/SO & DBI, 20-Year, Host-Owned, Cost Basis, $/MWh)
Installed Capital Cost Trajectory | 2017 | 2018 | 2019 | 2020 | 2021 | 2022
Low | 83.7222 | 71.9444 | 59.9444 | 56.3889 | 49.1667 | 44.8333
Base | 134.5 | 122.6111 | 110.3889 | 109.0556 | 102.9444 | 100.6111
High | 192.9444 | 182.0556 | 170.3889 | 171.8333 | 167.9444 | 169.0556
Affordable Housing Solar (100 kW) (Hybrid CB/SO & DBI, 20-Year, Host-Owned, Cost Basis, $/MWh)
Installed Capital Cost Trajectory | 2017 | 2018 | 2019 | 2020 | 2021 | 2022
Low | 200.2778 | 184.8333 | 169.7222 | 169.7222 | 161.7222 | 158.5
Base | 292.0556 | 276.8333 | 261.8333 | 265.0556 | 258.6111 | 258.5
High | 394.6111 | 380.9444 | 367.1667 | 374.3889 | 370.8333 | 376.0556
High Cost Affordable Housing Solar (1 MW) (Hybrid CB/SO & DBI, 20-Year, Public-Owned, Cost Basis, $/MWh)
Installed Capital Cost Trajectory | 2017 | 2018 | 2019 | 2020 | 2021 | 2022
Low | 210.1667 | 178.7222 | 149.2778 | 121.5 | 100.0556 | 76.6111
Base | 277.8333 | 247.8333 | 219.2778 | 191.0556 | 170.7222 | 146.9444
High | 372.6111 | 344.6111 | 317.5 | 289.0556 | 270.7222 | 247.1667
Medium Cost Affordable Housing Solar (1 MW) (Hybrid CB/SO & DBI, 20-Year, Public-Owned, Cost Basis, $/MWh)
Installed Capital Cost Trajectory | 2017 | 2018 | 2019 | 2020 | 2021 | 2022
Low | 177.3889 | 149.0556 | 122.3889 | 97.2778 | 77.5 | 56.0556
Base | 234.2778 | 207.1667 | 181.2778 | 155.6111 | 136.7222 | 114.9444
High | 315.0556 | 289.7222 | 265.0556 | 239.2778 | 221.9444 | 200.3889
Low Cost Affordable Housing Solar (1 MW) (Hybrid CB/SO & DBI, 20-Year, Public-Owned, Cost Basis, $/MWh)
Installed Capital Cost Trajectory | 2017 | 2018 | 2019 | 2020 | 2021 | 2022
Low | 144.6111 | 119.3889 | 95.5 | 73.0556 | 54.9444 | 35.5
Base | 190.6111 | 166.5 | 143.1667 | 120.2778 | 102.8333 | 83.0556
High | 257.5 | 234.8333 | 212.6111 | 189.6111 | 173.2778 | 153.5
Affordable Housing Solar (100 kW) (Hybrid CB/SO & DBI, 20-Year, Public-Owned, Cost Basis, $/MWh)
Installed Capital Cost Trajectory | 2017 | 2018 | 2019 | 2020 | 2021 | 2022
Low | 258.2778 | 226.7222 | 197.5 | 169.0556 | 148.1667 | 125.6111
Base | 324.7222 | 294.5 | 265.8333 | 236.8333 | 216.6111 | 193.6111
High | 420.0556 | 391.6111 | 364.2778 | 334.7222 | 316.0556 | 292.9444
High Cost Affordable Housing Solar (1 MW) (Hybrid CB/SO & DBI, 20-Year, Third Party-Owned, Fair Market Value, $/MWh)
Installed Capital Cost Trajectory | 2017 | 2018 | 2019 | 2020 | 2021 | 2022
Low | Not Executed | Not Executed | Not Executed | Not Executed | Not Executed | Not Executed
Base | 199.9444 | 185.2778 | 170.9444 | 167.8333 | 160.2778 | 171.7222
High | Not Executed | Not Executed | Not Executed | Not Executed | Not Executed | Not Executed
Medium Cost Affordable Housing Solar (1 MW) (Hybrid CB/SO & DBI, 20-Year, Third Party-Owned, Fair Market Value, $/MWh)
Installed Capital Cost Trajectory | 2017 | 2018 | 2019 | 2020 | 2021 | 2022
Low | Not Executed | Not Executed | Not Executed | Not Executed | Not Executed | Not Executed
Base | 161.9444 | 148.5 | 135.1667 | 131.0556 | 123.5 | 132.2778
High | Not Executed | Not Executed | Not Executed | Not Executed | Not Executed | Not Executed
Low Cost Affordable Housing Solar (1 MW) (Hybrid CB/SO & DBI, 20-Year, Third Party-Owned, Fair Market Value, $/MWh)
Installed Capital Cost Trajectory | 2017 | 2018 | 2019 | 2020 | 2021 | 2022
Low | Not Executed | Not Executed | Not Executed | Not Executed | Not Executed | Not Executed
Base | 123.9444 | 111.7222 | 99.2778 | 94.2778 | 86.8333 | 92.7222
High | Not Executed | Not Executed | Not Executed | Not Executed | Not Executed | Not Executed
Affordable Housing Solar (100 kW) (Hybrid CB/SO & DBI, 20-Year, Third Party-Owned, Fair Market Value, $/MWh)
Installed Capital Cost Trajectory | 2017 | 2018 | 2019 | 2020 | 2021 | 2022
Low | Not Executed | Not Executed | Not Executed | Not Executed | Not Executed | Not Executed
Base | 273.1667 | 258.6111 | 244.3889 | 242.6111 | 235.7222 | 248.0556
High | Not Executed | Not Executed | Not Executed | Not Executed | Not Executed | Not Executed
High Cost Affordable Housing Solar (1 MW) (Hybrid CB/SO & DBI, 20-Year, Host-Owned, Fair Market Value, $/MWh)
Installed Capital Cost Trajectory | 2017 | 2018 | 2019 | 2020 | 2021 | 2022
Low | Not Executed | Not Executed | Not Executed | Not Executed | Not Executed | Not Executed
Base | Not Executed | Not Executed | Not Executed | Not Executed | Not Executed | Not Executed
High | Not Executed | Not Executed | Not Executed | Not Executed | Not Executed | Not Executed
Medium Cost Affordable Housing Solar (1 MW) (Hybrid CB/SO & DBI, 20-Year, Host-Owned, Fair Market Value, $/MWh)
Installed Capital Cost Trajectory | 2017 | 2018 | 2019 | 2020 | 2021 | 2022
Low | Not Executed | Not Executed | Not Executed | Not Executed | Not Executed | Not Executed
Base | Not Executed | Not Executed | Not Executed | Not Executed | Not Executed | Not Executed
High | Not Executed | Not Executed | Not Executed | Not Executed | Not Executed | Not Executed
Low Cost Affordable Housing Solar (1 MW) (Hybrid CB/SO & DBI, 20-Year, Host-Owned, Fair Market Value, $/MWh)
Installed Capital Cost Trajectory | 2017 | 2018 | 2019 | 2020 | 2021 | 2022
Low | Not Executed | Not Executed | Not Executed | Not Executed | Not Executed | Not Executed
Base | Not Executed | Not Executed | Not Executed | Not Executed | Not Executed | Not Executed
High | Not Executed | Not Executed | Not Executed | Not Executed | Not Executed | Not Executed
Affordable Housing Solar (100 kW) (Hybrid CB/SO & DBI, 20-Year, Host-Owned, Fair Market Value, $/MWh)
Installed Capital Cost Trajectory | 2017 | 2018 | 2019 | 2020 | 2021 | 2022
Low | Not Executed | Not Executed | Not Executed | Not Executed | Not Executed | Not Executed
Base | Not Executed | Not Executed | Not Executed | Not Executed | Not Executed | Not Executed
High | Not Executed | Not Executed | Not Executed | Not Executed | Not Executed | Not Executed
High Cost Affordable Housing Solar (1 MW) (Hybrid CB/SO & DBI, 20-Year, Public-Owned, Fair Market Value, $/MWh)
Installed Capital Cost Trajectory | 2017 | 2018 | 2019 | 2020 | 2021 | 2022
Low | Not Executed | Not Executed | Not Executed | Not Executed | Not Executed | Not Executed
Base | Not Executed | Not Executed | Not Executed | Not Executed | Not Executed | Not Executed
High | Not Executed | Not Executed | Not Executed | Not Executed | Not Executed | Not Executed
Medium Cost Affordable Housing Solar (1 MW) (Hybrid CB/SO & DBI, 20-Year, Public-Owned, Fair Market Value, $/MWh)
Installed Capital Cost Trajectory | 2017 | 2018 | 2019 | 2020 | 2021 | 2022
Low | Not Executed | Not Executed | Not Executed | Not Executed | Not Executed | Not Executed
Base | Not Executed | Not Executed | Not Executed | Not Executed | Not Executed | Not Executed
High | Not Executed | Not Executed | Not Executed | Not Executed | Not Executed | Not Executed
Low Cost Affordable Housing Solar (1 MW) (Hybrid CB/SO & DBI, 20-Year, Public-Owned, Fair Market Value, $/MWh)
Installed Capital Cost Trajectory | 2017 | 2018 | 2019 | 2020 | 2021 | 2022
Low | Not Executed | Not Executed | Not Executed | Not Executed | Not Executed | Not Executed
Base | Not Executed | Not Executed | Not Executed | Not Executed | Not Executed | Not Executed
High | Not Executed | Not Executed | Not Executed | Not Executed | Not Executed | Not Executed
Affordable Housing Solar (100 kW) (Hybrid CB/SO & DBI, 20-Year, Public-Owned, Fair Market Value, $/MWh)
Installed Capital Cost Trajectory | 2017 | 2018 | 2019 | 2020 | 2021 | 2022
Low | Not Executed | Not Executed | Not Executed | Not Executed | Not Executed | Not Executed
Base | Not Executed | Not Executed | Not Executed | Not Executed | Not Executed | Not Executed
High | Not Executed | Not Executed | Not Executed | Not Executed | Not Executed | Not Executed

## Rooftop Solar
Rooftop Solar <=25 kW | [6 empty] | Rooftop Solar >25 kW
SREC-III BAU | [6 empty] | SREC-III BAU
High Cost Rooftop Solar (<=25 kW) (SREC-III BAU, 10-Year, Third Party-Owned, Cost Basis, $/MWh) | [6 empty] | Rooftop Solar (100 kW) (SREC-III BAU, 10-Year, Third Party-Owned, Cost Basis, $/MWh)
Installed Capital Cost Trajectory | 2017 | 2018 | 2019 | 2020 | 2021 | 2022 | Installed Capital Cost Trajectory | 2017 | 2018 | 2019 | 2020 | 2021 | 2022
Low | 368.9289 | 332.6522 | 298.3408 | 290.3544 | 273.1507 | 278.6551 | Low | 321.4808 | 297.0762 | 274.1499 | 268.7975 | 255.871 | 255.2375
Base | 466.2118 | 434.6486 | 404.0659 | 401.186 | 390.5237 | 422.0164 | Base | 421.5698 | 398.0979 | 375.6263 | 374.294 | 363.415 | 369.002
High | 555.9789 | 555.9789 | 555.9789 | 548.3674 | 548.3674 | 548.3674 | High | 540.278 | 519.7272 | 499.6082 | 504.5693 | 497.6434 | 513.0379
Medium Cost Rooftop Solar (<=25 kW) (SREC-III BAU, 10-Year, Third Party-Owned, Cost Basis, $/MWh) | [6 empty] | Rooftop Solar (500 kW) (SREC-III BAU, 10-Year, Third Party-Owned, Cost Basis, $/MWh)
Installed Capital Cost Trajectory | 2017 | 2018 | 2019 | 2020 | 2021 | 2022 | Installed Capital Cost Trajectory | 2017 | 2018 | 2019 | 2020 | 2021 | 2022
Low | 297.1147 | 266.9089 | 238.1062 | 230.2475 | 215.3273 | 218.952 | Low | 179.2334 | 157.5419 | 136.8291 | 128.4396 | 115.7415 | 112.6057
Base | 382.8164 | 356.5813 | 330.9464 | 327.6166 | 318.1787 | 343.1354 | Base | 248.3607 | 227.3916 | 206.9752 | 201.868 | 190.8524 | 192.273
High | 532.8019 | 508.7318 | 484.7005 | 490.9405 | 486.0875 | 515.0687 | High | 332.3216 | 313.6149 | 294.9705 | 294.9364 | 287.1047 | 295.6773
Low Cost Rooftop Solar (<=25 kW) (SREC-III BAU, 10-Year, Third Party-Owned, Cost Basis, $/MWh) | [6 empty] | Rooftop Solar (1 MW) (SREC-III BAU, 10-Year, Third Party-Owned, Cost Basis, $/MWh)
Installed Capital Cost Trajectory | 2017 | 2018 | 2019 | 2020 | 2021 | 2022 | Installed Capital Cost Trajectory | 2017 | 2018 | 2019 | 2020 | 2021 | 2022
Low | 225.3005 | 201.1481 | 177.8716 | 170.1612 | 157.5039 | 159.23 | Low | 155.7399 | 137.3849 | 119.5684 | 112.2078 | 101.1542 | 98.4724
Base | 299.403 | 278.514 | 257.845 | 254.0667 | 245.8337 | 264.2349 | Base | 218.4282 | 200.9528 | 183.6765 | 179.5461 | 170.2225 | 171.897
High | 421.154 | 402.0042 | 382.6673 | 386.5478 | 382.0183 | 403.7501 | High | 294.5043 | 279.2908 | 263.8963 | 264.6349 | 258.465 | 266.7781
High Cost Rooftop Solar (<=25 kW) (SREC-III BAU, 10-Year, Host-Owned, Cost Basis, $/MWh) | [6 empty] | Rooftop Solar (100 kW) (SREC-III BAU, 10-Year, Host-Owned, Cost Basis, $/MWh)
Installed Capital Cost Trajectory | 2017 | 2018 | 2019 | 2020 | 2021 | 2022 | Installed Capital Cost Trajectory | 2017 | 2018 | 2019 | 2020 | 2021 | 2022
Low | 324.6958 | 280.2279 | 238.6301 | 215.7096 | 190.7627 | 188.2954 | Low | 290.317 | 267.7907 | 246.0525 | 243.2293 | 231.1663 | 222.6649
Base | 433.2079 | 392.2792 | 353.2025 | 314.4604 | 321.3311 | 341.6448 | Base | 407.4455 | 385.0128 | 363.0667 | 352.8642 | 348.6713 | 348.6713
High | 475.6936 | 475.6936 | 472.9885 | 462.8594 | 448.8344 | 469.0783 | High | 533.0074 | 512.8847 | 492.787 | 497.7444 | 490.7773 | 495.1975
Medium Cost Rooftop Solar (<=25 kW) (SREC-III BAU, 10-Year, Host-Owned, Cost Basis, $/MWh) | [6 empty] | Rooftop Solar (500 kW) (SREC-III BAU, 10-Year, Host-Owned, Cost Basis, $/MWh)
Installed Capital Cost Trajectory | 2017 | 2018 | 2019 | 2020 | 2021 | 2022 | Installed Capital Cost Trajectory | 2017 | 2018 | 2019 | 2020 | 2021 | 2022
Low | 251.4739 | 214.2651 | 179.1684 | 159.1195 | 137.485 | 134.1726 | Low | 175.567 | 156.1846 | 137.1015 | 131.6097 | 120.3341 | 110.6617
Base | 346.8948 | 312.6623 | 279.7523 | 245.7306 | 250.1705 | 270.4842 | Base | 258.3428 | 238.6588 | 219.0684 | 205.234 | 198.4232 | 198.4232
High | 442.5267 | 413.3159 | 384.5809 | 375.1907 | 362.7164 | 378.2034 | High | 348.3729 | 330.2151 | 311.7558 | 311.4634 | 303.8652 | 303.2117
Low Cost Rooftop Solar (<=25 kW) (SREC-III BAU, 10-Year, Host-Owned, Cost Basis, $/MWh) | [6 empty] | Rooftop Solar (1 MW) (SREC-III BAU, 10-Year, Host-Owned, Cost Basis, $/MWh)
Installed Capital Cost Trajectory | 2017 | 2018 | 2019 | 2020 | 2021 | 2022 | Installed Capital Cost Trajectory | 2017 | 2018 | 2019 | 2020 | 2021 | 2022
Low | 178.2709 | 148.3022 | 119.7067 | 102.5294 | 84.2073 | 80.0481 | Low | 151.4252 | 135.2073 | 118.9188 | 114.1341 | 104.3928 | 96.0051
Base | 260.5659 | 233.0455 | 206.283 | 177.0024 | 179.0099 | 199.3251 | Base | 225.9527 | 209.7806 | 193.3319 | 182.0983 | 176.4605 | 176.4605
High | 343.0718 | 319.5694 | 296.1716 | 287.5219 | 276.581 | 287.3094 | High | 306.8571 | 292.3504 | 277.2636 | 277.8192 | 271.9582 | 272.1145
High Cost Rooftop Solar (<=25 kW) (SREC-III BAU, 10-Year, Public-Owned, Cost Basis, $/MWh) | [6 empty] | Rooftop Solar (100 kW) (SREC-III BAU, 10-Year, Public-Owned, Cost Basis, $/MWh)
Installed Capital Cost Trajectory | 2017 | 2018 | 2019 | 2020 | 2021 | 2022 | Installed Capital Cost Trajectory | 2017 | 2018 | 2019 | 2020 | 2021 | 2022
Low | 294.964 | 240.2977 | 189.0605 | 140.9332 | 96.5133 | 55.041 | Low | 325.6763 | 285.8469 | 248.9197 | 212.7299 | 186.2601 | 157.8284
Base | 367.5158 | 317.0716 | 268.8401 | 222.6759 | 179.3419 | 138.2496 | Base | 408.2766 | 370.0855 | 334.0222 | 296.9218 | 271.4506 | 242.3757
High | 395.8167 | 395.8167 | 374.8305 | 333.2408 | 293.5562 | 255.3097 | High | 452.7397 | 452.7397 | 452.7397 | 418.6073 | 395.0685 | 365.9506
Medium Cost Rooftop Solar (<=25 kW) (SREC-III BAU, 10-Year, Public-Owned, Cost Basis, $/MWh) | [6 empty] | Rooftop Solar (500 kW) (SREC-III BAU, 10-Year, Public-Owned, Cost Basis, $/MWh)
Installed Capital Cost Trajectory | 2017 | 2018 | 2019 | 2020 | 2021 | 2022 | Installed Capital Cost Trajectory | 2017 | 2018 | 2019 | 2020 | 2021 | 2022
Low | 192.9897 | 146.2978 | 102.2012 | 60.4505 | 21.704 | 0 | Low | 205.6957 | 169.7076 | 136.0281 | 104.3904 | 79.4679 | 52.7975
Base | 271.8021 | 228.8626 | 187.5221 | 147.6911 | 110.1769 | 74.436 | Base | 271.3394 | 236.6888 | 203.6692 | 171.2609 | 147.0649 | 119.7828
High | 352.4313 | 315.1216 | 278.4281 | 242.3942 | 207.9278 | 174.5776 | High | 369.6122 | 336.9138 | 305.1888 | 272.1364 | 249.5442 | 222.1673
Low Cost Rooftop Solar (<=25 kW) (SREC-III BAU, 10-Year, Public-Owned, Cost Basis, $/MWh) | [6 empty] | Rooftop Solar (1 MW) (SREC-III BAU, 10-Year, Public-Owned, Cost Basis, $/MWh)
Installed Capital Cost Trajectory | 2017 | 2018 | 2019 | 2020 | 2021 | 2022 | Installed Capital Cost Trajectory | 2017 | 2018 | 2019 | 2020 | 2021 | 2022
Low | 128.6035 | 90.4877 | 54.1319 | 19.3581 | -2.942e-15 | 0 | Low | 172.9064 | 142.0459 | 112.7848 | 85.1871 | 63.1062 | 39.297
Base | 176.087 | 140.6548 | 106.2187 | 72.7208 | 41.0251 | 10.6211 | Base | 232.4988 | 203.0362 | 174.6046 | 146.5277 | 125.3666 | 101.2537
High | 243.7571 | 212.7805 | 182.0242 | 151.5609 | 122.3153 | 93.86 | High | 321.5538 | 294.1389 | 267.1753 | 238.8074 | 219.4279 | 195.603
High Cost Rooftop Solar (<=25 kW) (SREC-III BAU, 10-Year, Third Party-Owned, Fair Market Value, $/MWh) | [6 empty] | Rooftop Solar (100 kW) (SREC-III BAU, 10-Year, Third Party-Owned, Fair Market Value, $/MWh)
Installed Capital Cost Trajectory | 2017 | 2018 | 2019 | 2020 | 2021 | 2022 | Installed Capital Cost Trajectory | 2017 | 2018 | 2019 | 2020 | 2021 | 2022
Low | Not Executed | Not Executed | Not Executed | Not Executed | Not Executed | Not Executed | Low | Not Executed | Not Executed | Not Executed | Not Executed | Not Executed | Not Executed
Base | 390.167 | 362.3889 | 335.5319 | 337.2925 | 323.5489 | 342.446 | Base | 322.9146 | 305.3512 | 288.3267 | 287.2192 | 279.4393 | 297.1315
High | Not Executed | Not Executed | Not Executed | Not Executed | Not Executed | Not Executed | High | Not Executed | Not Executed | Not Executed | Not Executed | Not Executed | Not Executed
Medium Cost Rooftop Solar (<=25 kW) (SREC-III BAU, 10-Year, Third Party-Owned, Fair Market Value, $/MWh) | [6 empty] | Rooftop Solar (500 kW) (SREC-III BAU, 10-Year, Third Party-Owned, Fair Market Value, $/MWh)
Installed Capital Cost Trajectory | 2017 | 2018 | 2019 | 2020 | 2021 | 2022 | Installed Capital Cost Trajectory | 2017 | 2018 | 2019 | 2020 | 2021 | 2022
Low | Not Executed | Not Executed | Not Executed | Not Executed | Not Executed | Not Executed | Low | Not Executed | Not Executed | Not Executed | Not Executed | Not Executed | Not Executed
Base | 320.7119 | 297.6997 | 275.2281 | 275.8266 | 263.9595 | 278.6503 | Base | 181.6435 | 165.7479 | 150.0709 | 144.844 | 136.0477 | 146.0123
High | Not Executed | Not Executed | Not Executed | Not Executed | Not Executed | Not Executed | High | Not Executed | Not Executed | Not Executed | Not Executed | Not Executed | Not Executed
Low Cost Rooftop Solar (<=25 kW) (SREC-III BAU, 10-Year, Third Party-Owned, Fair Market Value, $/MWh) | [6 empty] | Rooftop Solar (1 MW) (SREC-III BAU, 10-Year, Third Party-Owned, Fair Market Value, $/MWh)
Installed Capital Cost Trajectory | 2017 | 2018 | 2019 | 2020 | 2021 | 2022 | Installed Capital Cost Trajectory | 2017 | 2018 | 2019 | 2020 | 2021 | 2022
Low | Not Executed | Not Executed | Not Executed | Not Executed | Not Executed | Not Executed | Low | Not Executed | Not Executed | Not Executed | Not Executed | Not Executed | Not Executed
Base | 251.2551 | 232.9906 | 214.9459 | 214.3606 | 204.3488 | 214.8741 | Base | 159.9637 | 146.675 | 133.3276 | 128.9258 | 121.3941 | 130.5407
High | Not Executed | Not Executed | Not Executed | Not Executed | Not Executed | Not Executed | High | Not Executed | Not Executed | Not Executed | Not Executed | Not Executed | Not Executed
High Cost Rooftop Solar (<=25 kW) (SREC-III BAU, 10-Year, Host-Owned, Fair Market Value, $/MWh) | [6 empty] | Rooftop Solar (100 kW) (SREC-III BAU, 10-Year, Host-Owned, Fair Market Value, $/MWh)
Installed Capital Cost Trajectory | 2017 | 2018 | 2019 | 2020 | 2021 | 2022 | Installed Capital Cost Trajectory | 2017 | 2018 | 2019 | 2020 | 2021 | 2022
Low | Not Executed | Not Executed | Not Executed | Not Executed | Not Executed | Not Executed | Low | Not Executed | Not Executed | Not Executed | Not Executed | Not Executed | Not Executed
Base | Not Executed | Not Executed | Not Executed | Not Executed | Not Executed | Not Executed | Base | Not Executed | Not Executed | Not Executed | Not Executed | Not Executed | Not Executed
High | Not Executed | Not Executed | Not Executed | Not Executed | Not Executed | Not Executed | High | Not Executed | Not Executed | Not Executed | Not Executed | Not Executed | Not Executed
Medium Cost Rooftop Solar (<=25 kW) (SREC-III BAU, 10-Year, Host-Owned, Fair Market Value, $/MWh) | [6 empty] | Rooftop Solar (500 kW) (SREC-III BAU, 10-Year, Host-Owned, Fair Market Value, $/MWh)
Installed Capital Cost Trajectory | 2017 | 2018 | 2019 | 2020 | 2021 | 2022 | Installed Capital Cost Trajectory | 2017 | 2018 | 2019 | 2020 | 2021 | 2022
Low | Not Executed | Not Executed | Not Executed | Not Executed | Not Executed | Not Executed | Low | Not Executed | Not Executed | Not Executed | Not Executed | Not Executed | Not Executed
Base | Not Executed | Not Executed | Not Executed | Not Executed | Not Executed | Not Executed | Base | Not Executed | Not Executed | Not Executed | Not Executed | Not Executed | Not Executed
High | Not Executed | Not Executed | Not Executed | Not Executed | Not Executed | Not Executed | High | Not Executed | Not Executed | Not Executed | Not Executed | Not Executed | Not Executed
Low Cost Rooftop Solar (<=25 kW) (SREC-III BAU, 10-Year, Host-Owned, Fair Market Value, $/MWh) | [6 empty] | Rooftop Solar (1 MW) (SREC-III BAU, 10-Year, Host-Owned, Fair Market Value, $/MWh)
Installed Capital Cost Trajectory | 2017 | 2018 | 2019 | 2020 | 2021 | 2022 | Installed Capital Cost Trajectory | 2017 | 2018 | 2019 | 2020 | 2021 | 2022
Low | Not Executed | Not Executed | Not Executed | Not Executed | Not Executed | Not Executed | Low | Not Executed | Not Executed | Not Executed | Not Executed | Not Executed | Not Executed
Base | Not Executed | Not Executed | Not Executed | Not Executed | Not Executed | Not Executed | Base | Not Executed | Not Executed | Not Executed | Not Executed | Not Executed | Not Executed
High | Not Executed | Not Executed | Not Executed | Not Executed | Not Executed | Not Executed | High | Not Executed | Not Executed | Not Executed | Not Executed | Not Executed | Not Executed
High Cost Rooftop Solar (<=25 kW) (SREC-III BAU, 10-Year, Public-Owned, Fair Market Value, $/MWh) | [6 empty] | Rooftop Solar (100 kW) (SREC-III BAU, 10-Year, Public-Owned, Fair Market Value, $/MWh)
Installed Capital Cost Trajectory | 2017 | 2018 | 2019 | 2020 | 2021 | 2022 | Installed Capital Cost Trajectory | 2017 | 2018 | 2019 | 2020 | 2021 | 2022
Low | Not Executed | Not Executed | Not Executed | Not Executed | Not Executed | Not Executed | Low | Not Executed | Not Executed | Not Executed | Not Executed | Not Executed | Not Executed
Base | Not Executed | Not Executed | Not Executed | Not Executed | Not Executed | Not Executed | Base | Not Executed | Not Executed | Not Executed | Not Executed | Not Executed | Not Executed
High | Not Executed | Not Executed | Not Executed | Not Executed | Not Executed | Not Executed | High | Not Executed | Not Executed | Not Executed | Not Executed | Not Executed | Not Executed
Medium Cost Rooftop Solar (<=25 kW) (SREC-III BAU, 10-Year, Public-Owned, Fair Market Value, $/MWh) | [6 empty] | Rooftop Solar (500 kW) (SREC-III BAU, 10-Year, Public-Owned, Fair Market Value, $/MWh)
Installed Capital Cost Trajectory | 2017 | 2018 | 2019 | 2020 | 2021 | 2022 | Installed Capital Cost Trajectory | 2017 | 2018 | 2019 | 2020 | 2021 | 2022
Low | Not Executed | Not Executed | Not Executed | Not Executed | Not Executed | Not Executed | Low | Not Executed | Not Executed | Not Executed | Not Executed | Not Executed | Not Executed
Base | Not Executed | Not Executed | Not Executed | Not Executed | Not Executed | Not Executed | Base | Not Executed | Not Executed | Not Executed | Not Executed | Not Executed | Not Executed
High | Not Executed | Not Executed | Not Executed | Not Executed | Not Executed | Not Executed | High | Not Executed | Not Executed | Not Executed | Not Executed | Not Executed | Not Executed
Low Cost Rooftop Solar (<=25 kW) (SREC-III BAU, 10-Year, Public-Owned, Fair Market Value, $/MWh) | [6 empty] | Rooftop Solar (1 MW) (SREC-III BAU, 10-Year, Public-Owned, Fair Market Value, $/MWh)
Installed Capital Cost Trajectory | 2017 | 2018 | 2019 | 2020 | 2021 | 2022 | Installed Capital Cost Trajectory | 2017 | 2018 | 2019 | 2020 | 2021 | 2022
Low | Not Executed | Not Executed | Not Executed | Not Executed | Not Executed | Not Executed | Low | Not Executed | Not Executed | Not Executed | Not Executed | Not Executed | Not Executed
Base | Not Executed | Not Executed | Not Executed | Not Executed | Not Executed | Not Executed | Base | Not Executed | Not Executed | Not Executed | Not Executed | Not Executed | Not Executed
High | Not Executed | Not Executed | Not Executed | Not Executed | Not Executed | Not Executed | High | Not Executed | Not Executed | Not Executed | Not Executed | Not Executed | Not Executed
Hybrid CB/SO & DBI | [6 empty] | Hybrid CB/SO & DBI
High Cost Rooftop Solar (<=25 kW) (Hybrid CB/SO & DBI, 10-Year, Third Party-Owned, Cost Basis, $/MWh) | [6 empty] | Rooftop Solar (100 kW) (Hybrid CB/SO & DBI, 10-Year, Third Party-Owned, Cost Basis, $/MWh)
Installed Capital Cost Trajectory | 2017 | 2018 | 2019 | 2020 | 2021 | 2022 | Installed Capital Cost Trajectory | 2017 | 2018 | 2019 | 2020 | 2021 | 2022
Low | 258.5 | 231.8333 | 206.3889 | 204.2778 | 192.0556 | 197.3889 | Low | 240.6111 | 222.6111 | 205.6111 | 203.1667 | 193.8333 | 193.9444
Base | 346.7222 | 322.6111 | 299.0556 | 298.5 | 290.8333 | 316.0556 | Base | 329.2778 | 311.1667 | 293.8333 | 293.5 | 285.3889 | 289.6111
High | 466.6111 | 445.3889 | 424.5 | 437.3889 | 434.9444 | 462.8333 | High | 410.8333 | 395.9444 | 381.3889 | 388.2778 | 383.9444 | 395.8333
Medium Cost Rooftop Solar (<=25 kW) (Hybrid CB/SO & DBI, 10-Year, Third Party-Owned, Cost Basis, $/MWh) | [6 empty] | Rooftop Solar (500 kW) (Hybrid CB/SO & DBI, 10-Year, Third Party-Owned, Cost Basis, $/MWh)
Installed Capital Cost Trajectory | 2017 | 2018 | 2019 | 2020 | 2021 | 2022 | Installed Capital Cost Trajectory | 2017 | 2018 | 2019 | 2020 | 2021 | 2022
Low | 207.1667 | 184.8333 | 163.3889 | 160.6111 | 149.8333 | 153.3889 | Low | 126.5 | 109.7222 | 93.7222 | 88.7222 | 78.8333 | 76.9444
Base | 284.8333 | 264.6111 | 244.8333 | 243.6111 | 236.7222 | 256.6111 | Base | 188.6111 | 171.7222 | 155.3889 | 151.8333 | 143.0556 | 144.3889
High | 386.8333 | 369.2778 | 351.6111 | 361.5 | 358.9444 | 381.1667 | High | 243.6111 | 229.3889 | 215.2778 | 217.7222 | 212.0556 | 219.3889
Low Cost Rooftop Solar (<=25 kW) (Hybrid CB/SO & DBI, 10-Year, Third Party-Owned, Cost Basis, $/MWh) | [6 empty] | Rooftop Solar (1 MW) (Hybrid CB/SO & DBI, 10-Year, Third Party-Owned, Cost Basis, $/MWh)
Installed Capital Cost Trajectory | 2017 | 2018 | 2019 | 2020 | 2021 | 2022 | Installed Capital Cost Trajectory | 2017 | 2018 | 2019 | 2020 | 2021 | 2022
Low | 155.8333 | 137.8333 | 120.3889 | 116.9444 | 107.7222 | 109.5 | Low | 109.5 | 95.2778 | 81.3889 | 76.9444 | 68.2778 | 66.6111
Base | 222.8333 | 206.7222 | 190.7222 | 188.7222 | 182.6111 | 197.1667 | Base | 165.8333 | 151.7222 | 137.7222 | 134.9444 | 127.3889 | 128.8333
High | 307.1667 | 293.0556 | 278.7222 | 285.5 | 282.9444 | 299.5 | High | 216.2778 | 204.6111 | 192.8333 | 195.5 | 191.0556 | 197.9444
High Cost Rooftop Solar (<=25 kW) (Hybrid CB/SO & DBI, 10-Year, Host-Owned, Cost Basis, $/MWh) | [6 empty] | Rooftop Solar (100 kW) (Hybrid CB/SO & DBI, 10-Year, Host-Owned, Cost Basis, $/MWh)
Installed Capital Cost Trajectory | 2017 | 2018 | 2019 | 2020 | 2021 | 2022 | Installed Capital Cost Trajectory | 2017 | 2018 | 2019 | 2020 | 2021 | 2022
Low | 250.3889 | 214.6111 | 181.1667 | 162.5 | 141.9444 | 139.6111 | Low | 199.7222 | 184.2778 | 169.2778 | 169.1667 | 161.0556 | 157.9444
Base | 342.8333 | 310.2778 | 279.1667 | 264.8333 | 248.0556 | 253.8333 | Base | 290.7222 | 275.5 | 260.3889 | 263.6111 | 257.1667 | 257.0556
High | 438.0556 | 410.1667 | 382.8333 | 374.6111 | 363.8333 | 380.8333 | High | 392.3889 | 378.6111 | 364.6111 | 371.8333 | 368.1667 | 373.5
Medium Cost Rooftop Solar (<=25 kW) (Hybrid CB/SO & DBI, 10-Year, Host-Owned, Cost Basis, $/MWh) | [6 empty] | Rooftop Solar (500 kW) (Hybrid CB/SO & DBI, 10-Year, Host-Owned, Cost Basis, $/MWh)
Installed Capital Cost Trajectory | 2017 | 2018 | 2019 | 2020 | 2021 | 2022 | Installed Capital Cost Trajectory | 2017 | 2018 | 2019 | 2020 | 2021 | 2022
Low | 192.5 | 162.5 | 134.2778 | 117.8333 | 99.8333 | 96.8333 | Low | 98.5 | 85.2778 | 71.9444 | 68.8333 | 61.1667 | 56.2778
Base | 274.3889 | 247.1667 | 220.9444 | 208.1667 | 193.6111 | 197.3889 | Base | 161.8333 | 148.6111 | 135.1667 | 134.6111 | 128.0556 | 125.0556
High | 357.6111 | 334.2778 | 311.2778 | 303.7222 | 294.1667 | 307.1667 | High | 234.3889 | 222.0556 | 209.3889 | 212.0556 | 207.7222 | 208.3889
Low Cost Rooftop Solar (<=25 kW) (Hybrid CB/SO & DBI, 10-Year, Host-Owned, Cost Basis, $/MWh) | [6 empty] | Rooftop Solar (1 MW) (Hybrid CB/SO & DBI, 10-Year, Host-Owned, Cost Basis, $/MWh)
Installed Capital Cost Trajectory | 2017 | 2018 | 2019 | 2020 | 2021 | 2022 | Installed Capital Cost Trajectory | 2017 | 2018 | 2019 | 2020 | 2021 | 2022
Low | 134.6111 | 110.3889 | 87.2778 | 73.0556 | 57.8333 | 54.0556 | Low | 83.9444 | 72.7222 | 61.1667 | 58.1667 | 51.2778 | 46.9444
Base | 205.9444 | 184.0556 | 162.7222 | 151.6111 | 139.1667 | 140.8333 | Base | 141.5 | 130.3889 | 118.9444 | 118.6111 | 112.9444 | 110.5
High | 277.1667 | 258.3889 | 239.7222 | 232.8333 | 224.3889 | 233.6111 | High | 206.8333 | 196.9444 | 186.3889 | 189.2778 | 185.9444 | 186.9444
High Cost Rooftop Solar (<=25 kW) (Hybrid CB/SO & DBI, 10-Year, Public-Owned, Cost Basis, $/MWh) | [6 empty] | Rooftop Solar (100 kW) (Hybrid CB/SO & DBI, 10-Year, Public-Owned, Cost Basis, $/MWh)
Installed Capital Cost Trajectory | 2017 | 2018 | 2019 | 2020 | 2021 | 2022 | Installed Capital Cost Trajectory | 2017 | 2018 | 2019 | 2020 | 2021 | 2022
Low | 228.6111 | 186.2778 | 146.5 | 109.2778 | 74.8333 | 42.7222 | Low | 257.8333 | 226.2778 | 197.0556 | 168.7222 | 147.7222 | 125.1667
Base | 284.8333 | 245.7222 | 208.3889 | 172.6111 | 139.0556 | 107.1667 | Base | 323.7222 | 293.3889 | 264.8333 | 235.8333 | 215.6111 | 192.5
High | 357.3889 | 323.6111 | 290.5 | 258.2778 | 227.5 | 197.9444 | High | 418.3889 | 389.8333 | 362.5 | 332.9444 | 314.2778 | 291.0556
Medium Cost Rooftop Solar (<=25 kW) (Hybrid CB/SO & DBI, 10-Year, Public-Owned, Cost Basis, $/MWh) | [6 empty] | Rooftop Solar (500 kW) (Hybrid CB/SO & DBI, 10-Year, Public-Owned, Cost Basis, $/MWh)
Installed Capital Cost Trajectory | 2017 | 2018 | 2019 | 2020 | 2021 | 2022 | Installed Capital Cost Trajectory | 2017 | 2018 | 2019 | 2020 | 2021 | 2022
Low | 149.6111 | 113.3889 | 79.2778 | 46.8333 | 16.8333 | 0 | Low | 162.8333 | 134.3889 | 107.7222 | 82.7222 | 63.0556 | 41.8333
Base | 210.7222 | 177.3889 | 145.3889 | 114.5 | 85.3889 | 57.7222 | Base | 215.1667 | 187.6111 | 161.5 | 136.0556 | 116.8333 | 95.1667
High | 273.1667 | 244.2778 | 215.8333 | 187.9444 | 161.1667 | 135.2778 | High | 293.5 | 267.5 | 242.3889 | 216.5 | 198.5 | 176.7222
Low Cost Rooftop Solar (<=25 kW) (Hybrid CB/SO & DBI, 10-Year, Public-Owned, Cost Basis, $/MWh) | [6 empty] | Rooftop Solar (1 MW) (Hybrid CB/SO & DBI, 10-Year, Public-Owned, Cost Basis, $/MWh)
Installed Capital Cost Trajectory | 2017 | 2018 | 2019 | 2020 | 2021 | 2022 | Installed Capital Cost Trajectory | 2017 | 2018 | 2019 | 2020 | 2021 | 2022
Low | 99.7222 | 70.1667 | 41.9444 | 15.0556 | 0 | 0 | Low | 136.8333 | 112.5 | 89.2778 | 67.5 | 50.0556 | 31.1667
Base | 136.5 | 109.0556 | 82.2778 | 56.3889 | 31.8333 | 8.2778 | Base | 184.3889 | 160.9444 | 138.3889 | 116.3889 | 99.5 | 80.3889
High | 188.9444 | 164.9444 | 141.0556 | 117.5 | 94.8333 | 72.7222 | High | 255.3889 | 233.6111 | 212.1667 | 189.9444 | 174.5 | 155.6111
High Cost Rooftop Solar (<=25 kW) (Hybrid CB/SO & DBI, 10-Year, Third Party-Owned, Fair Market Value, $/MWh) | [6 empty] | Rooftop Solar (100 kW) (Hybrid CB/SO & DBI, 10-Year, Third Party-Owned, Fair Market Value, $/MWh)
Installed Capital Cost Trajectory | 2017 | 2018 | 2019 | 2020 | 2021 | 2022 | Installed Capital Cost Trajectory | 2017 | 2018 | 2019 | 2020 | 2021 | 2022
Low | Not Executed | Not Executed | Not Executed | Not Executed | Not Executed | Not Executed | Low | Not Executed | Not Executed | Not Executed | Not Executed | Not Executed | Not Executed
Base | 313.1667 | 290.1667 | 267.9444 | 269.0556 | 257.2778 | 270.5 | Base | 272.2778 | 257.6111 | 243.5 | 241.6111 | 234.6111 | 246.9444
High | Not Executed | Not Executed | Not Executed | Not Executed | Not Executed | Not Executed | High | Not Executed | Not Executed | Not Executed | Not Executed | Not Executed | Not Executed
Medium Cost Rooftop Solar (<=25 kW) (Hybrid CB/SO & DBI, 10-Year, Third Party-Owned, Fair Market Value, $/MWh) | [6 empty] | Rooftop Solar (500 kW) (Hybrid CB/SO & DBI, 10-Year, Third Party-Owned, Fair Market Value, $/MWh)
Installed Capital Cost Trajectory | 2017 | 2018 | 2019 | 2020 | 2021 | 2022 | Installed Capital Cost Trajectory | 2017 | 2018 | 2019 | 2020 | 2021 | 2022
Low | Not Executed | Not Executed | Not Executed | Not Executed | Not Executed | Not Executed | Low | Not Executed | Not Executed | Not Executed | Not Executed | Not Executed | Not Executed
Base | 257.6111 | 238.3889 | 219.7222 | 219.9444 | 209.7222 | 219.8333 | Base | 148.2778 | 134.5 | 120.9444 | 116.0556 | 108.0556 | 115.1667
High | Not Executed | Not Executed | Not Executed | Not Executed | Not Executed | Not Executed | High | Not Executed | Not Executed | Not Executed | Not Executed | Not Executed | Not Executed
Low Cost Rooftop Solar (<=25 kW) (Hybrid CB/SO & DBI, 10-Year, Third Party-Owned, Fair Market Value, $/MWh) | [6 empty] | Rooftop Solar (1 MW) (Hybrid CB/SO & DBI, 10-Year, Third Party-Owned, Fair Market Value, $/MWh)
Installed Capital Cost Trajectory | 2017 | 2018 | 2019 | 2020 | 2021 | 2022 | Installed Capital Cost Trajectory | 2017 | 2018 | 2019 | 2020 | 2021 | 2022
Low | Not Executed | Not Executed | Not Executed | Not Executed | Not Executed | Not Executed | Low | Not Executed | Not Executed | Not Executed | Not Executed | Not Executed | Not Executed
Base | 201.9444 | 186.7222 | 171.6111 | 170.8333 | 162.0556 | 169.1667 | Base | 130.6111 | 118.9444 | 107.2778 | 103.0556 | 96.1667 | 102.7222
High | Not Executed | Not Executed | Not Executed | Not Executed | Not Executed | Not Executed | High | Not Executed | Not Executed | Not Executed | Not Executed | Not Executed | Not Executed
High Cost Rooftop Solar (<=25 kW) (Hybrid CB/SO & DBI, 10-Year, Host-Owned, Fair Market Value, $/MWh) | [6 empty] | Rooftop Solar (100 kW) (Hybrid CB/SO & DBI, 10-Year, Host-Owned, Fair Market Value, $/MWh)
Installed Capital Cost Trajectory | 2017 | 2018 | 2019 | 2020 | 2021 | 2022 | Installed Capital Cost Trajectory | 2017 | 2018 | 2019 | 2020 | 2021 | 2022
Low | Not Executed | Not Executed | Not Executed | Not Executed | Not Executed | Not Executed | Low | Not Executed | Not Executed | Not Executed | Not Executed | Not Executed | Not Executed
Base | Not Executed | Not Executed | Not Executed | Not Executed | Not Executed | Not Executed | Base | Not Executed | Not Executed | Not Executed | Not Executed | Not Executed | Not Executed
High | Not Executed | Not Executed | Not Executed | Not Executed | Not Executed | Not Executed | High | Not Executed | Not Executed | Not Executed | Not Executed | Not Executed | Not Executed
Medium Cost Rooftop Solar (<=25 kW) (Hybrid CB/SO & DBI, 10-Year, Host-Owned, Fair Market Value, $/MWh) | [6 empty] | Rooftop Solar (500 kW) (Hybrid CB/SO & DBI, 10-Year, Host-Owned, Fair Market Value, $/MWh)
Installed Capital Cost Trajectory | 2017 | 2018 | 2019 | 2020 | 2021 | 2022 | Installed Capital Cost Trajectory | 2017 | 2018 | 2019 | 2020 | 2021 | 2022
Low | Not Executed | Not Executed | Not Executed | Not Executed | Not Executed | Not Executed | Low | Not Executed | Not Executed | Not Executed | Not Executed | Not Executed | Not Executed
Base | Not Executed | Not Executed | Not Executed | Not Executed | Not Executed | Not Executed | Base | Not Executed | Not Executed | Not Executed | Not Executed | Not Executed | Not Executed
High | Not Executed | Not Executed | Not Executed | Not Executed | Not Executed | Not Executed | High | Not Executed | Not Executed | Not Executed | Not Executed | Not Executed | Not Executed
Low Cost Rooftop Solar (<=25 kW) (Hybrid CB/SO & DBI, 10-Year, Host-Owned, Fair Market Value, $/MWh) | [6 empty] | Rooftop Solar (1 MW) (Hybrid CB/SO & DBI, 10-Year, Host-Owned, Fair Market Value, $/MWh)
Installed Capital Cost Trajectory | 2017 | 2018 | 2019 | 2020 | 2021 | 2022 | Installed Capital Cost Trajectory | 2017 | 2018 | 2019 | 2020 | 2021 | 2022
Low | Not Executed | Not Executed | Not Executed | Not Executed | Not Executed | Not Executed | Low | Not Executed | Not Executed | Not Executed | Not Executed | Not Executed | Not Executed
Base | Not Executed | Not Executed | Not Executed | Not Executed | Not Executed | Not Executed | Base | Not Executed | Not Executed | Not Executed | Not Executed | Not Executed | Not Executed
High | Not Executed | Not Executed | Not Executed | Not Executed | Not Executed | Not Executed | High | Not Executed | Not Executed | Not Executed | Not Executed | Not Executed | Not Executed
High Cost Rooftop Solar (<=25 kW) (Hybrid CB/SO & DBI, 10-Year, Public-Owned, Fair Market Value, $/MWh) | [6 empty] | Rooftop Solar (100 kW) (Hybrid CB/SO & DBI, 10-Year, Public-Owned, Fair Market Value, $/MWh)
Installed Capital Cost Trajectory | 2017 | 2018 | 2019 | 2020 | 2021 | 2022 | Installed Capital Cost Trajectory | 2017 | 2018 | 2019 | 2020 | 2021 | 2022
Low | Not Executed | Not Executed | Not Executed | Not Executed | Not Executed | Not Executed | Low | Not Executed | Not Executed | Not Executed | Not Executed | Not Executed | Not Executed
Base | Not Executed | Not Executed | Not Executed | Not Executed | Not Executed | Not Executed | Base | Not Executed | Not Executed | Not Executed | Not Executed | Not Executed | Not Executed
High | Not Executed | Not Executed | Not Executed | Not Executed | Not Executed | Not Executed | High | Not Executed | Not Executed | Not Executed | Not Executed | Not Executed | Not Executed
Medium Cost Rooftop Solar (<=25 kW) (Hybrid CB/SO & DBI, 10-Year, Public-Owned, Fair Market Value, $/MWh) | [6 empty] | Rooftop Solar (500 kW) (Hybrid CB/SO & DBI, 10-Year, Public-Owned, Fair Market Value, $/MWh)
Installed Capital Cost Trajectory | 2017 | 2018 | 2019 | 2020 | 2021 | 2022 | Installed Capital Cost Trajectory | 2017 | 2018 | 2019 | 2020 | 2021 | 2022
Low | Not Executed | Not Executed | Not Executed | Not Executed | Not Executed | Not Executed | Low | Not Executed | Not Executed | Not Executed | Not Executed | Not Executed | Not Executed
Base | Not Executed | Not Executed | Not Executed | Not Executed | Not Executed | Not Executed | Base | Not Executed | Not Executed | Not Executed | Not Executed | Not Executed | Not Executed
High | Not Executed | Not Executed | Not Executed | Not Executed | Not Executed | Not Executed | High | Not Executed | Not Executed | Not Executed | Not Executed | Not Executed | Not Executed
Low Cost Rooftop Solar (<=25 kW) (Hybrid CB/SO & DBI, 10-Year, Public-Owned, Fair Market Value, $/MWh) | [6 empty] | Rooftop Solar (1 MW) (Hybrid CB/SO & DBI, 10-Year, Public-Owned, Fair Market Value, $/MWh)
Installed Capital Cost Trajectory | 2017 | 2018 | 2019 | 2020 | 2021 | 2022 | Installed Capital Cost Trajectory | 2017 | 2018 | 2019 | 2020 | 2021 | 2022
Low | Not Executed | Not Executed | Not Executed | Not Executed | Not Executed | Not Executed | Low | Not Executed | Not Executed | Not Executed | Not Executed | Not Executed | Not Executed
Base | Not Executed | Not Executed | Not Executed | Not Executed | Not Executed | Not Executed | Base | Not Executed | Not Executed | Not Executed | Not Executed | Not Executed | Not Executed
High | Not Executed | Not Executed | Not Executed | Not Executed | Not Executed | Not Executed | High | Not Executed | Not Executed | Not Executed | Not Executed | Not Executed | Not Executed
High Cost Rooftop Solar (<=25 kW) (Hybrid CB/SO & DBI, 20-Year, Third Party-Owned, Cost Basis, $/MWh) | [6 empty] | Rooftop Solar (100 kW) (Hybrid CB/SO & DBI, 20-Year, Third Party-Owned, Cost Basis, $/MWh)
Installed Capital Cost Trajectory | 2017 | 2018 | 2019 | 2020 | 2021 | 2022 | Installed Capital Cost Trajectory | 2017 | 2018 | 2019 | 2020 | 2021 | 2022
Low | 258.5 | 231.8333 | 206.3889 | 204.2778 | 192.0556 | 197.3889 | Low | 240.6111 | 222.6111 | 205.6111 | 203.1667 | 193.8333 | 193.9444
Base | 346.7222 | 322.6111 | 299.0556 | 298.5 | 290.8333 | 316.0556 | Base | 329.2778 | 311.1667 | 293.8333 | 293.5 | 285.3889 | 289.6111
High | 466.6111 | 445.3889 | 424.5 | 437.3889 | 434.9444 | 462.8333 | High | 410.8333 | 395.9444 | 381.3889 | 388.2778 | 383.9444 | 395.8333
Medium Cost Rooftop Solar (<=25 kW) (Hybrid CB/SO & DBI, 20-Year, Third Party-Owned, Cost Basis, $/MWh) | [6 empty] | Rooftop Solar (500 kW) (Hybrid CB/SO & DBI, 20-Year, Third Party-Owned, Cost Basis, $/MWh)
Installed Capital Cost Trajectory | 2017 | 2018 | 2019 | 2020 | 2021 | 2022 | Installed Capital Cost Trajectory | 2017 | 2018 | 2019 | 2020 | 2021 | 2022
Low | 207.1667 | 184.8333 | 163.3889 | 160.6111 | 149.8333 | 153.3889 | Low | 126.5 | 109.7222 | 93.7222 | 88.7222 | 78.8333 | 76.9444
Base | 284.8333 | 264.6111 | 244.8333 | 243.6111 | 236.7222 | 256.6111 | Base | 188.6111 | 171.7222 | 155.3889 | 151.8333 | 143.0556 | 144.3889
High | 386.8333 | 369.2778 | 351.6111 | 361.5 | 358.9444 | 381.1667 | High | 243.6111 | 229.3889 | 215.2778 | 217.7222 | 212.0556 | 219.3889
Low Cost Rooftop Solar (<=25 kW) (Hybrid CB/SO & DBI, 20-Year, Third Party-Owned, Cost Basis, $/MWh) | [6 empty] | Rooftop Solar (1 MW) (Hybrid CB/SO & DBI, 20-Year, Third Party-Owned, Cost Basis, $/MWh)
Installed Capital Cost Trajectory | 2017 | 2018 | 2019 | 2020 | 2021 | 2022 | Installed Capital Cost Trajectory | 2017 | 2018 | 2019 | 2020 | 2021 | 2022
Low | 155.8333 | 137.8333 | 120.3889 | 116.9444 | 107.7222 | 109.5 | Low | 109.5 | 95.2778 | 81.3889 | 76.9444 | 68.2778 | 66.6111
Base | 222.8333 | 206.7222 | 190.7222 | 188.7222 | 182.6111 | 197.1667 | Base | 165.8333 | 151.7222 | 137.7222 | 134.9444 | 127.3889 | 128.8333
High | 307.1667 | 293.0556 | 278.7222 | 285.5 | 282.9444 | 299.5 | High | 216.2778 | 204.6111 | 192.8333 | 195.5 | 191.0556 | 197.9444
High Cost Rooftop Solar (<=25 kW) (Hybrid CB/SO & DBI, 20-Year, Host-Owned, Cost Basis, $/MWh) | [6 empty] | Rooftop Solar (100 kW) (Hybrid CB/SO & DBI, 20-Year, Host-Owned, Cost Basis, $/MWh)
Installed Capital Cost Trajectory | 2017 | 2018 | 2019 | 2020 | 2021 | 2022 | Installed Capital Cost Trajectory | 2017 | 2018 | 2019 | 2020 | 2021 | 2022
Low | 250.3889 | 214.6111 | 181.1667 | 162.5 | 141.9444 | 139.6111 | Low | 199.7222 | 184.2778 | 169.2778 | 169.1667 | 161.0556 | 157.9444
Base | 342.8333 | 310.2778 | 279.1667 | 264.8333 | 248.0556 | 253.8333 | Base | 290.7222 | 275.5 | 260.3889 | 263.6111 | 257.1667 | 257.0556
High | 438.0556 | 410.1667 | 382.8333 | 374.6111 | 363.8333 | 380.8333 | High | 392.3889 | 378.6111 | 364.6111 | 371.8333 | 368.1667 | 373.5
Medium Cost Rooftop Solar (<=25 kW) (Hybrid CB/SO & DBI, 20-Year, Host-Owned, Cost Basis, $/MWh) | [6 empty] | Rooftop Solar (500 kW) (Hybrid CB/SO & DBI, 20-Year, Host-Owned, Cost Basis, $/MWh)
Installed Capital Cost Trajectory | 2017 | 2018 | 2019 | 2020 | 2021 | 2022 | Installed Capital Cost Trajectory | 2017 | 2018 | 2019 | 2020 | 2021 | 2022
Low | 192.5 | 162.5 | 134.2778 | 117.8333 | 99.8333 | 96.8333 | Low | 98.5 | 85.2778 | 71.9444 | 68.8333 | 61.1667 | 56.2778
Base | 274.3889 | 247.1667 | 220.9444 | 208.1667 | 193.6111 | 197.3889 | Base | 161.8333 | 148.6111 | 135.1667 | 134.6111 | 128.0556 | 125.0556
High | 357.6111 | 334.2778 | 311.2778 | 303.7222 | 294.1667 | 307.1667 | High | 234.3889 | 222.0556 | 209.3889 | 212.0556 | 207.7222 | 208.3889
Low Cost Rooftop Solar (<=25 kW) (Hybrid CB/SO & DBI, 20-Year, Host-Owned, Cost Basis, $/MWh) | [6 empty] | Rooftop Solar (1 MW) (Hybrid CB/SO & DBI, 20-Year, Host-Owned, Cost Basis, $/MWh)
Installed Capital Cost Trajectory | 2017 | 2018 | 2019 | 2020 | 2021 | 2022 | Installed Capital Cost Trajectory | 2017 | 2018 | 2019 | 2020 | 2021 | 2022
Low | 134.6111 | 110.3889 | 87.2778 | 73.0556 | 57.8333 | 54.0556 | Low | 83.9444 | 72.7222 | 61.1667 | 58.1667 | 51.2778 | 46.9444
Base | 205.9444 | 184.0556 | 162.7222 | 151.6111 | 139.1667 | 140.8333 | Base | 141.5 | 130.3889 | 118.9444 | 118.6111 | 112.9444 | 110.5
High | 277.1667 | 258.3889 | 239.7222 | 232.8333 | 224.3889 | 233.6111 | High | 206.8333 | 196.9444 | 186.3889 | 189.2778 | 185.9444 | 186.9444
High Cost Rooftop Solar (<=25 kW) (Hybrid CB/SO & DBI, 20-Year, Public-Owned, Cost Basis, $/MWh) | [6 empty] | Rooftop Solar (100 kW) (Hybrid CB/SO & DBI, 20-Year, Public-Owned, Cost Basis, $/MWh)
Installed Capital Cost Trajectory | 2017 | 2018 | 2019 | 2020 | 2021 | 2022 | Installed Capital Cost Trajectory | 2017 | 2018 | 2019 | 2020 | 2021 | 2022
Low | 228.6111 | 186.2778 | 146.5 | 109.2778 | 74.8333 | 42.7222 | Low | 257.8333 | 226.2778 | 197.0556 | 168.7222 | 147.7222 | 125.1667
Base | 284.8333 | 245.7222 | 208.3889 | 172.6111 | 139.0556 | 107.1667 | Base | 323.7222 | 293.3889 | 264.8333 | 235.8333 | 215.6111 | 192.5
High | 357.3889 | 323.6111 | 290.5 | 258.2778 | 227.5 | 197.9444 | High | 418.3889 | 389.8333 | 362.5 | 332.9444 | 314.2778 | 291.0556
Medium Cost Rooftop Solar (<=25 kW) (Hybrid CB/SO & DBI, 20-Year, Public-Owned, Cost Basis, $/MWh) | [6 empty] | Rooftop Solar (500 kW) (Hybrid CB/SO & DBI, 20-Year, Public-Owned, Cost Basis, $/MWh)
Installed Capital Cost Trajectory | 2017 | 2018 | 2019 | 2020 | 2021 | 2022 | Installed Capital Cost Trajectory | 2017 | 2018 | 2019 | 2020 | 2021 | 2022
Low | 149.6111 | 113.3889 | 79.2778 | 46.8333 | 16.8333 | 0 | Low | 162.8333 | 134.3889 | 107.7222 | 82.7222 | 63.0556 | 41.8333
Base | 210.7222 | 177.3889 | 145.3889 | 114.5 | 85.3889 | 57.7222 | Base | 215.1667 | 187.6111 | 161.5 | 136.0556 | 116.8333 | 95.1667
High | 273.1667 | 244.2778 | 215.8333 | 187.9444 | 161.1667 | 135.2778 | High | 293.5 | 267.5 | 242.3889 | 216.5 | 198.5 | 176.7222
Low Cost Rooftop Solar (<=25 kW) (Hybrid CB/SO & DBI, 20-Year, Public-Owned, Cost Basis, $/MWh) | [6 empty] | Rooftop Solar (1 MW) (Hybrid CB/SO & DBI, 20-Year, Public-Owned, Cost Basis, $/MWh)
Installed Capital Cost Trajectory | 2017 | 2018 | 2019 | 2020 | 2021 | 2022 | Installed Capital Cost Trajectory | 2017 | 2018 | 2019 | 2020 | 2021 | 2022
Low | 99.7222 | 70.1667 | 41.9444 | 15.0556 | 0 | 0 | Low | 136.8333 | 112.5 | 89.2778 | 67.5 | 50.0556 | 31.1667
Base | 136.5 | 109.0556 | 82.2778 | 56.3889 | 31.8333 | 8.2778 | Base | 184.3889 | 160.9444 | 138.3889 | 116.3889 | 99.5 | 80.3889
High | 188.9444 | 164.9444 | 141.0556 | 117.5 | 94.8333 | 72.7222 | High | 255.3889 | 233.6111 | 212.1667 | 189.9444 | 174.5 | 155.6111
High Cost Rooftop Solar (<=25 kW) (Hybrid CB/SO & DBI, 20-Year, Third Party-Owned, Fair Market Value, $/MWh) | [6 empty] | Rooftop Solar (100 kW) (Hybrid CB/SO & DBI, 20-Year, Third Party-Owned, Fair Market Value, $/MWh)
Installed Capital Cost Trajectory | 2017 | 2018 | 2019 | 2020 | 2021 | 2022 | Installed Capital Cost Trajectory | 2017 | 2018 | 2019 | 2020 | 2021 | 2022
Low | Not Executed | Not Executed | Not Executed | Not Executed | Not Executed | Not Executed | Low | Not Executed | Not Executed | Not Executed | Not Executed | Not Executed | Not Executed
Base | 313.1667 | 290.1667 | 267.9444 | 269.0556 | 257.2778 | 270.5 | Base | 272.2778 | 257.6111 | 243.5 | 241.6111 | 234.6111 | 246.9444
High | Not Executed | Not Executed | Not Executed | Not Executed | Not Executed | Not Executed | High | Not Executed | Not Executed | Not Executed | Not Executed | Not Executed | Not Executed
Medium Cost Rooftop Solar (<=25 kW) (Hybrid CB/SO & DBI, 20-Year, Third Party-Owned, Fair Market Value, $/MWh) | [6 empty] | Rooftop Solar (500 kW) (Hybrid CB/SO & DBI, 20-Year, Third Party-Owned, Fair Market Value, $/MWh)
Installed Capital Cost Trajectory | 2017 | 2018 | 2019 | 2020 | 2021 | 2022 | Installed Capital Cost Trajectory | 2017 | 2018 | 2019 | 2020 | 2021 | 2022
Low | Not Executed | Not Executed | Not Executed | Not Executed | Not Executed | Not Executed | Low | Not Executed | Not Executed | Not Executed | Not Executed | Not Executed | Not Executed
Base | 257.6111 | 238.3889 | 219.7222 | 219.9444 | 209.7222 | 219.8333 | Base | 148.2778 | 134.5 | 120.9444 | 116.0556 | 108.0556 | 115.1667
High | Not Executed | Not Executed | Not Executed | Not Executed | Not Executed | Not Executed | High | Not Executed | Not Executed | Not Executed | Not Executed | Not Executed | Not Executed
Low Cost Rooftop Solar (<=25 kW) (Hybrid CB/SO & DBI, 20-Year, Third Party-Owned, Fair Market Value, $/MWh) | [6 empty] | Rooftop Solar (1 MW) (Hybrid CB/SO & DBI, 20-Year, Third Party-Owned, Fair Market Value, $/MWh)
Installed Capital Cost Trajectory | 2017 | 2018 | 2019 | 2020 | 2021 | 2022 | Installed Capital Cost Trajectory | 2017 | 2018 | 2019 | 2020 | 2021 | 2022
Low | Not Executed | Not Executed | Not Executed | Not Executed | Not Executed | Not Executed | Low | Not Executed | Not Executed | Not Executed | Not Executed | Not Executed | Not Executed
Base | 201.9444 | 186.7222 | 171.6111 | 170.8333 | 162.0556 | 169.1667 | Base | 130.6111 | 118.9444 | 107.2778 | 103.0556 | 96.1667 | 102.7222
High | Not Executed | Not Executed | Not Executed | Not Executed | Not Executed | Not Executed | High | Not Executed | Not Executed | Not Executed | Not Executed | Not Executed | Not Executed
High Cost Rooftop Solar (<=25 kW) (Hybrid CB/SO & DBI, 20-Year, Host-Owned, Fair Market Value, $/MWh) | [6 empty] | Rooftop Solar (100 kW) (Hybrid CB/SO & DBI, 20-Year, Host-Owned, Fair Market Value, $/MWh)
Installed Capital Cost Trajectory | 2017 | 2018 | 2019 | 2020 | 2021 | 2022 | Installed Capital Cost Trajectory | 2017 | 2018 | 2019 | 2020 | 2021 | 2022
Low | Not Executed | Not Executed | Not Executed | Not Executed | Not Executed | Not Executed | Low | Not Executed | Not Executed | Not Executed | Not Executed | Not Executed | Not Executed
Base | Not Executed | Not Executed | Not Executed | Not Executed | Not Executed | Not Executed | Base | Not Executed | Not Executed | Not Executed | Not Executed | Not Executed | Not Executed
High | Not Executed | Not Executed | Not Executed | Not Executed | Not Executed | Not Executed | High | Not Executed | Not Executed | Not Executed | Not Executed | Not Executed | Not Executed
Medium Cost Rooftop Solar (<=25 kW) (Hybrid CB/SO & DBI, 20-Year, Host-Owned, Fair Market Value, $/MWh) | [6 empty] | Rooftop Solar (500 kW) (Hybrid CB/SO & DBI, 20-Year, Host-Owned, Fair Market Value, $/MWh)
Installed Capital Cost Trajectory | 2017 | 2018 | 2019 | 2020 | 2021 | 2022 | Installed Capital Cost Trajectory | 2017 | 2018 | 2019 | 2020 | 2021 | 2022
Low | Not Executed | Not Executed | Not Executed | Not Executed | Not Executed | Not Executed | Low | Not Executed | Not Executed | Not Executed | Not Executed | Not Executed | Not Executed
Base | Not Executed | Not Executed | Not Executed | Not Executed | Not Executed | Not Executed | Base | Not Executed | Not Executed | Not Executed | Not Executed | Not Executed | Not Executed
High | Not Executed | Not Executed | Not Executed | Not Executed | Not Executed | Not Executed | High | Not Executed | Not Executed | Not Executed | Not Executed | Not Executed | Not Executed
Low Cost Rooftop Solar (<=25 kW) (Hybrid CB/SO & DBI, 20-Year, Host-Owned, Fair Market Value, $/MWh) | [6 empty] | Rooftop Solar (1 MW) (Hybrid CB/SO & DBI, 20-Year, Host-Owned, Fair Market Value, $/MWh)
Installed Capital Cost Trajectory | 2017 | 2018 | 2019 | 2020 | 2021 | 2022 | Installed Capital Cost Trajectory | 2017 | 2018 | 2019 | 2020 | 2021 | 2022
Low | Not Executed | Not Executed | Not Executed | Not Executed | Not Executed | Not Executed | Low | Not Executed | Not Executed | Not Executed | Not Executed | Not Executed | Not Executed
Base | Not Executed | Not Executed | Not Executed | Not Executed | Not Executed | Not Executed | Base | Not Executed | Not Executed | Not Executed | Not Executed | Not Executed | Not Executed
High | Not Executed | Not Executed | Not Executed | Not Executed | Not Executed | Not Executed | High | Not Executed | Not Executed | Not Executed | Not Executed | Not Executed | Not Executed
High Cost Rooftop Solar (<=25 kW) (Hybrid CB/SO & DBI, 20-Year, Public-Owned, Fair Market Value, $/MWh) | [6 empty] | Rooftop Solar (100 kW) (Hybrid CB/SO & DBI, 20-Year, Public-Owned, Fair Market Value, $/MWh)
Installed Capital Cost Trajectory | 2017 | 2018 | 2019 | 2020 | 2021 | 2022 | Installed Capital Cost Trajectory | 2017 | 2018 | 2019 | 2020 | 2021 | 2022
Low | Not Executed | Not Executed | Not Executed | Not Executed | Not Executed | Not Executed | Low | Not Executed | Not Executed | Not Executed | Not Executed | Not Executed | Not Executed
Base | Not Executed | Not Executed | Not Executed | Not Executed | Not Executed | Not Executed | Base | Not Executed | Not Executed | Not Executed | Not Executed | Not Executed | Not Executed
High | Not Executed | Not Executed | Not Executed | Not Executed | Not Executed | Not Executed | High | Not Executed | Not Executed | Not Executed | Not Executed | Not Executed | Not Executed
Medium Cost Rooftop Solar (<=25 kW) (Hybrid CB/SO & DBI, 20-Year, Public-Owned, Fair Market Value, $/MWh) | [6 empty] | Rooftop Solar (500 kW) (Hybrid CB/SO & DBI, 20-Year, Public-Owned, Fair Market Value, $/MWh)
Installed Capital Cost Trajectory | 2017 | 2018 | 2019 | 2020 | 2021 | 2022 | Installed Capital Cost Trajectory | 2017 | 2018 | 2019 | 2020 | 2021 | 2022
Low | Not Executed | Not Executed | Not Executed | Not Executed | Not Executed | Not Executed | Low | Not Executed | Not Executed | Not Executed | Not Executed | Not Executed | Not Executed
Base | Not Executed | Not Executed | Not Executed | Not Executed | Not Executed | Not Executed | Base | Not Executed | Not Executed | Not Executed | Not Executed | Not Executed | Not Executed
High | Not Executed | Not Executed | Not Executed | Not Executed | Not Executed | Not Executed | High | Not Executed | Not Executed | Not Executed | Not Executed | Not Executed | Not Executed
Low Cost Rooftop Solar (<=25 kW) (Hybrid CB/SO & DBI, 20-Year, Public-Owned, Fair Market Value, $/MWh) | [6 empty] | Rooftop Solar (1 MW) (Hybrid CB/SO & DBI, 20-Year, Public-Owned, Fair Market Value, $/MWh)
Installed Capital Cost Trajectory | 2017 | 2018 | 2019 | 2020 | 2021 | 2022 | Installed Capital Cost Trajectory | 2017 | 2018 | 2019 | 2020 | 2021 | 2022
Low | Not Executed | Not Executed | Not Executed | Not Executed | Not Executed | Not Executed | Low | Not Executed | Not Executed | Not Executed | Not Executed | Not Executed | Not Executed
Base | Not Executed | Not Executed | Not Executed | Not Executed | Not Executed | Not Executed | Base | Not Executed | Not Executed | Not Executed | Not Executed | Not Executed | Not Executed
High | Not Executed | Not Executed | Not Executed | Not Executed | Not Executed | Not Executed | High | Not Executed | Not Executed | Not Executed | Not Executed | Not Executed | Not Executed

## Solar Canopies
Solar Canopies
SREC-III BAU
Solar Canopies (1 MW) (SREC-III BAU, 10-Year, Third Party-Owned, Cost Basis, $/MWh)
Installed Capital Cost Trajectory | 2017 | 2018 | 2019 | 2020 | 2021 | 2022
Low | 230.5927 | 204.9899 | 180.6333 | 172.9176 | 158.9356 | 157.4051
Base | 310.063 | 285.4617 | 261.6298 | 257.8989 | 246.1634 | 250.6982
High | 393.0076 | 370.8078 | 348.7726 | 350.3718 | 342.6409 | 356.7003
Solar Canopies (100 kW) (SREC-III BAU, 10-Year, Third Party-Owned, Cost Basis, $/MWh)
Installed Capital Cost Trajectory | 2017 | 2018 | 2019 | 2020 | 2021 | 2022
Low | 396.1553 | 364.0631 | 334.2479 | 327.6755 | 311.4694 | 311.718
Base | 513.8568 | 482.6937 | 453.1745 | 451.2007 | 437.3594 | 445.5728
High | 555.9789 | 555.9789 | 555.9789 | 548.3674 | 548.3674 | 548.3674
Solar Canopies (1 MW) (SREC-III BAU, 10-Year, Host-Owned, Cost Basis, $/MWh)
Installed Capital Cost Trajectory | 2017 | 2018 | 2019 | 2020 | 2021 | 2022
Low | 226.0691 | 203.1042 | 180.6715 | 176.6411 | 164.3508 | 154.1142
Base | 326.5868 | 303.5533 | 280.7526 | 268.6198 | 262.2838 | 262.2838
High | 436.4859 | 415.7624 | 394.8309 | 397.6927 | 390.8149 | 392.8889
Solar Canopies (100 kW) (SREC-III BAU, 10-Year, Host-Owned, Cost Basis, $/MWh)
Installed Capital Cost Trajectory | 2017 | 2018 | 2019 | 2020 | 2021 | 2022
Low | 364.9609 | 335.2281 | 306.9507 | 303.9768 | 288.9366 | 278.767
Base | 506.0004 | 476.0826 | 447.2272 | 434.3364 | 429.7579 | 429.7579
High | 623.7652 | 623.7652 | 604.1395 | 608.8344 | 601.0657 | 607.7628
Solar Canopies (1 MW) (SREC-III BAU, 10-Year, Public-Owned, Cost Basis, $/MWh)
Installed Capital Cost Trajectory | 2017 | 2018 | 2019 | 2020 | 2021 | 2022
Low | 281.1822 | 238.6333 | 198.9865 | 161.2372 | 132.5063 | 101.3483
Base | 362.4703 | 321.8669 | 283.3106 | 244.8401 | 217.3407 | 185.581
High | 452.7397 | 443.4917 | 406.853 | 368.0142 | 342.8683 | 311.2819
Solar Canopies (100 kW) (SREC-III BAU, 10-Year, Public-Owned, Cost Basis, $/MWh)
Installed Capital Cost Trajectory | 2017 | 2018 | 2019 | 2020 | 2021 | 2022
Low | 427.0768 | 375.6926 | 328.5605 | 282.4951 | 249.4755 | 213.9435
Base | 448.9204 | 448.9204 | 433.3488 | 386.0949 | 354.1843 | 317.6135
High | 452.7397 | 452.7397 | 452.7397 | 456.5612 | 456.5612 | 456.5612
Solar Canopies (1 MW) (SREC-III BAU, 10-Year, Third Party-Owned, Fair Market Value, $/MWh)
Installed Capital Cost Trajectory | 2017 | 2018 | 2019 | 2020 | 2021 | 2022
Low | Not Executed | Not Executed | Not Executed | Not Executed | Not Executed | Not Executed
Base | 225.3978 | 206.6998 | 188.3963 | 183.8847 | 174.5243 | 189.8015
High | Not Executed | Not Executed | Not Executed | Not Executed | Not Executed | Not Executed
Solar Canopies (100 kW) (SREC-III BAU, 10-Year, Third Party-Owned, Fair Market Value, $/MWh)
Installed Capital Cost Trajectory | 2017 | 2018 | 2019 | 2020 | 2021 | 2022
Low | Not Executed | Not Executed | Not Executed | Not Executed | Not Executed | Not Executed
Base | 389.7866 | 366.394 | 344.0829 | 342.1101 | 332.1178 | 355.4965
High | Not Executed | Not Executed | Not Executed | Not Executed | Not Executed | Not Executed
Solar Canopies (1 MW) (SREC-III BAU, 10-Year, Host-Owned, Fair Market Value, $/MWh)
Installed Capital Cost Trajectory | 2017 | 2018 | 2019 | 2020 | 2021 | 2022
Low | Not Executed | Not Executed | Not Executed | Not Executed | Not Executed | Not Executed
Base | Not Executed | Not Executed | Not Executed | Not Executed | Not Executed | Not Executed
High | Not Executed | Not Executed | Not Executed | Not Executed | Not Executed | Not Executed
Solar Canopies (100 kW) (SREC-III BAU, 10-Year, Host-Owned, Fair Market Value, $/MWh)
Installed Capital Cost Trajectory | 2017 | 2018 | 2019 | 2020 | 2021 | 2022
Low | Not Executed | Not Executed | Not Executed | Not Executed | Not Executed | Not Executed
Base | Not Executed | Not Executed | Not Executed | Not Executed | Not Executed | Not Executed
High | Not Executed | Not Executed | Not Executed | Not Executed | Not Executed | Not Executed
Solar Canopies (1 MW) (SREC-III BAU, 10-Year, Public-Owned, Fair Market Value, $/MWh)
Installed Capital Cost Trajectory | 2017 | 2018 | 2019 | 2020 | 2021 | 2022
Low | Not Executed | Not Executed | Not Executed | Not Executed | Not Executed | Not Executed
Base | Not Executed | Not Executed | Not Executed | Not Executed | Not Executed | Not Executed
High | Not Executed | Not Executed | Not Executed | Not Executed | Not Executed | Not Executed
Solar Canopies (100 kW) (SREC-III BAU, 10-Year, Public-Owned, Fair Market Value, $/MWh)
Installed Capital Cost Trajectory | 2017 | 2018 | 2019 | 2020 | 2021 | 2022
Low | Not Executed | Not Executed | Not Executed | Not Executed | Not Executed | Not Executed
Base | Not Executed | Not Executed | Not Executed | Not Executed | Not Executed | Not Executed
High | Not Executed | Not Executed | Not Executed | Not Executed | Not Executed | Not Executed
Hybrid CB/SO & DBI
Solar Canopies (1 MW) (Hybrid CB/SO & DBI, 10-Year, Third Party-Owned, Cost Basis, $/MWh)
Installed Capital Cost Trajectory | 2017 | 2018 | 2019 | 2020 | 2021 | 2022
Low | 163.6111 | 143.9444 | 125.2778 | 121.1667 | 110.5 | 110.0556
Base | 235.0556 | 215.3889 | 196.2778 | 194.0556 | 184.7222 | 188.6111
High | 285.9444 | 269.1667 | 252.5 | 257.0556 | 251.7222 | 263.5
Solar Canopies (100 kW) (Hybrid CB/SO & DBI, 10-Year, Third Party-Owned, Cost Basis, $/MWh)
Installed Capital Cost Trajectory | 2017 | 2018 | 2019 | 2020 | 2021 | 2022
Low | 293.5 | 269.9444 | 247.9444 | 245.5 | 233.8333 | 234.9444
Base | 397.6111 | 373.7222 | 351.0556 | 350.8333 | 340.5 | 346.8333
High | 476.9444 | 456.5 | 436.5 | 444.1667 | 438.5 | 454.7222
Solar Canopies (1 MW) (Hybrid CB/SO & DBI, 10-Year, Host-Owned, Cost Basis, $/MWh)
Installed Capital Cost Trajectory | 2017 | 2018 | 2019 | 2020 | 2021 | 2022
Low | 128.6111 | 113.1667 | 97.8333 | 96.6111 | 88.5 | 84.2778
Base | 203.8333 | 188.5 | 173.0556 | 174.9444 | 168.5 | 166.8333
High | 291.5 | 277.6111 | 263.3889 | 269.3889 | 266.0556 | 269.1667
Solar Canopies (100 kW) (Hybrid CB/SO & DBI, 10-Year, Host-Owned, Cost Basis, $/MWh)
Installed Capital Cost Trajectory | 2017 | 2018 | 2019 | 2020 | 2021 | 2022
Low | 246.8333 | 226.7222 | 207.3889 | 208.0556 | 198.3889 | 195.3889
Base | 354.8333 | 334.6111 | 314.9444 | 319.2778 | 311.3889 | 312.0556
High | 477.3889 | 458.8333 | 440.5 | 449.2778 | 444.9444 | 452.7222
Solar Canopies (1 MW) (Hybrid CB/SO & DBI, 10-Year, Public-Owned, Cost Basis, $/MWh)
Installed Capital Cost Trajectory | 2017 | 2018 | 2019 | 2020 | 2021 | 2022
Low | 222.6111 | 188.9444 | 157.5 | 127.8333 | 105.0556 | 80.3889
Base | 287.3889 | 255.1667 | 224.6111 | 194.3889 | 172.6111 | 147.3889
High | 382.2778 | 352.1667 | 323.0556 | 292.7222 | 272.7222 | 247.6111
Solar Canopies (100 kW) (Hybrid CB/SO & DBI, 10-Year, Public-Owned, Cost Basis, $/MWh)
Installed Capital Cost Trajectory | 2017 | 2018 | 2019 | 2020 | 2021 | 2022
Low | 338.0556 | 297.3889 | 260.0556 | 223.9444 | 197.8333 | 169.6111
Base | 419.2778 | 380.1667 | 343.6111 | 306.6111 | 281.2778 | 252.2778
High | 535.1667 | 498.2778 | 463.0556 | 425.5 | 401.9444 | 372.6111
Solar Canopies (1 MW) (Hybrid CB/SO & DBI, 10-Year, Third Party-Owned, Fair Market Value, $/MWh)
Installed Capital Cost Trajectory | 2017 | 2018 | 2019 | 2020 | 2021 | 2022
Low | Not Executed | Not Executed | Not Executed | Not Executed | Not Executed | Not Executed
Base | 183.6111 | 167.5 | 151.6111 | 147.2778 | 138.7222 | 150.0556
High | Not Executed | Not Executed | Not Executed | Not Executed | Not Executed | Not Executed
Solar Canopies (100 kW) (Hybrid CB/SO & DBI, 10-Year, Third Party-Owned, Fair Market Value, $/MWh)
Installed Capital Cost Trajectory | 2017 | 2018 | 2019 | 2020 | 2021 | 2022
Low | Not Executed | Not Executed | Not Executed | Not Executed | Not Executed | Not Executed
Base | 325.2778 | 305.9444 | 287.5 | 284.9444 | 276.2778 | 292.8333
High | Not Executed | Not Executed | Not Executed | Not Executed | Not Executed | Not Executed
Solar Canopies (1 MW) (Hybrid CB/SO & DBI, 10-Year, Host-Owned, Fair Market Value, $/MWh)
Installed Capital Cost Trajectory | 2017 | 2018 | 2019 | 2020 | 2021 | 2022
Low | Not Executed | Not Executed | Not Executed | Not Executed | Not Executed | Not Executed
Base | Not Executed | Not Executed | Not Executed | Not Executed | Not Executed | Not Executed
High | Not Executed | Not Executed | Not Executed | Not Executed | Not Executed | Not Executed
Solar Canopies (100 kW) (Hybrid CB/SO & DBI, 10-Year, Host-Owned, Fair Market Value, $/MWh)
Installed Capital Cost Trajectory | 2017 | 2018 | 2019 | 2020 | 2021 | 2022
Low | Not Executed | Not Executed | Not Executed | Not Executed | Not Executed | Not Executed
Base | Not Executed | Not Executed | Not Executed | Not Executed | Not Executed | Not Executed
High | Not Executed | Not Executed | Not Executed | Not Executed | Not Executed | Not Executed
Solar Canopies (1 MW) (Hybrid CB/SO & DBI, 10-Year, Public-Owned, Fair Market Value, $/MWh)
Installed Capital Cost Trajectory | 2017 | 2018 | 2019 | 2020 | 2021 | 2022
Low | Not Executed | Not Executed | Not Executed | Not Executed | Not Executed | Not Executed
Base | Not Executed | Not Executed | Not Executed | Not Executed | Not Executed | Not Executed
High | Not Executed | Not Executed | Not Executed | Not Executed | Not Executed | Not Executed
Solar Canopies (100 kW) (Hybrid CB/SO & DBI, 10-Year, Public-Owned, Fair Market Value, $/MWh)
Installed Capital Cost Trajectory | 2017 | 2018 | 2019 | 2020 | 2021 | 2022
Low | Not Executed | Not Executed | Not Executed | Not Executed | Not Executed | Not Executed
Base | Not Executed | Not Executed | Not Executed | Not Executed | Not Executed | Not Executed
High | Not Executed | Not Executed | Not Executed | Not Executed | Not Executed | Not Executed
Solar Canopies (1 MW) (Hybrid CB/SO & DBI, 20-Year, Third Party-Owned, Cost Basis, $/MWh)
Installed Capital Cost Trajectory | 2017 | 2018 | 2019 | 2020 | 2021 | 2022
Low | 163.6111 | 143.9444 | 125.2778 | 121.1667 | 110.5 | 110.0556
Base | 235.0556 | 215.3889 | 196.2778 | 194.0556 | 184.7222 | 188.6111
High | 285.9444 | 269.1667 | 252.5 | 257.0556 | 251.7222 | 263.5
Solar Canopies (100 kW) (Hybrid CB/SO & DBI, 20-Year, Third Party-Owned, Cost Basis, $/MWh)
Installed Capital Cost Trajectory | 2017 | 2018 | 2019 | 2020 | 2021 | 2022
Low | 293.5 | 269.9444 | 247.9444 | 245.5 | 233.8333 | 234.9444
Base | 397.6111 | 373.7222 | 351.0556 | 350.8333 | 340.5 | 346.8333
High | 476.9444 | 456.5 | 436.5 | 444.1667 | 438.5 | 454.7222
Solar Canopies (1 MW) (Hybrid CB/SO & DBI, 20-Year, Host-Owned, Cost Basis, $/MWh)
Installed Capital Cost Trajectory | 2017 | 2018 | 2019 | 2020 | 2021 | 2022
Low | 128.6111 | 113.1667 | 97.8333 | 96.6111 | 88.5 | 84.2778
Base | 203.8333 | 188.5 | 173.0556 | 174.9444 | 168.5 | 166.8333
High | 291.5 | 277.6111 | 263.3889 | 269.3889 | 266.0556 | 269.1667
Solar Canopies (100 kW) (Hybrid CB/SO & DBI, 20-Year, Host-Owned, Cost Basis, $/MWh)
Installed Capital Cost Trajectory | 2017 | 2018 | 2019 | 2020 | 2021 | 2022
Low | 246.8333 | 226.7222 | 207.3889 | 208.0556 | 198.3889 | 195.3889
Base | 354.8333 | 334.6111 | 314.9444 | 319.2778 | 311.3889 | 312.0556
High | 477.3889 | 458.8333 | 440.5 | 449.2778 | 444.9444 | 452.7222
Solar Canopies (1 MW) (Hybrid CB/SO & DBI, 20-Year, Public-Owned, Cost Basis, $/MWh)
Installed Capital Cost Trajectory | 2017 | 2018 | 2019 | 2020 | 2021 | 2022
Low | 222.6111 | 188.9444 | 157.5 | 127.8333 | 105.0556 | 80.3889
Base | 287.3889 | 255.1667 | 224.6111 | 194.3889 | 172.6111 | 147.3889
High | 382.2778 | 352.1667 | 323.0556 | 292.7222 | 272.7222 | 247.6111
Solar Canopies (100 kW) (Hybrid CB/SO & DBI, 20-Year, Public-Owned, Cost Basis, $/MWh)
Installed Capital Cost Trajectory | 2017 | 2018 | 2019 | 2020 | 2021 | 2022
Low | 338.0556 | 297.3889 | 260.0556 | 223.9444 | 197.8333 | 169.6111
Base | 419.2778 | 380.1667 | 343.6111 | 306.6111 | 281.2778 | 252.2778
High | 535.1667 | 498.2778 | 463.0556 | 425.5 | 401.9444 | 372.6111
Solar Canopies (1 MW) (Hybrid CB/SO & DBI, 20-Year, Third Party-Owned, Fair Market Value, $/MWh)
Installed Capital Cost Trajectory | 2017 | 2018 | 2019 | 2020 | 2021 | 2022
Low | Not Executed | Not Executed | Not Executed | Not Executed | Not Executed | Not Executed
Base | 183.6111 | 167.5 | 151.6111 | 147.2778 | 138.7222 | 150.0556
High | Not Executed | Not Executed | Not Executed | Not Executed | Not Executed | Not Executed
Solar Canopies (100 kW) (Hybrid CB/SO & DBI, 20-Year, Third Party-Owned, Fair Market Value, $/MWh)
Installed Capital Cost Trajectory | 2017 | 2018 | 2019 | 2020 | 2021 | 2022
Low | Not Executed | Not Executed | Not Executed | Not Executed | Not Executed | Not Executed
Base | 325.2778 | 305.9444 | 287.5 | 284.9444 | 276.2778 | 292.8333
High | Not Executed | Not Executed | Not Executed | Not Executed | Not Executed | Not Executed
Solar Canopies (1 MW) (Hybrid CB/SO & DBI, 20-Year, Host-Owned, Fair Market Value, $/MWh)
Installed Capital Cost Trajectory | 2017 | 2018 | 2019 | 2020 | 2021 | 2022
Low | Not Executed | Not Executed | Not Executed | Not Executed | Not Executed | Not Executed
Base | Not Executed | Not Executed | Not Executed | Not Executed | Not Executed | Not Executed
High | Not Executed | Not Executed | Not Executed | Not Executed | Not Executed | Not Executed
Solar Canopies (100 kW) (Hybrid CB/SO & DBI, 20-Year, Host-Owned, Fair Market Value, $/MWh)
Installed Capital Cost Trajectory | 2017 | 2018 | 2019 | 2020 | 2021 | 2022
Low | Not Executed | Not Executed | Not Executed | Not Executed | Not Executed | Not Executed
Base | Not Executed | Not Executed | Not Executed | Not Executed | Not Executed | Not Executed
High | Not Executed | Not Executed | Not Executed | Not Executed | Not Executed | Not Executed
Solar Canopies (1 MW) (Hybrid CB/SO & DBI, 20-Year, Public-Owned, Fair Market Value, $/MWh)
Installed Capital Cost Trajectory | 2017 | 2018 | 2019 | 2020 | 2021 | 2022
Low | Not Executed | Not Executed | Not Executed | Not Executed | Not Executed | Not Executed
Base | Not Executed | Not Executed | Not Executed | Not Executed | Not Executed | Not Executed
High | Not Executed | Not Executed | Not Executed | Not Executed | Not Executed | Not Executed
Solar Canopies (100 kW) (Hybrid CB/SO & DBI, 20-Year, Public-Owned, Fair Market Value, $/MWh)
Installed Capital Cost Trajectory | 2017 | 2018 | 2019 | 2020 | 2021 | 2022
Low | Not Executed | Not Executed | Not Executed | Not Executed | Not Executed | Not Executed
Base | Not Executed | Not Executed | Not Executed | Not Executed | Not Executed | Not Executed
High | Not Executed | Not Executed | Not Executed | Not Executed | Not Executed | Not Executed

## Large-Scale Greenfield Solar
Large-Scale Greenfield (4 MW) | [6 empty] | Large-Scale Greenfield (1 MW) | [6 empty] | Large-Scale Greenfield (500 kW & 2 MW)
SREC-III BAU | [6 empty] | SREC-III BAU | [6 empty] | SREC-III BAU
High Cost Large-Scale Greenfield (4 MW) (SREC-III BAU, 10-Year, Third Party-Owned, Cost Basis, $/MWh) | [6 empty] | High Cost Large-Scale Greenfield (1 MW) (SREC-III BAU, Third Party-Owned, Cost Basis, $/MWh) | [6 empty] | Large-Scale Greenfield (Large Ground Mount BTM (2 MW) (SREC-III BAU, Third Party-Owned, Cost Basis, $/MWh)
Installed Capital Cost Trajectory | 2017 | 2018 | 2019 | 2020 | 2021 | 2022 | Installed Capital Cost Trajectory | 2017 | 2018 | 2019 | 2020 | 2021 | 2022 | Installed Capital Cost Trajectory | 2017 | 2018 | 2019 | 2020 | 2021 | 2022
Low | 183.9508 | 164.139 | 145.0572 | 138.2654 | 126.4737 | 123.4705 | Low | 189.5519 | 169.6434 | 150.465 | 143.7259 | 131.9733 | 129.2898 | Low | 148.5284 | 129.407 | 110.8431 | 102.6285 | 90.9508 | 87.8711
Base | 250.2177 | 231.4006 | 212.939 | 209.6135 | 199.6681 | 201.3618 | Base | 254.9552 | 235.98 | 217.362 | 213.9731 | 204.0873 | 206.1103 | Base | 205.8699 | 187.5469 | 169.4211 | 164.1708 | 154.1484 | 155.3745
High | 345.1168 | 329.3348 | 313.4943 | 316.4653 | 310.2575 | 319.2303 | High | 343.6545 | 327.4868 | 311.2186 | 313.6624 | 307.3537 | 316.6654 | High | 277.4227 | 261.297 | 244.9484 | 244.4273 | 237.5166 | 245.4079
Medium Cost Large-Scale Greenfield (4 MW) (SREC-III BAU, 10-Year, Third Party-Owned, Cost Basis, $/MWh) | [6 empty] | Medium Cost Large-Scale Greenfield (1 MW) (SREC-III BAU, Third Party-Owned, Cost Basis, $/MWh) | [6 empty] | Large-Scale Greenfield (Medium Ground Mount BTM (500 kW) (SREC-III BAU, Third Party-Owned, Cost Basis, $/MWh)
Installed Capital Cost Trajectory | 2017 | 2018 | 2019 | 2020 | 2021 | 2022 | Installed Capital Cost Trajectory | 2017 | 2018 | 2019 | 2020 | 2021 | 2022 | Installed Capital Cost Trajectory | 2017 | 2018 | 2019 | 2020 | 2021 | 2022
Low | 152.9972 | 134.145 | 115.8487 | 108.0703 | 96.5252 | 93.2942 | Low | 163.2569 | 144.4825 | 126.281 | 118.879 | 107.504 | 104.5553 | Low | 196.6478 | 174.649 | 153.6496 | 145.5778 | 132.7471 | 129.63
Base | 211.8336 | 193.8447 | 176.0547 | 171.3522 | 161.5049 | 162.5751 | Base | 222.1405 | 204.1924 | 186.4611 | 182.1331 | 172.4224 | 173.8044 | Base | 267.1777 | 245.8924 | 225.2005 | 220.3768 | 209.2439 | 210.7625
High | 290.6859 | 275.1689 | 259.4692 | 260.0278 | 253.4181 | 261.1688 | High | 298.6665 | 283.1093 | 267.3693 | 268.0596 | 261.5707 | 269.6206 | High | 352.6514 | 333.6212 | 314.7117 | 315.0035 | 307.0924 | 315.8452
Low Cost Large-Scale Greenfield (4 MW) (SREC-III BAU, 10-Year, Third Party-Owned, Cost Basis, $/MWh) | [6 empty] | Low Cost Large-Scale Greenfield (1 MW) (SREC-III BAU, Third Party-Owned, Cost Basis, $/MWh) | [6 empty] | Large-Scale Greenfield (Medium Ground Mount VNM (500 kW) (SREC-III BAU, Third Party-Owned, Cost Basis, $/MWh)
Installed Capital Cost Trajectory | 2017 | 2018 | 2019 | 2020 | 2021 | 2022 | Installed Capital Cost Trajectory | 2017 | 2018 | 2019 | 2020 | 2021 | 2022 | Installed Capital Cost Trajectory | 2017 | 2018 | 2019 | 2020 | 2021 | 2022
Low | 122.0435 | 104.1494 | 86.6591 | 77.8957 | 66.5955 | 63.1382 | Low | 136.9637 | 119.3198 | 102.0971 | 94.0696 | 83.0347 | 79.8224 | Low | 186.1187 | 164.082 | 143.0429 | 134.6177 | 121.6186 | 118.1597
Base | 173.4692 | 156.2905 | 139.1723 | 133.1296 | 123.3401 | 123.806 | Base | 189.3043 | 172.4029 | 155.5797 | 150.2739 | 140.7769 | 141.4968 | Base | 251.0067 | 229.6431 | 208.8322 | 203.483 | 192.0785 | 193.1487
High | 236.275 | 221.0231 | 205.486 | 203.6299 | 196.6201 | 203.1289 | High | 253.6802 | 238.7336 | 223.52 | 222.4767 | 215.7877 | 222.5758 | High | 335.1841 | 316.174 | 297.2462 | 297.1193 | 288.9486 | 297.1391
High Cost Large-Scale Greenfield (4 MW) (SREC-III BAU, 10-Year, Host-Owned, Cost Basis, $/MWh) | [6 empty] | High Cost Large-Scale Greenfield (1 MW) (SREC-III BAU, Host-Owned, Cost Basis, $/MWh) | [6 empty] | Large-Scale Greenfield (Large Ground Mount BTM (2 MW) (SREC-III BAU, Host-Owned, Cost Basis, $/MWh)
Installed Capital Cost Trajectory | 2017 | 2018 | 2019 | 2020 | 2021 | 2022 | Installed Capital Cost Trajectory | 2017 | 2018 | 2019 | 2020 | 2021 | 2022 | Installed Capital Cost Trajectory | 2017 | 2018 | 2019 | 2020 | 2021 | 2022
Low | 173.5107 | 155.8373 | 138.2555 | 133.9314 | 123.4919 | 113.6369 | Low | 179.3096 | 161.5677 | 143.9401 | 139.7721 | 129.3996 | 119.9972 | Low | 147.8906 | 131.0489 | 114.1615 | 108.6993 | 98.5297 | 89.7138
Base | 267.2148 | 250.1881 | 233.0927 | 223.0932 | 215.5395 | 215.5395 | Base | 267.3291 | 250.003 | 232.5376 | 222.1901 | 215.4036 | 215.4036 | Base | 218.2596 | 201.3265 | 184.1833 | 171.4092 | 165.2985 | 165.2985
High | 370.0882 | 355.6044 | 340.6798 | 343.9569 | 338.3212 | 336.8092 | High | 363.7133 | 348.5808 | 333.0095 | 335.6139 | 329.7975 | 329.1886 | High | 295.0992 | 279.7816 | 263.8652 | 263.1849 | 256.713 | 256.4207
Medium Cost Large-Scale Greenfield (4 MW) (SREC-III BAU, 10-Year, Host-Owned, Cost Basis, $/MWh) | [6 empty] | Medium Cost Large-Scale Greenfield (1 MW) (SREC-III BAU, Host-Owned, Cost Basis, $/MWh) | [6 empty] | Large-Scale Greenfield (Medium Ground Mount BTM (500 kW) (SREC-III BAU, Host-Owned, Cost Basis, $/MWh)
Installed Capital Cost Trajectory | 2017 | 2018 | 2019 | 2020 | 2021 | 2022 | Installed Capital Cost Trajectory | 2017 | 2018 | 2019 | 2020 | 2021 | 2022 | Installed Capital Cost Trajectory | 2017 | 2018 | 2019 | 2020 | 2021 | 2022
Low | 132.2736 | 115.617 | 98.8897 | 93.0725 | 82.9476 | 73.7704 | Low | 157.5007 | 140.9127 | 124.2561 | 119.433 | 109.4441 | 100.5815 | Low | 189.8201 | 170.1611 | 150.8015 | 145.6575 | 134.248 | 124.5066
Base | 207.8406 | 191.4148 | 174.7582 | 162.299 | 155.5572 | 155.5572 | Base | 233.1385 | 216.6669 | 199.9854 | 188.5012 | 182.1876 | 182.1876 | Base | 274.5835 | 254.6002 | 234.7083 | 221.1307 | 214.2752 | 214.2752
High | 290.8014 | 276.3155 | 261.2765 | 261.0885 | 255.0001 | 253.9184 | High | 315.8206 | 301.1518 | 285.9506 | 286.6149 | 280.5489 | 279.9847 | High | 366.67 | 348.2336 | 329.4977 | 329.5945 | 321.9273 | 321.3408
Low Cost Large-Scale Greenfield (4 MW) (SREC-III BAU, 10-Year, Host-Owned, Cost Basis, $/MWh) | [6 empty] | Low Cost Large-Scale Greenfield (1 MW) (SREC-III BAU, Host-Owned, Cost Basis, $/MWh) | [6 empty] | Large-Scale Greenfield (Medium Ground Mount VNM (500 kW) (SREC-III BAU, Host-Owned, Cost Basis, $/MWh)
Installed Capital Cost Trajectory | 2017 | 2018 | 2019 | 2020 | 2021 | 2022 | Installed Capital Cost Trajectory | 2017 | 2018 | 2019 | 2020 | 2021 | 2022 | Installed Capital Cost Trajectory | 2017 | 2018 | 2019 | 2020 | 2021 | 2022
Low | 108.0382 | 92.3755 | 76.5505 | 69.8475 | 60.0148 | 51.5358 | Low | 135.7147 | 120.237 | 104.5971 | 99.1162 | 89.4865 | 81.1434 | Low | 180.9273 | 161.2204 | 141.838 | 136.3221 | 124.7542 | 114.6293
Base | 167.3645 | 151.5396 | 135.3695 | 121.1235 | 115.1488 | 115.1488 | Base | 198.9458 | 183.3516 | 167.4352 | 154.8347 | 148.996 | 148.996 | Base | 264.5804 | 244.6657 | 224.8674 | 210.8028 | 203.2492 | 203.2492
High | 232.3297 | 217.8438 | 202.7112 | 199.8215 | 193.2379 | 192.5601 | High | 267.93 | 253.7456 | 238.9146 | 237.6362 | 231.3226 | 230.7827 | High | 356.1346 | 337.8853 | 319.3803 | 319.1307 | 311.3295 | 309.8399
High Cost Large-Scale Greenfield (4 MW) (SREC-III BAU, 10-Year, Public-Owned, Cost Basis, $/MWh) | [6 empty] | High Cost Large-Scale Greenfield (1 MW) (SREC-III BAU, Public-Owned, Cost Basis, $/MWh) | [6 empty] | Large-Scale Greenfield (Large Ground Mount BTM (2 MW) (SREC-III BAU, Public-Owned, Cost Basis, $/MWh)
Installed Capital Cost Trajectory | 2017 | 2018 | 2019 | 2020 | 2021 | 2022 | Installed Capital Cost Trajectory | 2017 | 2018 | 2019 | 2020 | 2021 | 2022 | Installed Capital Cost Trajectory | 2017 | 2018 | 2019 | 2020 | 2021 | 2022
Low | 194.4687 | 160.3114 | 128.0667 | 97.7734 | 73.798 | 47.7262 | Low | 210.2787 | 176.3515 | 144.3708 | 113.9839 | 90.2076 | 64.4201 | Low | 171.0933 | 139.2432 | 109.0414 | 80.7308 | 57.8688 | 33.2455
Base | 269.8924 | 237.4041 | 206.1951 | 175.3868 | 152.8162 | 126.5241 | Base | 282.6792 | 250.4063 | 219.3979 | 188.4816 | 165.9457 | 139.8875 | Base | 230.986 | 200.5432 | 171.1629 | 142.3202 | 120.3533 | 95.3681
High | 375.6321 | 345.4826 | 315.97 | 284.9033 | 264.6442 | 238.7556 | High | 384.536 | 354.5208 | 325.1592 | 293.9661 | 273.573 | 247.8199 | High | 317.5471 | 289.0743 | 261.0889 | 231.959 | 211.7013 | 186.8766
Medium Cost Large-Scale Greenfield (4 MW) (SREC-III BAU, 10-Year, Public-Owned, Cost Basis, $/MWh) | [6 empty] | Medium Cost Large-Scale Greenfield (1 MW) (SREC-III BAU, Public-Owned, Cost Basis, $/MWh) | [6 empty] | Large-Scale Greenfield (Medium Ground Mount BTM (500 kW) (SREC-III BAU, Public-Owned, Cost Basis, $/MWh)
Installed Capital Cost Trajectory | 2017 | 2018 | 2019 | 2020 | 2021 | 2022 | Installed Capital Cost Trajectory | 2017 | 2018 | 2019 | 2020 | 2021 | 2022 | Installed Capital Cost Trajectory | 2017 | 2018 | 2019 | 2020 | 2021 | 2022
Low | 168.307 | 136.4242 | 106.1898 | 77.9041 | 55.0765 | 30.4024 | Low | 185.9464 | 154.3278 | 124.3738 | 96.0106 | 73.4643 | 49.0909 | Low | 229.5502 | 193.0844 | 158.9761 | 126.621 | 101.4141 | 74.446
Base | 232.849 | 202.4212 | 173.0588 | 144.2821 | 122.5506 | 97.5986 | Base | 250.1399 | 219.9964 | 190.8989 | 162.0386 | 140.5259 | 115.8757 | Base | 297.7255 | 262.6274 | 229.1903 | 196.0106 | 171.5461 | 143.9456
High | 324.9418 | 296.5868 | 268.7176 | 239.6688 | 219.851 | 195.1799 | High | 341.491 | 313.3879 | 285.7874 | 256.63 | 236.9811 | 212.5795 | High | 398.7716 | 365.6371 | 333.5092 | 299.6655 | 276.8024 | 249.1044
Low Cost Large-Scale Greenfield (4 MW) (SREC-III BAU, 10-Year, Public-Owned, Cost Basis, $/MWh) | [6 empty] | Low Cost Large-Scale Greenfield (1 MW) (SREC-III BAU, Public-Owned, Cost Basis, $/MWh) | [6 empty] | Large-Scale Greenfield (Medium Ground Mount VNM (500 kW) (SREC-III BAU, Public-Owned, Cost Basis, $/MWh)
Installed Capital Cost Trajectory | 2017 | 2018 | 2019 | 2020 | 2021 | 2022 | Installed Capital Cost Trajectory | 2017 | 2018 | 2019 | 2020 | 2021 | 2022 | Installed Capital Cost Trajectory | 2017 | 2018 | 2019 | 2020 | 2021 | 2022
Low | 142.1453 | 112.537 | 84.2981 | 58.0349 | 36.3536 | 13.0771 | Low | 161.6304 | 132.3026 | 104.3931 | 78.0538 | 56.7226 | 33.7603 | Low | 231.8247 | 195.3915 | 161.3174 | 128.9643 | 103.8592 | 76.9405
Base | 195.8041 | 167.4383 | 139.9225 | 113.1759 | 92.2834 | 68.6565 | Base | 217.6186 | 189.5851 | 162.4179 | 135.6121 | 115.1045 | 91.8639 | Base | 303.3115 | 268.2793 | 234.926 | 201.78 | 177.5328 | 150.0334
High | 274.2516 | 247.7075 | 221.4652 | 194.4357 | 175.0577 | 151.5875 | High | 298.4475 | 272.2565 | 246.4156 | 219.3107 | 200.371 | 177.3405 | High | 408.2293 | 375.2457 | 343.2521 | 309.4557 | 286.9487 | 259.4196
High Cost Large-Scale Greenfield (4 MW) (SREC-III BAU, 10-Year, Third Party-Owned, Fair Market Value, $/MWh) | [6 empty] | High Cost Large-Scale Greenfield (1 MW) (SREC-III BAU, Third Party-Owned, Fair Market Value, $/MWh) | [6 empty] | Large-Scale Greenfield (Large Ground Mount BTM (2 MW) (SREC-III BAU, Third Party-Owned, Fair Market Value, $/MWh)
Installed Capital Cost Trajectory | 2017 | 2018 | 2019 | 2020 | 2021 | 2022 | Installed Capital Cost Trajectory | 2017 | 2018 | 2019 | 2020 | 2021 | 2022 | Installed Capital Cost Trajectory | 2017 | 2018 | 2019 | 2020 | 2021 | 2022
Low | Not Executed | Not Executed | Not Executed | Not Executed | Not Executed | Not Executed | Low | Not Executed | Not Executed | Not Executed | Not Executed | Not Executed | Not Executed | Low | Not Executed | Not Executed | Not Executed | Not Executed | Not Executed | Not Executed
Base | 179.0953 | 164.6035 | 150.1704 | 146.0911 | 138.2091 | 149.8658 | Base | 185.2563 | 170.7236 | 156.2514 | 152.2987 | 144.4552 | 155.8404 | Base | 148.8074 | 134.7884 | 120.7498 | 115.204 | 107.0102 | 115.5929
High | Not Executed | Not Executed | Not Executed | Not Executed | Not Executed | Not Executed | High | Not Executed | Not Executed | Not Executed | Not Executed | Not Executed | Not Executed | High | Not Executed | Not Executed | Not Executed | Not Executed | Not Executed | Not Executed
Medium Cost Large-Scale Greenfield (4 MW) (SREC-III BAU, 10-Year, Third Party-Owned, Fair Market Value, $/MWh) | [6 empty] | Medium Cost Large-Scale Greenfield (1 MW) (SREC-III BAU, Third Party-Owned, Fair Market Value, $/MWh) | [6 empty] | Large-Scale Greenfield (Medium Ground Mount BTM (500 kW) (SREC-III BAU, Third Party-Owned, Fair Market Value, $/MWh)
Installed Capital Cost Trajectory | 2017 | 2018 | 2019 | 2020 | 2021 | 2022 | Installed Capital Cost Trajectory | 2017 | 2018 | 2019 | 2020 | 2021 | 2022 | Installed Capital Cost Trajectory | 2017 | 2018 | 2019 | 2020 | 2021 | 2022
Low | Not Executed | Not Executed | Not Executed | Not Executed | Not Executed | Not Executed | Low | Not Executed | Not Executed | Not Executed | Not Executed | Not Executed | Not Executed | Low | Not Executed | Not Executed | Not Executed | Not Executed | Not Executed | Not Executed
Base | 151.6507 | 137.8289 | 123.968 | 118.8245 | 110.8058 | 120.0313 | Base | 161.4048 | 147.6826 | 133.9194 | 129.2166 | 121.3941 | 130.7737 | Base | 197.6173 | 181.4854 | 165.6093 | 160.7448 | 151.9099 | 162.2634
High | Not Executed | Not Executed | Not Executed | Not Executed | Not Executed | Not Executed | High | Not Executed | Not Executed | Not Executed | Not Executed | Not Executed | Not Executed | High | Not Executed | Not Executed | Not Executed | Not Executed | Not Executed | Not Executed
Low Cost Large-Scale Greenfield (4 MW) (SREC-III BAU, 10-Year, Third Party-Owned, Fair Market Value, $/MWh) | [6 empty] | Low Cost Large-Scale Greenfield (1 MW) (SREC-III BAU, Third Party-Owned, Fair Market Value, $/MWh) | [6 empty] | Large-Scale Greenfield (Medium Ground Mount VNM (500 kW) (SREC-III BAU, Third Party-Owned, Fair Market Value, $/MWh)
Installed Capital Cost Trajectory | 2017 | 2018 | 2019 | 2020 | 2021 | 2022 | Installed Capital Cost Trajectory | 2017 | 2018 | 2019 | 2020 | 2021 | 2022 | Installed Capital Cost Trajectory | 2017 | 2018 | 2019 | 2020 | 2021 | 2022
Low | Not Executed | Not Executed | Not Executed | Not Executed | Not Executed | Not Executed | Low | Not Executed | Not Executed | Not Executed | Not Executed | Not Executed | Not Executed | Low | Not Executed | Not Executed | Not Executed | Not Executed | Not Executed | Not Executed
Base | 124.1848 | 111.0542 | 97.7673 | 91.5579 | 83.4043 | 90.2162 | Base | 137.5534 | 124.6397 | 111.5873 | 106.1344 | 98.3312 | 105.6878 | Base | 182.2548 | 165.9647 | 149.9127 | 144.3781 | 135.27 | 145.3905
High | Not Executed | Not Executed | Not Executed | Not Executed | Not Executed | Not Executed | High | Not Executed | Not Executed | Not Executed | Not Executed | Not Executed | Not Executed | High | Not Executed | Not Executed | Not Executed | Not Executed | Not Executed | Not Executed
High Cost Large-Scale Greenfield (4 MW) (SREC-III BAU, 10-Year, Host-Owned, Fair Market Value, $/MWh) | [6 empty] | High Cost Large-Scale Greenfield (1 MW) (SREC-III BAU, Host-Owned, Fair Market Value, $/MWh) | [6 empty] | Large-Scale Greenfield (Large Ground Mount BTM (2 MW) (SREC-III BAU, Host-Owned, Fair Market Value, $/MWh)
Installed Capital Cost Trajectory | 2017 | 2018 | 2019 | 2020 | 2021 | 2022 | Installed Capital Cost Trajectory | 2017 | 2018 | 2019 | 2020 | 2021 | 2022 | Installed Capital Cost Trajectory | 2017 | 2018 | 2019 | 2020 | 2021 | 2022
Low | Not Executed | Not Executed | Not Executed | Not Executed | Not Executed | Not Executed | Low | Not Executed | Not Executed | Not Executed | Not Executed | Not Executed | Not Executed | Low | Not Executed | Not Executed | Not Executed | Not Executed | Not Executed | Not Executed
Base | Not Executed | Not Executed | Not Executed | Not Executed | Not Executed | Not Executed | Base | Not Executed | Not Executed | Not Executed | Not Executed | Not Executed | Not Executed | Base | Not Executed | Not Executed | Not Executed | Not Executed | Not Executed | Not Executed
High | Not Executed | Not Executed | Not Executed | Not Executed | Not Executed | Not Executed | High | Not Executed | Not Executed | Not Executed | Not Executed | Not Executed | Not Executed | High | Not Executed | Not Executed | Not Executed | Not Executed | Not Executed | Not Executed
Medium Cost Large-Scale Greenfield (4 MW) (SREC-III BAU, 10-Year, Host-Owned, Fair Market Value, $/MWh) | [6 empty] | Medium Cost Large-Scale Greenfield (1 MW) (SREC-III BAU, Host-Owned, Fair Market Value, $/MWh) | [6 empty] | Large-Scale Greenfield (Medium Ground Mount BTM (500 kW) (SREC-III BAU, Host-Owned, Fair Market Value, $/MWh)
Installed Capital Cost Trajectory | 2017 | 2018 | 2019 | 2020 | 2021 | 2022 | Installed Capital Cost Trajectory | 2017 | 2018 | 2019 | 2020 | 2021 | 2022 | Installed Capital Cost Trajectory | 2017 | 2018 | 2019 | 2020 | 2021 | 2022
Low | Not Executed | Not Executed | Not Executed | Not Executed | Not Executed | Not Executed | Low | Not Executed | Not Executed | Not Executed | Not Executed | Not Executed | Not Executed | Low | Not Executed | Not Executed | Not Executed | Not Executed | Not Executed | Not Executed
Base | Not Executed | Not Executed | Not Executed | Not Executed | Not Executed | Not Executed | Base | Not Executed | Not Executed | Not Executed | Not Executed | Not Executed | Not Executed | Base | Not Executed | Not Executed | Not Executed | Not Executed | Not Executed | Not Executed
High | Not Executed | Not Executed | Not Executed | Not Executed | Not Executed | Not Executed | High | Not Executed | Not Executed | Not Executed | Not Executed | Not Executed | Not Executed | High | Not Executed | Not Executed | Not Executed | Not Executed | Not Executed | Not Executed
Low Cost Large-Scale Greenfield (4 MW) (SREC-III BAU, 10-Year, Host-Owned, Fair Market Value, $/MWh) | [6 empty] | Low Cost Large-Scale Greenfield (1 MW) (SREC-III BAU, Host-Owned, Fair Market Value, $/MWh) | [6 empty] | Large-Scale Greenfield (Medium Ground Mount VNM (500 kW) (SREC-III BAU, Host-Owned, Fair Market Value, $/MWh)
Installed Capital Cost Trajectory | 2017 | 2018 | 2019 | 2020 | 2021 | 2022 | Installed Capital Cost Trajectory | 2017 | 2018 | 2019 | 2020 | 2021 | 2022 | Installed Capital Cost Trajectory | 2017 | 2018 | 2019 | 2020 | 2021 | 2022
Low | Not Executed | Not Executed | Not Executed | Not Executed | Not Executed | Not Executed | Low | Not Executed | Not Executed | Not Executed | Not Executed | Not Executed | Not Executed | Low Cost | Not Executed | Not Executed | Not Executed | Not Executed | Not Executed | Not Executed
Base | Not Executed | Not Executed | Not Executed | Not Executed | Not Executed | Not Executed | Base | Not Executed | Not Executed | Not Executed | Not Executed | Not Executed | Not Executed | Base Cost | Not Executed | Not Executed | Not Executed | Not Executed | Not Executed | Not Executed
High | Not Executed | Not Executed | Not Executed | Not Executed | Not Executed | Not Executed | High | Not Executed | Not Executed | Not Executed | Not Executed | Not Executed | Not Executed | High Cost | Not Executed | Not Executed | Not Executed | Not Executed | Not Executed | Not Executed
High Cost Large-Scale Greenfield (4 MW) (SREC-III BAU, 10-Year, Public-Owned, Fair Market Value, $/MWh) | [6 empty] | High Cost Large-Scale Greenfield (1 MW) (SREC-III BAU, Public-Owned, Fair Market Value, $/MWh) | [6 empty] | Large-Scale Greenfield (Large Ground Mount BTM (2 MW) (SREC-III BAU, Public-Owned, Fair Market Value, $/MWh)
Installed Capital Cost Trajectory | 2017 | 2018 | 2019 | 2020 | 2021 | 2022 | Installed Capital Cost Trajectory | 2017 | 2018 | 2019 | 2020 | 2021 | 2022 | Installed Capital Cost Trajectory | 2017 | 2018 | 2019 | 2020 | 2021 | 2022
Low | Not Executed | Not Executed | Not Executed | Not Executed | Not Executed | Not Executed | Low | Not Executed | Not Executed | Not Executed | Not Executed | Not Executed | Not Executed | Low Cost | Not Executed | Not Executed | Not Executed | Not Executed | Not Executed | Not Executed
Base | Not Executed | Not Executed | Not Executed | Not Executed | Not Executed | Not Executed | Base | Not Executed | Not Executed | Not Executed | Not Executed | Not Executed | Not Executed | Base Cost | Not Executed | Not Executed | Not Executed | Not Executed | Not Executed | Not Executed
High | Not Executed | Not Executed | Not Executed | Not Executed | Not Executed | Not Executed | High | Not Executed | Not Executed | Not Executed | Not Executed | Not Executed | Not Executed | High Cost | Not Executed | Not Executed | Not Executed | Not Executed | Not Executed | Not Executed
Medium Cost Large-Scale Greenfield (4 MW) (SREC-III BAU, 10-Year, Public-Owned, Fair Market Value, $/MWh) | [6 empty] | Medium Cost Large-Scale Greenfield (1 MW) (SREC-III BAU, Public-Owned, Fair Market Value, $/MWh) | [6 empty] | Large-Scale Greenfield (Medium Ground Mount BTM (500 kW) (SREC-III BAU, Public-Owned, Fair Market Value, $/MWh)
Installed Capital Cost Trajectory | 2017 | 2018 | 2019 | 2020 | 2021 | 2022 | Installed Capital Cost Trajectory | 2017 | 2018 | 2019 | 2020 | 2021 | 2022 | Installed Capital Cost Trajectory | 2017 | 2018 | 2019 | 2020 | 2021 | 2022
Low | Not Executed | Not Executed | Not Executed | Not Executed | Not Executed | Not Executed | Low | Not Executed | Not Executed | Not Executed | Not Executed | Not Executed | Not Executed | Low Cost | Not Executed | Not Executed | Not Executed | Not Executed | Not Executed | Not Executed
Base | Not Executed | Not Executed | Not Executed | Not Executed | Not Executed | Not Executed | Base | Not Executed | Not Executed | Not Executed | Not Executed | Not Executed | Not Executed | Base Cost | Not Executed | Not Executed | Not Executed | Not Executed | Not Executed | Not Executed
High | Not Executed | Not Executed | Not Executed | Not Executed | Not Executed | Not Executed | High | Not Executed | Not Executed | Not Executed | Not Executed | Not Executed | Not Executed | High Cost | Not Executed | Not Executed | Not Executed | Not Executed | Not Executed | Not Executed
Low Cost Large-Scale Greenfield (4 MW) (SREC-III BAU, 10-Year, Public-Owned, Fair Market Value, $/MWh) | [6 empty] | Low Cost Large-Scale Greenfield (1 MW) (SREC-III BAU, Public-Owned, Fair Market Value, $/MWh) | [6 empty] | Large-Scale Greenfield (Medium Ground Mount VNM (500 kW) (SREC-III BAU, Public-Owned, Fair Market Value, $/MWh)
Installed Capital Cost Trajectory | 2017 | 2018 | 2019 | 2020 | 2021 | 2022 | Installed Capital Cost Trajectory | 2017 | 2018 | 2019 | 2020 | 2021 | 2022 | Installed Capital Cost Trajectory | 2017 | 2018 | 2019 | 2020 | 2021 | 2022
Low | Not Executed | Not Executed | Not Executed | Not Executed | Not Executed | Not Executed | Low | Not Executed | Not Executed | Not Executed | Not Executed | Not Executed | Not Executed | Low Cost | Not Executed | Not Executed | Not Executed | Not Executed | Not Executed | Not Executed
Base | Not Executed | Not Executed | Not Executed | Not Executed | Not Executed | Not Executed | Base | Not Executed | Not Executed | Not Executed | Not Executed | Not Executed | Not Executed | Base Cost | Not Executed | Not Executed | Not Executed | Not Executed | Not Executed | Not Executed
High | Not Executed | Not Executed | Not Executed | Not Executed | Not Executed | Not Executed | High | Not Executed | Not Executed | Not Executed | Not Executed | Not Executed | Not Executed | High Cost | Not Executed | Not Executed | Not Executed | Not Executed | Not Executed | Not Executed
Hybrid CB/SO & DBI | [6 empty] | Hybrid CB/SO & DBI | [6 empty] | Hybrid CB/SO & DBI
High Cost Large-Scale Greenfield (4 MW) (Hybrid CB/SO & DBI, 10-Year, Third Party-Owned, Cost Basis, $/MWh) | [6 empty] | High Cost Large-Scale Greenfield (1 MW) (Hybrid CB/SO & DBI, Third Party-Owned, Cost Basis, $/MWh) | [6 empty] | Large-Scale Greenfield (Large Ground Mount BTM (2 MW) (Hybrid CB/SO & DBI, Third Party-Owned, Cost Basis, $/MWh)
Installed Capital Cost Trajectory | 2017 | 2018 | 2019 | 2020 | 2021 | 2022 | Installed Capital Cost Trajectory | 2017 | 2018 | 2019 | 2020 | 2021 | 2022 | Installed Capital Cost Trajectory | 2017 | 2018 | 2019 | 2020 | 2021 | 2022
Low | 128.3889 | 112.9444 | 98.0556 | 94.3889 | 85.1667 | 83.2778 | Low | 134.5 | 119.0556 | 104.0556 | 100.2778 | 91.1667 | 89.6111 | Low | 102.3889 | 87.5 | 73.0556 | 68.0556 | 58.8333 | 56.8333
Base | 187.9444 | 172.6111 | 157.7222 | 155.7222 | 147.6111 | 149.0556 | Base | 193.2778 | 177.9444 | 162.8333 | 160.7222 | 152.7222 | 154.5 | Base | 153.9444 | 139.1667 | 124.5 | 120.9444 | 112.8333 | 113.8333
High | 250.0556 | 237.9444 | 225.7222 | 230.7222 | 226.2778 | 233.7222 | High | 251.1667 | 238.7222 | 226.2778 | 230.7222 | 226.1667 | 233.9444 | High | 200.0556 | 187.6111 | 175.0556 | 177.0556 | 171.9444 | 178.5
Medium Cost Large-Scale Greenfield (4 MW) (Hybrid CB/SO & DBI, 10-Year, Third Party-Owned, Cost Basis, $/MWh) | [6 empty] | Medium Cost Large-Scale Greenfield (1 MW) (Hybrid CB/SO & DBI, Third Party-Owned, Cost Basis, $/MWh) | [6 empty] | Large-Scale Greenfield (Medium Ground Mount BTM (500 kW) (Hybrid CB/SO & DBI, Third Party-Owned, Cost Basis, $/MWh)
Installed Capital Cost Trajectory | 2017 | 2018 | 2019 | 2020 | 2021 | 2022 | Installed Capital Cost Trajectory | 2017 | 2018 | 2019 | 2020 | 2021 | 2022 | Installed Capital Cost Trajectory | 2017 | 2018 | 2019 | 2020 | 2021 | 2022
Low | 105.0556 | 90.3889 | 76.0556 | 71.3889 | 62.3889 | 60.2778 | Low | 114.6111 | 100.0556 | 85.8333 | 81.3889 | 72.5 | 70.6111 | Low | 141.2778 | 124.2778 | 108.0556 | 103.1667 | 93.1667 | 91.3889
Base | 157.9444 | 143.3889 | 128.9444 | 125.8333 | 117.8333 | 118.7222 | Base | 167.5 | 153.0556 | 138.7222 | 135.7222 | 127.9444 | 129.0556 | Base | 204.6111 | 187.5 | 170.9444 | 167.5 | 158.6111 | 159.9444
High | 209.1667 | 197.2778 | 185.0556 | 187.9444 | 183.0556 | 189.5 | High | 217.2778 | 205.2778 | 193.1667 | 196.0556 | 191.2778 | 197.9444 | High | 260.6111 | 246.1667 | 231.8333 | 234.5 | 228.8333 | 236.2778
Low Cost Large-Scale Greenfield (4 MW) (Hybrid CB/SO & DBI, 10-Year, Third Party-Owned, Cost Basis, $/MWh) | [6 empty] | Low Cost Large-Scale Greenfield (1 MW) (Hybrid CB/SO & DBI, Third Party-Owned, Cost Basis, $/MWh) | [6 empty] | Large-Scale Greenfield (Medium Ground Mount VNM (500 kW) (Hybrid CB/SO & DBI, Third Party-Owned, Cost Basis, $/MWh)
Installed Capital Cost Trajectory | 2017 | 2018 | 2019 | 2020 | 2021 | 2022 | Installed Capital Cost Trajectory | 2017 | 2018 | 2019 | 2020 | 2021 | 2022 | Installed Capital Cost Trajectory | 2017 | 2018 | 2019 | 2020 | 2021 | 2022
Low | 81.7222 | 67.7222 | 54.0556 | 48.5 | 39.6111 | 37.2778 | Low | 94.7222 | 80.9444 | 67.5 | 62.5 | 53.8333 | 51.6111 | Low | 131.1667 | 114.0556 | 97.7222 | 92.7222 | 82.7222 | 80.5
Base | 127.9444 | 114.0556 | 100.1667 | 96.0556 | 88.0556 | 88.3889 | Base | 141.8333 | 128.1667 | 114.5 | 110.8333 | 103.1667 | 103.7222 | Base | 189.5 | 172.2778 | 155.6111 | 151.9444 | 142.8333 | 143.7222
High | 168.2778 | 156.5 | 144.5 | 145.2778 | 139.9444 | 145.3889 | High | 183.3889 | 171.9444 | 160.1667 | 161.3889 | 156.3889 | 162.0556 | High | 243.5 | 229.0556 | 214.6111 | 217.2778 | 211.2778 | 218.2778
High Cost Large-Scale Greenfield (4 MW) (Hybrid CB/SO & DBI, 10-Year, Host-Owned, Cost Basis, $/MWh) | [6 empty] | High Cost Large-Scale Greenfield (1 MW) (Hybrid CB/SO & DBI, Host-Owned, Cost Basis, $/MWh) | [6 empty] | Large-Scale Greenfield (Large Ground Mount BTM (2 MW) (Hybrid CB/SO & DBI, Host-Owned, Cost Basis, $/MWh)
Installed Capital Cost Trajectory | 2017 | 2018 | 2019 | 2020 | 2021 | 2022 | Installed Capital Cost Trajectory | 2017 | 2018 | 2019 | 2020 | 2021 | 2022 | Installed Capital Cost Trajectory | 2017 | 2018 | 2019 | 2020 | 2021 | 2022
Low | 94.8333 | 82.6111 | 70.1667 | 67.5 | 60.1667 | 55.1667 | Low | 101.8333 | 89.6111 | 77.1667 | 74.8333 | 67.6111 | 62.9444 | Low | 78.8333 | 67.0556 | 55.0556 | 51.3889 | 44.1667 | 39.5
Base | 165.0556 | 153.5 | 141.6111 | 142.3889 | 136.6111 | 132.9444 | Base | 167.9444 | 156.1667 | 144.0556 | 144.8333 | 139.0556 | 136.0556 | Base | 132.5 | 120.8333 | 108.8333 | 107.5 | 101.5 | 98.6111
High | 246.9444 | 237.1667 | 226.8333 | 231.8333 | 228.7222 | 228.3889 | High | 244.8333 | 234.5 | 223.7222 | 228.3889 | 225.1667 | 225.6111 | High | 194.6111 | 184.0556 | 172.8333 | 174.6111 | 170.7222 | 171.2778
Medium Cost Large-Scale Greenfield (4 MW) (Hybrid CB/SO & DBI, 10-Year, Host-Owned, Cost Basis, $/MWh) | [6 empty] | Medium Cost Large-Scale Greenfield (1 MW) (Hybrid CB/SO & DBI, Host-Owned, Cost Basis, $/MWh) | [6 empty] | Large-Scale Greenfield (Medium Ground Mount BTM (500 kW) (Hybrid CB/SO & DBI, Host-Owned, Cost Basis, $/MWh)
Installed Capital Cost Trajectory | 2017 | 2018 | 2019 | 2020 | 2021 | 2022 | Installed Capital Cost Trajectory | 2017 | 2018 | 2019 | 2020 | 2021 | 2022 | Installed Capital Cost Trajectory | 2017 | 2018 | 2019 | 2020 | 2021 | 2022
Low | 62.1667 | 50.5 | 38.6111 | 34.2778 | 27.0556 | 22.1667 | Low | 87.2778 | 75.7222 | 63.9444 | 60.8333 | 53.7222 | 49.1667 | Low | 110.9444 | 97.5 | 84.0556 | 81.3889 | 73.6111 | 68.7222
Base | 119.7222 | 108.3889 | 96.7222 | 95.1667 | 89.2778 | 85.9444 | Base | 144.6111 | 133.2778 | 121.6111 | 121.1667 | 115.2778 | 112.3889 | Base | 175.6111 | 162.1667 | 148.5 | 148.3889 | 141.7222 | 138.8333
High | 186.8333 | 176.8333 | 166.2778 | 168.2778 | 164.6111 | 164.5 | High | 210.9444 | 200.8333 | 190.2778 | 193.0556 | 189.5 | 189.8333 | High | 249.5 | 237.0556 | 224.1667 | 227.2778 | 222.9444 | 223.6111
Low Cost Large-Scale Greenfield (4 MW) (Hybrid CB/SO & DBI, 10-Year, Host-Owned, Cost Basis, $/MWh) | [6 empty] | Low Cost Large-Scale Greenfield (1 MW) (Hybrid CB/SO & DBI, Host-Owned, Cost Basis, $/MWh) | [6 empty] | Large-Scale Greenfield (Medium Ground Mount VNM (500 kW) (Hybrid CB/SO & DBI, Host-Owned, Cost Basis, $/MWh)
Installed Capital Cost Trajectory | 2017 | 2018 | 2019 | 2020 | 2021 | 2022 | Installed Capital Cost Trajectory | 2017 | 2018 | 2019 | 2020 | 2021 | 2022 | Installed Capital Cost Trajectory | 2017 | 2018 | 2019 | 2020 | 2021 | 2022
Low | 45.9444 | 34.9444 | 23.6111 | 18.3889 | 11.1667 | 6.5 | Low | 72.7222 | 61.8333 | 50.7222 | 46.8333 | 39.8333 | 35.2778 | Low | 101.3889 | 87.8333 | 74.3889 | 71.1667 | 63.1667 | 58.0556
Base | 91.9444 | 81.0556 | 69.6111 | 66.3889 | 60.2778 | 57.2778 | Base | 121.1667 | 110.3889 | 99.1667 | 97.3889 | 91.5 | 88.7222 | Base | 164.2778 | 150.8333 | 137.1667 | 136.5 | 129.7222 | 126.2778
High | 145.3889 | 135.2778 | 124.6111 | 124.1667 | 120.0556 | 120.1667 | High | 177.0556 | 167.2778 | 156.7222 | 157.7222 | 153.8333 | 154.1667 | High | 237.5 | 225.1667 | 212.2778 | 215.0556 | 210.5 | 210.3889
High Cost Large-Scale Greenfield (4 MW) (Hybrid CB/SO & DBI, 10-Year, Public-Owned, Cost Basis, $/MWh) | [6 empty] | High Cost Large-Scale Greenfield (1 MW) (Hybrid CB/SO & DBI, Public-Owned, Cost Basis, $/MWh) | [6 empty] | Large-Scale Greenfield (Large Ground Mount BTM (2 MW) (Hybrid CB/SO & DBI, Public-Owned, Cost Basis, $/MWh)
Installed Capital Cost Trajectory | 2017 | 2018 | 2019 | 2020 | 2021 | 2022 | Installed Capital Cost Trajectory | 2017 | 2018 | 2019 | 2020 | 2021 | 2022 | Installed Capital Cost Trajectory | 2017 | 2018 | 2019 | 2020 | 2021 | 2022
Low | 153.9444 | 126.9444 | 101.3889 | 77.5 | 58.5 | 37.8333 | Low | 166.5 | 139.6111 | 114.2778 | 90.3889 | 71.5 | 51.0556 | Low | 135.3889 | 110.2778 | 86.2778 | 64.0556 | 45.8333 | 26.3889
Base | 213.9444 | 188.2778 | 163.5 | 139.2778 | 121.3889 | 100.5 | Base | 224.1667 | 198.5 | 173.9444 | 149.7222 | 131.8333 | 111.0556 | Base | 183.1667 | 159.0556 | 135.7222 | 113.0556 | 95.6111 | 75.7222
High | 298.2778 | 274.3889 | 250.9444 | 226.6111 | 210.5 | 189.9444 | High | 305.3889 | 281.5 | 258.1667 | 233.8333 | 217.6111 | 197.1667 | High | 252.1667 | 229.6111 | 207.3889 | 184.5 | 168.3889 | 148.6111
Medium Cost Large-Scale Greenfield (4 MW) (Hybrid CB/SO & DBI, 10-Year, Public-Owned, Cost Basis, $/MWh) | [6 empty] | Medium Cost Large-Scale Greenfield (1 MW) (Hybrid CB/SO & DBI, Public-Owned, Cost Basis, $/MWh) | [6 empty] | Large-Scale Greenfield (Medium Ground Mount BTM (500 kW) (Hybrid CB/SO & DBI, Public-Owned, Cost Basis, $/MWh)
Installed Capital Cost Trajectory | 2017 | 2018 | 2019 | 2020 | 2021 | 2022 | Installed Capital Cost Trajectory | 2017 | 2018 | 2019 | 2020 | 2021 | 2022 | Installed Capital Cost Trajectory | 2017 | 2018 | 2019 | 2020 | 2021 | 2022
Low | 133.2778 | 107.9444 | 84.0556 | 61.7222 | 43.7222 | 24.0556 | Low | 147.1667 | 122.1667 | 98.5 | 76.1667 | 58.2778 | 38.9444 | Low | 181.7222 | 152.8333 | 125.8333 | 100.3889 | 80.3889 | 59.0556
Base | 184.6111 | 160.5 | 137.1667 | 114.6111 | 97.2778 | 77.5 | Base | 198.3889 | 174.3889 | 151.3889 | 128.7222 | 111.6111 | 92.0556 | Base | 236.0556 | 208.2778 | 181.7222 | 155.6111 | 136.2778 | 114.2778
High | 258.0556 | 235.5 | 213.3889 | 190.6111 | 174.8333 | 155.2778 | High | 271.1667 | 248.8333 | 226.9444 | 204.1667 | 188.5 | 169.0556 | High | 316.7222 | 290.3889 | 264.8333 | 238.3889 | 220.1667 | 198.1667
Low Cost Large-Scale Greenfield (4 MW) (Hybrid CB/SO & DBI, 10-Year, Public-Owned, Cost Basis, $/MWh) | [6 empty] | Low Cost Large-Scale Greenfield (1 MW) (Hybrid CB/SO & DBI, Public-Owned, Cost Basis, $/MWh) | [6 empty] | Large-Scale Greenfield (Medium Ground Mount VNM (500 kW) (Hybrid CB/SO & DBI, Public-Owned, Cost Basis, $/MWh)
Installed Capital Cost Trajectory | 2017 | 2018 | 2019 | 2020 | 2021 | 2022 | Installed Capital Cost Trajectory | 2017 | 2018 | 2019 | 2020 | 2021 | 2022 | Installed Capital Cost Trajectory | 2017 | 2018 | 2019 | 2020 | 2021 | 2022
Low | 112.5 | 89.0556 | 66.7222 | 46.0556 | 28.8333 | 10.3889 | Low | 127.9444 | 104.7222 | 82.6111 | 61.8333 | 44.9444 | 26.7222 | Low | 183.5 | 154.7222 | 127.7222 | 102.2778 | 82.3889 | 60.9444
Base | 155.2778 | 132.7222 | 110.9444 | 89.8333 | 73.2778 | 54.5 | Base | 172.5 | 150.2778 | 128.8333 | 107.7222 | 91.3889 | 72.9444 | Base | 240.5 | 212.7222 | 186.2778 | 160.2778 | 140.9444 | 119.1667
High | 217.8333 | 196.7222 | 175.8333 | 154.6111 | 139.2778 | 120.6111 | High | 237.0556 | 216.1667 | 195.7222 | 174.3889 | 159.3889 | 141.0556 | High | 324.1667 | 297.9444 | 272.6111 | 246.1667 | 228.2778 | 206.3889
High Cost Large-Scale Greenfield (4 MW) (Hybrid CB/SO & DBI, 10-Year, Third Party-Owned, Fair Market Value, $/MWh) | [6 empty] | High Cost Large-Scale Greenfield (1 MW) (Hybrid CB/SO & DBI, Third Party-Owned, Fair Market Value, $/MWh) | [6 empty] | Large-Scale Greenfield (Large Ground Mount BTM (2 MW) (Hybrid CB/SO & DBI, Third Party-Owned, Fair Market Value, $/MWh)
Installed Capital Cost Trajectory | 2017 | 2018 | 2019 | 2020 | 2021 | 2022 | Installed Capital Cost Trajectory | 2017 | 2018 | 2019 | 2020 | 2021 | 2022 | Installed Capital Cost Trajectory | 2017 | 2018 | 2019 | 2020 | 2021 | 2022
Low | Not Executed | Not Executed | Not Executed | Not Executed | Not Executed | Not Executed | Low | Not Executed | Not Executed | Not Executed | Not Executed | Not Executed | Not Executed | Low | Not Executed | Not Executed | Not Executed | Not Executed | Not Executed | Not Executed
Base | 144.2778 | 131.5 | 118.8333 | 114.9444 | 107.7222 | 116.1667 | Base | 150.9444 | 138.1667 | 125.5 | 121.6111 | 114.3889 | 122.7222 | Base | 119.3889 | 107.0556 | 94.8333 | 89.8333 | 82.3889 | 88.5
High | Not Executed | Not Executed | Not Executed | Not Executed | Not Executed | Not Executed | High | Not Executed | Not Executed | Not Executed | Not Executed | Not Executed | Not Executed | High | Not Executed | Not Executed | Not Executed | Not Executed | Not Executed | Not Executed
Medium Cost Large-Scale Greenfield (4 MW) (Hybrid CB/SO & DBI, 10-Year, Third Party-Owned, Fair Market Value, $/MWh) | [6 empty] | Medium Cost Large-Scale Greenfield (1 MW) (Hybrid CB/SO & DBI, Third Party-Owned, Fair Market Value, $/MWh) | [6 empty] | Large-Scale Greenfield (Medium Ground Mount BTM (500 kW) (Hybrid CB/SO & DBI, Third Party-Owned, Fair Market Value, $/MWh)
Installed Capital Cost Trajectory | 2017 | 2018 | 2019 | 2020 | 2021 | 2022 | Installed Capital Cost Trajectory | 2017 | 2018 | 2019 | 2020 | 2021 | 2022 | Installed Capital Cost Trajectory | 2017 | 2018 | 2019 | 2020 | 2021 | 2022
Low | Not Executed | Not Executed | Not Executed | Not Executed | Not Executed | Not Executed | Low | Not Executed | Not Executed | Not Executed | Not Executed | Not Executed | Not Executed | Low | Not Executed | Not Executed | Not Executed | Not Executed | Not Executed | Not Executed
Base | 121.1667 | 109.0556 | 96.8333 | 92.2778 | 84.8333 | 91.5 | Base | 130.7222 | 118.7222 | 106.7222 | 102.2778 | 95.0556 | 101.8333 | Base | 162.9444 | 148.9444 | 135.1667 | 130.3889 | 122.3889 | 129.7222
High | Not Executed | Not Executed | Not Executed | Not Executed | Not Executed | Not Executed | High | Not Executed | Not Executed | Not Executed | Not Executed | Not Executed | Not Executed | High | Not Executed | Not Executed | Not Executed | Not Executed | Not Executed | Not Executed
Low Cost Large-Scale Greenfield (4 MW) (Hybrid CB/SO & DBI, 10-Year, Third Party-Owned, Fair Market Value, $/MWh) | [6 empty] | Low Cost Large-Scale Greenfield (1 MW) (Hybrid CB/SO & DBI, Third Party-Owned, Fair Market Value, $/MWh) | [6 empty] | Large-Scale Greenfield (Medium Ground Mount VNM (500 kW) (Hybrid CB/SO & DBI, Third Party-Owned, Fair Market Value, $/MWh)
Installed Capital Cost Trajectory | 2017 | 2018 | 2019 | 2020 | 2021 | 2022 | Installed Capital Cost Trajectory | 2017 | 2018 | 2019 | 2020 | 2021 | 2022 | Installed Capital Cost Trajectory | 2017 | 2018 | 2019 | 2020 | 2021 | 2022
Low | Not Executed | Not Executed | Not Executed | Not Executed | Not Executed | Not Executed | Low | Not Executed | Not Executed | Not Executed | Not Executed | Not Executed | Not Executed | Low | Not Executed | Not Executed | Not Executed | Not Executed | Not Executed | Not Executed
Base | 98.0556 | 86.5 | 74.8333 | 69.5 | 62.0556 | 66.8333 | Base | 110.6111 | 99.2778 | 87.8333 | 82.9444 | 75.8333 | 80.9444 | Base | 147.7222 | 133.6111 | 119.6111 | 114.5 | 106.2778 | 113.5
High | Not Executed | Not Executed | Not Executed | Not Executed | Not Executed | Not Executed | High | Not Executed | Not Executed | Not Executed | Not Executed | Not Executed | Not Executed | High | Not Executed | Not Executed | Not Executed | Not Executed | Not Executed | Not Executed
High Cost Large-Scale Greenfield (4 MW) (Hybrid CB/SO & DBI, 10-Year, Host-Owned, Fair Market Value, $/MWh) | [6 empty] | High Cost Large-Scale Greenfield (1 MW) (Hybrid CB/SO & DBI, Host-Owned, Fair Market Value, $/MWh) | [6 empty] | Large-Scale Greenfield (Large Ground Mount BTM (2 MW) (Hybrid CB/SO & DBI, Host-Owned, Fair Market Value, $/MWh)
Installed Capital Cost Trajectory | 2017 | 2018 | 2019 | 2020 | 2021 | 2022 | Installed Capital Cost Trajectory | 2017 | 2018 | 2019 | 2020 | 2021 | 2022 | Installed Capital Cost Trajectory | 2017 | 2018 | 2019 | 2020 | 2021 | 2022
Low | Not Executed | Not Executed | Not Executed | Not Executed | Not Executed | Not Executed | Low | Not Executed | Not Executed | Not Executed | Not Executed | Not Executed | Not Executed | Low | Not Executed | Not Executed | Not Executed | Not Executed | Not Executed | Not Executed
Base | Not Executed | Not Executed | Not Executed | Not Executed | Not Executed | Not Executed | Base | Not Executed | Not Executed | Not Executed | Not Executed | Not Executed | Not Executed | Base | Not Executed | Not Executed | Not Executed | Not Executed | Not Executed | Not Executed
High | Not Executed | Not Executed | Not Executed | Not Executed | Not Executed | Not Executed | High | Not Executed | Not Executed | Not Executed | Not Executed | Not Executed | Not Executed | High | Not Executed | Not Executed | Not Executed | Not Executed | Not Executed | Not Executed
Medium Cost Large-Scale Greenfield (4 MW) (Hybrid CB/SO & DBI, 10-Year, Host-Owned, Fair Market Value, $/MWh) | [6 empty] | Medium Cost Large-Scale Greenfield (1 MW) (Hybrid CB/SO & DBI, Host-Owned, Fair Market Value, $/MWh) | [6 empty] | Large-Scale Greenfield (Medium Ground Mount BTM (500 kW) (Hybrid CB/SO & DBI, Host-Owned, Fair Market Value, $/MWh)
Installed Capital Cost Trajectory | 2017 | 2018 | 2019 | 2020 | 2021 | 2022 | Installed Capital Cost Trajectory | 2017 | 2018 | 2019 | 2020 | 2021 | 2022 | Installed Capital Cost Trajectory | 2017 | 2018 | 2019 | 2020 | 2021 | 2022
Low | Not Executed | Not Executed | Not Executed | Not Executed | Not Executed | Not Executed | Low | Not Executed | Not Executed | Not Executed | Not Executed | Not Executed | Not Executed | Low | Not Executed | Not Executed | Not Executed | Not Executed | Not Executed | Not Executed
Base | Not Executed | Not Executed | Not Executed | Not Executed | Not Executed | Not Executed | Base | Not Executed | Not Executed | Not Executed | Not Executed | Not Executed | Not Executed | Base | Not Executed | Not Executed | Not Executed | Not Executed | Not Executed | Not Executed
High | Not Executed | Not Executed | Not Executed | Not Executed | Not Executed | Not Executed | High | Not Executed | Not Executed | Not Executed | Not Executed | Not Executed | Not Executed | High | Not Executed | Not Executed | Not Executed | Not Executed | Not Executed | Not Executed
Low Cost Large-Scale Greenfield (4 MW) (Hybrid CB/SO & DBI, 10-Year, Host-Owned, Fair Market Value, $/MWh) | [6 empty] | Low Cost Large-Scale Greenfield (1 MW) (Hybrid CB/SO & DBI, Host-Owned, Fair Market Value, $/MWh) | [6 empty] | Large-Scale Greenfield (Medium Ground Mount VNM (500 kW) (Hybrid CB/SO & DBI, Host-Owned, Fair Market Value, $/MWh)
Installed Capital Cost Trajectory | 2017 | 2018 | 2019 | 2020 | 2021 | 2022 | Installed Capital Cost Trajectory | 2017 | 2018 | 2019 | 2020 | 2021 | 2022 | Installed Capital Cost Trajectory | 2017 | 2018 | 2019 | 2020 | 2021 | 2022
Low | Not Executed | Not Executed | Not Executed | Not Executed | Not Executed | Not Executed | Low | Not Executed | Not Executed | Not Executed | Not Executed | Not Executed | Not Executed | Low | Not Executed | Not Executed | Not Executed | Not Executed | Not Executed | Not Executed
Base | Not Executed | Not Executed | Not Executed | Not Executed | Not Executed | Not Executed | Base | Not Executed | Not Executed | Not Executed | Not Executed | Not Executed | Not Executed | Base | Not Executed | Not Executed | Not Executed | Not Executed | Not Executed | Not Executed
High | Not Executed | Not Executed | Not Executed | Not Executed | Not Executed | Not Executed | High | Not Executed | Not Executed | Not Executed | Not Executed | Not Executed | Not Executed | High | Not Executed | Not Executed | Not Executed | Not Executed | Not Executed | Not Executed
High Cost Large-Scale Greenfield (4 MW) (Hybrid CB/SO & DBI, 10-Year, Public-Owned, Fair Market Value, $/MWh) | [6 empty] | High Cost Large-Scale Greenfield (1 MW) (Hybrid CB/SO & DBI, Public-Owned, Fair Market Value, $/MWh) | [6 empty] | Large-Scale Greenfield (Large Ground Mount BTM (2 MW) (Hybrid CB/SO & DBI, Public-Owned, Fair Market Value, $/MWh)
Installed Capital Cost Trajectory | 2017 | 2018 | 2019 | 2020 | 2021 | 2022 | Installed Capital Cost Trajectory | 2017 | 2018 | 2019 | 2020 | 2021 | 2022 | Installed Capital Cost Trajectory | 2017 | 2018 | 2019 | 2020 | 2021 | 2022
Low | Not Executed | Not Executed | Not Executed | Not Executed | Not Executed | Not Executed | Low | Not Executed | Not Executed | Not Executed | Not Executed | Not Executed | Not Executed | Low | Not Executed | Not Executed | Not Executed | Not Executed | Not Executed | Not Executed
Base | Not Executed | Not Executed | Not Executed | Not Executed | Not Executed | Not Executed | Base | Not Executed | Not Executed | Not Executed | Not Executed | Not Executed | Not Executed | Base | Not Executed | Not Executed | Not Executed | Not Executed | Not Executed | Not Executed
High | Not Executed | Not Executed | Not Executed | Not Executed | Not Executed | Not Executed | High | Not Executed | Not Executed | Not Executed | Not Executed | Not Executed | Not Executed | High | Not Executed | Not Executed | Not Executed | Not Executed | Not Executed | Not Executed
Medium Cost Large-Scale Greenfield (4 MW) (Hybrid CB/SO & DBI, 10-Year, Public-Owned, Fair Market Value, $/MWh) | [6 empty] | Medium Cost Large-Scale Greenfield (1 MW) (Hybrid CB/SO & DBI, Public-Owned, Fair Market Value, $/MWh) | [6 empty] | Large-Scale Greenfield (Medium Ground Mount BTM (500 kW) (Hybrid CB/SO & DBI, Public-Owned, Fair Market Value, $/MWh)
Installed Capital Cost Trajectory | 2017 | 2018 | 2019 | 2020 | 2021 | 2022 | Installed Capital Cost Trajectory | 2017 | 2018 | 2019 | 2020 | 2021 | 2022 | Installed Capital Cost Trajectory | 2017 | 2018 | 2019 | 2020 | 2021 | 2022
Low | Not Executed | Not Executed | Not Executed | Not Executed | Not Executed | Not Executed | Low | Not Executed | Not Executed | Not Executed | Not Executed | Not Executed | Not Executed | Low | Not Executed | Not Executed | Not Executed | Not Executed | Not Executed | Not Executed
Base | Not Executed | Not Executed | Not Executed | Not Executed | Not Executed | Not Executed | Base | Not Executed | Not Executed | Not Executed | Not Executed | Not Executed | Not Executed | Base | Not Executed | Not Executed | Not Executed | Not Executed | Not Executed | Not Executed
High | Not Executed | Not Executed | Not Executed | Not Executed | Not Executed | Not Executed | High | Not Executed | Not Executed | Not Executed | Not Executed | Not Executed | Not Executed | High | Not Executed | Not Executed | Not Executed | Not Executed | Not Executed | Not Executed
Low Cost Large-Scale Greenfield (4 MW) (Hybrid CB/SO & DBI, 10-Year, Public-Owned, Fair Market Value, $/MWh) | [6 empty] | Low Cost Large-Scale Greenfield (1 MW) (Hybrid CB/SO & DBI, Public-Owned, Fair Market Value, $/MWh) | [6 empty] | Large-Scale Greenfield (Medium Ground Mount VNM (500 kW) (Hybrid CB/SO & DBI, Public-Owned, Fair Market Value, $/MWh)
Installed Capital Cost Trajectory | 2017 | 2018 | 2019 | 2020 | 2021 | 2022 | Installed Capital Cost Trajectory | 2017 | 2018 | 2019 | 2020 | 2021 | 2022 | Installed Capital Cost Trajectory | 2017 | 2018 | 2019 | 2020 | 2021 | 2022
Low | Not Executed | Not Executed | Not Executed | Not Executed | Not Executed | Not Executed | Low | Not Executed | Not Executed | Not Executed | Not Executed | Not Executed | Not Executed | Low | Not Executed | Not Executed | Not Executed | Not Executed | Not Executed | Not Executed
Base | Not Executed | Not Executed | Not Executed | Not Executed | Not Executed | Not Executed | Base | Not Executed | Not Executed | Not Executed | Not Executed | Not Executed | Not Executed | Base | Not Executed | Not Executed | Not Executed | Not Executed | Not Executed | Not Executed
High | Not Executed | Not Executed | Not Executed | Not Executed | Not Executed | Not Executed | High | Not Executed | Not Executed | Not Executed | Not Executed | Not Executed | Not Executed | High | Not Executed | Not Executed | Not Executed | Not Executed | Not Executed | Not Executed
High Cost Large-Scale Greenfield (4 MW) (Hybrid CB/SO & DBI, 20-Year, Third Party-Owned, Cost Basis, $/MWh) | [6 empty] | High Cost Large-Scale Greenfield (1 MW) (Hybrid CB/SO & DBI, Third Party-Owned, Cost Basis, $/MWh) | [6 empty] | Large-Scale Greenfield (Large Ground Mount BTM (2 MW) (Hybrid CB/SO & DBI, Third Party-Owned, Cost Basis, $/MWh)
Installed Capital Cost Trajectory | 2017 | 2018 | 2019 | 2020 | 2021 | 2022 | Installed Capital Cost Trajectory | 2017 | 2018 | 2019 | 2020 | 2021 | 2022 | Installed Capital Cost Trajectory | 2017 | 2018 | 2019 | 2020 | 2021 | 2022
Low | 128.3889 | 112.9444 | 98.0556 | 94.3889 | 85.1667 | 83.2778 | Low | 134.5 | 119.0556 | 104.0556 | 100.2778 | 91.1667 | 89.6111 | Low | 102.3889 | 87.5 | 73.0556 | 68.0556 | 58.8333 | 56.8333
Base | 187.9444 | 172.6111 | 157.7222 | 155.7222 | 147.6111 | 149.0556 | Base | 193.2778 | 177.9444 | 162.8333 | 160.7222 | 152.7222 | 154.5 | Base | 153.9444 | 139.1667 | 124.5 | 120.9444 | 112.8333 | 113.8333
High | 250.0556 | 237.9444 | 225.7222 | 230.7222 | 226.2778 | 233.7222 | High | 251.1667 | 238.7222 | 226.2778 | 230.7222 | 226.1667 | 233.9444 | High | 200.0556 | 187.6111 | 175.0556 | 177.0556 | 171.9444 | 178.5
Medium Cost Large-Scale Greenfield (4 MW) (Hybrid CB/SO & DBI, 20-Year, Third Party-Owned, Cost Basis, $/MWh) | [6 empty] | Medium Cost Large-Scale Greenfield (1 MW) (Hybrid CB/SO & DBI, Third Party-Owned, Cost Basis, $/MWh) | [6 empty] | Large-Scale Greenfield (Medium Ground Mount BTM (500 kW) (Hybrid CB/SO & DBI, Third Party-Owned, Cost Basis, $/MWh)
Installed Capital Cost Trajectory | 2017 | 2018 | 2019 | 2020 | 2021 | 2022 | Installed Capital Cost Trajectory | 2017 | 2018 | 2019 | 2020 | 2021 | 2022 | Installed Capital Cost Trajectory | 2017 | 2018 | 2019 | 2020 | 2021 | 2022
Low | 105.0556 | 90.3889 | 76.0556 | 71.3889 | 62.3889 | 60.2778 | Low | 114.6111 | 100.0556 | 85.8333 | 81.3889 | 72.5 | 70.6111 | Low | 141.2778 | 124.2778 | 108.0556 | 103.1667 | 93.1667 | 91.3889
Base | 157.9444 | 143.3889 | 128.9444 | 125.8333 | 117.8333 | 118.7222 | Base | 167.5 | 153.0556 | 138.7222 | 135.7222 | 127.9444 | 129.0556 | Base | 204.6111 | 187.5 | 170.9444 | 167.5 | 158.6111 | 159.9444
High | 209.1667 | 197.2778 | 185.0556 | 187.9444 | 183.0556 | 189.5 | High | 217.2778 | 205.2778 | 193.1667 | 196.0556 | 191.2778 | 197.9444 | High | 260.6111 | 246.1667 | 231.8333 | 234.5 | 228.8333 | 236.2778
Low Cost Large-Scale Greenfield (4 MW) (Hybrid CB/SO & DBI, 20-Year, Third Party-Owned, Cost Basis, $/MWh) | [6 empty] | Low Cost Large-Scale Greenfield (1 MW) (Hybrid CB/SO & DBI, Third Party-Owned, Cost Basis, $/MWh) | [6 empty] | Large-Scale Greenfield (Medium Ground Mount VNM (500 kW) (Hybrid CB/SO & DBI, Third Party-Owned, Cost Basis, $/MWh)
Installed Capital Cost Trajectory | 2017 | 2018 | 2019 | 2020 | 2021 | 2022 | Installed Capital Cost Trajectory | 2017 | 2018 | 2019 | 2020 | 2021 | 2022 | Installed Capital Cost Trajectory | 2017 | 2018 | 2019 | 2020 | 2021 | 2022
Low | 81.7222 | 67.7222 | 54.0556 | 48.5 | 39.6111 | 37.2778 | Low | 94.7222 | 80.9444 | 67.5 | 62.5 | 53.8333 | 51.6111 | Low | 131.1667 | 114.0556 | 97.7222 | 92.7222 | 82.7222 | 80.5
Base | 127.9444 | 114.0556 | 100.1667 | 96.0556 | 88.0556 | 88.3889 | Base | 141.8333 | 128.1667 | 114.5 | 110.8333 | 103.1667 | 103.7222 | Base | 189.5 | 172.2778 | 155.6111 | 151.9444 | 142.8333 | 143.7222
High | 168.2778 | 156.5 | 144.5 | 145.2778 | 139.9444 | 145.3889 | High | 183.3889 | 171.9444 | 160.1667 | 161.3889 | 156.3889 | 162.0556 | High | 243.5 | 229.0556 | 214.6111 | 217.2778 | 211.2778 | 218.2778
High Cost Large-Scale Greenfield (4 MW) (Hybrid CB/SO & DBI, 20-Year, Host-Owned, Cost Basis, $/MWh) | [6 empty] | High Cost Large-Scale Greenfield (1 MW) (Hybrid CB/SO & DBI, Host-Owned, Cost Basis, $/MWh) | [6 empty] | Large-Scale Greenfield (Large Ground Mount BTM (2 MW) (Hybrid CB/SO & DBI, Host-Owned, Cost Basis, $/MWh)
Installed Capital Cost Trajectory | 2017 | 2018 | 2019 | 2020 | 2021 | 2022 | Installed Capital Cost Trajectory | 2017 | 2018 | 2019 | 2020 | 2021 | 2022 | Installed Capital Cost Trajectory | 2017 | 2018 | 2019 | 2020 | 2021 | 2022
Low | 94.8333 | 82.6111 | 70.1667 | 67.5 | 60.1667 | 55.1667 | Low | 101.8333 | 89.6111 | 77.1667 | 74.8333 | 67.6111 | 62.9444 | Low | 78.8333 | 67.0556 | 55.0556 | 51.3889 | 44.1667 | 39.5
Base | 165.0556 | 153.5 | 141.6111 | 142.3889 | 136.6111 | 132.9444 | Base | 167.9444 | 156.1667 | 144.0556 | 144.8333 | 139.0556 | 136.0556 | Base | 132.5 | 120.8333 | 108.8333 | 107.5 | 101.5 | 98.6111
High | 246.9444 | 237.1667 | 226.8333 | 231.8333 | 228.7222 | 228.3889 | High | 244.8333 | 234.5 | 223.7222 | 228.3889 | 225.1667 | 225.6111 | High | 194.6111 | 184.0556 | 172.8333 | 174.6111 | 170.7222 | 171.2778
Medium Cost Large-Scale Greenfield (4 MW) (Hybrid CB/SO & DBI, 20-Year, Host-Owned, Cost Basis, $/MWh) | [6 empty] | Medium Cost Large-Scale Greenfield (1 MW) (Hybrid CB/SO & DBI, Host-Owned, Cost Basis, $/MWh) | [6 empty] | Large-Scale Greenfield (Medium Ground Mount BTM (500 kW) (Hybrid CB/SO & DBI, Host-Owned, Cost Basis, $/MWh)
Installed Capital Cost Trajectory | 2017 | 2018 | 2019 | 2020 | 2021 | 2022 | Installed Capital Cost Trajectory | 2017 | 2018 | 2019 | 2020 | 2021 | 2022 | Installed Capital Cost Trajectory | 2017 | 2018 | 2019 | 2020 | 2021 | 2022
Low | 62.1667 | 50.5 | 38.6111 | 34.2778 | 27.0556 | 22.1667 | Low | 87.2778 | 75.7222 | 63.9444 | 60.8333 | 53.7222 | 49.1667 | Low | 110.9444 | 97.5 | 84.0556 | 81.3889 | 73.6111 | 68.7222
Base | 119.7222 | 108.3889 | 96.7222 | 95.1667 | 89.2778 | 85.9444 | Base | 144.6111 | 133.2778 | 121.6111 | 121.1667 | 115.2778 | 112.3889 | Base | 175.6111 | 162.1667 | 148.5 | 148.3889 | 141.7222 | 138.8333
High | 186.8333 | 176.8333 | 166.2778 | 168.2778 | 164.6111 | 164.5 | High | 210.9444 | 200.8333 | 190.2778 | 193.0556 | 189.5 | 189.8333 | High | 249.5 | 237.0556 | 224.1667 | 227.2778 | 222.9444 | 223.6111
Low Cost Large-Scale Greenfield (4 MW) (Hybrid CB/SO & DBI, 20-Year, Host-Owned, Cost Basis, $/MWh) | [6 empty] | Low Cost Large-Scale Greenfield (1 MW) (Hybrid CB/SO & DBI, Host-Owned, Cost Basis, $/MWh) | [6 empty] | Large-Scale Greenfield (Medium Ground Mount VNM (500 kW) (Hybrid CB/SO & DBI, Host-Owned, Cost Basis, $/MWh)
Installed Capital Cost Trajectory | 2017 | 2018 | 2019 | 2020 | 2021 | 2022 | Installed Capital Cost Trajectory | 2017 | 2018 | 2019 | 2020 | 2021 | 2022 | Installed Capital Cost Trajectory | 2017 | 2018 | 2019 | 2020 | 2021 | 2022
Low | 45.9444 | 34.9444 | 23.6111 | 18.3889 | 11.1667 | 6.5 | Low | 72.7222 | 61.8333 | 50.7222 | 46.8333 | 39.8333 | 35.2778 | Low | 101.3889 | 87.8333 | 74.3889 | 71.1667 | 63.1667 | 58.0556
Base | 91.9444 | 81.0556 | 69.6111 | 66.3889 | 60.2778 | 57.2778 | Base | 121.1667 | 110.3889 | 99.1667 | 97.3889 | 91.5 | 88.7222 | Base | 164.2778 | 150.8333 | 137.1667 | 136.5 | 129.7222 | 126.2778
High | 145.3889 | 135.2778 | 124.6111 | 124.1667 | 120.0556 | 120.1667 | High | 177.0556 | 167.2778 | 156.7222 | 157.7222 | 153.8333 | 154.1667 | High | 237.5 | 225.1667 | 212.2778 | 215.0556 | 210.5 | 210.3889
High Cost Large-Scale Greenfield (4 MW) (Hybrid CB/SO & DBI, 20-Year, Public-Owned, Cost Basis, $/MWh) | [6 empty] | High Cost Large-Scale Greenfield (1 MW) (Hybrid CB/SO & DBI, Public-Owned, Cost Basis, $/MWh) | [6 empty] | Large-Scale Greenfield (Large Ground Mount BTM (2 MW) (Hybrid CB/SO & DBI, Public-Owned, Cost Basis, $/MWh)
Installed Capital Cost Trajectory | 2017 | 2018 | 2019 | 2020 | 2021 | 2022 | Installed Capital Cost Trajectory | 2017 | 2018 | 2019 | 2020 | 2021 | 2022 | Installed Capital Cost Trajectory | 2017 | 2018 | 2019 | 2020 | 2021 | 2022
Low | 153.9444 | 126.9444 | 101.3889 | 77.5 | 58.5 | 37.8333 | Low | 166.5 | 139.6111 | 114.2778 | 90.3889 | 71.5 | 51.0556 | Low | 135.3889 | 110.2778 | 86.2778 | 64.0556 | 45.8333 | 26.3889
Base | 213.9444 | 188.2778 | 163.5 | 139.2778 | 121.3889 | 100.5 | Base | 224.1667 | 198.5 | 173.9444 | 149.7222 | 131.8333 | 111.0556 | Base | 183.1667 | 159.0556 | 135.7222 | 113.0556 | 95.6111 | 75.7222
High | 298.2778 | 274.3889 | 250.9444 | 226.6111 | 210.5 | 189.9444 | High | 305.3889 | 281.5 | 258.1667 | 233.8333 | 217.6111 | 197.1667 | High | 252.1667 | 229.6111 | 207.3889 | 184.5 | 168.3889 | 148.6111
Medium Cost Large-Scale Greenfield (4 MW) (Hybrid CB/SO & DBI, 20-Year, Public-Owned, Cost Basis, $/MWh) | [6 empty] | Medium Cost Large-Scale Greenfield (1 MW) (Hybrid CB/SO & DBI, Public-Owned, Cost Basis, $/MWh) | [6 empty] | Large-Scale Greenfield (Medium Ground Mount BTM (500 kW) (Hybrid CB/SO & DBI, Public-Owned, Cost Basis, $/MWh)
Installed Capital Cost Trajectory | 2017 | 2018 | 2019 | 2020 | 2021 | 2022 | Installed Capital Cost Trajectory | 2017 | 2018 | 2019 | 2020 | 2021 | 2022 | Installed Capital Cost Trajectory | 2017 | 2018 | 2019 | 2020 | 2021 | 2022
Low | 133.2778 | 107.9444 | 84.0556 | 61.7222 | 43.7222 | 24.0556 | Low | 147.1667 | 122.1667 | 98.5 | 76.1667 | 58.2778 | 38.9444 | Low | 181.7222 | 152.8333 | 125.8333 | 100.3889 | 80.3889 | 59.0556
Base | 184.6111 | 160.5 | 137.1667 | 114.6111 | 97.2778 | 77.5 | Base | 198.3889 | 174.3889 | 151.3889 | 128.7222 | 111.6111 | 92.0556 | Base | 236.0556 | 208.2778 | 181.7222 | 155.6111 | 136.2778 | 114.2778
High | 258.0556 | 235.5 | 213.3889 | 190.6111 | 174.8333 | 155.2778 | High | 271.1667 | 248.8333 | 226.9444 | 204.1667 | 188.5 | 169.0556 | High | 316.7222 | 290.3889 | 264.8333 | 238.3889 | 220.1667 | 198.1667
Low Cost Large-Scale Greenfield (4 MW) (Hybrid CB/SO & DBI, 20-Year, Public-Owned, Cost Basis, $/MWh) | [6 empty] | Low Cost Large-Scale Greenfield (1 MW) (Hybrid CB/SO & DBI, Public-Owned, Cost Basis, $/MWh) | [6 empty] | Large-Scale Greenfield (Medium Ground Mount VNM (500 kW) (Hybrid CB/SO & DBI, Public-Owned, Cost Basis, $/MWh)
Installed Capital Cost Trajectory | 2017 | 2018 | 2019 | 2020 | 2021 | 2022 | Installed Capital Cost Trajectory | 2017 | 2018 | 2019 | 2020 | 2021 | 2022 | Installed Capital Cost Trajectory | 2017 | 2018 | 2019 | 2020 | 2021 | 2022
Low | 112.5 | 89.0556 | 66.7222 | 46.0556 | 28.8333 | 10.3889 | Low | 127.9444 | 104.7222 | 82.6111 | 61.8333 | 44.9444 | 26.7222 | Low | 183.5 | 154.7222 | 127.7222 | 102.2778 | 82.3889 | 60.9444
Base | 155.2778 | 132.7222 | 110.9444 | 89.8333 | 73.2778 | 54.5 | Base | 172.5 | 150.2778 | 128.8333 | 107.7222 | 91.3889 | 72.9444 | Base | 240.5 | 212.7222 | 186.2778 | 160.2778 | 140.9444 | 119.1667
High | 217.8333 | 196.7222 | 175.8333 | 154.6111 | 139.2778 | 120.6111 | High | 237.0556 | 216.1667 | 195.7222 | 174.3889 | 159.3889 | 141.0556 | High | 324.1667 | 297.9444 | 272.6111 | 246.1667 | 228.2778 | 206.3889
High Cost Large-Scale Greenfield (4 MW) (Hybrid CB/SO & DBI, 20-Year, Third Party-Owned, Fair Market Value, $/MWh) | [6 empty] | High Cost Large-Scale Greenfield (1 MW) (Hybrid CB/SO & DBI, Third Party-Owned, Fair Market Value, $/MWh) | [6 empty] | Large-Scale Greenfield (Large Ground Mount BTM (2 MW) (Hybrid CB/SO & DBI, Third Party-Owned, Fair Market Value, $/MWh)
Installed Capital Cost Trajectory | 2017 | 2018 | 2019 | 2020 | 2021 | 2022 | Installed Capital Cost Trajectory | 2017 | 2018 | 2019 | 2020 | 2021 | 2022 | Installed Capital Cost Trajectory | 2017 | 2018 | 2019 | 2020 | 2021 | 2022
Low | Not Executed | Not Executed | Not Executed | Not Executed | Not Executed | Not Executed | Low | Not Executed | Not Executed | Not Executed | Not Executed | Not Executed | Not Executed | Low | Not Executed | Not Executed | Not Executed | Not Executed | Not Executed | Not Executed
Base | 144.2778 | 131.5 | 118.8333 | 114.9444 | 107.7222 | 116.1667 | Base | 150.9444 | 138.1667 | 125.5 | 121.6111 | 114.3889 | 122.7222 | Base | 119.3889 | 107.0556 | 94.8333 | 89.8333 | 82.3889 | 88.5
High | Not Executed | Not Executed | Not Executed | Not Executed | Not Executed | Not Executed | High | Not Executed | Not Executed | Not Executed | Not Executed | Not Executed | Not Executed | High | Not Executed | Not Executed | Not Executed | Not Executed | Not Executed | Not Executed
Medium Cost Large-Scale Greenfield (4 MW) (Hybrid CB/SO & DBI, 20-Year, Third Party-Owned, Fair Market Value, $/MWh) | [6 empty] | Medium Cost Large-Scale Greenfield (1 MW) (Hybrid CB/SO & DBI, Third Party-Owned, Fair Market Value, $/MWh) | [6 empty] | Large-Scale Greenfield (Medium Ground Mount BTM (500 kW) (Hybrid CB/SO & DBI, Third Party-Owned, Fair Market Value, $/MWh)
Installed Capital Cost Trajectory | 2017 | 2018 | 2019 | 2020 | 2021 | 2022 | Installed Capital Cost Trajectory | 2017 | 2018 | 2019 | 2020 | 2021 | 2022 | Installed Capital Cost Trajectory | 2017 | 2018 | 2019 | 2020 | 2021 | 2022
Low | Not Executed | Not Executed | Not Executed | Not Executed | Not Executed | Not Executed | Low | Not Executed | Not Executed | Not Executed | Not Executed | Not Executed | Not Executed | Low | Not Executed | Not Executed | Not Executed | Not Executed | Not Executed | Not Executed
Base | 121.1667 | 109.0556 | 96.8333 | 92.2778 | 84.8333 | 91.5 | Base | 130.7222 | 118.7222 | 106.7222 | 102.2778 | 95.0556 | 101.8333 | Base | 162.9444 | 148.9444 | 135.1667 | 130.3889 | 122.3889 | 129.7222
High | Not Executed | Not Executed | Not Executed | Not Executed | Not Executed | Not Executed | High | Not Executed | Not Executed | Not Executed | Not Executed | Not Executed | Not Executed | High | Not Executed | Not Executed | Not Executed | Not Executed | Not Executed | Not Executed
Low Cost Large-Scale Greenfield (4 MW) (Hybrid CB/SO & DBI, 20-Year, Third Party-Owned, Fair Market Value, $/MWh) | [6 empty] | Low Cost Large-Scale Greenfield (1 MW) (Hybrid CB/SO & DBI, Third Party-Owned, Fair Market Value, $/MWh) | [6 empty] | Large-Scale Greenfield (Medium Ground Mount VNM (500 kW) (Hybrid CB/SO & DBI, Third Party-Owned, Fair Market Value, $/MWh)
Installed Capital Cost Trajectory | 2017 | 2018 | 2019 | 2020 | 2021 | 2022 | Installed Capital Cost Trajectory | 2017 | 2018 | 2019 | 2020 | 2021 | 2022 | Installed Capital Cost Trajectory | 2017 | 2018 | 2019 | 2020 | 2021 | 2022
Low | Not Executed | Not Executed | Not Executed | Not Executed | Not Executed | Not Executed | Low | Not Executed | Not Executed | Not Executed | Not Executed | Not Executed | Not Executed | Low | Not Executed | Not Executed | Not Executed | Not Executed | Not Executed | Not Executed
Base | 98.0556 | 86.5 | 74.8333 | 69.5 | 62.0556 | 66.8333 | Base | 110.6111 | 99.2778 | 87.8333 | 82.9444 | 75.8333 | 80.9444 | Base | 147.7222 | 133.6111 | 119.6111 | 114.5 | 106.2778 | 113.5
High | Not Executed | Not Executed | Not Executed | Not Executed | Not Executed | Not Executed | High | Not Executed | Not Executed | Not Executed | Not Executed | Not Executed | Not Executed | High | Not Executed | Not Executed | Not Executed | Not Executed | Not Executed | Not Executed
High Cost Large-Scale Greenfield (4 MW) (Hybrid CB/SO & DBI, 20-Year, Host-Owned, Fair Market Value, $/MWh) | [6 empty] | High Cost Large-Scale Greenfield (1 MW) (Hybrid CB/SO & DBI, Host-Owned, Fair Market Value, $/MWh) | [6 empty] | Large-Scale Greenfield (Large Ground Mount BTM (2 MW) (Hybrid CB/SO & DBI, Host-Owned, Fair Market Value, $/MWh)
Installed Capital Cost Trajectory | 2017 | 2018 | 2019 | 2020 | 2021 | 2022 | Installed Capital Cost Trajectory | 2017 | 2018 | 2019 | 2020 | 2021 | 2022 | Installed Capital Cost Trajectory | 2017 | 2018 | 2019 | 2020 | 2021 | 2022
Low | Not Executed | Not Executed | Not Executed | Not Executed | Not Executed | Not Executed | Low | Not Executed | Not Executed | Not Executed | Not Executed | Not Executed | Not Executed | Low | Not Executed | Not Executed | Not Executed | Not Executed | Not Executed | Not Executed
Base | Not Executed | Not Executed | Not Executed | Not Executed | Not Executed | Not Executed | Base | Not Executed | Not Executed | Not Executed | Not Executed | Not Executed | Not Executed | Base | Not Executed | Not Executed | Not Executed | Not Executed | Not Executed | Not Executed
High | Not Executed | Not Executed | Not Executed | Not Executed | Not Executed | Not Executed | High | Not Executed | Not Executed | Not Executed | Not Executed | Not Executed | Not Executed | High | Not Executed | Not Executed | Not Executed | Not Executed | Not Executed | Not Executed
Medium Cost Large-Scale Greenfield (4 MW) (Hybrid CB/SO & DBI, 20-Year, Host-Owned, Fair Market Value, $/MWh) | [6 empty] | Medium Cost Large-Scale Greenfield (1 MW) (Hybrid CB/SO & DBI, Host-Owned, Fair Market Value, $/MWh) | [6 empty] | Large-Scale Greenfield (Medium Ground Mount BTM (500 kW) (Hybrid CB/SO & DBI, Host-Owned, Fair Market Value, $/MWh)
Installed Capital Cost Trajectory | 2017 | 2018 | 2019 | 2020 | 2021 | 2022 | Installed Capital Cost Trajectory | 2017 | 2018 | 2019 | 2020 | 2021 | 2022 | Installed Capital Cost Trajectory | 2017 | 2018 | 2019 | 2020 | 2021 | 2022
Low | Not Executed | Not Executed | Not Executed | Not Executed | Not Executed | Not Executed | Low | Not Executed | Not Executed | Not Executed | Not Executed | Not Executed | Not Executed | Low | Not Executed | Not Executed | Not Executed | Not Executed | Not Executed | Not Executed
Base | Not Executed | Not Executed | Not Executed | Not Executed | Not Executed | Not Executed | Base | Not Executed | Not Executed | Not Executed | Not Executed | Not Executed | Not Executed | Base | Not Executed | Not Executed | Not Executed | Not Executed | Not Executed | Not Executed
High | Not Executed | Not Executed | Not Executed | Not Executed | Not Executed | Not Executed | High | Not Executed | Not Executed | Not Executed | Not Executed | Not Executed | Not Executed | High | Not Executed | Not Executed | Not Executed | Not Executed | Not Executed | Not Executed
Low Cost Large-Scale Greenfield (4 MW) (Hybrid CB/SO & DBI, 20-Year, Host-Owned, Fair Market Value, $/MWh) | [6 empty] | Low Cost Large-Scale Greenfield (1 MW) (Hybrid CB/SO & DBI, Host-Owned, Fair Market Value, $/MWh) | [6 empty] | Large-Scale Greenfield (Medium Ground Mount VNM (500 kW) (Hybrid CB/SO & DBI, Host-Owned, Fair Market Value, $/MWh)
Installed Capital Cost Trajectory | 2017 | 2018 | 2019 | 2020 | 2021 | 2022 | Installed Capital Cost Trajectory | 2017 | 2018 | 2019 | 2020 | 2021 | 2022 | Installed Capital Cost Trajectory | 2017 | 2018 | 2019 | 2020 | 2021 | 2022
Low | Not Executed | Not Executed | Not Executed | Not Executed | Not Executed | Not Executed | Low | Not Executed | Not Executed | Not Executed | Not Executed | Not Executed | Not Executed | Low | Not Executed | Not Executed | Not Executed | Not Executed | Not Executed | Not Executed
Base | Not Executed | Not Executed | Not Executed | Not Executed | Not Executed | Not Executed | Base | Not Executed | Not Executed | Not Executed | Not Executed | Not Executed | Not Executed | Base | Not Executed | Not Executed | Not Executed | Not Executed | Not Executed | Not Executed
High | Not Executed | Not Executed | Not Executed | Not Executed | Not Executed | Not Executed | High | Not Executed | Not Executed | Not Executed | Not Executed | Not Executed | Not Executed | High | Not Executed | Not Executed | Not Executed | Not Executed | Not Executed | Not Executed
High Cost Large-Scale Greenfield (4 MW) (Hybrid CB/SO & DBI, 20-Year, Public-Owned, Fair Market Value, $/MWh) | [6 empty] | High Cost Large-Scale Greenfield (1 MW) (Hybrid CB/SO & DBI, Public-Owned, Fair Market Value, $/MWh) | [6 empty] | Large-Scale Greenfield (Large Ground Mount BTM (2 MW) (Hybrid CB/SO & DBI, Public-Owned, Fair Market Value, $/MWh)
Installed Capital Cost Trajectory | 2017 | 2018 | 2019 | 2020 | 2021 | 2022 | Installed Capital Cost Trajectory | 2017 | 2018 | 2019 | 2020 | 2021 | 2022 | Installed Capital Cost Trajectory | 2017 | 2018 | 2019 | 2020 | 2021 | 2022
Low | Not Executed | Not Executed | Not Executed | Not Executed | Not Executed | Not Executed | Low | Not Executed | Not Executed | Not Executed | Not Executed | Not Executed | Not Executed | Low | Not Executed | Not Executed | Not Executed | Not Executed | Not Executed | Not Executed
Base | Not Executed | Not Executed | Not Executed | Not Executed | Not Executed | Not Executed | Base | Not Executed | Not Executed | Not Executed | Not Executed | Not Executed | Not Executed | Base | Not Executed | Not Executed | Not Executed | Not Executed | Not Executed | Not Executed
High | Not Executed | Not Executed | Not Executed | Not Executed | Not Executed | Not Executed | High | Not Executed | Not Executed | Not Executed | Not Executed | Not Executed | Not Executed | High | Not Executed | Not Executed | Not Executed | Not Executed | Not Executed | Not Executed
Medium Cost Large-Scale Greenfield (4 MW) (Hybrid CB/SO & DBI, 20-Year, Public-Owned, Fair Market Value, $/MWh) | [6 empty] | Medium Cost Large-Scale Greenfield (1 MW) (Hybrid CB/SO & DBI, Public-Owned, Fair Market Value, $/MWh) | [6 empty] | Large-Scale Greenfield (Medium Ground Mount BTM (500 kW) (Hybrid CB/SO & DBI, Public-Owned, Fair Market Value, $/MWh)
Installed Capital Cost Trajectory | 2017 | 2018 | 2019 | 2020 | 2021 | 2022 | Installed Capital Cost Trajectory | 2017 | 2018 | 2019 | 2020 | 2021 | 2022 | Installed Capital Cost Trajectory | 2017 | 2018 | 2019 | 2020 | 2021 | 2022
Low | Not Executed | Not Executed | Not Executed | Not Executed | Not Executed | Not Executed | Low | Not Executed | Not Executed | Not Executed | Not Executed | Not Executed | Not Executed | Low | Not Executed | Not Executed | Not Executed | Not Executed | Not Executed | Not Executed
Base | Not Executed | Not Executed | Not Executed | Not Executed | Not Executed | Not Executed | Base | Not Executed | Not Executed | Not Executed | Not Executed | Not Executed | Not Executed | Base | Not Executed | Not Executed | Not Executed | Not Executed | Not Executed | Not Executed
High | Not Executed | Not Executed | Not Executed | Not Executed | Not Executed | Not Executed | High | Not Executed | Not Executed | Not Executed | Not Executed | Not Executed | Not Executed | High | Not Executed | Not Executed | Not Executed | Not Executed | Not Executed | Not Executed
Low Cost Large-Scale Greenfield (4 MW) (Hybrid CB/SO & DBI, 20-Year, Public-Owned, Fair Market Value, $/MWh) | [6 empty] | Low Cost Large-Scale Greenfield (1 MW) (Hybrid CB/SO & DBI, Public-Owned, Fair Market Value, $/MWh) | [6 empty] | Large-Scale Greenfield (Medium Ground Mount VNM (500 kW) (Hybrid CB/SO & DBI, Public-Owned, Fair Market Value, $/MWh)
Installed Capital Cost Trajectory | 2017 | 2018 | 2019 | 2020 | 2021 | 2022 | Installed Capital Cost Trajectory | 2017 | 2018 | 2019 | 2020 | 2021 | 2022 | Installed Capital Cost Trajectory | 2017 | 2018 | 2019 | 2020 | 2021 | 2022
Low | Not Executed | Not Executed | Not Executed | Not Executed | Not Executed | Not Executed | Low | Not Executed | Not Executed | Not Executed | Not Executed | Not Executed | Not Executed | Low | Not Executed | Not Executed | Not Executed | Not Executed | Not Executed | Not Executed
Base | Not Executed | Not Executed | Not Executed | Not Executed | Not Executed | Not Executed | Base | Not Executed | Not Executed | Not Executed | Not Executed | Not Executed | Not Executed | Base | Not Executed | Not Executed | Not Executed | Not Executed | Not Executed | Not Executed
High | Not Executed | Not Executed | Not Executed | Not Executed | Not Executed | Not Executed | High | Not Executed | Not Executed | Not Executed | Not Executed | Not Executed | Not Executed | High | Not Executed | Not Executed | Not Executed | Not Executed | Not Executed | Not Executed