## APS Eligible Small ASHP Models
APS Eligible Small ASHP Models |  |  | Disclaimer: The Massachusetts Department of Energy Resources (DOER) has not investigated, and expressly disclaims any duty to investigate, any company, product, service, process, procedure, design, or the like, which may be presented on the aforementioned list. The presentation of these companies does not constitute endorsement, warranty, or guaranty, by DOER of any company, product, service, process, procedure, design, or the like.
Updated April 2020
Brand (if applicable) | Model Name (if applicable) | AHRI Certificate No. | AHRI Type | Outdoor Unit Model | Indoor Unit Model | Ducting Configuration | Rated Capacity 47°F (btu/hr) | Rated Capacity 17°F (btu/hr) | COP at Rated Capacity 17°F | Maximum Capacity 5°F (btu/hr) | COP at Max. Capacity 5°F
ACD | OCD-23 | 201863350 | HRCU-A-CB-O | OCD09KCH23S-O | OCD09KCH23S-I | Singlezone Non-ducted Wall Placement | 11000 | 6800 | 2.66 | 12976 | 2.09
ACD | OCD-23 | 201863352 | HRCU-A-CB-O | OCD18KCH20S-O | OCD18KCH20S-I | Singlezone Non-ducted Wall Placement | 19800 | 12400 | 2.51 | 21500 | 2.03
ACD | OCD-23 | 201863351 | HRCU-A-CB-O | OCD12KCH22S-O | OCD12KCH22S-I | Singlezone Non-ducted Wall Placement | 13000 | 7100 | 2.81 | 8000 | 2.73
ACD | OCD-23 | 201863353 | HRCU-A-CB-O | OCD24KCH20S-O | OCD24KCH20S-I | Singlezone Non-ducted Wall Placement | 23000 | 14600 | 2.73 | 22553 | 2.07
ACD | UHD-38 | 202110484 | HRCU-A-CB-O | UHD12KCH31S-O | UHD12KCH31S-I | Singlezone Non-ducted Wall Placement | 12200 | 8100 | 3.21 | 8000 | 2.73
ACD | MPD-22 | 202110503 | HMSV-A-CB | MPD36KCH21S-O |  | Multizone All Non-ducted | 42500 | 26500 | 2.88 | 21356 | 2.01
ACD | UHD-38 | 202110485 | HRCU-A-CB-O | UHD18KCH25S-O | UHD18KCH25S-I | Singlezone Non-ducted Wall Placement | 18000 | 14200 | 2.87 | 21500 | 2.03
ACD | UHD-38 | 202132789 | HRCU-A-CB-O | UHD24KCH22S-O | UHD24KCH22S-I | Singlezone Non-ducted Wall Placement | 24000 | 15500 | 2.89 | 22553 | 2.07
AireForce | AIREFORCE FSH1BG SERIES | 202134879 | HRCU-A-CB | FSH1BG4CVRX36K | C6B(A,H)-X36(C,U)-C | Singlezone Ducted, Centrally Ducted | 34200 | 21800 | 2.66 | 20250 | 2.28
AireForce | AIREFORCE FSH1BG SERIES | 202134878 | HRCU-A-CB | FSH1BG4CVRX36K | C6B(A,H)-X36(C,U)-C | Singlezone Ducted, Centrally Ducted | 34200 | 21800 | 2.66 | 20250 | 2.28
AireForce | AIREFORCE FSH1BG SERIES | 202134876 | HRCU-A-CB | FSH1BG4CVRX36K | C6B(A,H)-X36(C,U)-B | Singlezone Ducted, Centrally Ducted | 34200 | 21800 | 2.66 | 20250 | 2.28
AireForce | AIREFORCE FSH1BG SERIES | 202134875 | HRCU-A-CB | FSH1BG4CVRX36K | C6B(A,H)-X36(C,U)-B | Singlezone Ducted, Centrally Ducted | 34200 | 21800 | 2.66 | 20250 | 2.28
AireForce | AIREFORCE FSH1BG SERIES | 202134877 | HRCU-A-CB | FSH1BG4CVRX36K | C6B(A,H)-X36(C,U)-B | Singlezone Ducted, Centrally Ducted | 34400 | 21800 | 2.66 | 20150 | 2.27
AireForce | AIREFORCE FSH1BG SERIES | 202134873 | HRCU-A-CB | FSH1BG4CVRX24K | C6B(A,H)-X26(C,U)-B | Singlezone Ducted, Centrally Ducted | 22400 | 14200 | 2.77 | 12650 | 2.12
AireForce | AIREFORCE FSH1BG SERIES | 202134872 | HRCU-A-CB | FSH1BG4CVRX24K | C6B(A,H)-X26(C,U)-B | Singlezone Ducted, Centrally Ducted | 22200 | 14100 | 2.58 | 12800 | 2.03
AireForce | AIREFORCE FSH1BG SERIES | 202134871 | HRCU-A-CB | FSH1BG4CVRX24K | C6B(A,H)-X26(C,U)-B | Singlezone Ducted, Centrally Ducted | 22200 | 14100 | 2.58 | 12800 | 2.03
AireForce | AIREFORCE FSH1BG SERIES | 202134880 | HRCU-A-CB | FSH1BG4CVRX36K | B6VMAX36K-B | Singlezone Ducted, Centrally Ducted | 34400 | 21800 | 2.66 | 20150 | 2.27
AireForce | AIREFORCE FSH1BG SERIES | 202134874 | HRCU-A-CB | FSH1BG4CVRX24K | B6VMAX24K-B | Singlezone Ducted, Centrally Ducted | 22400 | 14200 | 2.77 | 12650 | 2.12
AireForce | AIREFORCE FSH1BG SERIES | 202134887 | HRCU-A-CB | FSH1BG4CVRX60K | C6B(A,H)-X60(C,U)-C | Singlezone Ducted, Centrally Ducted | 56000 | 32000 | 2.53 | 33500 | 2.31
AireForce | AIREFORCE FSH1BG SERIES | 202134883 | HRCU-A-CB | FSH1BG4CVRX48K | C6B(A,H)-X48(C,U)-C | Singlezone Ducted, Centrally Ducted | 44000 | 27800 | 2.63 | 27550 | 2.21
AireForce | AIREFORCE FSH1BG SERIES | 202134882 | HRCU-A-CB | FSH1BG4CVRX48K | C6B(A,H)-X48(C,U)-C | Singlezone Ducted, Centrally Ducted | 44200 | 28000 | 2.56 | 27800 | 2.2
AireForce | AIREFORCE FSH1BG SERIES | 202134881 | HRCU-A-CB | FSH1BG4CVRX48K | C6B(A,H)-X48(C,U)-C | Singlezone Ducted, Centrally Ducted | 44200 | 28000 | 2.56 | 27800 | 2.2
AireForce | AIREFORCE FSH1BG SERIES | 202134890 | HRCU-A-CB | FSH1BG4CVRX60K | B6VMAX60K-C | Singlezone Ducted, Centrally Ducted | 56000 | 32000 | 2.53 | 33500 | 2.31
AireForce | AIREFORCE FSH1BG SERIES | 202134884 | HRCU-A-CB | FSH1BG4CVRX48K | B6VMAX48K-C | Singlezone Ducted, Centrally Ducted | 44000 | 27800 | 2.63 | 27550 | 2.21
AMANA | AVZC20 | 10324707 | HRCU-A-CB | AVZC200601A* | CA*F4961*6D*+MBVC2000**-1A*+TX | Singlezone Ducted, Centrally Ducted | 50000 | 34000 | 2.87 | 26000 | 1.98
AMANA | AVZC20 | 10324706 | HRCU-A-CB | AVZC200481A* | CA*F4961*6D*+MBVC2000**-1A*+TX | Singlezone Ducted, Centrally Ducted | 45500 | 34000 | 3.4 | 26000 | 1.97
AMANA | AVZC20 | 10324704 | HRCU-A-CB | AVZC200241A* | CA*F3642*6D*+MBVC1200**-1A*+TX | Singlezone Ducted, Centrally Ducted | 23600 | 15200 | 2.99 | 11400 | 2.09
AMERICAN STANDARD | AccuComfort Platinum 20 | 6749789 | HRCU-A-CB | 4A6V0024A1 | *AM8C0B30V21 | Singlezone Ducted, Centrally Ducted | 20200 | 16800 | 2.5 | 13000 | 2.07
AMERICAN STANDARD | AccuComfort Platinum 18 | 6750455 | HRCU-A-CB | 4A6V8024A1 | *AM8C0B30V21 | Singlezone Ducted, Centrally Ducted | 20000 | 16800 | 2.5 | 13000 | 2.07
AMERICAN STANDARD |  | 7151530 | HRCU-A-CB-O | 4TXK2709A10N0AA | 4MXW2709A10N0AA | Singlezone Non-ducted Wall Placement | 9800 | 5800 | 2.7 | 8000 | 2.13
AMERICAN STANDARD |  | 7151534 | HRCU-A-CB-O | 4TXK2718A10N0AA | 4MXW2718A10N0AA | Singlezone Non-ducted Wall Placement | 19000 | 12100 | 2.81 | 15400 | 1.97
AMERICAN STANDARD |  | 7151532 | HRCU-A-CB-O | 4TXK2712A10NAA | 4MXW2712A10N0AA | Singlezone Non-ducted Wall Placement | 13000 | 8000 | 3.13 | 8300 | 2.15
AMERICAN STANDARD |  | 9150124 | HRCU-A-CB-O | 4TXK3812A10NU** | 4MXW3812A10NU** | Singlezone Non-ducted Wall Placement | 12200 | 8100 | 3.21 | 13304 | 2.18
AMERICAN STANDARD |  | 9150128 | HRCU-A-CB-O | 4TXK3824A10NU** | 4MXW3824A10NU** | Singlezone Non-ducted Wall Placement | 24000 | 15500 | 2.89 | 24233 | 2.23
AMERICAN STANDARD | AccuComfort Platinum 18 | 10093463 | HRCU-A-CB | 4A6V8048A1 | TAM9A0C48V41 | Singlezone Ducted, Centrally Ducted | 41000 | 34400 | 4.27 | 28780 | 1.93
AMERICAN STANDARD | Platinum 18 | 10153458 | HRCU-A-CB | 4A6V8037A1 | TEM8A0C36V31+TDR | Singlezone Ducted, Centrally Ducted | 31800 | 25600 | 3.07 | 19500 | 1.94
AMERICAN STANDARD | Platinum 20 | 10153439 | HRCU-A-CB | 4A6V0036A1 | TEM8A0C36V31+TDR | Singlezone Ducted, Centrally Ducted | 31800 | 25600 | 3.07 | 19500 | 1.94
AMERICAN STANDARD |  | 202703127 | HRCU-A-CB-O | 4TXK2324A10N0** | 4MXW2324A10N0** | Singlezone Non-ducted Wall Placement | 23000 | 14600 | 2.61 | 22861 | 2.02
American Standard / Mitsubishi Electric | Nv Series Pro Heat | 204793327 | HRCU-A-CB | NAXSKH12A112AA | APEADA0121AA70A | Singlezone Ducted, "Compact Ducted" | 15000 | 9000 | 2.72 | 15000 | 2.09
American Standard / Mitsubishi Electric | Nv Series Pro Heat | 204793325 | HRCU-A-CB | NAXSKH12A112AA | NAXDKS12A112AA | Singlezone Ducted, "Compact Ducted" | 15000 | 9000 | 2.56 | 15000 | 2.2
American Standard / Mitsubishi Electric | Nv Series Pro Heat | 204834288 | HMSV-A-CB-O | NAXMPH36A142B* |  | Multizone All Non-ducted | 45000 | 30000 | 2.85 | 45000 | 2
American Standard / Mitsubishi Electric | Nv Series Pro Heat | 204834289 | HMSV-A-CB | NAXMPH36A142B* |  | Multizone All Ducted | 45000 | 34000 | 2.59 | 45000 | 2
American Standard / Mitsubishi Electric | Nv Series Pro Heat | 204834290 | HMSV-A-CB-O | NAXMPH42A152B* |  | Multizone All Non-ducted | 48000 | 32000 | 2.8 | 48000 | 2
American Standard / Mitsubishi Electric | Nv Series Pro Heat | 204926523 | HMSV-A-CB | NAXMPH36A142B* |  | Multizone Mix of Non-ducted and Ducted | 45000 | 32000 | 2.69 | 45000 | 2
American Standard / Mitsubishi Electric | M-Series H2i | 202373683 | HRCU-A-CB-O | NAXSPB06A112AA | NAXWPH06A112AA | Singlezone Non-ducted Wall Placement | 8700 | 5900 | 2.74 | 8700 | 2.45
American Standard / Mitsubishi Electric | M-Series | 202373702 | HMSV-A-CB | NAXMMX20A122AA |  | Multizone All Non-ducted | 22000 | 12500 | 2.82 | 11100 | 2.03
American Standard / Mitsubishi Electric | M-Series | 202392238 | HRCU-A-CB-O | NAXSKS18A112AA | NAXCKS18A112AA | Singlezone Non-ducted, Ceiling Placement | 19700 | 12900 | 2.68 | 9800 | 2.37
American Standard / Mitsubishi Electric | M-Series | 202392234 | HRCU-A-CB-O | NAXSKS18A112AA | NAXUKS18A112AA | Singlezone Non-ducted, Ceiling Placement | 20000 | 13100 | 2.63 | 10700 | 2.55
American Standard / Mitsubishi Electric | M-Series | 202392232 | HRCU-A-CB | NAXSKS18A112AA | NAXDKS18A112AA | Singlezone Ducted, "Compact Ducted" | 21600 | 13900 | 2.87 | 12000 | 2.88
American Standard / Mitsubishi Electric | M-Series | 202392226 | HRCU-A-CB | NAXSKS15A112AA | NAXDKS15A112AA | Singlezone Ducted, "Compact Ducted" | 18000 | 11700 | 2.68 | 10000 | 2.55
American Standard / Mitsubishi Electric | M-Series | 202392220 | HRCU-A-CB-O | NAXSKS12A112AA | NAXUKS12A112AA | Singlezone Non-ducted, Ceiling Placement | 15400 | 9900 | 2.84 | 7900 | 2.36
American Standard / Mitsubishi Electric | M-Series | 202392214 | HRCU-A-CB-O | NAXSKS09A112AA | NAXCKS09A112AA | Singlezone Non-ducted, Ceiling Placement | 11000 | 6900 | 2.5 | 5600 | 3.04
American Standard / Mitsubishi Electric | M-Series | 202392208 | HRCU-A-CB | NAXSKS09A112AA | NAXDKS09A112AA | Singlezone Ducted, "Compact Ducted" | 12000 | 7600 | 2.53 | 6000 | 2.44
American Standard / Mitsubishi Electric | M-Series | 202392210 | HRCU-A-CB-O | NAXSKS09A112AA | NAXUKS09A112AA | Singlezone Non-ducted, Ceiling Placement | 12000 | 7700 | 3.22 | 6100 | 3.08
American Standard / Mitsubishi Electric | M-Series | 202373696 | HRCU-A-CB-O | NAXSST24A112AA | NAXWST24A112AA | Singlezone Non-ducted Wall Placement | 27600 | 16000 | 2.65 | 20200 | 1.98
American Standard / Mitsubishi Electric | M-Series H2i | 202373687 | HRCU-A-CB-O | NAXSPB12A112AA | NAXWPH12A112AA | Singlezone Non-ducted Wall Placement | 13600 | 8100 | 2.83 | 13600 | 2.07
American Standard / Mitsubishi Electric | M-Series H2i | 202373685 | HRCU-A-CB-O | NAXSPB09A112AA | NAXWPH09A112AA | Singlezone Non-ducted Wall Placement | 10900 | 6700 | 2.73 | 10900 | 2.73
American Standard / Mitsubishi Electric | M-Series H2i | 202373705 | HMSV-A-CB | NAXMPH42A152AA |  | Multizone All Non-ducted | 48000 | 35800 | 2.87 | 48000 | 2.51
American Standard / Mitsubishi Electric | M-Series | 202373692 | HRCU-A-CB-O | NAXSST09A112AA | NAXWST09A112AA | Singlezone Non-ducted Wall Placement | 10900 | 6700 | 3.12 | 8000 | 2.76
American Standard / Mitsubishi Electric | M-Series H2i | 202373690 | HRCU-A-CB-O | NAXSPH18A112AA | NAXWPH18A112AA | Singlezone Non-ducted Wall Placement | 20300 | 13700 | 3.04 | 20300 | 2.01
American Standard / Mitsubishi Electric | M-Series H2i | 202354897 | HMSV-A-CB | NAXMPH36A142AA |  | Multizone All Non-ducted | 45000 | 34000 | 2.85 | 45000 | 2.42
American Standard / Mitsubishi Electric | M-Series H2i | 202354893 | HMSV-A-CB | NAXMPH24A132AA |  | Multizone All Non-ducted | 25000 | 14000 | 2.53 | 25000 | 1.92
American Standard / Mitsubishi Electric | M-Series | 202373695 | HRCU-A-CB-O | NAXSST18A112AA | NAXWST18A112AA | Singlezone Non-ducted Wall Placement | 21600 | 13800 | 2.73 | 15100 | 2.35
American Standard / Mitsubishi Electric | M-Series | 202373708 | HMSV-A-CB | NAXMMX60A182AA |  | Multizone All Non-ducted | 66000 | 41500 | 2.5 | 57000 | 2.07
American Standard / Mitsubishi Electric | M-Series H2i | 202373691 | HRCU-A-CB-O | NAXSPB18A112AA | NAXWPH18A112AA | Singlezone Non-ducted Wall Placement | 20300 | 12480 | 2.93 | 20900 | 2.06
American Standard / Mitsubishi Electric | M-Series H2i | 202373686 | HRCU-A-CB-O | NAXSPH12A112AA | NAXWPH12A112AA | Singlezone Non-ducted Wall Placement | 13600 | 8000 | 3.26 | 13600 | 2.21
American Standard / Mitsubishi Electric | M-Series | 202373693 | HRCU-A-CB-O | NAXSST12A112AA | NAXWST12A112AA | Singlezone Non-ducted Wall Placement | 14400 | 9200 | 3.1 | 10200 | 2.93
American Standard / Mitsubishi Electric | M-Series H2i | 202373682 | HRCU-A-CB-O | NAXSPH06A112AA | NAXWPH06A112AA | Singlezone Non-ducted Wall Placement | 8700 | 5900 | 3.46 | 8700 | 2.8
American Standard / Mitsubishi Electric | M-Series H2i | 202373679 | HRCU-A-CB-O | NAXSPF18A112AA | NAXFKS18A112AA | Singlezone Non-ducted, Floor Placement | 21000 | 12800 | 2.62 | 21000 | 2.05
American Standard / Mitsubishi Electric | M-Series H2i | 202373677 | HRCU-A-CB-O | NAXSPF12A112AA | NAXFKS12A112AA | Singlezone Non-ducted, Floor Placement | 13000 | 8800 | 2.77 | 13000 | 2.1
American Standard / Mitsubishi Electric | M-Series H2i | 202373684 | HRCU-A-CB-O | NAXSPH09A112AA | NAXWPH09A112AA | Singlezone Non-ducted Wall Placement | 10900 | 6700 | 3.27 | 10900 | 2.37
American Standard / Mitsubishi Electric | M-Series H2i | 202366328 | HMSV-A-CB | NAXMPH36A142AA |  | Multizone Mix of Non-ducted and Ducted | 45000 | 35000 | 2.54 | 47360 | 2.24
American Standard / Mitsubishi Electric | M-Series H2i | 202373676 | HRCU-A-CB-O | NAXSPF09A112AA | NAXFKS09A112AA | Singlezone Non-ducted, Floor Placement | 11000 | 7500 | 2.75 | 11000 | 2.01
American Standard / Mitsubishi Electric | M-Series | 202392224 | HRCU-A-CB | NAXSKS12A112AA | NAXAMT12A112AA | Singlezone Ducted, "Compact Ducted" | 15000 | 9900 | 2.59 | 7800 | 2.75
American Standard / Mitsubishi Electric | M-Series | 202392212 | HRCU-A-CB | NAXSKS09A112AA | PEAD-A09AA7 | Singlezone Ducted, "Compact Ducted" | 12000 | 7600 | 2.53 | 6100 | 2.93
American Standard / Mitsubishi Electric | M-Series | 202392240 | HRCU-A-CB | NAXSKS18A112AA | NAXAMT18A112AA | Singlezone Ducted, Centrally Ducted | 21600 | 14000 | 2.81 | 12200 | 2.88
ARCOAIRE | High Tier | 202463643 | HRCU-A-CB-O | DLCPRAH24AAK | DLFPHAH24XAK | Singlezone Non-ducted Wall Placement | 24000 | 15450 | 3 | 24000 | 2
ARCOAIRE | High Tier | 202463642 | HRCU-A-CB-O | DLCPRAH18AAK | DLFPHAH18XAK | Singlezone Non-ducted Wall Placement | 18000 | 12300 | 3.19 | 18000 | 2
ARCOAIRE |  | 201835538 | HRCU-A-CB | DLCSRAH24AAK | DLFSDAH24XAK | Singlezone Ducted, "Compact Ducted" | 24000 | 17400 | 2.96 | 30000 | 1.93
ARCOAIRE |  | 201835514 | HRCU-A-CB-O | DLCSRAH12AAJ | DLFSHAH12XAJ | Singlezone Non-ducted Wall Placement | 11800 | 7100 | 2.57 | 7800 | 2.01
ARCOAIRE |  | 201835506 | HRCU-A-CB-O | DLCPRAH09AAK | DLFPHAH09XAK | Singlezone Non-ducted Wall Placement | 10000 | 7200 | 2.78 | 13047 | 1.97
ARCOAIRE | Mid-tier | 201835515 | HRCU-A-CB-O | DLCSRAH09AAK | DLFSHAH09XAK | Singlezone Non-ducted Wall Placement | 12000 | 7500 | 2.65 | 9840 | 2.1
ARCOAIRE | Mid-tier | 201835520 | HRCU-A-CB-O | DLCSRAH36AAK | DLFSHAH36XAK | Singlezone Non-ducted Wall Placement | 36000 | 20600 | 2.55 | 18930 | 2.56
ARCOAIRE | Mid-tier | 201835537 | HRCU-A-CB-O | DLCSRAH18AAK | DLFSCAH18XAK | Singlezone Non-ducted, Ceiling Placement | 18000 | 12000 | 2.59 | 15710 | 2.4
ARCOAIRE | Mid-tier | 201835532 | HRCU-A-CB-O | DLCSRAH09AAK | DLFSCAH09XAK | Singlezone Non-ducted, Ceiling Placement | 10000 | 6700 | 2.58 | 11870 | 1.94
BOSCH | IDS2.0 | 203025032 | HRCU-A-CB | BOVA-60HDN1-M20G | BMA*4860DNTF | Singlezone Ducted, Centrally Ducted | 54000 | 38000 | 2.6 | 34000 | 2.5
BOSCH | IDS2.0 | 203025029 | HRCU-A-CB | BOVA-60HDN1-M20G | BMA*4860DNTF | Singlezone Ducted, Centrally Ducted | 54000 | 38000 | 2.6 | 34000 | 2.5
BOSCH | IDS2.0 | 203025026 | HRCU-A-CB | BOVA-60HDN1-M20G | BMA*4248DNTF | Singlezone Ducted, Centrally Ducted | 47000 | 35000 | 2.5 | 31800 | 2.39
BOSCH | IDS2.0 | 203025020 | HRCU-A-CB | BOVA-60HDN1-M20G | BMA*4248CNTF | Singlezone Ducted, Centrally Ducted | 46500 | 35000 | 2.5 | 31600 | 2.41
BOSCH | IDS2.0 | 203025023 | HRCU-A-CB | BOVA-60HDN1-M20G | BMA*4248DNTF | Singlezone Ducted, Centrally Ducted | 47000 | 35000 | 2.5 | 31800 | 2.39
BOSCH | IDS2.0 | 202868497 | HRCU-A-CB | BOVA-60HDN1-M20G | BVA-60WN1-M20 | Singlezone Ducted, Centrally Ducted | 56000 | 44000 | 2.5 | 40000 | 2.38
BOSCH | IDS2.0 | 202868496 | HRCU-A-CB | BOVA-36HDN1-M20G | BVA-36WN1-M20 | Singlezone Ducted, Centrally Ducted | 34200 | 28000 | 2.6 | 23000 | 2.41
BOSCH | IDS2.0 | 202868494 | HRCU-A-CB | BOVA-36HDN1-M20G | BVA-24WN1-M20 | Singlezone Ducted, Centrally Ducted | 24000 | 23000 | 2.6 | 20000 | 2.5
BOSCH | IDS1.0 | 8860510 | HRCU-A-CB | BOVA-60HDN1-M18M | BVA-48WN1-M18 | Singlezone Ducted, Centrally Ducted | 46500 | 35000 | 2.64 | 34400 | 2.85
BOSCH | IDS1.0 | 8860508 | HRCU-A-CB | BOVA-36HDN1-M18M | BVA-24WN1-M18 | Singlezone Ducted, Centrally Ducted | 24000 | 19000 | 2.64 | 18500 | 2.21
BOSCH |  | 10333757 | HRCU-A-CB | BOVA-60HDN1-M18M | BVA-36WN1-M18B | Singlezone Ducted, Centrally Ducted | 35200 | 24000 | 2.71 | 28000 | 2.05
BOSCH | Bosch Climate 5000 ductless minisplit series | 9966837 | HRCU-A-CB-O | BMS500-AAS009-0CSXXA | BMS500-AAU009-0AHXXA | Singlezone Non-ducted Wall Placement | 9800 | 5800 | 2.74 | 6516 | 2.05
BOSCH | Bosch Climate 5000 ductless minisplit series | 9966838 | HRCU-A-CB-O | BMS500-AAS009-1CSXXA | BMS500-AAU009-1AHXXA | Singlezone Non-ducted Wall Placement | 9800 | 6300 | 2.68 | 6609 | 1.92
BOSCH | Bosch Climate 5000 ductless minisplit series | 9966839 | HRCU-A-CB-O | BMS500-AAS012-0CSXXA | BMS500-AAU012-0AHXXA | Singlezone Non-ducted Wall Placement | 12000 | 7500 | 2.56 | 5736 | 2.03
BOSCH | Bosch Climate 5000 ductless minisplit series | 203991148 | HRCU-A-CB-O | BMS500-AAS009-1CSXRA | BMS500-AAU009-1AHWXB | Singlezone Non-ducted Wall Placement | 9800 | 5800 | 2.74 | 7990 | 1.98
BOSCH | Bosch Climate 5000 ductless minisplit series | 203991167 | HRCU-A-CB-O | BMS500-AAS012-1CSXRA | BMS500-AAU012-1AHCXB | Singlezone Non-ducted, Ceiling Placement | 12000 | 7500 | 2.68 | 7332 | 2.11
BOSCH | Bosch Climate 5000 ductless minisplit series | 203991169 | HRCU-A-CB-O | BMS500-AAS024-1CSXRA | BMS500-AAU024-1AHCXB | Singlezone Non-ducted, Ceiling Placement | 24400 | 15800 | 2.56 | 16933 | 1.95
BOSCH | Bosch Climate 5000 ductless minisplit series | 203991150 | HRCU-A-CB-O | BMS500-AAS018-1CSXRA | BMS500-AAU018-1AHWXB | Singlezone Non-ducted Wall Placement | 18000 | 11400 | 2.72 | 11178 | 2.02
BOSCH | Bosch Climate 5000 ductless minisplit series | 204014467 | HRCU-A-CB | BMS500-AAS009-1CSXHB | BMS500-AAU009-1AHDXB | Singlezone Ducted, "Compact Ducted" | 10000 | 7200 | 2.74 | 8343 | 2.07
BOSCH | Bosch Climate 5000 ductless minisplit series | 203991162 | HRCU-A-CB | BMS500-AAS024-1CSXRA | BMS500-AAU024-1AHDXB | Singlezone Ducted, "Compact Ducted" | 24400 | 16000 | 2.69 | 18533 | 2.04
BOSCH | Bosch Climate 5000 ductless minisplit series | 203991161 | HRCU-A-CB | BMS500-AAS018-1CSXRA | BMS500-AAU018-1AHDXB | Singlezone Ducted, "Compact Ducted" | 18000 | 12000 | 2.61 | 10352 | 1.96
BOSCH | Bosch Climate 5000 ductless minisplit series | 203991174 | HMSV-A-CB | BMS500-AAM027-1CSXRA |  | Multizone All Non-ducted | 28000 | 17200 | 2.8 | 17040 | 1.97
BOSCH | Bosch Climate 5000 ductless minisplit series | 203991186 | HMSV-A-CB | BMS500-AAM036-1CSXHB |  | Multizone All Non-ducted | 36000 | 23200 | 2.78 | 36037 | 1.96
BOSCH | Bosch Climate 5000 ductless minisplit series | 203991172 | HMSV-A-CB | BMS500-AAM018-1CSXRA |  | Multizone All Non-ducted | 19000 | 12000 | 2.79 | 10205 | 1.97
BROAN | BROAN FSH1BG SERIES | 10254907 | HRCU-A-CB | FSH1BG4CVRX36K | C6B(A,H)-X36(C,U)-C | Singlezone Ducted, Centrally Ducted | 34200 | 21800 | 2.66 | 20250 | 2.28
BROAN | BROAN FSH1BG SERIES | 10254903 | HRCU-A-CB | FSH1BG4CVRX36K | C6B(A,H)-X36(C,U)-C | Singlezone Ducted, Centrally Ducted | 34200 | 21800 | 2.66 | 20250 | 2.28
BROAN | BROAN FSH1BG SERIES | 10254893 | HRCU-A-CB | FSH1BG4CVRX36K | C6B(A,H)-X36(C,U)-B | Singlezone Ducted, Centrally Ducted | 34200 | 21800 | 2.66 | 20250 | 2.28
BROAN | BROAN FSH1BG SERIES | 10254889 | HRCU-A-CB | FSH1BG4CVRX36K | C6B(A,H)-X36(C,U)-B | Singlezone Ducted, Centrally Ducted | 34200 | 21800 | 2.66 | 20250 | 2.28
BROAN | BROAN FSH1BG SERIES | 10254898 | HRCU-A-CB | FSH1BG4CVRX36K | C6B(A,H)-X36(C,U)-B | Singlezone Ducted, Centrally Ducted | 22400 | 14200 | 2.77 | 12650 | 2.12
BROAN | BROAN FSH1BG SERIES | 10254879 | HRCU-A-CB | FSH1BG4CVRX24K | C6B(A,H)-X26(C,U)-B | Singlezone Ducted, Centrally Ducted | 22400 | 14200 | 2.77 | 12650 | 2.12
BROAN | BROAN FSH1BG SERIES | 10254874 | HRCU-A-CB | FSH1BG4CVRX24K | C6B(A,H)-X26(C,U)-B | Singlezone Ducted, Centrally Ducted | 22200 | 14100 | 2.58 | 12800 | 2.03
BROAN | BROAN FSH1BG SERIES | 10254870 | HRCU-A-CB | FSH1BG4CVRX24K | C6B(A,H)-X26(C,U)-B | Singlezone Ducted, Centrally Ducted | 22200 | 14100 | 2.58 | 12800 | 2.03
BROAN | BROAN FSH1BG SERIES | 10254884 | HRCU-A-CB | FSH1BG4CVRX36K | B6VMAX36K-B | Singlezone Ducted, Centrally Ducted | 34400 | 21800 | 2.66 | 20150 | 2.27
BROAN | BROAN FSH1BG SERIES | 10254865 | HRCU-A-CB | FSH1BG4CVRX24K | B6VMAX24K-B | Singlezone Ducted, Centrally Ducted | 22400 | 14200 | 2.77 | 12650 | 2.12
BROAN | BROAN FSH1BG SERIES | 10254945 | HRCU-A-CB | FSH1BG4CVRX60K | C6B(A,H)-X60(C,U)-C | Singlezone Ducted, Centrally Ducted | 56000 | 32000 | 2.53 | 33500 | 2.31
BROAN | BROAN FSH1BG SERIES | 10254926 | HRCU-A-CB | FSH1BG4CVRX48K | C6B(A,H)-X48(C,U)-C | Singlezone Ducted, Centrally Ducted | 44000 | 27800 | 2.63 | 27550 | 2.21
BROAN | BROAN FSH1BG SERIES | 10254921 | HRCU-A-CB | FSH1BG4CVRX48K | C6B(A,H)-X48(C,U)-C | Singlezone Ducted, Centrally Ducted | 44200 | 28000 | 2.56 | 27800 | 2.2
BROAN | BROAN FSH1BG SERIES | 10254917 | HRCU-A-CB | FSH1BG4CVRX48K | C6B(A,H)-X48(C,U)-C | Singlezone Ducted, Centrally Ducted | 44200 | 28000 | 2.56 | 27800 | 2.2
BROAN | BROAN FSH1BG SERIES | 10254931 | HRCU-A-CB | FSH1BG4CVRX60K | B6VMAX60K-C | Singlezone Ducted, Centrally Ducted | 56000 | 32000 | 2.53 | 33500 | 2.31
BROAN | BROAN FSH1BG SERIES | 10254912 | HRCU-A-CB | FSH1BG4CVRX48K | B6VMAX48K-C | Singlezone Ducted, Centrally Ducted | 44000 | 27800 | 2.63 | 27550 | 2.21
BRYANT | Evolution | 202463637 | HRCU-A-CB-O | 38MPRAQ24AA3 | 619PHAQ24XA3 | Singlezone Non-ducted Wall Placement | 24000 | 15450 | 3 | 24000 | 2
BRYANT | Evolution | 202463636 | HRCU-A-CB-O | 38MPRAQ18AA3 | 619PHAQ18XA3 | Singlezone Non-ducted Wall Placement | 18000 | 12300 | 3.19 | 18000 | 2
BRYANT | Evolution | 201753409 | HRCU-A-CB-O | 38MPRAQ09AA3 | 619PHAQ09XA3 | Singlezone Non-ducted Wall Placement | 10000 | 7200 | 2.78 | 13000 | 2.01
BRYANT | Bryant® Extreme Heat Pump | 9893695 | HRCU-A-CB | 280ANV036*0**A* | CSPH*4812AL*+UI & 98(6*B,7*A)66100V21*** | Singlezone Ducted, Centrally Ducted | 33800 | 30000 | 2.54 | 25934 | 2.39
BRYANT | Bryant® Extreme Heat Pump | 9893692 | HRCU-A-CB | 280ANV036*0**A* | CSPH*4212AL*+UI & 98(6*B,7*A)66100V21*** | Singlezone Ducted, Centrally Ducted | 33800 | 30000 | 2.54 | 25934 | 2.39
BRYANT | Bryant® Extreme Heat Pump | 9893694 | HRCU-A-CB | 280ANV036*0**A* | CSPH*4812AL*+UI & 98(6*B,7*A)60080V21*** | Singlezone Ducted, Centrally Ducted | 33800 | 30000 | 2.54 | 25934 | 2.35
BRYANT | Bryant® Extreme Heat Pump | 9893691 | HRCU-A-CB | 280ANV036*0**A* | CSPH*4212AL*+UI & 98(6*B,7*A)60080V21*** | Singlezone Ducted, Centrally Ducted | 34000 | 30200 | 2.54 | 26191 | 2.33
BRYANT | Bryant® Extreme Heat Pump | 9893683 | HRCU-A-CB | 280ANV036*0**A* | CNPV*4824AL*+UI & 98(6*B,7*A)66100V21*** | Singlezone Ducted, Centrally Ducted | 33800 | 30000 | 2.54 | 25934 | 2.37
BRYANT | Bryant® Extreme Heat Pump | 9893682 | HRCU-A-CB | 280ANV036*0**A* | CNPV*4824AL*+UI & 98(6*B,7*A)60080V21*** | Singlezone Ducted, Centrally Ducted | 33800 | 30000 | 2.51 | 25934 | 2.32
BRYANT | Bryant® Extreme Heat Pump | 9893680 | HRCU-A-CB | 280ANV036*0**A* | CNPV*4821AL*+UI & 98(6*B,7*A)66100V21*** | Singlezone Ducted, Centrally Ducted | 33800 | 30000 | 2.54 | 25934 | 2.37
BRYANT | Bryant® Extreme Heat Pump | 9893679 | HRCU-A-CB | 280ANV036*0**A* | CNPV*4821AL*+UI & 98(6*B,7*A)60080V21*** | Singlezone Ducted, Centrally Ducted | 33800 | 30000 | 2.51 | 25934 | 2.32
BRYANT | Bryant® Extreme Heat Pump | 9893668 | HRCU-A-CB | 280ANV036*0**A* | CAP**4824AL*+UI & 98(6*B,7*A)66100V21*** | Singlezone Ducted, Centrally Ducted | 33600 | 29800 | 2.54 | 25934 | 2.39
BRYANT | Bryant® Extreme Heat Pump | 9893667 | HRCU-A-CB | 280ANV036*0**A* | CAP**4824AL*+UI & 98(6*B,7*A)60080V21*** | Singlezone Ducted, Centrally Ducted | 33600 | 29800 | 2.54 | 25934 | 2.32
BRYANT | Bryant® Extreme Heat Pump | 9893665 | HRCU-A-CB | 280ANV036*0**A* | CAP**4821AL*+UI & 98(6*B,7*A)66100V21*** | Singlezone Ducted, Centrally Ducted | 33600 | 29800 | 2.54 | 25934 | 2.37
BRYANT | Bryant® Extreme Heat Pump | 9893664 | HRCU-A-CB | 280ANV036*0**A* | CAP**4821AL*+UI & 98(6*B,7*A)60080V21*** | Singlezone Ducted, Centrally Ducted | 33600 | 30000 | 2.51 | 25934 | 2.35
BRYANT | Bryant® Extreme Heat Pump | 9893647 | HRCU-A-CB | 280ANV036*0**A* | CSPH*4212AL*+UI & 98(6*B,7*A)66120V24*** | Singlezone Ducted, Centrally Ducted | 34600 | 30200 | 2.51 | 26705 | 2.3
BRYANT | Evolution Series | 9893614 | HRCU-A-CB | 280ANV036000 | FE4AN(B,F)005L+UI | Singlezone Ducted, Centrally Ducted | 33400 | 31600 | 2.62 | 23600 | 2.06
BRYANT | Evolution Series | 9893556 | HRCU-A-CB | 280ANV036000 | FE4ANB006L+UI | Singlezone Ducted, Centrally Ducted | 33400 | 31600 | 2.81 | 23600 | 2.2
BRYANT | Bryant® Extreme Heat Pump | 9893555 | HRCU-A-CB | 280ANV024*0**A* | CSPH*6012AL*+UI & 98(6*B,7*A)60080V21*** | Singlezone Ducted, Centrally Ducted | 23200 | 25000 | 2.82 | 20924 | 2.43
BRYANT | Bryant® Extreme Heat Pump | 9893554 | HRCU-A-CB | 280ANV024*0**A* | CSPH*6012AL*+UI & 98(6*B,7MA)60060V21*** | Singlezone Ducted, Centrally Ducted | 23200 | 25000 | 2.73 | 20924 | 2.43
BRYANT | Bryant® Extreme Heat Pump | 9893553 | HRCU-A-CB | 280ANV024*0**A* | CSPH*4812AL*+UI & 98(6*B,7*A)66100V21*** | Singlezone Ducted, Centrally Ducted | 23000 | 24800 | 2.71 | 20711 | 2.41
BRYANT | Bryant® Extreme Heat Pump | 9893552 | HRCU-A-CB | 280ANV024*0**A* | CSPH*4812AL*+UI & 98(6*B,7*A)60080V21*** | Singlezone Ducted, Centrally Ducted | 23000 | 25000 | 2.71 | 20711 | 2.41
BRYANT | Bryant® Extreme Heat Pump | 9893551 | HRCU-A-CB | 280ANV024*0**A* | CSPH*4812AL*+UI & 98(6*B,7MA)60060V21*** | Singlezone Ducted, Centrally Ducted | 23200 | 25000 | 2.7 | 20924 | 2.41
BRYANT | Bryant® Extreme Heat Pump | 9893550 | HRCU-A-CB | 280ANV024*0**A* | CSPH*4212AL*+UI & 98(6*B,7*A)66100V21*** | Singlezone Ducted, Centrally Ducted | 23000 | 25000 | 2.68 | 20711 | 2.39
BRYANT | Bryant® Extreme Heat Pump | 9893547 | HRCU-A-CB | 280ANV024*0**A* | CSPH*3612AL*+UI & 98(6*B,7*A)66100V21*** | Singlezone Ducted, Centrally Ducted | 23200 | 25000 | 2.62 | 20924 | 2.33
BRYANT | Bryant® Extreme Heat Pump | 9893548 | HRCU-A-CB | 280ANV024*0**A* | CSPH*4212AL*+UI & 98(6*B,7MA)60060V21*** | Singlezone Ducted, Centrally Ducted | 23200 | 25000 | 2.67 | 20924 | 2.39
BRYANT | Bryant® Extreme Heat Pump | 9893549 | HRCU-A-CB | 280ANV024*0**A* | CSPH*4212AL*+UI & 98(6*B,7*A)60080V21*** | Singlezone Ducted, Centrally Ducted | 23200 | 25000 | 2.7 | 20924 | 2.41
BRYANT | Bryant® Extreme Heat Pump | 9893546 | HRCU-A-CB | 280ANV024*0**A* | CSPH*3612AL*+UI & 98(6*B,7*A)60080V21*** | Singlezone Ducted, Centrally Ducted | 23200 | 25000 | 2.62 | 20924 | 2.33
BRYANT | Bryant® Extreme Heat Pump | 9893545 | HRCU-A-CB | 280ANV024*0**A* | CSPH*3612AL*+UI & 98(6*B,7MA)60060V21*** | Singlezone Ducted, Centrally Ducted | 23200 | 25200 | 2.62 | 20924 | 2.33
BRYANT | Bryant® Extreme Heat Pump | 9893544 | HRCU-A-CB | 280ANV024*0**A* | CNPV*6024AL*+UI & 98(6*B,7*A)66100V21*** | Singlezone Ducted, Centrally Ducted | 23200 | 25000 | 2.7 | 20924 | 2.41
BRYANT | Bryant® Extreme Heat Pump | 9893543 | HRCU-A-CB | 280ANV024*0**A* | CNPV*6024AL*+UI & 98(6*B,7*A)60080V21*** | Singlezone Ducted, Centrally Ducted | 23200 | 25000 | 2.7 | 20924 | 2.41
BRYANT | Bryant® Extreme Heat Pump | 9893541 | HRCU-A-CB | 280ANV024*0**A* | CNPV*4824AL*+UI & 98(6*B,7*A)66100V21*** | Singlezone Ducted, Centrally Ducted | 23000 | 25000 | 2.71 | 20711 | 2.41
BRYANT | Bryant® Extreme Heat Pump | 9893542 | HRCU-A-CB | 280ANV024*0**A* | CNPV*6024AL*+UI & 98(6*B,7MA)60060V21*** | Singlezone Ducted, Centrally Ducted | 23400 | 25000 | 2.67 | 21138 | 2.38
BRYANT | Bryant® Extreme Heat Pump | 9893540 | HRCU-A-CB | 280ANV024*0**A* | CNPV*4824AL*+UI & 98(6*B,7*A)60080V21*** | Singlezone Ducted, Centrally Ducted | 23000 | 25000 | 2.68 | 20711 | 2.39
BRYANT | Bryant® Extreme Heat Pump | 9893538 | HRCU-A-CB | 280ANV024*0**A* | CNPV*4221AL*+UI & 98(6*B,7*A)66100V21*** | Singlezone Ducted, Centrally Ducted | 23200 | 25000 | 2.57 | 20924 | 2.29
BRYANT | Bryant® Extreme Heat Pump | 9893539 | HRCU-A-CB | 280ANV024*0**A* | CNPV*4824AL*+UI & 98(6*B,7MA)60060V21*** | Singlezone Ducted, Centrally Ducted | 23200 | 25000 | 2.67 | 20924 | 2.39
BRYANT | Bryant® Extreme Heat Pump | 9893537 | HRCU-A-CB | 280ANV024*0**A* | CNPV*4221AL*+UI & 98(6*B,7*A)60080V21*** | Singlezone Ducted, Centrally Ducted | 23200 | 25200 | 2.56 | 20924 | 2.29
BRYANT | Bryant® Extreme Heat Pump | 9893536 | HRCU-A-CB | 280ANV024*0**A* | CNPV*4221AL*+UI & 98(6*B,7MA)60060V21*** | Singlezone Ducted, Centrally Ducted | 23400 | 25200 | 2.54 | 21138 | 2.26
BRYANT | Bryant® Extreme Heat Pump | 9893535 | HRCU-A-CB | 280ANV024*0**A* | CNPV*3621AL*+UI & 98(6*B,7*A)66100V21*** | Singlezone Ducted, Centrally Ducted | 23400 | 25200 | 2.5 | 21138 | 2.22
BRYANT | Bryant® Extreme Heat Pump | 9893534 | HRCU-A-CB | 280ANV024*0**A* | CNPV*3621AL*+UI & 98(6*B,7*A)60080V21*** | Singlezone Ducted, Centrally Ducted | 23400 | 25200 | 2.5 | 21138 | 2.22
BRYANT | Bryant® Extreme Heat Pump | 9893532 | HRCU-A-CB | 280ANV024*0**A* | CAP**6024AL*+UI & 98(6*B,7*A)66100V21*** | Singlezone Ducted, Centrally Ducted | 23000 | 24800 | 2.71 | 20711 | 2.41
BRYANT | Bryant® Extreme Heat Pump | 9893531 | HRCU-A-CB | 280ANV024*0**A* | CAP**6024AL*+UI & 98(6*B,7*A)60080V21*** | Singlezone Ducted, Centrally Ducted | 23000 | 24800 | 2.71 | 20711 | 2.41
BRYANT | Bryant® Extreme Heat Pump | 9893530 | HRCU-A-CB | 280ANV024*0**A* | CAP**6024AL*+UI & 98(6*B,7MA)60060V21*** | Singlezone Ducted, Centrally Ducted | 23000 | 24800 | 2.68 | 20711 | 2.39
BRYANT | Bryant® Extreme Heat Pump | 9893528 | HRCU-A-CB | 280ANV024*0**A* | CAP**6021AL*+UI & 98(6*B,7*A)60080V21*** | Singlezone Ducted, Centrally Ducted | 23000 | 24800 | 2.71 | 20711 | 2.41
BRYANT | Bryant® Extreme Heat Pump | 9893527 | HRCU-A-CB | 280ANV024*0**A* | CAP**6021AL*+UI & 98(6*B,7MA)60060V21*** | Singlezone Ducted, Centrally Ducted | 23000 | 24800 | 2.68 | 20711 | 2.39
BRYANT | Bryant® Extreme Heat Pump | 9893529 | HRCU-A-CB | 280ANV024*0**A* | CAP**6021AL*+UI & 98(6*B,7*A)66100V21*** | Singlezone Ducted, Centrally Ducted | 23000 | 24800 | 2.71 | 20711 | 2.41
BRYANT | Bryant® Extreme Heat Pump | 9893526 | HRCU-A-CB | 280ANV024*0**A* | CAP**4824AL*+UI & 98(6*B,7*A)66100V21*** | Singlezone Ducted, Centrally Ducted | 22800 | 24800 | 2.74 | 20711 | 2.44
BRYANT | Bryant® Extreme Heat Pump | 9893525 | HRCU-A-CB | 280ANV024*0**A* | CAP**4824AL*+UI & 98(6*B,7*A)60080V21*** | Singlezone Ducted, Centrally Ducted | 22800 | 24800 | 2.71 | 20711 | 2.41
BRYANT | Bryant® Extreme Heat Pump | 9893524 | HRCU-A-CB | 280ANV024*0**A* | CAP**4824AL*+UI & 98(6*B,7MA)60060V21*** | Singlezone Ducted, Centrally Ducted | 22800 | 24800 | 2.71 | 20711 | 2.41
BRYANT | Bryant® Extreme Heat Pump | 9893523 | HRCU-A-CB | 280ANV024*0**A* | CAP**4821AL*+UI & 98(6*B,7*A)66100V21*** | Singlezone Ducted, Centrally Ducted | 22800 | 24800 | 2.71 | 20711 | 2.41
BRYANT | Bryant® Extreme Heat Pump | 9893522 | HRCU-A-CB | 280ANV024*0**A* | CAP**4821AL*+UI & 98(6*B,7*A)60080V21*** | Singlezone Ducted, Centrally Ducted | 22800 | 24800 | 2.71 | 20711 | 2.41
BRYANT | Bryant® Extreme Heat Pump | 9893520 | HRCU-A-CB | 280ANV024*0**A* | CAP**4224AL*+UI & 98(6*B,7*A)66100V21*** | Singlezone Ducted, Centrally Ducted | 23000 | 25000 | 2.57 | 20711 | 2.28
BRYANT | Bryant® Extreme Heat Pump | 9893519 | HRCU-A-CB | 280ANV024*0**A* | CAP**4224AL*+UI & 98(6*B,7*A)60080V21*** | Singlezone Ducted, Centrally Ducted | 23000 | 25000 | 2.57 | 20711 | 2.28
BRYANT | Bryant® Extreme Heat Pump | 9893521 | HRCU-A-CB | 280ANV024*0**A* | CAP**4821AL*+UI & 98(6*B,7MA)60060V21*** | Singlezone Ducted, Centrally Ducted | 22800 | 24800 | 2.71 | 20711 | 2.41
BRYANT | Bryant® Extreme Heat Pump | 9893517 | HRCU-A-CB | 280ANV024*0**A* | CAP**4221AL*+UI & 98(6*B,7*A)66100V21*** | Singlezone Ducted, Centrally Ducted | 23000 | 25000 | 2.57 | 20711 | 2.28
BRYANT | Bryant® Extreme Heat Pump | 9893516 | HRCU-A-CB | 280ANV024*0**A* | CAP**4221AL*+UI & 98(6*B,7*A)60080V21*** | Singlezone Ducted, Centrally Ducted | 23000 | 25000 | 2.57 | 20711 | 2.28
BRYANT | Bryant® Extreme Heat Pump | 9893514 | HRCU-A-CB | 280ANV024*0**A* | CAP**3621AL*+UI & 98(6*B,7*A)66100V21*** | Singlezone Ducted, Centrally Ducted | 23000 | 25000 | 2.52 | 20711 | 2.24
BRYANT | Bryant® Extreme Heat Pump | 9893511 | HRCU-A-CB | 280ANV024*0**A* | CSPH*6012AL*+UI & 98(6*B,7*A)66120V24*** | Singlezone Ducted, Centrally Ducted | 23400 | 25000 | 2.73 | 21138 | 2.44
BRYANT | Bryant® Extreme Heat Pump | 9893510 | HRCU-A-CB | 280ANV024*0**A* | CSPH*6012AL*+UI & 98(6*B,7*A)42080V17*** | Singlezone Ducted, Centrally Ducted | 23400 | 25000 | 2.73 | 21138 | 2.44
BRYANT | Bryant® Extreme Heat Pump | 9893509 | HRCU-A-CB | 280ANV024*0**A* | CSPH*6012AL*+UI & 98(6*B,7*A)42060V17*** | Singlezone Ducted, Centrally Ducted | 23600 | 25000 | 2.7 | 21352 | 2.41
BRYANT | Bryant® Extreme Heat Pump | 9893508 | HRCU-A-CB | 280ANV024*0**A* | CSPH*4812AL*+UI & 98(6*B,7*A)66120V24*** | Singlezone Ducted, Centrally Ducted | 23200 | 25000 | 2.73 | 20924 | 2.43
BRYANT | Bryant® Extreme Heat Pump | 9893507 | HRCU-A-CB | 280ANV024*0**A* | CSPH*4812AL*+UI & 98(6*B,7*A)42080V17*** | Singlezone Ducted, Centrally Ducted | 23400 | 25000 | 2.7 | 21138 | 2.41
BRYANT | Bryant® Extreme Heat Pump | 9893506 | HRCU-A-CB | 280ANV024*0**A* | CSPH*4812AL*+UI & 98(6*B,7*A)42060V17*** | Singlezone Ducted, Centrally Ducted | 23400 | 25000 | 2.7 | 21138 | 2.41
BRYANT | Bryant® Extreme Heat Pump | 9893504 | HRCU-A-CB | 280ANV024*0**A* | CSPH*4212AL*+UI & 98(6*B,7*A)42080V17*** | Singlezone Ducted, Centrally Ducted | 23800 | 25000 | 2.67 | 21565 | 2.38
BRYANT | Bryant® Extreme Heat Pump | 9893505 | HRCU-A-CB | 280ANV024*0**A* | CSPH*4212AL*+UI & 98(6*B,7*A)66120V24*** | Singlezone Ducted, Centrally Ducted | 23600 | 25000 | 2.67 | 21352 | 2.38
BRYANT | Bryant® Extreme Heat Pump | 9893503 | HRCU-A-CB | 280ANV024*0**A* | CSPH*4212AL*+UI & 98(6*B,7*A)42060V17*** | Singlezone Ducted, Centrally Ducted | 23800 | 25200 | 2.68 | 21565 | 2.38
BRYANT | Bryant® Extreme Heat Pump | 9893502 | HRCU-A-CB | 280ANV024*0**A* | CSPH*3612AL*+UI & 98(6*B,7*A)66120V24*** | Singlezone Ducted, Centrally Ducted | 23800 | 25000 | 2.65 | 21565 | 2.36
BRYANT | Bryant® Extreme Heat Pump | 9893501 | HRCU-A-CB | 280ANV024*0**A* | CSPH*3612AL*+UI & 98(6*B,7*A)42080V17*** | Singlezone Ducted, Centrally Ducted | 23800 | 25200 | 2.65 | 21565 | 2.36
BRYANT | Bryant® Extreme Heat Pump | 9893500 | HRCU-A-CB | 280ANV024*0**A* | CSPH*3612AL*+UI & 98(6*B,7*A)42060V17*** | Singlezone Ducted, Centrally Ducted | 24000 | 25200 | 2.62 | 21779 | 2.33
BRYANT | Bryant® Extreme Heat Pump | 9893499 | HRCU-A-CB | 280ANV024*0**A* | CNPV*6024AL*+UI & 98(6*B,7*A)66120V24*** | Singlezone Ducted, Centrally Ducted | 23400 | 25000 | 2.7 | 21138 | 2.41
BRYANT | Bryant® Extreme Heat Pump | 9893496 | HRCU-A-CB | 280ANV024*0**A* | CNPV*4821AL*+UI & 98(6*B,7*A)42060V17*** | Singlezone Ducted, Centrally Ducted | 23400 | 25000 | 2.67 | 21138 | 2.38
BRYANT | Bryant® Extreme Heat Pump | 9893498 | HRCU-A-CB | 280ANV024*0**A* | CNPV*4824AL*+UI & 98(6*B,7*A)66120V24*** | Singlezone Ducted, Centrally Ducted | 23200 | 25000 | 2.7 | 20924 | 2.41
BRYANT | Bryant® Extreme Heat Pump | 9893497 | HRCU-A-CB | 280ANV024*0**A* | CNPV*4821AL*+UI & 98(6*B,7*A)42080V17*** | Singlezone Ducted, Centrally Ducted | 23200 | 25000 | 2.67 | 20924 | 2.39
BRYANT | Bryant® Extreme Heat Pump | 9893495 | HRCU-A-CB | 280ANV024*0**A* | CNPV*4221AL*+UI & 98(6*B,7*A)42080V17*** | Singlezone Ducted, Centrally Ducted | 23400 | 25200 | 2.54 | 21138 | 2.26
BRYANT | Bryant® Extreme Heat Pump | 9893494 | HRCU-A-CB | 280ANV024*0**A* | CNPV*4221AL*+UI & 98(6*B,7*A)42060V17*** | Singlezone Ducted, Centrally Ducted | 23600 | 25200 | 2.54 | 21352 | 2.26
BRYANT | Bryant® Extreme Heat Pump | 9893493 | HRCU-A-CB | 280ANV024*0**A* | CNPV*4217AL*+UI & 98(6*B,7*A)42080V17*** | Singlezone Ducted, Centrally Ducted | 23400 | 25200 | 2.62 | 21138 | 2.33
BRYANT | Bryant® Extreme Heat Pump | 9893492 | HRCU-A-CB | 280ANV024*0**A* | CNPV*4217AL*+UI & 98(6*B,7*A)42060V17*** | Singlezone Ducted, Centrally Ducted | 23400 | 25200 | 2.62 | 21138 | 2.33
BRYANT | Bryant® Extreme Heat Pump | 9893491 | HRCU-A-CB | 280ANV024*0**A* | CNPV*3621AL*+UI & 98(6*B,7*A)42080V17*** | Singlezone Ducted, Centrally Ducted | 24000 | 25200 | 2.5 | 21779 | 2.22
BRYANT | Bryant® Extreme Heat Pump | 9893489 | HRCU-A-CB | 280ANV024*0**A* | CNPV*3617AL*+UI & 98(6*B,7*A)42080V17*** | Singlezone Ducted, Centrally Ducted | 24000 | 25200 | 2.5 | 21779 | 2.22
BRYANT | Bryant® Extreme Heat Pump | 9893487 | HRCU-A-CB | 280ANV024*0**A* | CAP**6024AL*+UI & 98(6*B,7*A)66120V24*** | Singlezone Ducted, Centrally Ducted | 22600 | 24400 | 2.71 | 20497 | 2.41
BRYANT | Bryant® Extreme Heat Pump | 9893486 | HRCU-A-CB | 280ANV024*0**A* | CAP**6021AL*+UI & 98(6*B,7*A)42080V17*** | Singlezone Ducted, Centrally Ducted | 22800 | 24600 | 2.71 | 20711 | 2.41
BRYANT | Bryant® Extreme Heat Pump | 9893485 | HRCU-A-CB | 280ANV024*0**A* | CAP**6021AL*+UI & 98(6*B,7*A)42060V17*** | Singlezone Ducted, Centrally Ducted | 22800 | 24600 | 2.71 | 20711 | 2.41
BRYANT | Bryant® Extreme Heat Pump | 9893484 | HRCU-A-CB | 280ANV024*0**A* | CAP**4824AL*+UI & 98(6*B,7*A)66120V24*** | Singlezone Ducted, Centrally Ducted | 23000 | 24800 | 2.68 | 20711 | 2.39
BRYANT | Bryant® Extreme Heat Pump | 9893483 | HRCU-A-CB | 280ANV024*0**A* | CAP**4821AL*+UI & 98(6*B,7*A)42080V17*** | Singlezone Ducted, Centrally Ducted | 23200 | 24800 | 2.68 | 20924 | 2.39
BRYANT | Bryant® Extreme Heat Pump | 9893482 | HRCU-A-CB | 280ANV024*0**A* | CAP**4821AL*+UI & 98(6*B,7*A)42060V17*** | Singlezone Ducted, Centrally Ducted | 23200 | 25000 | 2.67 | 20924 | 2.39
BRYANT | Bryant® Extreme Heat Pump | 9893479 | HRCU-A-CB | 280ANV024*0**A* | CAP**4224AL*+UI & 98(6*B,7*A)66120V24*** | Singlezone Ducted, Centrally Ducted | 23600 | 25000 | 2.57 | 21352 | 2.28
BRYANT | Bryant® Extreme Heat Pump | 9893478 | HRCU-A-CB | 280ANV024*0**A* | CAP**4221AL*+UI & 98(6*B,7*A)42080V17*** | Singlezone Ducted, Centrally Ducted | 23800 | 25200 | 2.56 | 21565 | 2.28
BRYANT | Bryant® Extreme Heat Pump | 9893477 | HRCU-A-CB | 280ANV024*0**A* | CAP**4221AL*+UI & 98(6*B,7*A)42060V17*** | Singlezone Ducted, Centrally Ducted | 23800 | 25200 | 2.54 | 21565 | 2.27
BRYANT | Bryant® Extreme Heat Pump | 9893476 | HRCU-A-CB | 280ANV024*0**A* | CAP**3621AL*+UI & 98(6*B,7*A)42080V17*** | Singlezone Ducted, Centrally Ducted | 24000 | 25200 | 2.51 | 21779 | 2.24
BRYANT | Bryant® Extreme Heat Pump | 9893475 | HRCU-A-CB | 280ANV024*0**A* | CAP**3621AL*+UI & 98(6*B,7*A)42060V17*** | Singlezone Ducted, Centrally Ducted | 24000 | 25200 | 2.5 | 21779 | 2.22
BRYANT | Bryant® Extreme Heat Pump | 9893474 | HRCU-A-CB | 280ANV024*0**A* | CAP**3617AL*+UI & 98(6*B,7*A)42080V17*** | Singlezone Ducted, Centrally Ducted | 24000 | 25200 | 2.51 | 21779 | 2.24
BRYANT | Bryant® Extreme Heat Pump | 9893473 | HRCU-A-CB | 280ANV024*0**A* | CAP**3617AL*+UI & 98(6*B,7*A)42060V17*** | Singlezone Ducted, Centrally Ducted | 24000 | 25200 | 2.5 | 21779 | 2.22
BRYANT | Evolution Series | 9893463 | HRCU-A-CB | 280ANV024000 | FE4AN(B,F)003+UI | Singlezone Ducted, Centrally Ducted | 23800 | 25000 | 2.54 | 19800 | 2.07
BRYANT | Evolution Series | 9893462 | HRCU-A-CB | 280ANV024000 | FE4ANF002L+UI | Singlezone Ducted, Centrally Ducted | 24000 | 25200 | 2.56 | 19800 | 2.07
BRYANT | Preferred Series | 9854627 | HMSV-A-CB | 38MGRQ30D--3 |  | Multizone All Non-ducted | 28000 | 17400 | 2.79 | 28220 | 2.04
BRYANT | Preferred Series | 9118478 | HMSV-A-CB | 38MGRQ48E--3 |  | Multizone All Non-ducted | 48000 | 29600 | 2.7 | 36340 | 1.98
BRYANT | Preferred Series | 9118474 | HMSV-A-CB | 38MGRQ36D--3 |  | Multizone All Non-ducted | 36000 | 23200 | 2.79 | 36080 | 1.96
BRYANT | Preferred Series | 9118462 | HMSV-A-CB | 38MGRQ18B--3 |  | Multizone All Non-ducted | 19000 | 12000 | 2.81 | 13990 | 2.15
BRYANT | Preferred Series | 8738646 | HRCU-A-CB-O | 38MAQB09R--3 | 619PEQ009BBMA | Singlezone Non-ducted Wall Placement | 10900 | 6900 | 2.73 | 10900 | 1.98
BRYANT | Preferred Series | 8738645 | HRCU-A-CB-O | 38MAQB12R--3 | 619PEQ012BBMA | Singlezone Non-ducted Wall Placement | 11800 | 7800 | 2.66 | 12010 | 1.98
BRYANT | Preferred | 8738647 | HRCU-A-CB-O | 38MAQB12R--1 | 619PAQ012BBMA | Singlezone Non-ducted Wall Placement | 12000 | 7600 | 2.59 | 6490 | 1.94
BRYANT |  | 204431323 | HRCU-A-CB | 280ANV036*0**A* | CSPH*6012AL*+UI | Singlezone Ducted, Centrally Ducted | 33400 | 32200 | 2.5 | 26340 | 2.12
BRYANT |  | 204431315 | HRCU-A-CB | 280ANV036*0**A* | CSPH*6012AL*+UI | Singlezone Ducted, Centrally Ducted | 33200 | 32200 | 2.5 | 26340 | 2.12
BRYANT |  | 204431334 | HRCU-A-CB | 280ANV036*0**A* | CSPH*6012AL*+UI | Singlezone Ducted, Centrally Ducted | 33800 | 32200 | 2.5 | 26340 | 2.12
BRYANT |  | 204430510 | HRCU-A-CB | 280ANV036*0**A* | CAP**6124AL*+UI | Singlezone Ducted, Centrally Ducted | 34200 | 32200 | 2.5 | 26340 | 2.12
BRYANT |  | 204430491 | HRCU-A-CB | 280ANV036*0**A* | CAP**6124AL*+UI | Singlezone Ducted, Centrally Ducted | 34200 | 32200 | 2.5 | 26340 | 2.12
BRYANT |  | 204431312 | HRCU-A-CB | 280ANV036*0**A* | CSPH*6012AL*+UI | Singlezone Ducted, Centrally Ducted | 27800 | 32200 | 2.5 | 26340 | 2.12
BRYANT |  | 204430501 | HRCU-A-CB | 280ANV036*0**A* | CAP**6124AL*+UI | Singlezone Ducted, Centrally Ducted | 34200 | 32200 | 2.5 | 26340 | 2.12
BRYANT |  | 204431355 | HRCU-A-CB | 280ANV036*0**A* | CSPH*6012AL*+UI | Singlezone Ducted, Centrally Ducted | 34400 | 32200 | 2.5 | 26340 | 2.12
BRYANT |  | 204431345 | HRCU-A-CB | 280ANV036*0**A* | CSPH*6012AL*+UI | Singlezone Ducted, Centrally Ducted | 34400 | 32200 | 2.5 | 26340 | 2.12
C&H | Single Zone Sophia Series Duct | 204098422 | HRCU-A-CB | CH-18SPH-230VO | CH-18LCDTU/I | Singlezone Ducted, "Compact Ducted" | 18000 | 12000 | 2.61 | 10352 | 1.96
C&H | Single Zone Dakota Hyper Duct | 204098424 | HRCU-A-CB | CH-09DKT230VO | CH-09LCDTU/I | Singlezone Ducted, "Compact Ducted" | 10000 | 7200 | 2.74 | 8343 | 2.07
C&H | Multi Zone Sophia Outdoor with Non-ducted Indoor | 205104722 | HMSV-A-CB | CH18MSPH230VO |  | Multizone All Non-ducted | 19000 | 12000 | 2.79 | 10205 | 1.97
C&H | Multi Zone Sophia Outdoor with Non-ducted Indoor | 202832586 | HMSV-A-CB | CH28MSPH230VO |  | Multizone All Non-ducted | 28000 | 17200 | 2.8 | 17040 | 1.97
C&H | Single Zone Sophia Outdoor + Dakota High Wall Indoor | 205104726 | HRCU-A-CB-O | CH-18SPH-230VO | CH-18DKT230VI | Singlezone Non-ducted Wall Placement | 18000 | 11400 | 2.72 | 11178 | 2.02
C&H | Multi Zone Sophia Hyper Outdoor with Non-ducted Indoor | 205047864 | HMSV-A-CB | CH-HYP36MSPH-230VO |  | Multizone All Non-ducted | 36000 | 23200 | 2.78 | 36037 | 1.96
C&H | Single Zone Sophia Series Floor-Ceiling | 204098432 | HRCU-A-CB-O | CH-18SPH-230VO | CH-18MSPHFC-230VI | Singlezone Non-ducted, Floor Placement | 18000 | 12000 | 2.71 | 10508 | 1.94
C&H | Single Zone Sophia Series Ceiling Cassette | 204098413 | HRCU-A-CB-O | CH-12SPH-230VO | CH-12MSPHCT-230VI | Singlezone Non-ducted, Ceiling Placement | 12000 | 7500 | 2.68 | 7332 | 2.11
C&H | Single Zone Sophia Duct | 204098423 | HRCU-A-CB | CH-24SPH-230VO | CH-24LCDTU/I | Singlezone Ducted, "Compact Ducted" | 24400 | 16000 | 2.69 | 18533 | 2.04
C&H | Single Zone Sophia Series High Wall | 9119326 | HRCU-A-CB-O | CH-18SPH-230VO | CH-18SPH-230VI | Singlezone Non-ducted Wall Placement | 18000 | 10400 | 2.72 | 10953 | 1.9
C&H | Single Zone Sophia Series High Wall | 9119324 | HRCU-A-CB-O | CH-09SPH-230VO | CH-09SPH-230VI | Singlezone Non-ducted Wall Placement | 9800 | 6400 | 2.76 | 7801 | 1.91
C&H | Single Zone Sophia Series Floor-Ceiling | 204098433 | HRCU-A-CB-O | CH-24SPH-230VO | CH-24MSPHFC-230VI | Singlezone Non-ducted, Floor Placement | 24000 | 15000 | 2.85 | 17817 | 1.9
C&H | Single Zone Sophia Series Ceiling Cassette | 204098415 | HRCU-A-CB-O | CH-24SPH-230VO | CH-24MSPHCT-230VI | Singlezone Non-ducted, Ceiling Placement | 24400 | 15800 | 2.56 | 16933 | 1.95
C&H | Single Zone Sophia Outdoor + Dakota High Wall Indoor | 205047857 | HRCU-A-CB-O | CH-09SPH-230VO | CH-09DKT230VI | Singlezone Non-ducted Wall Placement | 9800 | 5800 | 2.74 | 7989 | 2
C&H |  | 205263856 | HRCU-A-CB | CH-18SPH-230VO | CH-M18DTUI | Singlezone Ducted, "Compact Ducted" | 18000 | 12000 | 2.61 | 10352 | 1.96
C&H |  | 205263859 | HRCU-A-CB | CH-24SPH-230VO | CH-M24DTUI | Singlezone Ducted, "Compact Ducted" | 24400 | 16000 | 2.69 | 18533 | 2.04
C&H |  | 205263851 | HRCU-A-CB | CH-HYP09SPH230VO | CH-M09DTUI | Singlezone Ducted, "Compact Ducted" | 10000 | 7200 | 2.74 | 8343 | 2.07
C&H |  | 205263879 | HRCU-A-CB-O | CH-18SPH-230VO | CH-D18MSPHWM-230VI | Singlezone Non-ducted Wall Placement | 18000 | 11400 | 2.72 | 11178 | 2.02
C&H |  | 205263877 | HRCU-A-CB-O | CH-09SPH-230VO | CH-D09MSPHWM-230VI | Singlezone Non-ducted Wall Placement | 9800 | 5800 | 2.74 | 7989 | 2
C&H |  | 205263869 | HRCU-A-CB-O | CH-18SPH-230VO | CH-18MSPHWM-230VI | Singlezone Non-ducted Wall Placement | 18000 | 10400 | 2.72 | 10953 | 1.9
CARRIER | Infinity | 202463634 | HRCU-A-CB-O | 38MPRAQ18AA3 | 40MPHAQ18XA3 | Singlezone Non-ducted Wall Placement | 18000 | 12300 | 3.19 | 18000 | 2
CARRIER | Infinity | 202463635 | HRCU-A-CB-O | 38MPRAQ24AA3 | 40MPHAQ24XA3 | Singlezone Non-ducted Wall Placement | 24000 | 15450 | 3 | 24000 | 2
CARRIER | Infinity | 201753408 | HRCU-A-CB-O | 38MPRAQ09AA3 | 40MPHAQ09XA3 | Singlezone Non-ducted Wall Placement | 10000 | 7200 | 2.78 | 13000 | 2.01
CARRIER | Infinity | 201753411 | HRCU-A-CB-O | 38MPRAQ12AA3 | 40MPHAQ12XA3 | Singlezone Non-ducted Wall Placement | 12000 | 6800 | 2.66 | 13887 | 2
CARRIER | Infinity® 20 Heat Pump with Greenspeed® Intelligence | 9892746 | HRCU-A-CB | 25VNA036A*030* | CSPH*4812AL*+UI & 59*N*A100V21**22 | Singlezone Ducted, Centrally Ducted | 33800 | 30000 | 2.54 | 25934 | 2.39
CARRIER | Infinity® 20 Heat Pump with Greenspeed® Intelligence | 9892745 | HRCU-A-CB | 25VNA036A*030* | CSPH*4812AL*+UI & 59*N*A080V21**20 | Singlezone Ducted, Centrally Ducted | 33800 | 30000 | 2.54 | 25934 | 2.35
CARRIER | Infinity® 20 Heat Pump with Greenspeed® Intelligence | 9892743 | HRCU-A-CB | 25VNA036A*030* | CSPH*4212AL*+UI & 59*N*A100V21**22 | Singlezone Ducted, Centrally Ducted | 33800 | 30000 | 2.54 | 25934 | 2.39
CARRIER | Infinity® 20 Heat Pump with Greenspeed® Intelligence | 9892742 | HRCU-A-CB | 25VNA036A*030* | CSPH*4212AL*+UI & 59*N*A080V21**20 | Singlezone Ducted, Centrally Ducted | 34000 | 30200 | 2.54 | 26191 | 2.33
CARRIER | Infinity® 20 Heat Pump with Greenspeed® Intelligence | 9892734 | HRCU-A-CB | 25VNA036A*030* | CNPV*4824AL*+UI & 59*N*A100V21**22 | Singlezone Ducted, Centrally Ducted | 33800 | 30000 | 2.54 | 25934 | 2.37
CARRIER | Infinity® 20 Heat Pump with Greenspeed® Intelligence | 9892733 | HRCU-A-CB | 25VNA036A*030* | CNPV*4824AL*+UI & 59*N*A080V21**20 | Singlezone Ducted, Centrally Ducted | 33800 | 30000 | 2.51 | 25934 | 2.32
CARRIER | Infinity® 20 Heat Pump with Greenspeed® Intelligence | 9892731 | HRCU-A-CB | 25VNA036A*030* | CNPV*4821AL*+UI & 59*N*A100V21**22 | Singlezone Ducted, Centrally Ducted | 33800 | 30000 | 2.54 | 25934 | 2.37
CARRIER | Infinity® 20 Heat Pump with Greenspeed® Intelligence | 9892730 | HRCU-A-CB | 25VNA036A*030* | CNPV*4821AL*+UI & 59*N*A080V21**20 | Singlezone Ducted, Centrally Ducted | 33800 | 30000 | 2.51 | 25934 | 2.32
CARRIER | Infinity® 20 Heat Pump with Greenspeed® Intelligence | 9892718 | HRCU-A-CB | 25VNA036A*030* | CAP**4824AL*+UI & 59*N*A080V21**20 | Singlezone Ducted, Centrally Ducted | 33600 | 29800 | 2.54 | 25934 | 2.32
CARRIER | Infinity® 20 Heat Pump with Greenspeed® Intelligence | 9892719 | HRCU-A-CB | 25VNA036A*030* | CAP**4824AL*+UI & 59*N*A100V21**22 | Singlezone Ducted, Centrally Ducted | 33600 | 29800 | 2.54 | 25934 | 2.39
CARRIER | Infinity® 20 Heat Pump with Greenspeed® Intelligence | 9892716 | HRCU-A-CB | 25VNA036A*030* | CAP**4821AL*+UI & 59*N*A100V21**22 | Singlezone Ducted, Centrally Ducted | 33600 | 29800 | 2.54 | 25934 | 2.37
CARRIER | Infinity® 20 Heat Pump with Greenspeed® Intelligence | 9892715 | HRCU-A-CB | 25VNA036A*030* | CAP**4821AL*+UI & 59*N*A080V21**20 | Singlezone Ducted, Centrally Ducted | 33600 | 30000 | 2.51 | 25934 | 2.35
CARRIER | Infinity® 20 Heat Pump with Greenspeed® Intelligence | 9892698 | HRCU-A-CB | 25VNA036A*030* | CSPH*4212AL*+UI & 59*N*A120V24**22 | Singlezone Ducted, Centrally Ducted | 34600 | 30200 | 2.51 | 26705 | 2.3
CARRIER |  | 9892665 | HRCU-A-CB | 25VNA036A*030* | FE4AN(B,F)005L+UI | Singlezone Ducted, Centrally Ducted | 33400 | 31600 | 2.62 | 23600 | 2.06
CARRIER |  | 9892607 | HRCU-A-CB | 25VNA036A*030* | FE4ANB006L+UI | Singlezone Ducted, Centrally Ducted | 33400 | 31600 | 2.81 | 23600 | 2.2
CARRIER | Infinity® 20 Heat Pump with Greenspeed® Intelligence | 9892606 | HRCU-A-CB | 25VNA024A*030* | CSPH*6012AL*+UI & 59*N*A100V21**22 | Singlezone Ducted, Centrally Ducted | 23200 | 25000 | 2.82 | 20924 | 2.43
CARRIER | Infinity® 20 Heat Pump with Greenspeed® Intelligence | 9892605 | HRCU-A-CB | 25VNA024A*030* | CSPH*6012AL*+UI & 59*N*A080V21**20 | Singlezone Ducted, Centrally Ducted | 23200 | 25000 | 2.82 | 20924 | 2.43
CARRIER | Infinity® 20 Heat Pump with Greenspeed® Intelligence | 9892604 | HRCU-A-CB | 25VNA024A*030* | CSPH*6012AL*+UI & 59MN7A060V21**20 | Singlezone Ducted, Centrally Ducted | 23200 | 25000 | 2.73 | 20924 | 2.43
CARRIER | Infinity® 20 Heat Pump with Greenspeed® Intelligence | 9892602 | HRCU-A-CB | 25VNA024A*030* | CSPH*4812AL*+UI & 59*N*A080V21**20 | Singlezone Ducted, Centrally Ducted | 23000 | 25000 | 2.71 | 20711 | 2.41
CARRIER | Infinity® 20 Heat Pump with Greenspeed® Intelligence | 9892603 | HRCU-A-CB | 25VNA024A*030* | CSPH*4812AL*+UI & 59*N*A100V21**22 | Singlezone Ducted, Centrally Ducted | 23000 | 24800 | 2.71 | 20711 | 2.41
CARRIER | Infinity® 20 Heat Pump with Greenspeed® Intelligence | 9892601 | HRCU-A-CB | 25VNA024A*030* | CSPH*4812AL*+UI & 59MN7A060V21**20 | Singlezone Ducted, Centrally Ducted | 23200 | 25000 | 2.7 | 20924 | 2.41
CARRIER | Infinity® 20 Heat Pump with Greenspeed® Intelligence | 9892600 | HRCU-A-CB | 25VNA024A*030* | CSPH*4212AL*+UI & 59*N*A100V21**22 | Singlezone Ducted, Centrally Ducted | 23000 | 25000 | 2.68 | 20711 | 2.39
CARRIER | Infinity® 20 Heat Pump with Greenspeed® Intelligence | 9892599 | HRCU-A-CB | 25VNA024A*030* | CSPH*4212AL*+UI & 59*N*A080V21**20 | Singlezone Ducted, Centrally Ducted | 23200 | 25000 | 2.7 | 20924 | 2.41
CARRIER | Infinity® 20 Heat Pump with Greenspeed® Intelligence | 9892598 | HRCU-A-CB | 25VNA024A*030* | CSPH*4212AL*+UI & 59MN7A060V21**20 | Singlezone Ducted, Centrally Ducted | 23200 | 25000 | 2.67 | 20924 | 2.39
CARRIER | Infinity® 20 Heat Pump with Greenspeed® Intelligence | 9892597 | HRCU-A-CB | 25VNA024A*030* | CSPH*3612AL*+UI & 59*N*A100V21**22 | Singlezone Ducted, Centrally Ducted | 23200 | 25000 | 2.62 | 20924 | 2.33
CARRIER | Infinity® 20 Heat Pump with Greenspeed® Intelligence | 9892595 | HRCU-A-CB | 25VNA024A*030* | CSPH*3612AL*+UI & 59MN7A060V21**20 | Singlezone Ducted, Centrally Ducted | 23200 | 25200 | 2.62 | 20924 | 2.33
CARRIER | Infinity® 20 Heat Pump with Greenspeed® Intelligence | 9892596 | HRCU-A-CB | 25VNA024A*030* | CSPH*3612AL*+UI & 59*N*A080V21**20 | Singlezone Ducted, Centrally Ducted | 23200 | 25000 | 2.62 | 20924 | 2.33
CARRIER | Infinity® 20 Heat Pump with Greenspeed® Intelligence | 9892594 | HRCU-A-CB | 25VNA024A*030* | CNPV*6024AL*+UI & 59*N*A100V21**22 | Singlezone Ducted, Centrally Ducted | 23200 | 25000 | 2.7 | 20924 | 2.41
CARRIER | Infinity® 20 Heat Pump with Greenspeed® Intelligence | 9892593 | HRCU-A-CB | 25VNA024A*030* | CNPV*6024AL*+UI & 59*N*A080V21**20 | Singlezone Ducted, Centrally Ducted | 23200 | 25000 | 2.7 | 20924 | 2.41
CARRIER | Infinity® 20 Heat Pump with Greenspeed® Intelligence | 9892592 | HRCU-A-CB | 25VNA024A*030* | CNPV*6024AL*+UI & 59MN7A060V21**20 | Singlezone Ducted, Centrally Ducted | 23400 | 25000 | 2.67 | 21138 | 2.38
CARRIER | Infinity® 20 Heat Pump with Greenspeed® Intelligence | 9892591 | HRCU-A-CB | 25VNA024A*030* | CNPV*4824AL*+UI & 59*N*A100V21**22 | Singlezone Ducted, Centrally Ducted | 23000 | 25000 | 2.71 | 20711 | 2.41
CARRIER | Infinity® 20 Heat Pump with Greenspeed® Intelligence | 9892590 | HRCU-A-CB | 25VNA024A*030* | CNPV*4824AL*+UI & 59*N*A080V21**20 | Singlezone Ducted, Centrally Ducted | 23000 | 25000 | 2.68 | 20711 | 2.39
CARRIER | Infinity® 20 Heat Pump with Greenspeed® Intelligence | 9892589 | HRCU-A-CB | 25VNA024A*030* | CNPV*4824AL*+UI & 59MN7A060V21**20 | Singlezone Ducted, Centrally Ducted | 23200 | 25000 | 2.67 | 20924 | 2.39
CARRIER | Infinity® 20 Heat Pump with Greenspeed® Intelligence | 9892588 | HRCU-A-CB | 25VNA024A*030* | CNPV*4221AL*+UI & 59*N*A100V21**22 | Singlezone Ducted, Centrally Ducted | 23200 | 25000 | 2.57 | 20924 | 2.29
CARRIER | Infinity® 20 Heat Pump with Greenspeed® Intelligence | 9892587 | HRCU-A-CB | 25VNA024A*030* | CNPV*4221AL*+UI & 59*N*A080V21**20 | Singlezone Ducted, Centrally Ducted | 23200 | 25200 | 2.56 | 20924 | 2.29
CARRIER | Infinity® 20 Heat Pump with Greenspeed® Intelligence | 9892586 | HRCU-A-CB | 25VNA024A*030* | CNPV*4221AL*+UI & 59MN7A060V21**20 | Singlezone Ducted, Centrally Ducted | 23400 | 25200 | 2.54 | 21138 | 2.26
CARRIER | Infinity® 20 Heat Pump with Greenspeed® Intelligence | 9892585 | HRCU-A-CB | 25VNA024A*030* | CNPV*3621AL*+UI & 59*N*A100V21**22 | Singlezone Ducted, Centrally Ducted | 23400 | 25200 | 2.5 | 21138 | 2.22
CARRIER | Infinity® 20 Heat Pump with Greenspeed® Intelligence | 9892584 | HRCU-A-CB | 25VNA024A*030* | CNPV*3621AL*+UI & 59*N*A080V21**20 | Singlezone Ducted, Centrally Ducted | 23400 | 25200 | 2.5 | 21138 | 2.22
CARRIER | Infinity® 20 Heat Pump with Greenspeed® Intelligence | 9892582 | HRCU-A-CB | 25VNA024A*030* | CAP**6024AL*+UI & 59*N*A100V21**22 | Singlezone Ducted, Centrally Ducted | 23000 | 24800 | 2.71 | 20711 | 2.41
CARRIER | Infinity® 20 Heat Pump with Greenspeed® Intelligence | 9892581 | HRCU-A-CB | 25VNA024A*030* | CAP**6024AL*+UI & 59*N*A080V21**20 | Singlezone Ducted, Centrally Ducted | 23000 | 24800 | 2.71 | 20711 | 2.41
CARRIER | Infinity® 20 Heat Pump with Greenspeed® Intelligence | 9892580 | HRCU-A-CB | 25VNA024A*030* | CAP**6024AL*+UI & 59MN7A060V21**20 | Singlezone Ducted, Centrally Ducted | 23000 | 24800 | 2.68 | 20711 | 2.39
CARRIER | Infinity® 20 Heat Pump with Greenspeed® Intelligence | 9892579 | HRCU-A-CB | 25VNA024A*030* | CAP**6021AL*+UI & 59*N*A100V21**22 | Singlezone Ducted, Centrally Ducted | 23000 | 24800 | 2.71 | 20711 | 2.41
CARRIER | Infinity® 20 Heat Pump with Greenspeed® Intelligence | 9892577 | HRCU-A-CB | 25VNA024A*030* | CAP**6021AL*+UI & 59MN7A060V21**20 | Singlezone Ducted, Centrally Ducted | 23000 | 24800 | 2.68 | 20711 | 2.39
CARRIER | Infinity® 20 Heat Pump with Greenspeed® Intelligence | 9892578 | HRCU-A-CB | 25VNA024A*030* | CAP**6021AL*+UI & 59*N*A080V21**20 | Singlezone Ducted, Centrally Ducted | 23000 | 24800 | 2.71 | 20711 | 2.41
CARRIER | Infinity® 20 Heat Pump with Greenspeed® Intelligence | 9892576 | HRCU-A-CB | 25VNA024A*030* | CAP**4824AL*+UI & 59*N*A100V21**22 | Singlezone Ducted, Centrally Ducted | 22800 | 24800 | 2.74 | 20711 | 2.44
CARRIER | Infinity® 20 Heat Pump with Greenspeed® Intelligence | 9892575 | HRCU-A-CB | 25VNA024A*030* | CAP**4824AL*+UI & 59*N*A080V21**20 | Singlezone Ducted, Centrally Ducted | 22800 | 24800 | 2.71 | 20711 | 2.41
CARRIER | Infinity® 20 Heat Pump with Greenspeed® Intelligence | 9892574 | HRCU-A-CB | 25VNA024A*030* | CAP**4824AL*+UI & 59MN7A060V21**20 | Singlezone Ducted, Centrally Ducted | 22800 | 24800 | 2.71 | 20711 | 2.41
CARRIER | Infinity® 20 Heat Pump with Greenspeed® Intelligence | 9892573 | HRCU-A-CB | 25VNA024A*030* | CAP**4821AL*+UI & 59*N*A100V21**22 | Singlezone Ducted, Centrally Ducted | 22800 | 24800 | 2.71 | 20711 | 2.41
CARRIER | Infinity® 20 Heat Pump with Greenspeed® Intelligence | 9892571 | HRCU-A-CB | 25VNA024A*030* | CAP**4821AL*+UI & 59MN7A060V21**20 | Singlezone Ducted, Centrally Ducted | 22800 | 24800 | 2.71 | 20711 | 2.41
CARRIER | Infinity® 20 Heat Pump with Greenspeed® Intelligence | 9892572 | HRCU-A-CB | 25VNA024A*030* | CAP**4821AL*+UI & 59*N*A080V21**20 | Singlezone Ducted, Centrally Ducted | 22800 | 24800 | 2.71 | 20711 | 2.41
CARRIER | Infinity® 20 Heat Pump with Greenspeed® Intelligence | 9892570 | HRCU-A-CB | 25VNA024A*030* | CAP**4224AL*+UI & 59*N*A100V21**22 | Singlezone Ducted, Centrally Ducted | 23000 | 25000 | 2.57 | 20711 | 2.28
CARRIER | Infinity® 20 Heat Pump with Greenspeed® Intelligence | 9892569 | HRCU-A-CB | 25VNA024A*030* | CAP**4224AL*+UI & 59*N*A080V21**20 | Singlezone Ducted, Centrally Ducted | 23000 | 25000 | 2.57 | 20711 | 2.28
CARRIER | Infinity® 20 Heat Pump with Greenspeed® Intelligence | 9892567 | HRCU-A-CB | 25VNA024A*030* | CAP**4221AL*+UI & 59*N*A100V21**22 | Singlezone Ducted, Centrally Ducted | 23000 | 25000 | 2.57 | 20711 | 2.28
CARRIER | Infinity® 20 Heat Pump with Greenspeed® Intelligence | 9892566 | HRCU-A-CB | 25VNA024A*030* | CAP**4221AL*+UI & 59*N*A080V21**20 | Singlezone Ducted, Centrally Ducted | 23000 | 25000 | 2.57 | 20711 | 2.28
CARRIER | Infinity® 20 Heat Pump with Greenspeed® Intelligence | 9892564 | HRCU-A-CB | 25VNA024A*030* | CAP**3621AL*+UI & 59*N*A100V21**22 | Singlezone Ducted, Centrally Ducted | 23000 | 25000 | 2.52 | 20711 | 2.24
CARRIER | Infinity® 20 Heat Pump with Greenspeed® Intelligence | 9892561 | HRCU-A-CB | 25VNA024A*030* | CSPH*6012AL*+UI & 59*N*A120V24**22 | Singlezone Ducted, Centrally Ducted | 23400 | 25000 | 2.73 | 21138 | 2.44
CARRIER | Infinity® 20 Heat Pump with Greenspeed® Intelligence | 9892560 | HRCU-A-CB | 25VNA024A*030* | CSPH*6012AL*+UI & 59*N*A080V17**14 | Singlezone Ducted, Centrally Ducted | 23400 | 25000 | 2.73 | 21138 | 2.44
CARRIER | Infinity® 20 Heat Pump with Greenspeed® Intelligence | 9892559 | HRCU-A-CB | 25VNA024A*030* | CSPH*6012AL*+UI & 59*N*A060V17**14 | Singlezone Ducted, Centrally Ducted | 23600 | 25000 | 2.7 | 21352 | 2.41
CARRIER | Infinity® 20 Heat Pump with Greenspeed® Intelligence | 9892558 | HRCU-A-CB | 25VNA024A*030* | CSPH*4812AL*+UI & 59*N*A120V24**22 | Singlezone Ducted, Centrally Ducted | 23200 | 25000 | 2.73 | 20924 | 2.43
CARRIER | Infinity® 20 Heat Pump with Greenspeed® Intelligence | 9892557 | HRCU-A-CB | 25VNA024A*030* | CSPH*4812AL*+UI & 59*N*A080V17**14 | Singlezone Ducted, Centrally Ducted | 23400 | 25000 | 2.7 | 21138 | 2.41
CARRIER | Infinity® 20 Heat Pump with Greenspeed® Intelligence | 9892556 | HRCU-A-CB | 25VNA024A*030* | CSPH*4812AL*+UI & 59*N*A060V17**14 | Singlezone Ducted, Centrally Ducted | 23400 | 25000 | 2.7 | 21138 | 2.41
CARRIER | Infinity® 20 Heat Pump with Greenspeed® Intelligence | 9892555 | HRCU-A-CB | 25VNA024A*030* | CSPH*4212AL*+UI & 59*N*A120V24**22 | Singlezone Ducted, Centrally Ducted | 23600 | 25000 | 2.67 | 21352 | 2.38
CARRIER | Infinity® 20 Heat Pump with Greenspeed® Intelligence | 9892554 | HRCU-A-CB | 25VNA024A*030* | CSPH*4212AL*+UI & 59*N*A080V17**14 | Singlezone Ducted, Centrally Ducted | 23800 | 25000 | 2.67 | 21565 | 2.38
CARRIER | Infinity® 20 Heat Pump with Greenspeed® Intelligence | 9892551 | HRCU-A-CB | 25VNA024A*030* | CSPH*3612AL*+UI & 59*N*A080V17**14 | Singlezone Ducted, Centrally Ducted | 23800 | 25200 | 2.65 | 21565 | 2.36
CARRIER | Infinity® 20 Heat Pump with Greenspeed® Intelligence | 9892553 | HRCU-A-CB | 25VNA024A*030* | CSPH*4212AL*+UI & 59*N*A060V17**14 | Singlezone Ducted, Centrally Ducted | 23800 | 25200 | 2.68 | 21565 | 2.38
CARRIER | Infinity® 20 Heat Pump with Greenspeed® Intelligence | 9892552 | HRCU-A-CB | 25VNA024A*030* | CSPH*3612AL*+UI & 59*N*A120V24**22 | Singlezone Ducted, Centrally Ducted | 23800 | 25000 | 2.65 | 21565 | 2.36
CARRIER | Infinity® 20 Heat Pump with Greenspeed® Intelligence | 9892550 | HRCU-A-CB | 25VNA024A*030* | CSPH*3612AL*+UI & 59*N*A060V17**14 | Singlezone Ducted, Centrally Ducted | 24000 | 25200 | 2.62 | 21779 | 2.33
CARRIER | Infinity® 20 Heat Pump with Greenspeed® Intelligence | 9892549 | HRCU-A-CB | 25VNA024A*030* | CNPV*6024AL*+UI & 59*N*A120V24**22 | Singlezone Ducted, Centrally Ducted | 23400 | 25000 | 2.7 | 21138 | 2.41
CARRIER | Infinity® 20 Heat Pump with Greenspeed® Intelligence | 9892548 | HRCU-A-CB | 25VNA024A*030* | CNPV*4824AL*+UI & 59*N*A120V24**22 | Singlezone Ducted, Centrally Ducted | 23200 | 25000 | 2.7 | 20924 | 2.41
CARRIER | Infinity® 20 Heat Pump with Greenspeed® Intelligence | 9892547 | HRCU-A-CB | 25VNA024A*030* | CNPV*4821AL*+UI & 59*N*A080V17**14 | Singlezone Ducted, Centrally Ducted | 23200 | 25000 | 2.67 | 20924 | 2.39
CARRIER | Infinity® 20 Heat Pump with Greenspeed® Intelligence | 9892546 | HRCU-A-CB | 25VNA024A*030* | CNPV*4821AL*+UI & 59*N*A060V17**14 | Singlezone Ducted, Centrally Ducted | 23400 | 25000 | 2.67 | 21138 | 2.38
CARRIER | Infinity® 20 Heat Pump with Greenspeed® Intelligence | 9892545 | HRCU-A-CB | 25VNA024A*030* | CNPV*4221AL*+UI & 59*N*A080V17**14 | Singlezone Ducted, Centrally Ducted | 23400 | 25200 | 2.54 | 21138 | 2.26
CARRIER | Infinity® 20 Heat Pump with Greenspeed® Intelligence | 9892544 | HRCU-A-CB | 25VNA024A*030* | CNPV*4221AL*+UI & 59*N*A060V17**14 | Singlezone Ducted, Centrally Ducted | 23600 | 25200 | 2.54 | 21352 | 2.26
CARRIER | Infinity® 20 Heat Pump with Greenspeed® Intelligence | 9892543 | HRCU-A-CB | 25VNA024A*030* | CNPV*4217AL*+UI & 59*N*A080V17**14 | Singlezone Ducted, Centrally Ducted | 23400 | 25200 | 2.62 | 21138 | 2.33
CARRIER | Infinity® 20 Heat Pump with Greenspeed® Intelligence | 9892542 | HRCU-A-CB | 25VNA024A*030* | CNPV*4217AL*+UI & 59*N*A060V17**14 | Singlezone Ducted, Centrally Ducted | 23400 | 25200 | 2.62 | 21138 | 2.33
CARRIER | Infinity® 20 Heat Pump with Greenspeed® Intelligence | 9892541 | HRCU-A-CB | 25VNA024A*030* | CNPV*3621AL*+UI & 59*N*A080V17**14 | Singlezone Ducted, Centrally Ducted | 24000 | 25200 | 2.5 | 21779 | 2.22
CARRIER | Infinity® 20 Heat Pump with Greenspeed® Intelligence | 9892539 | HRCU-A-CB | 25VNA024A*030* | CNPV*3617AL*+UI & 59*N*A080V17**14 | Singlezone Ducted, Centrally Ducted | 24000 | 25200 | 2.5 | 21779 | 2.22
CARRIER | Infinity® 20 Heat Pump with Greenspeed® Intelligence | 9892537 | HRCU-A-CB | 25VNA024A*030* | CAP**6024AL*+UI & 59*N*A120V24**22 | Singlezone Ducted, Centrally Ducted | 22600 | 24400 | 2.71 | 20497 | 2.41
CARRIER | Infinity® 20 Heat Pump with Greenspeed® Intelligence | 9892536 | HRCU-A-CB | 25VNA024A*030* | CAP**6021AL*+UI & 59*N*A080V17**14 | Singlezone Ducted, Centrally Ducted | 22800 | 24600 | 2.71 | 20711 | 2.41
CARRIER | Infinity® 20 Heat Pump with Greenspeed® Intelligence | 9892534 | HRCU-A-CB | 25VNA024A*030* | CAP**4824AL*+UI & 59*N*A120V24**22 | Singlezone Ducted, Centrally Ducted | 23000 | 24800 | 2.68 | 20711 | 2.39
CARRIER | Infinity® 20 Heat Pump with Greenspeed® Intelligence | 9892535 | HRCU-A-CB | 25VNA024A*030* | CAP**6021AL*+UI & 59*N*A060V17**14 | Singlezone Ducted, Centrally Ducted | 22800 | 24600 | 2.71 | 20711 | 2.41
CARRIER | Infinity® 20 Heat Pump with Greenspeed® Intelligence | 9892533 | HRCU-A-CB | 25VNA024A*030* | CAP**4821AL*+UI & 59*N*A080V17**14 | Singlezone Ducted, Centrally Ducted | 23200 | 24800 | 2.68 | 20924 | 2.39
CARRIER | Infinity® 20 Heat Pump with Greenspeed® Intelligence | 9892532 | HRCU-A-CB | 25VNA024A*030* | CAP**4821AL*+UI & 59*N*A060V17**14 | Singlezone Ducted, Centrally Ducted | 23200 | 25000 | 2.67 | 20924 | 2.39
CARRIER | Infinity® 20 Heat Pump with Greenspeed® Intelligence | 9892529 | HRCU-A-CB | 25VNA024A*030* | CAP**4224AL*+UI & 59*N*A120V24**22 | Singlezone Ducted, Centrally Ducted | 23600 | 25000 | 2.57 | 21352 | 2.28
CARRIER | Infinity® 20 Heat Pump with Greenspeed® Intelligence | 9892527 | HRCU-A-CB | 25VNA024A*030* | CAP**4221AL*+UI & 59*N*A060V17**14 | Singlezone Ducted, Centrally Ducted | 23800 | 25200 | 2.54 | 21565 | 2.27
CARRIER | Infinity® 20 Heat Pump with Greenspeed® Intelligence | 9892528 | HRCU-A-CB | 25VNA024A*030* | CAP**4221AL*+UI & 59*N*A080V17**14 | Singlezone Ducted, Centrally Ducted | 23800 | 25200 | 2.56 | 21565 | 2.28
CARRIER | Infinity® 20 Heat Pump with Greenspeed® Intelligence | 9892526 | HRCU-A-CB | 25VNA024A*030* | CAP**3621AL*+UI & 59*N*A080V17**14 | Singlezone Ducted, Centrally Ducted | 24000 | 25200 | 2.51 | 21779 | 2.24
CARRIER | Infinity® 20 Heat Pump with Greenspeed® Intelligence | 9892525 | HRCU-A-CB | 25VNA024A*030* | CAP**3621AL*+UI & 59*N*A060V17**14 | Singlezone Ducted, Centrally Ducted | 24000 | 25200 | 2.5 | 21779 | 2.22
CARRIER | Infinity® 20 Heat Pump with Greenspeed® Intelligence | 9892524 | HRCU-A-CB | 25VNA024A*030* | CAP**3617AL*+UI & 59*N*A080V17**14 | Singlezone Ducted, Centrally Ducted | 24000 | 25200 | 2.51 | 21779 | 2.24
CARRIER | Infinity® 20 Heat Pump with Greenspeed® Intelligence | 9892523 | HRCU-A-CB | 25VNA024A*030* | CAP**3617AL*+UI & 59*N*A060V17**14 | Singlezone Ducted, Centrally Ducted | 24000 | 25200 | 2.5 | 21779 | 2.22
CARRIER |  | 9892513 | HRCU-A-CB | 25VNA024A*030* | FE4AN(B,F)003L+UI | Singlezone Ducted, Centrally Ducted | 23800 | 25000 | 2.54 | 19800 | 2.07
CARRIER |  | 9892512 | HRCU-A-CB | 25VNA024A*030* | FE4ANF002L + UI | Singlezone Ducted, Centrally Ducted | 24000 | 25200 | 2.56 | 19800 | 2.07
CARRIER |  | 9854626 | HMSV-A-CB | 38MGRQ30D--3 |  | Multizone All Non-ducted | 28000 | 17400 | 2.79 | 28220 | 2.04
CARRIER |  | 9118477 | HMSV-A-CB | 38MGRQ48E--3 |  | Multizone All Non-ducted | 48000 | 29600 | 2.7 | 36340 | 1.98
CARRIER |  | 9118473 | HMSV-A-CB | 38MGRQ36D--3 |  | Multizone All Non-ducted | 36000 | 23200 | 2.79 | 36080 | 1.96
CARRIER |  | 9118461 | HMSV-A-CB | 38MGRQ18B--3 |  | Multizone All Non-ducted | 19000 | 12000 | 2.81 | 13990 | 2.15
CARRIER |  | 8738635 | HRCU-A-CB-O | 38MAQB09R--3 | 40MAQB09B--3 | Singlezone Non-ducted Wall Placement | 10900 | 6900 | 2.73 | 10900 | 1.98
CARRIER |  | 7992958 | HRCU-A-CB-O | 38GRQB18---301 | 40GRQB18H--301 | Singlezone Non-ducted Wall Placement | 19000 | 12717 | 2.5 | 19190 | 2.85
CARRIER |  | 7992956 | HRCU-A-CB-O | 38GRQB12---301 | 40GRQB12H--301 | Singlezone Non-ducted Wall Placement | 13000 | 13000 | 3.15 | 13000 | 2.76
CARRIER |  | 7992954 | HRCU-A-CB-O | 38GRQB09---301 | 40GRQB09H--301 | Singlezone Non-ducted Wall Placement | 9000 | 5500 | 2.88 | 10488 | 1.98
CARRIER | Performance | 8738634 | HRCU-A-CB-O | 38MAQB12R--1 | 40MAQB12B--1 | Singlezone Non-ducted Wall Placement | 12000 | 7600 | 2.59 | 6490 | 1.94
CARRIER |  | 204430066 | HRCU-A-CB | 25VNA024A*030* | CNPV*4221AL*+UI | Singlezone Ducted, Centrally Ducted | 23200 | 25200 | 2.59 | 20007 | 1.99
CARRIER |  | 204430052 | HRCU-A-CB | 25VNA024A*030* | CNPV*3621AL*+UI | Singlezone Ducted, Centrally Ducted | 23400 | 25000 | 2.57 | 19213 | 1.91
CARRIER |  | 204430122 | HRCU-A-CB | 25VNA024A*030* | CSPH*3012AL*+UI | Singlezone Ducted, Centrally Ducted | 24400 | 25200 | 2.61 | 20007 | 2
CARRIER |  | 204430114 | HRCU-A-CB | 25VNA024A*030* | CSPH*3012AL*+UI | Singlezone Ducted, Centrally Ducted | 24400 | 25200 | 2.61 | 20007 | 2
CARRIER |  | 204430027 | HRCU-A-CB | 25VNA024A*030* | CNPV*3017AL*+UI | Singlezone Ducted, Centrally Ducted | 24600 | 25200 | 2.62 | 20007 | 2.01
CARRIER |  | 204431332 | HRCU-A-CB | 25VNA036A*030* | CSPH*6012AL*+UI | Singlezone Ducted, Centrally Ducted | 33800 | 32200 | 2.5 | 26340 | 2.02
CARRIER |  | 204430428 | HRCU-A-CB | 25VNA036A*030* | CAP**6024AL*+UI | Singlezone Ducted, Centrally Ducted | 32800 | 32200 | 2.5 | 26340 | 1.98
CARRIER |  | 204431313 | HRCU-A-CB | 25VNA036A*030* | CSPH*6012AL*+UI | Singlezone Ducted, Centrally Ducted | 33200 | 32200 | 2.5 | 26340 | 2.02
CARRIER |  | 204430081 | HRCU-A-CB | 25VNA024A*030* | CSPH*2412AL*+UI | Singlezone Ducted, Centrally Ducted | 24600 | 25200 | 2.55 | 20007 | 1.95
CARRIER |  | 204430448 | HRCU-A-CB | 25VNA036A*030* | CAP**6024AL*+UI | Singlezone Ducted, Centrally Ducted | 33200 | 32600 | 2.51 | 26668 | 1.95
CARRIER |  | 204430104 | HRCU-A-CB | 25VNA024A*030* | CSPH*3012AL*+UI | Singlezone Ducted, Centrally Ducted | 24600 | 25400 | 2.63 | 20166 | 2.02
CARRIER |  | 204431343 | HRCU-A-CB | 25VNA036A*030* | CSPH*6012AL*+UI | Singlezone Ducted, Centrally Ducted | 34400 | 32200 | 2.5 | 26340 | 2.02
CARRIER |  | 204431352 | HRCU-A-CB | 25VNA036A*030* | CSPH*6012AL*+UI | Singlezone Ducted, Centrally Ducted | 34400 | 32200 | 2.5 | 26340 | 2.02
CARRIER |  | 204430503 | HRCU-A-CB | 25VNA036A*030* | CAP**6124AL*+UI | Singlezone Ducted, Centrally Ducted | 34200 | 32200 | 2.5 | 26340 | 2
CARRIER |  | 204430478 | HRCU-A-CB | 25VNA036A*030* | CAP**6121AL*+UI | Singlezone Ducted, Centrally Ducted | 34200 | 32400 | 2.5 | 26504 | 2
CARRIER |  | 204430492 | HRCU-A-CB | 25VNA036A*030* | CAP**6124AL*+UI | Singlezone Ducted, Centrally Ducted | 34200 | 32200 | 2.5 | 26340 | 2
CARRIER |  | 204431316 | HRCU-A-CB | 25VNA036A*030* | CSPH*6012AL*+UI | Singlezone Ducted, Centrally Ducted | 33800 | 33000 | 2.57 | 26995 | 1.95
CARRIER |  | 204430511 | HRCU-A-CB | 25VNA036A*030* | CAP**6124AL*+UI | Singlezone Ducted, Centrally Ducted | 34400 | 32600 | 2.53 | 26668 | 1.97
CARRIER |  | 204430484 | HRCU-A-CB | 25VNA036A*030* | CAP**6121AL*+UI | Singlezone Ducted, Centrally Ducted | 34400 | 32600 | 2.51 | 26668 | 1.97
CARRIER |  | 204430461 | HRCU-A-CB | 25VNA036A*030* | CAP**6121AL*+UI | Singlezone Ducted, Centrally Ducted | 34600 | 33000 | 2.55 | 26995 | 1.93
CENTURY |  | 201862959 | HMSV-A-CB | A-VMH36QU-1 |  | Multizone All Non-ducted | 36000 | 23200 | 2.78 | 36000 | 1.96
CENTURY |  | 201862958 | HMSV-A-CB | A-VMH28TU-1 |  | Multizone All Non-ducted | 31400 | 18000 | 2.75 | 26357 | 1.97
CHAMPION HEATING AND COOLING |  | 10309109 | HRCU-A-CB | HL20B4821 | CM50DE3A1+MVC20DN21 | Singlezone Ducted, Centrally Ducted | 58000 | 42500 | 2.56 | 34000 | 2.51
COLEMAN |  | 10309106 | HRCU-A-CB | HC20B4821 | CM50DE3A1+MVC20DN21 | Singlezone Ducted, Centrally Ducted | 58000 | 42500 | 2.56 | 34000 | 2.51
COMFORT-AIRE |  | 201810036 | HMSV-A-CB | A-VMH36QU-1 |  | Multizone All Non-ducted | 36000 | 23200 | 2.78 | 36000 | 1.96
COMFORT-AIRE |  | 201810035 | HMSV-A-CB | A-VMH28TU-1 |  | Multizone All Non-ducted | 31400 | 18000 | 2.75 | 26357 | 1.97
COMFORTMAKER | High Tier | 202463645 | HRCU-A-CB-O | DLCPRAH24AAK | DLFPHAH24XAK | Singlezone Non-ducted Wall Placement | 24000 | 15450 | 3 | 24000 | 2
COMFORTMAKER | High Tier | 202463644 | HRCU-A-CB-O | DLCPRAH18AAK | DLFPHAH18XAK | Singlezone Non-ducted Wall Placement | 18000 | 12300 | 3.19 | 18000 | 2
COMFORTMAKER |  | 201835587 | HRCU-A-CB | DLCSRAH24AAK | DLFSDAH24XAK | Singlezone Ducted, "Compact Ducted" | 24000 | 17400 | 2.96 | 30000 | 1.93
COMFORTMAKER |  | 201835562 | HRCU-A-CB-O | DLCSRAH12AAJ | DLFSHAH12XAJ | Singlezone Non-ducted Wall Placement | 11800 | 7100 | 2.57 | 7800 | 2.01
COMFORTMAKER |  | 201835554 | HRCU-A-CB-O | DLCPRAH09AAK | DLFPHAH09XAK | Singlezone Non-ducted Wall Placement | 10000 | 7200 | 2.78 | 13047 | 1.97
COMFORTMAKER | Mid-tier | 201835563 | HRCU-A-CB-O | DLCSRAH09AAK | DLFSHAH09XAK | Singlezone Non-ducted Wall Placement | 12000 | 7500 | 2.65 | 9840 | 2.1
COMFORTMAKER | Mid-tier | 201835568 | HRCU-A-CB-O | DLCSRAH36AAK | DLFSHAH36XAK | Singlezone Non-ducted Wall Placement | 36000 | 20600 | 2.55 | 18930 | 2.56
COMFORTMAKER | Mid-tier | 201835586 | HRCU-A-CB-O | DLCSRAH18AAK | DLFSCAH18XAK | Singlezone Non-ducted, Ceiling Placement | 18000 | 12000 | 2.59 | 15710 | 2.4
COMFORTMAKER | Mid-tier | 201835581 | HRCU-A-CB-O | DLCSRAH09AAK | DLFSCAH09XAK | Singlezone Non-ducted, Ceiling Placement | 10000 | 6700 | 2.58 | 11870 | 1.94
COMFORTSTAR |  | 202575855 | HRCU-A-CB-O | CPP018CD(O) | CXH018CD(I)-WIFI | Singlezone Non-ducted Wall Placement | 18000 | 11400 | 2.72 | 11178 | 2.02
COMFORTSTAR |  | 202575873 | HMSV-A-CB | CM4-36-4ZX |  | Multizone All Non-ducted | 36000 | 23200 | 2.78 | 36037 | 1.96
COMFORTSTAR |  | 202575853 | HRCU-A-CB-O | CPP009CD(O) | CXH009CD(I)-WIFI | Singlezone Non-ducted Wall Placement | 9800 | 5800 | 2.74 | 7989 | 2
COMFORTSTAR |  | 10595505 | HRCU-A-CB | CPP018CD(O) | CPA-18B | Singlezone Ducted, "Compact Ducted" | 18000 | 12000 | 2.61 | 10352 | 1.96
COMFORTSTAR |  | 9119312 | HRCU-A-CB-O | CPP018CD(O) | FPA-18 | Singlezone Non-ducted, Floor Placement | 18000 | 12000 | 2.71 | 10508 | 1.94
COMFORTSTAR |  | 9119310 | HRCU-A-CB-O | CPP012CD(O) | TPA-12 | Singlezone Non-ducted, Ceiling Placement | 12000 | 7500 | 2.68 | 7332 | 2.11
COMFORTSTAR |  | 202575866 | HRCU-A-CB | CXH009CD(O) | CPA-09B | Singlezone Ducted, "Compact Ducted" | 10000 | 7200 | 2.74 | 8343 | 2.07
COMFORTSTAR |  | 201763958 | HMSV-A-CB | CM3-27-3Z |  | Multizone All Non-ducted | 28000 | 17200 | 2.8 | 17040 | 1.97
COMFORTSTAR |  | 201763956 | HMSV-A-CB | CM2-18-2Z |  | Multizone All Non-ducted | 19000 | 12000 | 2.79 | 10205 | 1.97
COMFORTSTAR |  | 10595506 | HRCU-A-CB | CPP024CD(O) | CPA-24B | Singlezone Ducted, "Compact Ducted" | 24400 | 16000 | 2.69 | 18533 | 2.04
COMFORTSTAR |  | 9119315 | HRCU-A-CB-O | CPP024CD(O) | FPA-24 | Singlezone Non-ducted, Floor Placement | 24000 | 15000 | 2.85 | 17817 | 1.9
COMFORTSTAR |  | 8854582 | HRCU-A-CB-O | CPP009CD(O) | CPP009CD(I) | Singlezone Non-ducted Wall Placement | 9800 | 6400 | 2.76 | 7801 | 1.91
COMFORTSTAR |  | 8854585 | HRCU-A-CB-O | CPP018CD(O) | CPP018CD(I) | Singlezone Non-ducted Wall Placement | 18000 | 10400 | 2.72 | 10953 | 1.9
COMFORTSTAR |  | 9119316 | HRCU-A-CB-O | CPP024CD(O) | TPA-24 | Singlezone Non-ducted, Ceiling Placement | 24400 | 15800 | 2.56 | 16933 | 1.95
COMFORTSTAR |  | 202575861 | HRCU-A-CB-O | CPP018CD(O) | CXH018CD(I) | Singlezone Non-ducted Wall Placement | 18000 | 11400 | 2.72 | 11178 | 2.02
COMFORTSTAR |  | 202575859 | HRCU-A-CB-O | CPP009CD(O) | CXH009CD(I) | Singlezone Non-ducted Wall Placement | 9800 | 5800 | 2.74 | 7989 | 2
CONTINENTAL |  | 203363517 | HMSV-A-CB | CMZH-27-O |  | Multizone All Non-ducted | 28000 | 17200 | 2.8 | 17040 | 1.97
CONTINENTAL |  | 203363526 | HRCU-A-CB-O | CH21-18-O | CH21-18-I | Singlezone Non-ducted Wall Placement | 18000 | 10400 | 2.72 | 10953 | 1.9
CONTINENTAL |  | 205309940 | HRCU-A-CB-O | CH21-18-O | CH25-18-I | Singlezone Non-ducted Wall Placement | 18000 | 11400 | 2.72 | 11178 | 2.02
DAIKIN | DZ20VC | 10595346 | HRCU-A-CB | DZ20VC0241B* | CHPF3642C6C*+MBVC1200**-1A*+TXV | Singlezone Ducted, Centrally Ducted | 23400 | 13000 | 2.61 | 11648 | 2.13
DAIKIN | DZ20VC | 10324715 | HRCU-A-CB | DZ20VC0601B | CA*F4961*6D*+MBVC2000**-1A*+TXV | Singlezone Ducted, Centrally Ducted | 50000 | 32000 | 2.7 | 26000 | 1.98
DAIKIN | DZ20VC | 10324709 | HRCU-A-CB | DZ20VC0241B* | CA*F3642*6D*+MBVC1200**-1A*+TXV | Singlezone Ducted, Centrally Ducted | 23600 | 13000 | 2.56 | 11400 | 2.09
DAIKIN | DZ20VC | 10324713 | HRCU-A-CB | DZ20VC0481B* | CA*F4961*6D*+MBVC2000**-1A*+TXV | Singlezone Ducted, Centrally Ducted | 45500 | 28400 | 2.84 | 26000 | 1.97
DAIKIN |  | 201986969 | HRCU-A-CB-O | RX12RMVJU | FFQ12Q2VJU | Singlezone Non-ducted, Ceiling Placement | 13500 | 8300 | 2.9 | 8420 | 2.07
DAIKIN |  | 202521824 | HMSV-A-CB | 4MXL36TVJU |  | Multizone All Non-ducted | 36600 | 22400 | 2.78 | 36600 | 2
DAIKIN |  | 201986968 | HRCU-A-CB-O | RX09RMVJU | FFQ09Q2VJU | Singlezone Non-ducted, Ceiling Placement | 10000 | 6000 | 3.08 | 6920 | 2.16
DAIKIN |  | 201851577 | HMSV-A-CB | 3MXL24RMVJU |  | Multizone All Non-ducted | 24000 | 15500 | 2.61 | 21600 | 2.17
DAIKIN |  | 201871420 | HRCU-A-CB-O | RX18RMVJU | FFQ18Q2VJU | Singlezone Non-ducted, Ceiling Placement | 21600 | 14200 | 2.67 | 10900 | 2.03
DAIKIN |  | 201851575 | HMSV-A-CB | 3MXS24RMVJU |  | Multizone All Non-ducted | 24000 | 15500 | 2.61 | 18930 | 2.26
DAIKIN |  | 201851573 | HRCU-A-CB | RX18RMVJU | FDMQ18RVJU | Singlezone Ducted, "Compact Ducted" | 21600 | 13600 | 2.69 | 12470 | 2.21
DAIKIN |  | 201871419 | HRCU-A-CB-O | RX15RMVJU | FFQ15Q2VJU | Singlezone Non-ducted, Ceiling Placement | 16200 | 10600 | 2.8 | 8160 | 2.26
DAIKIN |  | 201851572 | HRCU-A-CB | RX15RMVJU | FDMQ15RVJU | Singlezone Ducted, "Compact Ducted" | 18000 | 11500 | 2.88 | 9220 | 2.29
DAIKIN | Vista | 10318063 | HRCU-A-CB-O | RX18QMVJU | FFQ18Q2VJU | Singlezone Non-ducted, Ceiling Placement | 21600 | 14200 | 3.13 | 9700 | 2.24
DAIKIN |  | 201851574 | HRCU-A-CB | RX24RMVJU | FDMQ24RVJU | Singlezone Ducted, "Compact Ducted" | 24000 | 15000 | 2.78 | 13760 | 2.24
DAIKIN | Vista | 9966775 | HRCU-A-CB-O | RX15QMVJU | FFQ15Q2VJU | Singlezone Non-ducted, Ceiling Placement | 16200 | 10600 | 3.57 | 7270 | 2.48
DAIKIN | MXL Aurora Series | 8849535 | HMSV-A-CB | 2MXL18QMVJU |  | Multizone All Non-ducted | 18940 | 12000 | 3.06 | 18930 | 2.12
DAIKIN | Vista | 9966569 | HRCU-A-CB-O | RX09QMVJU | FFQ09Q2VJU | Singlezone Non-ducted, Ceiling Placement | 10000 | 6000 | 3.91 | 6270 | 2.42
DAIKIN | MXL Aurora Series | 8849539 | HMSV-A-CB | 3MXL24QMVJU |  | Multizone All Non-ducted | 24000 | 15500 | 3.36 | 21600 | 2.17
DAIKIN | Vista | 9966684 | HRCU-A-CB-O | RX12QMVJU | FFQ12Q2VJU | Singlezone Non-ducted, Ceiling Placement | 13500 | 8300 | 3.47 | 7500 | 2.29
DAIKIN | MXS Series | 8103542 | HMSV-A-CB | 2MXS18NMVJU |  | Multizone All Non-ducted | 18900 | 12000 | 3.17 | 13150 | 2.75
DAIKIN | LV Series | 5265758 | HRCU-A-CB-O | RXS24LVJU | FTXS24LVJU | Singlezone Non-ducted Wall Placement | 25400 | 16400 | 3.12 | 14028 | 2.26
DAIKIN | MXS Series | 8103869 | HMSV-A-CB | 3MXS24NMVJU |  | Multizone All Non-ducted | 24000 | 15500 | 3.52 | 18930 | 2.26
DAIKIN | LV Series | 5265757 | HRCU-A-CB-O | RXS18LVJU | FTXS18LVJU | Singlezone Non-ducted Wall Placement | 21600 | 13900 | 3.42 | 11924 | 2.5
DAIKIN | LV Series | 5265756 | HRCU-A-CB-O | RXS15LVJU | FTXS15LVJU | Singlezone Non-ducted Wall Placement | 18000 | 11900 | 3.79 | 9972 | 2.68
DAIKIN | LV Series | 5265755 | HRCU-A-CB-O | RXS12LVJU | FTXS12LVJU | Singlezone Non-ducted Wall Placement | 14400 | 9200 | 4.02 | 8051 | 2.81
DAIKIN | LV Series | 5265753 | HRCU-A-CB-O | RXS09LVJU | FTXS09LVJU | Singlezone Non-ducted Wall Placement | 12000 | 7700 | 4.1 | 6968 | 2.43
DAIKIN | Aurora Series | 8849330 | HRCU-A-CB-O | RXL15QMVJU | FTX15NMVJU | Singlezone Non-ducted Wall Placement | 18300 | 11500 | 2.88 | 18254 | 2.27
DAIKIN | Aurora Series | 8849445 | HRCU-A-CB-O | RXL15QMVJU | FVXS15NVJU | Singlezone Non-ducted, Floor Placement | 18056 | 11500 | 2.76 | 18015 | 2.4
DAIKIN | Aurora Series | 8849459 | HRCU-A-CB-O | RXL09QMVJU | FVXS09NVJU | Singlezone Non-ducted, Floor Placement | 10089 | 6200 | 2.88 | 10065 | 2.14
DAIKIN | SkyAir | 202514058 | HRCU-A-CB | RZQ18TAVJU | FBQ18PVJU | Singlezone Ducted, "Compact Ducted" | 20000 | 13200 | 2.56 | 27939 | 1.93
DAIKIN | Sky air | 202517170 | HRCU-A-CB-O | RZQ30TAVJU | FTQ30TAVJU*A* | Singlezone Ducted, Centrally Ducted | 34000 | 24000 | 2.91 | 44209 | 2.14
DAIKIN | Aurora Series | 8849533 | HRCU-A-CB-O | RXL09QMVJU | FTX09NMVJU | Singlezone Non-ducted Wall Placement | 10900 | 6700 | 2.98 | 10918 | 1.98
DAIKIN | Aurora Series | 8849458 | HRCU-A-CB-O | RXL12QMVJU | FTX12NMVJU | Singlezone Non-ducted Wall Placement | 13600 | 8300 | 2.7 | 14330 | 2.26
DAY & NIGHT | High Tier | 202463646 | HRCU-A-CB-O | DLCPRAH18AAK | DLFPHAH18XAK | Singlezone Non-ducted Wall Placement | 18000 | 12300 | 3.19 | 18000 | 2
DAY & NIGHT | High Tier | 202463647 | HRCU-A-CB-O | DLCPRAH24AAK | DLFPHAH24XAK | Singlezone Non-ducted Wall Placement | 24000 | 15450 | 3 | 24000 | 2
DAY & NIGHT |  | 201835635 | HRCU-A-CB | DLCSRAH24AAK | DLFSDAH24XAK | Singlezone Ducted, "Compact Ducted" | 24000 | 17400 | 2.96 | 30000 | 1.93
DAY & NIGHT |  | 201835610 | HRCU-A-CB-O | DLCSRAH12AAJ | DLFSHAH12XAJ | Singlezone Non-ducted Wall Placement | 11800 | 7100 | 2.57 | 7800 | 2.01
DAY & NIGHT |  | 201835602 | HRCU-A-CB-O | DLCPRAH09AAK | DLFPHAH09XAK | Singlezone Non-ducted Wall Placement | 10000 | 7200 | 2.78 | 13047 | 1.97
DAY & NIGHT | Mid-tier | 201835611 | HRCU-A-CB-O | DLCSRAH09AAK | DLFSHAH09XAK | Singlezone Non-ducted Wall Placement | 12000 | 7500 | 2.65 | 9840 | 2.1
DAY & NIGHT | Mid-tier | 201835616 | HRCU-A-CB-O | DLCSRAH36AAK | DLFSHAH36XAK | Singlezone Non-ducted Wall Placement | 36000 | 20600 | 2.55 | 18930 | 2.56
DAY & NIGHT | Mid-tier | 201835634 | HRCU-A-CB-O | DLCSRAH18AAK | DLFSCAH18XAK | Singlezone Non-ducted, Ceiling Placement | 18000 | 12000 | 2.59 | 15710 | 2.4
DAY & NIGHT | Mid-tier | 201835629 | HRCU-A-CB-O | DLCSRAH09AAK | DLFSCAH09XAK | Singlezone Non-ducted, Ceiling Placement | 10000 | 6700 | 2.58 | 11870 | 1.94
DIRECT AIR |  | 9680950 | HRCU-A-CB-O | MOD31-24HFN1-MT0W | CS11M-23HRFN1-MT0W | Singlezone Non-ducted Wall Placement | 25000 | 15300 | 2.7 | 18099 | 2.07
DIRECT AIR |  | 9680949 | HRCU-A-CB-O | MOCA31-18HFN1-MT0W | CS11M-18HRFN1-MT0W | Singlezone Non-ducted Wall Placement | 18000 | 11400 | 2.72 | 11178 | 2.02
DIRECT AIR |  | 9680947 | HRCU-A-CB-O | MOBA30-09HFN1-MT0W | CS11M-09HRFN1-MX0W(A) | Singlezone Non-ducted Wall Placement | 9800 | 5800 | 2.74 | 7990 | 1.98
DIRECT AIR |  | 9680948 | HRCU-A-CB-O | MOCA31-18HFN1-MT0W | CS11M-12HRFN1-MU5W | Singlezone Non-ducted Wall Placement | 12000 | 7700 | 2.75 | 9134 | 1.94
DIRECT AIR |  | 8994012 | HMSV-A-CB | M3OF-27HFN1-M |  | Multizone All Non-ducted | 28000 | 17200 | 2.82 | 16820 | 1.95
DIRECT AIR |  | 8989603 | HRCU-A-CB-O | MOBA30-09HFN1-MT0W | MSAEB-09HRFN1-MT0W | Singlezone Non-ducted Wall Placement | 9800 | 6300 | 2.68 | 6609 | 1.92
DIRECT AIR |  | 8775853 | HRCU-A-CB-O | MOD31-24HFN1-MT0W | MUEU-24HRFN1-M(C) | Singlezone Non-ducted Wall Placement | 24000 | 15000 | 2.85 | 17705 | 2.02
DIRECT AIR |  | 8775850 | HRCU-A-CB-O | MOCA31-18HFN1-MT0W | MUEU-18HRFN1-M(C) | Singlezone Non-ducted Wall Placement | 18000 | 12000 | 2.71 | 10274 | 2.11
DIRECT AIR |  | 8775849 | HRCU-A-CB-O | MOCA31-18HFN1-MT0W | CCA3U-18HRFN1-M(C) | Singlezone Non-ducted Wall Placement | 18000 | 12000 | 2.77 | 9410 | 1.98
DIRECT AIR |  | 8775842 | HRCU-A-CB-O | MOBA30-09HFN1-MT0W | CCA3U-09HRFN1-M(C) | Singlezone Non-ducted Wall Placement | 10000 | 5800 | 2.66 | 7878 | 1.97
DUCTLESSAIRE |  | 9150139 | HRCU-A-CB-O | DA1821-H2-O | DA1821-H2-I | Singlezone Non-ducted Wall Placement | 18000 | 10400 | 2.72 | 10953 | 1.9
ECOER |  | 202110530 | HRCU-A-CB | EODA18H-4860 | GN1836-P1 | Singlezone Ducted, Centrally Ducted | 36000 | 24000 | 2.5 | 26000 | 2.08
ECOER |  | 202110529 | HRCU-A-CB | EODA18H-4860 | EAHATN-36 | Singlezone Ducted, Centrally Ducted | 36000 | 24000 | 2.5 | 26000 | 2.08
ELIOS |  | 204005786 | HMSV-A-CB | DE36HOM25230X3 |  | Multizone All Non-ducted | 36000 | 23200 | 2.78 | 36037 | 1.96
ELIOS |  | 203238504 | HMSV-A-CB | DE18HOM23230X2 |  | Multizone All Non-ducted | 19000 | 12000 | 2.79 | 10205 | 1.97
ELIOS |  | 203238503 | HRCU-A-CB-O | DE24HOS23230E2 | DE24HICU230X5 | Singlezone Non-ducted, Ceiling Placement | 24400 | 15800 | 2.56 | 16933 | 1.95
ELIOS |  | 203238506 | HMSV-A-CB | DE27HOM23230X2 |  | Multizone All Non-ducted | 28000 | 17200 | 2.8 | 17040 | 1.97
ELIOS |  | 203238499 | HRCU-A-CB-O | DE12HOS23230E2 | DE12HICU230X5 | Singlezone Non-ducted, Ceiling Placement | 12000 | 7500 | 2.68 | 7332 | 2.11
ELIOS |  | 203238496 | HRCU-A-CB | DE24HOS23230E2 | DE24HIDU230X5 | Singlezone Ducted, "Compact Ducted" | 24400 | 16000 | 2.69 | 18533 | 2.04
ELIOS |  | 203238495 | HRCU-A-CB | DE18HOS23230E2 | DE18HIDU230X5 | Singlezone Ducted, "Compact Ducted" | 18000 | 12000 | 2.61 | 10352 | 1.96
ELIOS |  | 204005778 | HRCU-A-CB | DE09HOS25230E3 | DE09HIDU230X5 | Singlezone Ducted, "Compact Ducted" | 10000 | 7200 | 2.74 | 8343 | 2.07
ELIOS |  | 203238488 | HRCU-A-CB-O | DE18HOS23230E2 | DE18HIW23230E3 | Singlezone Non-ducted Wall Placement | 18000 | 11400 | 2.72 | 11178 | 2.02
ELIOS |  | 203238486 | HRCU-A-CB-O | DE09HOS23230E2 | DE09HIW23230E3 | Singlezone Non-ducted Wall Placement | 9800 | 5800 | 2.74 | 7989 | 2
EMI |  | 203514060 | HMSV-A-CB | DHMZ436DA |  | Multizone All Non-ducted | 36000 | 23200 | 2.78 | 36037 | 1.96
FRASER-JOHNSTON |  | 10309108 | HRCU-A-CB | HL20B4821 | CM50DE3A1+MVC20DN21 | Singlezone Ducted, Centrally Ducted | 58000 | 42500 | 2.56 | 34000 | 2.51
FRIEDRICH |  | 10221177 | HRCU-A-CB-O | MRAD18Y3J | MWAD18Y3J | Singlezone Non-ducted Wall Placement | 19800 | 12471 | 2.67 | 8680 | 1.96
FRIGIDAIRE | FRIGIDAIRE FSH1BG SERIES | 10254908 | HRCU-A-CB | FSH1BG4CVRX36K | C6B(A,H)-X36(C,U)-C | Singlezone Ducted, Centrally Ducted | 34200 | 21800 | 2.66 | 20250 | 2.28
FRIGIDAIRE | FRIGIDAIRE FSH1BG SERIES | 10254904 | HRCU-A-CB | FSH1BG4CVRX36K | C6B(A,H)-X36(C,U)-C | Singlezone Ducted, Centrally Ducted | 34200 | 21800 | 2.66 | 20250 | 2.28
FRIGIDAIRE | FRIGIDAIRE FSH1BG SERIES | 10254894 | HRCU-A-CB | FSH1BG4CVRX36K | C6B(A,H)-X36(C,U)-B | Singlezone Ducted, Centrally Ducted | 34600 | 22000 | 2.69 | 20250 | 2.28
FRIGIDAIRE | FRIGIDAIRE FSH1BG SERIES | 10254890 | HRCU-A-CB | FSH1BG4CVRX36K | C6B(A,H)-X36(C,U)-B | Singlezone Ducted, Centrally Ducted | 34200 | 21800 | 2.66 | 20250 | 2.28
FRIGIDAIRE | FRIGIDAIRE FSH1BG SERIES | 10254899 | HRCU-A-CB | FSH1BG4CVRX36K | C6B(A,H)-X36(C,U)-B | Singlezone Ducted, Centrally Ducted | 34400 | 21800 | 2.66 | 20150 | 2.27
FRIGIDAIRE | FRIGIDAIRE FSH1BG SERIES | 10254880 | HRCU-A-CB | FSH1BG4CVRX24K | C6B(A,H)-X26(C,U)-B | Singlezone Ducted, Centrally Ducted | 22400 | 14200 | 2.77 | 12650 | 2.12
FRIGIDAIRE | FRIGIDAIRE FSH1BG SERIES | 10254875 | HRCU-A-CB | FSH1BG4CVRX24K | C6B(A,H)-X26(C,U)-B | Singlezone Ducted, Centrally Ducted | 22200 | 14100 | 2.58 | 12800 | 2.03
FRIGIDAIRE | FRIGIDAIRE FSH1BG SERIES | 10254871 | HRCU-A-CB | FSH1BG4CVRX24K | C6B(A,H)-X26(C,U)-B | Singlezone Ducted, Centrally Ducted | 22200 | 14100 | 2.58 | 12800 | 2.03
FRIGIDAIRE | FRIGIDAIRE FSH1BG SERIES | 10254885 | HRCU-A-CB | FSH1BG4CVRX36K | B6VMAX36K-B | Singlezone Ducted, Centrally Ducted | 34400 | 21800 | 2.66 | 20150 | 2.27
FRIGIDAIRE | FRIGIDAIRE FSH1BG SERIES | 10254866 | HRCU-A-CB | FSH1BG4CVRX24K | B6VMAX24K-B | Singlezone Ducted, Centrally Ducted | 22400 | 14200 | 2.77 | 12650 | 2.12
FRIGIDAIRE | FRIGIDAIRE FSH1BG SERIES | 10254946 | HRCU-A-CB | FSH1BG4CVRX60K | C6B(A,H)-X60(C,U)-C | Singlezone Ducted, Centrally Ducted | 56000 | 32000 | 2.53 | 33500 | 2.31
FRIGIDAIRE | FRIGIDAIRE FSH1BG SERIES | 10254927 | HRCU-A-CB | FSH1BG4CVRX48K | C6B(A,H)-X48(C,U)-C | Singlezone Ducted, Centrally Ducted | 44000 | 27800 | 2.63 | 27550 | 2.21
FRIGIDAIRE | FRIGIDAIRE FSH1BG SERIES | 10254918 | HRCU-A-CB | FSH1BG4CVRX48K | C6B(A,H)-X48(C,U)-C | Singlezone Ducted, Centrally Ducted | 44000 | 28000 | 2.56 | 27800 | 2.2
FRIGIDAIRE | FRIGIDAIRE FSH1BG SERIES | 10254922 | HRCU-A-CB | FSH1BG4CVRX48K | C6B(A,H)-X48(C,U)-C | Singlezone Ducted, Centrally Ducted | 44200 | 28000 | 2.56 | 27800 | 2.2
FRIGIDAIRE | FRIGIDAIRE FSH1BG SERIES | 10254932 | HRCU-A-CB | FSH1BG4CVRX60K | B6VMAX60K-C | Singlezone Ducted, Centrally Ducted | 56000 | 32000 | 2.53 | 33500 | 2.31
FRIGIDAIRE | FRIGIDAIRE FSH1BG SERIES | 10254913 | HRCU-A-CB | FSH1BG4CVRX48K | B6VMAX48K-C | Singlezone Ducted, Centrally Ducted | 44000 | 27800 | 2.63 | 27550 | 2.21
FUJITSU | Halcyon Single-room Mini-Split Systems Wall Mounted RLS3HY Series | 8703350 | HRCU-A-CB-O | AOU12RLS3 | ASU12RLS3Y | Singlezone Non-ducted Wall Placement | 16000 | 9600 | 3.31 | 16500 | 2.3
FUJITSU | J-Series | 8693480 | HMSV-A-CB | AOU36RLAVM |  | Multizone All Non-ducted | 42000 | 25800 | 2.8 | 37900 | 2.74
FUJITSU | Halcyon Multi-room Mini-Split Systems | 8033586 | HMSV-A-CB | AOU24RLXFZH |  | Multizone All Non-ducted | 25000 | 15400 | 2.61 | 25500 | 2.09
FUJITSU | J-Series | 8693477 | HMSV-A-CB | AOU48RLAVM |  | Multizone All Non-ducted | 54000 | 33000 | 2.84 | 41300 | 2.94
FUJITSU | Halcyon Single-room Mini-Split Systems Slim | 202534923 | HRCU-A-CB | AOU18RGLX | ARU18RGLX | Singlezone Ducted, "Compact Ducted" | 21000 | 12700 | 2.5 | 17990 | 2.45
FUJITSU | Halcyon Multi-room Mini-Split Systems | 8908615 | HMSV-A-CB | AOU36RLXFZH |  | Multizone All Non-ducted | 36400 | 21400 | 2.64 | 36407 | 2.02
FUJITSU | Halcyon Single-room Mini-Split Systems Wall mounted RLS3 Series | 8703348 | HRCU-A-CB-O | AOU9RLS3 | ASU9RLS3Y | Singlezone Non-ducted Wall Placement | 12000 | 7000 | 3.48 | 15000 | 2.09
FUJITSU | Halcyon Single-room Mini-Split Systems Wall Mounted RLF/RLX Series | 8718495 | HRCU-A-CB-O | AOU18RLXFW1 | ASU18RLF | Singlezone Non-ducted Wall Placement | 21600 | 14600 | 3.08 | 21600 | 2.43
FUJITSU | Halcyon Single-room Mini-Split Systems Wall Mounted RLF/RLX Series | 8779045 | HRCU-A-CB-O | AOU18RLXFWH | ASU18RLF | Singlezone Non-ducted Wall Placement | 21600 | 14600 | 3.01 | 21600 | 2.3
FUJITSU | Halcyon Single-room Mini-Split Systems Wall Mounted RLS3HY Series | 8703508 | HRCU-A-CB-O | AOU15RLS3H | ASU15RLS3Y | Singlezone Non-ducted Wall Placement | 18000 | 11200 | 3.07 | 20500 | 2.07
FUJITSU | Halcyon Single-room Mini-Split Systems Wall Mounted RLS3H Series | 8703506 | HRCU-A-CB-O | AOU12RLS3H | ASU12RLS3Y | Singlezone Non-ducted Wall Placement | 16000 | 9600 | 3.2 | 16500 | 2.15
FUJITSU | Halcyon Single-room Mini-Split Systems Wall mounted H Series | 8703349 | HRCU-A-CB-O | AOU9RLS3H | ASU9RLS3Y | Singlezone Non-ducted Wall Placement | 12000 | 7000 | 3.36 | 15000 | 1.95
FUJITSU | Halcyon Single-room Mini-Split Systems Wall mounted RLS3 Series | 8703507 | HRCU-A-CB-O | AOU15RLS3 | ASU15RLS3Y | Singlezone Non-ducted Wall Placement | 18000 | 11200 | 3.16 | 20500 | 2.18
FUJITSU | Halcyon Single-room Mini-Split Systems Wall Mounted RLF Series | 6961729 | HRCU-A-CB-O | AOU12RLFW1 | ASU12RLF1 | Singlezone Non-ducted Wall Placement | 16000 | 9400 | 2.87 | 12150 | 2.01
FUJITSU | Halcyon Single-room Mini-Split Systems Wall Mounted RLF Series | 6961728 | HRCU-A-CB-O | AOU9RLFW1 | ASU9RLF1 | Singlezone Non-ducted Wall Placement | 12000 | 7600 | 3.14 | 8530 | 1.97
FUJITSU | Halcyon Single-room Mini-Split Systems Compact Cassette | 5751313 | HRCU-A-CB-O | AOU12RLFC | AUU12RLF | Singlezone Non-ducted Wall Placement | 16000 | 10200 | 2.58 | 16500 | 2.15
FUJITSU | Halcyon Single-room Mini-Split Systems Wall Mounted RLB Series | 7937663 | HRCU-A-CB-O | AOU18RLB | ASU18RLB | Singlezone Non-ducted Wall Placement | 18000 | 11500 | 2.93 | 15400 | 2.07
FUJITSU | Halcyon Single-room Mini-Split Systems Floor Mounted RLFFH Series | 6936996 | HRCU-A-CB-O | AOU12RLFF | AGU12RLF | Singlezone Non-ducted, Floor Placement | 16000 | 10600 | 2.61 | 15000 | 2.03
FUJITSU | Halcyon Single-room Mini-Split Systems Floor Mounted RLFFH Series | 6936995 | HRCU-A-CB-O | AOU9RLFF | AGU9RLF | Singlezone Non-ducted, Floor Placement | 12000 | 7500 | 2.82 | 14000 | 1.95
FUJITSU | Halcyon Single-room Mini-Split Systems | 8779046 | HRCU-A-CB-O | AOU24RLXFWH | ASU24RLF | Singlezone Non-ducted Wall Placement | 25200 | 18000 | 2.5 | 25220 | 2.06
FUJITSU | Halcyon Single-room Mini-Split Systems | 8718545 | HRCU-A-CB-O | AOU24RLXFW1 | ASU24RLF | Singlezone Non-ducted Wall Placement | 25200 | 18000 | 2.69 | 25220 | 2.15
FUJITSU | Halcyon Multi-room Mini-Split Systems | 204740071 | HRCU-A-CB-O | AOUG15LZAH1 | ASUG15LZAS | Singlezone Non-ducted Wall Placement | 18000 | 11200 | 3.16 | 21000 | 2.12
FUJITSU | Halcyon Multi-room Mini-Split Systems | 204740070 | HRCU-A-CB-O | AOUG15LZAS1 | ASUG15LZAS | Singlezone Non-ducted Wall Placement | 18000 | 11200 | 3.25 | 21000 | 2.24
FUJITSU | Halcyon Multi-room Mini-Split Systems | 204740069 | HRCU-A-CB-O | AOUG12LZAH1 | ASUG12LZAS | Singlezone Non-ducted Wall Placement | 16000 | 10000 | 3.22 | 16600 | 2.16
FUJITSU | Halcyon Multi-room Mini-Split Systems | 204740068 | HRCU-A-CB-O | AOUG12LZAS1 | ASUG12LZAS | Singlezone Non-ducted Wall Placement | 16000 | 10000 | 3.33 | 16600 | 2.32
FUJITSU | Halcyon Multi-room Mini-Split Systems | 204752938 | HRCU-A-CB-O | AOUG12LMAS1 | ASUG12LMAS | Singlezone Non-ducted Wall Placement | 16000 | 10300 | 2.9 | 10700 | 2.45
FUJITSU | Halcyon Multi-room Mini-Split Systems | 204740066 | HRCU-A-CB-O | AOUG09LZAS1 | ASUG09LZAS | Singlezone Non-ducted Wall Placement | 12000 | 7400 | 3.61 | 15400 | 2.15
FUJITSU | Halcyon Multi-room Mini-Split Systems | 204752937 | HRCU-A-CB-O | AOUG09LMAS1 | ASUG09LMAS | Singlezone Non-ducted Wall Placement | 12000 | 7400 | 3.19 | 8500 | 2.03
FUJITSU | Halcyon Multi-room Mini-Split Systems | 204740067 | HRCU-A-CB-O | AOUG09LZAH1 | ASUG09LZAS | Singlezone Non-ducted Wall Placement | 12000 | 7400 | 3.5 | 15400 | 2.01
GE Appliances | Summit | 202588313 | HRCU-A-CB | ASH118PRDWA | ASYW18PRDWB | Singlezone Non-ducted Wall Placement | 22000 | 14000 | 2.5 | 17000 | 1.9
GE Appliances |  | 203862745 | HMSV-A-CB | ASH220NCDWA |  | Multizone All Non-ducted | 20000 | 14000 | 2.77 | 20000 | 2.03
GE Appliances |  | 205291989 | HRCU-A-CB-O | ASH112URDSD* | ASYW12URDWD* | Singlezone Non-ducted Wall Placement | 14500 | 9300 | 3.21 | 17000 | 2.31
GE Appliances |  | 205291988 | HRCU-A-CB-O | ASH109URDSD* | ASYW09URDWD* | Singlezone Non-ducted Wall Placement | 10000 | 6500 | 2.89 | 12000 | 2.11
GIBSON | Flex Match | 9001025 | HMSV-A-CB | GXH42(12.3)FMK4DH |  | Multizone All Non-ducted | 45000 | 29000 | 3.15 | 21356 | 2.01
GIBSON | Flex Match | 9965378 | HMSV-A-CB | GXH42(12.3)FMK4DH |  | Multizone Mix of Non-ducted and Ducted | 42500 | 26500 | 2.88 | 21356 | 2.01
GREE | Sapphire | 10157571 | HRCU-A-CB-O | Sap24HP230V1AO | Sap24HP230V1AH | Singlezone Non-ducted Wall Placement | 24000 | 15500 | 2.89 | 22553 | 2.07
GREE | U-Crown Series | 7607467 | HRCU-A-CB-O | GWH12UC-D3DNA4C/O | GWH12UC-D3DN***/I | Singlezone Non-ducted Wall Placement | 13000 | 13000 | 3.15 | 13000 | 2.76
GREE | Extreme Series | 9123256 | HRCU-A-CB-O | GWH24YE-D3DNA1A/O | GWH24AAE-D3DN***/I | Singlezone Non-ducted Wall Placement | 24000 | 15737 | 2.94 | 22553 | 2.07
GREE | U-Crown Series | 7607465 | HRCU-A-CB-O | GWH09UC-D3DNA4C/O | GWH09UC-D3DN***/I | Singlezone Non-ducted Wall Placement | 9000 | 5500 | 2.88 | 10488 | 1.98
GREE | Extreme Series | 9114294 | HRCU-A-CB-O | GWH18YE-D3DNA1A/O | GWH18AAE-D3DN***/I | Singlezone Non-ducted Wall Placement | 18000 | 14000 | 2.83 | 21500 | 2.03
GREE | Free Match G-Series | 9084227 | HMSV-A-CB | GWHD(36)ND3GO |  | Multizone All Non-ducted | 42500 | 26500 | 2.88 | 21356 | 2.01
GREE | U-Crown Series | 7607469 | HRCU-A-CB-O | GWH18UC-D3DNA4C/O | GWH18UC-D3DN***/I | Singlezone Non-ducted Wall Placement | 19000 | 12717 | 2.5 | 19190 | 2.85
GREE | Lomo 23 Series | 7070719 | HRCU-A-CB-O | GWH24QE-D3DNA1D/O | GWH24QE-D3DN***/I | Singlezone Non-ducted Wall Placement | 23000 | 14600 | 2.61 | 22861 | 2.02
GREE | Sapphire | 10157570 | HRCU-A-CB-O | SAP18HP230V1AO | SAP18HP230V1AH | Singlezone Non-ducted Wall Placement | 18000 | 14200 | 2.87 | 21500 | 2.03
GREE | Sapphire | 10149903 | HRCU-A-CB-O | SAP12HP230V1AO | SAP12HP230V1AH | Singlezone Non-ducted Wall Placement | 12200 | 8100 | 3.21 | 8000 | 2.73
GREE |  | 9956333 | HRCU-A-CB-O | VIR24HP230V1BO | VIR24HP230V1BH | Singlezone Non-ducted Wall Placement | 23000 | 14600 | 2.61 | 22861 | 2.02
GREE | Extreme Series | 9944776 | HRCU-A-CB-O | GWH12YD-D3DNA1A/O | GWH12AAD-D3DN***/I | Singlezone Non-ducted Wall Placement | 12200 | 8100 | 3.21 | 8000 | 2.73
Haier | Arctic Multi | 204878399 | HMSV-A-CB | 4U36EH2VH** |  | Multizone All Non-ducted | 36000 | 22000 | 2.5 | 36000 | 2
HAIER | Advanced | 10338838 | HRCU-A-CB-O | 1U12ES2VHA | AW12ES2VH* | Singlezone Non-ducted Wall Placement | 16000 | 12220 | 3.01 | 10160 | 2.46
HAIER | Advanced | 10338837 | HRCU-A-CB-O | 1U09ES2VHA | AW09ES2VH* | Singlezone Non-ducted Wall Placement | 10000 | 7400 | 3.44 | 10000 | 2.48
HAIER | Advanced | 10092556 | HRCU-A-CB-O | 1U18ES2VHA | AW18ES2VH | Singlezone Non-ducted Wall Placement | 22000 | 14000 | 2.74 | 14900 | 2.08
HAIER | Advanced | 10092555 | HRCU-A-CB-O | 1U24ES2VHA | AW24ES2VH | Singlezone Non-ducted Wall Placement | 27600 | 18500 | 2.85 | 20500 | 2.15
HAIER | Arctic | 8862047 | HRCU-A-CB-O | 1U09EH2VHA | AW09EH2VHA | Singlezone Non-ducted Wall Placement | 12000 | 9000 | 3.22 | 12000 | 2.23
HAIER | Arctic | 8862057 | HRCU-A-CB-O | 1U18EH2VHA | AW18EH2VHA | Singlezone Non-ducted Wall Placement | 20400 | 18500 | 2.85 | 20400 | 1.9
HAIER | Advanced Plus | 202583710 | HRCU-A-CB | 1U18AP2VHA | AW18ES2VHB | Singlezone Non-ducted Wall Placement | 22000 | 14000 | 2.5 | 17000 | 1.9
Haier | Arctic Next Gen | 205291903 | HRCU-A-CB-O | 1U18EH2VHD* | AW18EH2VHD* | Singlezone Non-ducted Wall Placement | 20000 | 15300 | 2.7 | 25000 | 2.27
Haier | Arctic Next Gen | 205291902 | HRCU-A-CB-O | 1U12EH2VHD* | AW12EH2VHD* | Singlezone Non-ducted Wall Placement | 14500 | 9300 | 3.21 | 17000 | 2.31
Haier | Arctic Next Gen | 205291901 | HRCU-A-CB-O | 1U09EH2VHD* | AW09EH2VHD* | Singlezone Non-ducted Wall Placement | 10000 | 6500 | 2.89 | 12000 | 2.11
HEIL | High Tier | 202463649 | HRCU-A-CB-O | DLCPRAH24AAK | DLFPHAH24XAK | Singlezone Non-ducted Wall Placement | 24000 | 15450 | 3 | 24000 | 2
HEIL | High Tier | 202463648 | HRCU-A-CB-O | DLCPRAH18AAK | DLFPHAH18XAK | Singlezone Non-ducted Wall Placement | 18000 | 12300 | 3.19 | 18000 | 2
HEIL |  | 201835718 | HRCU-A-CB | DLCSRAH24AAK | DLFSDAH24XAK | Singlezone Ducted, "Compact Ducted" | 24000 | 17400 | 2.96 | 30000 | 1.93
HEIL |  | 201835668 | HRCU-A-CB-O | DLCSRAH12AAJ | DLFSHAH12XAJ | Singlezone Non-ducted Wall Placement | 11800 | 7100 | 2.57 | 7800 | 2.01
HEIL |  | 201835653 | HRCU-A-CB-O | DLCPRAH09AAK | DLFPHAH09XAK | Singlezone Non-ducted Wall Placement | 10000 | 7200 | 2.78 | 13047 | 1.97
HEIL | Mid-tier | 201835670 | HRCU-A-CB-O | DLCSRAH09AAK | DLFSHAH09XAK | Singlezone Non-ducted Wall Placement | 12000 | 7500 | 2.65 | 9840 | 2.1
HEIL | Mid-tier | 201835680 | HRCU-A-CB-O | DLCSRAH36AAK | DLFSHAH36XAK | Singlezone Non-ducted Wall Placement | 36000 | 20600 | 2.55 | 18930 | 2.56
HEIL | Mid-tier | 201835716 | HRCU-A-CB-O | DLCSRAH18AAK | DLFSCAH18XAK | Singlezone Non-ducted, Ceiling Placement | 18000 | 12000 | 2.59 | 15710 | 2.4
HEIL | Mid-tier | 201835706 | HRCU-A-CB-O | DLCSRAH09AAK | DLFSCAH09XAK | Singlezone Non-ducted, Ceiling Placement | 10000 | 6700 | 2.58 | 11870 | 1.94
KANIONco |  | 205645144 | HMSV-A-CB | KWSMO-18R410AIH |  | Multizone All Non-ducted | 19000 | 12000 | 2.79 | 10205 | 1.97
KANIONco |  | 204760839 | HRCU-A-CB-O | KWSM-09IR410AHS21 | KWSM-09IR410AHS21 | Singlezone Non-ducted Wall Placement | 9800 | 6400 | 2.76 | 7801 | 1.91
KANIONco |  | 205645145 | HMSV-A-CB | KWSMO-30R410AIH |  | Multizone All Non-ducted | 28000 | 17200 | 2.8 | 17040 | 1.97
KARDA |  | 202608467 | HMSV-A-CB | 2PAMSH27-MZO3 |  | Multizone All Non-ducted | 28000 | 17200 | 2.82 | 16820 | 1.95
KEEPRITE | High Tier | 202463651 | HRCU-A-CB-O | DLCPRAH24AAK | DLFPHAH24XAK | Singlezone Non-ducted Wall Placement | 24000 | 15450 | 3 | 24000 | 2
KEEPRITE | High Tier | 202463650 | HRCU-A-CB-O | DLCPRAH18AAK | DLFPHAH18XAK | Singlezone Non-ducted Wall Placement | 18000 | 12300 | 3.19 | 18000 | 2
KEEPRITE |  | 201835719 | HRCU-A-CB | DLCSRAH24AAK | DLFSDAH24XAK | Singlezone Ducted, "Compact Ducted" | 24000 | 17400 | 2.96 | 30000 | 1.93
KEEPRITE |  | 201835669 | HRCU-A-CB-O | DLCSRAH12AAJ | DLFSHAH12XAJ | Singlezone Non-ducted Wall Placement | 11800 | 7100 | 2.57 | 7800 | 2.01
KEEPRITE |  | 201835652 | HRCU-A-CB-O | DLCPRAH09AAK | DLFPHAH09XAK | Singlezone Non-ducted Wall Placement | 10000 | 7200 | 2.78 | 13047 | 1.97
KEEPRITE | Mid-tier | 201835671 | HRCU-A-CB-O | DLCSRAH09AAK | DLFSHAH09XAK | Singlezone Non-ducted Wall Placement | 12000 | 7500 | 2.65 | 9840 | 2.1
KEEPRITE | Mid-tier | 201835681 | HRCU-A-CB-O | DLCSRAH36AAK | DLFSHAH36XAK | Singlezone Non-ducted Wall Placement | 36000 | 20600 | 2.55 | 18930 | 2.56
KEEPRITE | Mid-tier | 201835717 | HRCU-A-CB-O | DLCSRAH18AAK | DLFSCAH18XAK | Singlezone Non-ducted, Ceiling Placement | 18000 | 12000 | 2.59 | 15710 | 2.4
KEEPRITE | Mid-tier | 201835707 | HRCU-A-CB-O | DLCSRAH09AAK | DLFSCAH09XAK | Singlezone Non-ducted, Ceiling Placement | 10000 | 6700 | 2.58 | 11870 | 1.94
KENMORE | High Tier | 202463653 | HRCU-A-CB-O | DLCPRAH24AAK | DLFPHAH24XAK | Singlezone Non-ducted Wall Placement | 24000 | 15450 | 3 | 24000 | 2
KENMORE | High Tier | 202463652 | HRCU-A-CB-O | DLCPRAH18AAK | DLFPHAH18XAK | Singlezone Non-ducted Wall Placement | 18000 | 12300 | 3.19 | 18000 | 2
KENMORE |  | 201835764 | HRCU-A-CB-O | DLCSRAH12AAJ | DLFSHAH12XAJ | Singlezone Non-ducted Wall Placement | 11800 | 7100 | 2.57 | 7800 | 2.01
KENMORE |  | 201835815 | HRCU-A-CB | DLCSRAH24AAK | DLFSDAH24XAK | Singlezone Ducted, "Compact Ducted" | 24000 | 17400 | 2.96 | 30000 | 1.93
KENMORE |  | 201835749 | HRCU-A-CB-O | DLCPRAH09AAK | DLFPHAH09XAK | Singlezone Non-ducted Wall Placement | 10000 | 7200 | 2.78 | 13047 | 1.97
KENMORE | Mid-tier | 201835766 | HRCU-A-CB-O | DLCSRAH09AAK | DLFSHAH09XAK | Singlezone Non-ducted Wall Placement | 12000 | 7500 | 2.65 | 9840 | 2.1
KENMORE | Mid-tier | 201835776 | HRCU-A-CB-O | DLCSRAH36AAK | DLFSHAH36XAK | Singlezone Non-ducted Wall Placement | 36000 | 20600 | 2.55 | 18930 | 2.56
KENMORE | Mid-tier | 201835813 | HRCU-A-CB-O | DLCSRAH18AAK | DLFSCAH18XAK | Singlezone Non-ducted, Ceiling Placement | 18000 | 12000 | 2.59 | 15710 | 2.4
KENMORE | Mid-tier | 201835803 | HRCU-A-CB-O | DLCSRAH09AAK | DLFSCAH09XAK | Singlezone Non-ducted, Ceiling Placement | 10000 | 6700 | 2.58 | 11870 | 1.94
KERR |  | 201866481 | HMSV-A-CB | A-KMH36QU-1 |  | Multizone All Non-ducted | 36000 | 23200 | 2.78 | 36037 | 1.96
KINGHOME |  | 10333040 | HRCU-A-CB-O | KW18HQ2B8DO | KW18HQ2B8DI | Singlezone Non-ducted Wall Placement | 19800 | 12400 | 2.51 | 21500 | 2.03
KINGHOME |  | 10333037 | HRCU-A-CB-O | KW12HQ2B8DO | KW12HQ2B8DI | Singlezone Non-ducted Wall Placement | 13000 | 7100 | 2.81 | 8000 | 2.73
KINGHOME |  | 10338140 | HRCU-A-CB-O | KW24HQ2B8DO | KW24HQ2B8DI | Singlezone Non-ducted Wall Placement | 23000 | 14600 | 2.73 | 22553 | 2.07
KINGHOME |  | 10333036 | HRCU-A-CB-O | KW09HQ2B8DO | KW09HQ2B8DI | Singlezone Non-ducted Wall Placement | 11000 | 6800 | 2.66 | 12976 | 2.09
KINGHOME |  | 10338834 | HRCU-A-CB-O | KW09HUCA4DO | KW09HUCA4DI | Singlezone Non-ducted Wall Placement | 9000 | 5380 | 2.97 | 10500 | 2.05
KINGHOME |  | 10338835 | HRCU-A-CB-O | KW12HUCA4DO | KW12HUCA4DI | Singlezone Non-ducted Wall Placement | 13000 | 8500 | 2.62 | 10200 | 2.01
KINGHOME |  | 10338157 | HRCU-A-CB-O | KW09HTBA3DO | KW09HTBA3DI | Singlezone Non-ducted Wall Placement | 9800 | 5800 | 2.7 | 8000 | 2.13
KINGHOME |  | 10338158 | HRCU-A-CB-O | KW12HTBA3DO | KW12HTBA3DI | Singlezone Non-ducted Wall Placement | 13000 | 8000 | 3.13 | 8300 | 2.15
KINGHOME |  | 10338159 | HRCU-A-CB-O | KW18HTCA3DO | KW18HTCA3DI | Singlezone Non-ducted Wall Placement | 19000 | 12100 | 2.81 | 15400 | 1.97
LENNOX |  | 201771989 | HMSV-A-CB | MLA036S4M-1P |  | Multizone All Non-ducted | 36000 | 23200 | 2.78 | 36000 | 1.96
LENNOX |  | 201953307 | HRCU-A-CB | XP20-036-230A** | CBA38MV-042-230 | Singlezone Ducted, Centrally Ducted | 33000 | 21400 | 2.51 | 18600 | 2.16
LENNOX | DAVE LENNOX SIGNATURE XP25 SERIES | 202073556 | HRCU-A-CB | XP25-048-230-** | CBA38MV-060-230*+TDR | Singlezone Ducted, Centrally Ducted | 47000 | 30000 | 2.5 | 25200 | 2.1
LENNOX | DAVE LENNOX SIGNATURE XP25 SERIES | 201930688 | HRCU-A-CB | XP25-036-230-** | CBA38MV-042-230*+TDR | Singlezone Ducted, Centrally Ducted | 33800 | 21400 | 2.57 | 18600 | 2.11
LENNOX | ELITE XP20 SERIES | 201842145 | HRCU-A-CB | XP20-060-230A** | CBA38MV-060-230*+TDR | Singlezone Ducted, Centrally Ducted | 54500 | 36200 | 2.5 | 30800 | 2.17
LENNOX | ELITE XP20 SERIES | 8550434 | HRCU-A-CB | XP20-024-230A** | CR33-48B*+TDR+TXV | Singlezone Ducted, Centrally Ducted | 22000 | 14700 | 2.53 | 12300 | 2.11
LENNOX | ELITE XP20 SERIES | 8550433 | HRCU-A-CB | XP20-024-230A** | CR33-48B*+TDR+TXV | Singlezone Ducted, Centrally Ducted | 22000 | 14700 | 2.53 | 12300 | 2.11
LENNOX | ELITE XP20 SERIES | 8550432 | HRCU-A-CB | XP20-024-230A** | CR33-48B*+TDR+TXV | Singlezone Ducted, Centrally Ducted | 22000 | 14700 | 2.52 | 12300 | 2.1
LENNOX | ELITE XP20 SERIES | 201842143 | HRCU-A-CB | XP20-024-230A** | CBA38MV-030-230*+TDR | Singlezone Ducted, Centrally Ducted | 21600 | 14000 | 2.53 | 12400 | 2.2
LENNOX | ELITE XP20 SERIES | 201953305 | HRCU-A-CB | XP20-036-230A** | CBA38MV-042-230*+TDR | Singlezone Ducted, Centrally Ducted | 33000 | 21400 | 2.51 | 18600 | 2.16
LENNOX |  | 201796630 | HRCU-A-CB-O | MPB009S4S-1P | MWMA009S4-3P | Singlezone Non-ducted Wall Placement | 9800 | 5800 | 2.74 | 7990 | 1.98
LENNOX |  | 201796631 | HRCU-A-CB-O | MPB012S4S-1P | MWMA012S4-3P | Singlezone Non-ducted Wall Placement | 12000 | 7700 | 2.75 | 9134 | 1.94
LENNOX |  | 201796629 | HRCU-A-CB-O | MPB012S4S-1L | MWMB012S4-2L | Singlezone Non-ducted Wall Placement | 12000 | 7600 | 2.59 | 6885 | 2
LENNOX |  | 10062012 | HMSV-A-CB | MPB030S4M-1P |  | Multizone All Non-ducted | 28000 | 17200 | 2.82 | 16820 | 1.95
LENNOX |  | 10058835 | HRCU-A-CB-O | MPB018S4S-1P | M22A018S4-2P | Singlezone Non-ducted Wall Placement | 18000 | 12000 | 2.77 | 9410 | 1.98
LENNOX |  | 10058834 | HRCU-A-CB-O | MPB018S4S-1P | M22A018S4-1P | Singlezone Non-ducted Wall Placement | 18000 | 12000 | 2.77 | 9410 | 1.98
LENNOX |  | 10058831 | HRCU-A-CB-O | MPB009S4S-1P | M22A009S4-2P | Singlezone Non-ducted Wall Placement | 10000 | 5800 | 2.66 | 7878 | 1.97
LENNOX |  | 10058830 | HRCU-A-CB-O | MPB009S4S-1P | M22A009S4-1P | Singlezone Non-ducted Wall Placement | 10000 | 5800 | 2.66 | 7878 | 1.97
LENNOX |  | 10058827 | HRCU-A-CB-O | MPB024S4S-1P | MCFA024S4-2P | Singlezone Non-ducted Wall Placement | 24000 | 15000 | 2.85 | 17705 | 2.02
LENNOX |  | 10058826 | HRCU-A-CB-O | MPB024S4S-1P | MCFA024S4-1P | Singlezone Non-ducted Wall Placement | 24000 | 15000 | 2.85 | 17705 | 2.02
LENNOX |  | 10058825 | HRCU-A-CB-O | MPB018S4S-1P | MCFB018S4-2P | Singlezone Non-ducted Wall Placement | 18000 | 12000 | 2.71 | 10274 | 2.11
LENNOX |  | 10056176 | HRCU-A-CB-O | MPB024S4S-1P | MWMA024S4-2P | Singlezone Non-ducted Wall Placement | 25000 | 15300 | 2.7 | 18099 | 2.07
LENNOX |  | 10058816 | HRCU-A-CB | MPB009S4S-1P | MMDA009S4-2P | Multizone All Ducted | 10000 | 6200 | 2.84 | 8071 | 2
LENNOX |  | 10056175 | HRCU-A-CB-O | MPB024S4S-1P | MWMA024S4-1P | Singlezone Non-ducted Wall Placement | 25000 | 15300 | 2.7 | 18099 | 2.07
LENNOX |  | 10056172 | HRCU-A-CB-O | MPB012S4S-1P | MWMA012S4-2P | Singlezone Non-ducted Wall Placement | 12000 | 7700 | 2.75 | 9134 | 1.94
LENNOX |  | 10056174 | HRCU-A-CB-O | MPB018S4S-1P | MWMA018S4-2P | Singlezone Non-ducted Wall Placement | 18000 | 11400 | 2.72 | 11178 | 2.02
LENNOX |  | 10056173 | HRCU-A-CB-O | MPB018S4S-1P | MWMA018S4-1P | Singlezone Non-ducted Wall Placement | 18000 | 11400 | 2.72 | 11178 | 2.02
LENNOX |  | 10056171 | HRCU-A-CB-O | MPB012S4S-1P | MWMA012S4-1P | Singlezone Non-ducted Wall Placement | 12000 | 7700 | 2.75 | 9134 | 1.94
LENNOX |  | 10056170 | HRCU-A-CB-O | MPB009S4S-1P | MWMA009S4-2P | Singlezone Non-ducted Wall Placement | 9800 | 5800 | 2.74 | 7990 | 1.98
LENNOX |  | 10056168 | HRCU-A-CB-O | MPB012S4S-1L | MWMB012S4-1L | Singlezone Non-ducted Wall Placement | 12000 | 7600 | 2.59 | 6885 | 2
LENNOX |  | 10056169 | HRCU-A-CB-O | MPB009S4S-1P | MWMA009S4-1P | Singlezone Non-ducted Wall Placement | 9800 | 5800 | 2.74 | 7990 | 1.98
LENNOX |  | 9920055 | HMSV-A-CB | MLA036S4M-1P |  | Multizone All Non-ducted | 36000 | 23200 | 2.78 | 36000 | 1.96
LENNOX |  | 9920054 | HMSV-A-CB | MLA030S4M-1P |  | Multizone All Non-ducted | 28000 | 18000 | 2.75 | 28160 | 2.04
LENNOX |  | 201796628 | HRCU-A-CB-O | MPB009S4S-1L | MWMB009S4-2L | Singlezone Non-ducted Wall Placement | 11000 | 6500 | 2.8 | 6776 | 1.95
LG | LGRED | 204825178 | HRCU-A-CB-O | LAU120HYV3 | LAN120HYV3 | Singlezone Non-ducted Wall Placement | 13600 | 8300 | 3.12 | 13600 | 2.91
LG | LGRED | 204825177 | HRCU-A-CB-O | LAU090HYV3 | LAN090HYV3 | Singlezone Non-ducted Wall Placement | 11000 | 6700 | 3.44 | 11000 | 3.13
LG | LG | 10570123 | HRCU-A-CB-O | LSU120HSV5 | LSN120HSV5 | Singlezone Non-ducted Wall Placement | 13600 | 8200 | 2.79 | 11930 | 2.38
LG |  | 10443472 | HMSV-A-CB | LMU360HHV |  | Multizone All Non-ducted | 41000 | 28000 | 2.9 | 41000 | 2.11
LG | LG | 10567391 | HRCU-A-CB-O | LSU180HSV5 | LSN180HSV5 | Singlezone Non-ducted Wall Placement | 21600 | 13250 | 2.77 | 19300 | 2.28
LG | LG | 10567390 | HRCU-A-CB-O | LSU180HSV5 | LAN180HSV5 | Singlezone Non-ducted Wall Placement | 21600 | 13250 | 2.77 | 19300 | 2.28
LG | LG | 10567394 | HRCU-A-CB-O | LSU090HSV5 | LSN090HSV5 | Singlezone Non-ducted Wall Placement | 10900 | 6600 | 3.39 | 9570 | 2.8
LG | LG | 10570122 | HRCU-A-CB-O | LSU120HSV5 | LAN120HSV5 | Singlezone Non-ducted Wall Placement | 13600 | 8350 | 2.85 | 11930 | 2.38
LG | LG | 10567393 | HRCU-A-CB-O | LSU090HSV5 | LAN090HSV5 | Singlezone Non-ducted Wall Placement | 10900 | 6690 | 3.44 | 9570 | 2.8
LG |  | 8584526 | HRCU-A-CB-O | LAU240HYV1 | LAN240HYV1 | Singlezone Non-ducted Wall Placement | 27000 | 17200 | 2.8 | 23690 | 2.24
LG |  | 7947563 | HRCU-A-CB-O | LAU090HYV1 | LAN090HYV1 | Singlezone Non-ducted Wall Placement | 11000 | 6750 | 3.47 | 11220 | 2.88
LG |  | 9680935 | HRCU-A-CB-O | LAU150HYV2 | LAN150HYV2 | Singlezone Non-ducted Wall Placement | 18000 | 11000 | 2.88 | 18940 | 2.57
LG |  | 10445111 | HMSV-A-CB | LMU360HHV |  | Multizone Mix of Non-ducted and Ducted | 40500 | 27500 | 2.68 | 40500 | 2.06
LG |  | 10443475 | HMSV-A-CB | LMU360HHV |  | Multizone All Ducted | 40000 | 27000 | 2.5 | 40000 | 2.01
LG |  | 10445374 | HMSV-A-CB | LMU240HHV |  | Multizone All Non-ducted | 26000 | 17400 | 2.8 | 26000 | 2.1
LG |  | 10445376 | HMSV-A-CB | LMU300HHV |  | Multizone All Non-ducted | 28600 | 18900 | 2.8 | 28600 | 2.16
LG |  | 8111358 | HMSV-A-CB | LMU480HV |  | Multizone All Non-ducted | 54000 | 34080 | 3.31 | 38900 | 2.52
LG |  | 10443474 | HMSV-A-CB | LMU420HHV |  | Multizone All Ducted | 45000 | 29000 | 2.71 | 45000 | 2.07
LG |  | 10444103 | HMSV-A-CB | LMU420HHV |  | Multizone Mix of Non-ducted and Ducted | 45000 | 29000 | 2.75 | 45000 | 2.11
LG |  | 8111355 | HMSV-A-CB | LMU30CHV |  | Multizone All Non-ducted | 32000 | 19600 | 2.74 | 20622 | 2.5
LG |  | 7184507 | HMSV-A-CB | LMU24CHV |  | Multizone Mix of Non-ducted and Ducted | 23250 | 14250 | 2.59 | 14109 | 2.43
LG |  | 8584525 | HRCU-A-CB-O | LAU180HYV1 | LAN180HYV1 | Singlezone Non-ducted Wall Placement | 22000 | 13000 | 2.78 | 19300 | 2.37
LG |  | 9680934 | HRCU-A-CB-O | LAU180HYV2 | LAN180HYV2 | Singlezone Non-ducted Wall Placement | 22000 | 13500 | 2.75 | 22600 | 2.37
LG |  | 7180063 | HMSV-A-CB | LMU36CHV |  | Multizone All Non-ducted | 36000 | 20000 | 2.62 | 22057 | 2.49
LG |  | 203381526 | HRCU-A-CB-O | LUU097HV | LCN098HV4 | Singlezone Non-ducted, Ceiling Placement | 11000 | 7000 | 2.93 | 8250 | 2.1
LG |  | 9122552 | HRCU-A-CB-O | LSU243HLV | LSN243HLV | Singlezone Non-ducted Wall Placement | 27000 | 17900 | 2.79 | 23690 | 2.07
LG |  | 7180062 | HMSV-A-CB | LMU24CHV |  | Multizone All Non-ducted | 24000 | 14500 | 2.72 | 14595 | 2.59
LG |  | 8931559 | HRCU-A-CB | LUU127HV | LDN127HV4 | Singlezone Ducted, "Compact Ducted" | 16000 | 10000 | 2.71 | 12000 | 1.95
LG |  | 10570124 | HRCU-A-CB-O | LGU121HSV3 | LGN121HSV3 | Singlezone Non-ducted Wall Placement | 13600 | 8200 | 2.79 | 11930 | 2.38
LG |  | 7484109 | HRCU-A-CB-O | LSU090HSV4 | LAN090HSV4 | Singlezone Non-ducted Wall Placement | 10800 | 6600 | 3.45 | 9570 | 2.8
LG |  | 5859619 | HRCU-A-CB-O | LUU187HV | LCN187HV | Singlezone Non-ducted, Ceiling Placement | 20000 | 12500 | 2.88 | 11271 | 2.25
LG |  | 10399150 | HRCU-A-CB | LUU368HV | LVN360HV4 | Singlezone Ducted, Centrally Ducted | 40000 | 25600 | 2.73 | 30000 | 2
LG |  | 10443471 | HMSV-A-CB | LMU420HHV |  | Multizone All Non-ducted | 45000 | 29000 | 2.8 | 45000 | 2.15
LG | LONG PIPE | 204825182 | HRCU-A-CB-O | LSU243HLV3 | LSN243HLV3 | Singlezone Non-ducted Wall Placement | 26000 | 15800 | 2.66 | 23700 | 2.24
LG | LGRED | 204825179 | HRCU-A-CB-O | LAU150HYV3 | LAN150HYV3 | Singlezone Non-ducted Wall Placement | 18000 | 10900 | 3.51 | 18950 | 2.55
LG | LGRED | 204825180 | HRCU-A-CB-O | LAU180HYV3 | LAN180HYV3 | Singlezone Non-ducted Wall Placement | 21600 | 13100 | 3.1 | 21540 | 2.44
LG | LGRED | 204825181 | HRCU-A-CB-O | LAU240HYV3 | LAN240HYV3 | Singlezone Non-ducted Wall Placement | 26000 | 15800 | 2.66 | 23700 | 2.24
LUXAIRE |  | 10309107 | HRCU-A-CB | HL20B4821 | CM50DE3A1+MVC20DN21 | Singlezone Ducted, Centrally Ducted | 58000 | 42500 | 2.56 | 34000 | 2.51
MAYTAG | MAYTAG PSH1BG SERIES | 10296737 | HRCU-A-CB | PSH1BG4CVRX36K | C6B(A,H)-X36(C,U)-C | Singlezone Ducted, Centrally Ducted | 34200 | 21800 | 2.66 | 20250 | 2.28
MAYTAG | MAYTAG PSH1BG SERIES | 10296734 | HRCU-A-CB | PSH1BG4CVRX36K | C6B(A,H)-X36(C,U)-B | Singlezone Ducted, Centrally Ducted | 34200 | 21800 | 2.66 | 20250 | 2.28
MAYTAG | MAYTAG PSH1BG SERIES | 10296736 | HRCU-A-CB | PSH1BG4CVRX36K | C6B(A,H)-X36(C,U)-B | Singlezone Ducted, Centrally Ducted | 34400 | 21800 | 2.66 | 20150 | 2.27
MAYTAG | MAYTAG PSH1BG SERIES | 10296731 | HRCU-A-CB | PSH1BG4CVRX24K | C6B(A,H)-X26(C,U)-B | Singlezone Ducted, Centrally Ducted | 22400 | 14200 | 2.77 | 12650 | 2.12
MAYTAG | MAYTAG PSH1BG SERIES | 10296730 | HRCU-A-CB | PSH1BG4CVRX24K | C6B(A,H)-X26(C,U)-B | Singlezone Ducted, Centrally Ducted | 22200 | 14100 | 2.58 | 12800 | 2.03
MAYTAG | MAYTAG PSH1BG SERIES | 10296733 | HRCU-A-CB | PSH1BG4CVRX36K | B6VMAX36K-B | Singlezone Ducted, Centrally Ducted | 34400 | 21800 | 2.66 | 20150 | 2.27
MAYTAG | MAYTAG PSH1BG SERIES | 10296728 | HRCU-A-CB | PSH1BG4CVRX24K | B6VMAX24K-B | Singlezone Ducted, Centrally Ducted | 22400 | 14200 | 2.77 | 12650 | 2.12
MAYTAG | MAYTAG PSH1BG SERIES | 10296746 | HRCU-A-CB | PSH1BG4CVRX60K | C6B(A,H)-X60(C,U)-C | Singlezone Ducted, Centrally Ducted | 56000 | 32000 | 2.53 | 33500 | 2.31
MAYTAG | MAYTAG PSH1BG SERIES | 10296745 | HRCU-A-CB | PSH1BG4CVRX60K | C6B(A,H)-X60(C,U)-C | Singlezone Ducted, Centrally Ducted | 44200 | 28000 | 2.56 | 27800 | 2.14
MAYTAG | MAYTAG PSH1BG SERIES | 10296740 | HRCU-A-CB | PSH1BG4CVRX48K | C6B(A,H)-X48(C,U)-C | Singlezone Ducted, Centrally Ducted | 44000 | 28000 | 2.56 | 27800 | 2.2
MAYTAG | MAYTAG PSH1BG SERIES | 10296742 | HRCU-A-CB | PSH1BG4CVRX48K | C6B(A,H)-X48(C,U)-C | Singlezone Ducted, Centrally Ducted | 44000 | 27800 | 2.63 | 27550 | 2.21
MAYTAG | MAYTAG PSH1BG SERIES | 10296743 | HRCU-A-CB | PSH1BG4CVRX60K | B6VMAX60K-C | Singlezone Ducted, Centrally Ducted | 56000 | 32000 | 2.53 | 33500 | 2.31
MAYTAG | MAYTAG PSH1BG SERIES | 10296739 | HRCU-A-CB | PSH1BG4CVRX48K | B6VMAX48K-C | Singlezone Ducted, Centrally Ducted | 44000 | 27800 | 2.63 | 27550 | 2.21
MDV |  | 8740675 | HRCU-A-CB-O | MOD31-24HFN1-MT0W | MUEU-24HRFN1-M(C) | Singlezone Non-ducted, Floor Placement | 24000 | 15000 | 2.85 | 17817 | 1.9
MDV |  | 8856676 | HMSV-A-CB | M3OF-27HFN1-M |  | Multizone All Non-ducted | 28000 | 17200 | 2.8 | 17040 | 1.97
MDV |  | 8856675 | HMSV-A-CB | M2OF-18HFN1-M |  | Multizone All Non-ducted | 19000 | 12000 | 2.79 | 10205 | 1.97
MDV |  | 200059299 | HRCU-A-CB | MOD31-24HFN1-MT0W | MTIU-24HWFN1-M | Singlezone Ducted, "Compact Ducted" | 24400 | 16000 | 2.69 | 18533 | 2.04
MDV |  | 200059283 | HRCU-A-CB-O | MOCA30-12HFN1-MZ50W | MSOP1B-12HRFN1-MZ50W | Singlezone Non-ducted Wall Placement | 12000 | 6800 | 2.62 | 13873 | 2.03
MDV |  | 200059281 | HRCU-A-CB-O | MOCA30-09HFN1-MZA5W | MSOP1B-09HRFN1-MZA5W | Singlezone Non-ducted Wall Placement | 10000 | 7200 | 2.78 | 13047 | 1.91
MDV |  | 8779182 | HRCU-A-CB-O | MOB01-12HFN1-BT0W | MSMBB-12HRFN1-BT0W | Singlezone Non-ducted Wall Placement | 11800 | 7100 | 2.54 | 6192 | 1.99
MDV |  | 8719215 | HRCU-A-CB-O | MOCA31-18HFN1-MT0W | MSABE-18HRFN1-MT0W | Singlezone Non-ducted Wall Placement | 18000 | 10400 | 2.72 | 10953 | 1.9
MDV |  | 8688148 | HRCU-A-CB-O | MOBA30-09HFN1-MT0W | MSABB-09HRFN1-MT0W | Singlezone Non-ducted Wall Placement | 9800 | 6400 | 2.76 | 7801 | 1.91
MDV |  | 202415590 | HRCU-A-CB-O | MOD30-22HFN1-MW5W | MSAB2F-22HRFN1-MW5W | Singlezone Non-ducted Wall Placement | 24000 | 15400 | 3.01 | 25624 | 2.1
MDV |  | 202415591 | HRCU-A-CB-O | MOD30-18HFN1-MZ22W | MSAB2F-18HRFN1-MZ22W | Singlezone Non-ducted Wall Placement | 18000 | 12300 | 3.19 | 17920 | 2.13
MDV |  | 8740674 | HRCU-A-CB-O | MOD31-24HFN1-MT0W | MCDU-24HRFN1-M(C) | Singlezone Non-ducted, Ceiling Placement | 24400 | 15800 | 2.56 | 16933 | 1.95
MDV |  | 9101401 | HRCU-A-CB-O | MOBA30-09HFN1-MT0W | CS11M-09HRFN1-MX0W(A) | Singlezone Non-ducted Wall Placement | 9800 | 5800 | 2.74 | 7989 | 2
MDV |  | 9101403 | HRCU-A-CB-O | MOCA31-18HFN1-MT0W | CS11M-18HRFN1-MT0W | Singlezone Non-ducted Wall Placement | 18000 | 11400 | 2.72 | 11178 | 2.02
MDV |  | 8994415 | HMSV-A-CB | M4OH-36HFN1-M |  | Multizone All Non-ducted | 36000 | 23200 | 2.78 | 36037 | 1.96
MDV |  | 8740672 | HRCU-A-CB-O | MOCA31-18HFN1-MT0W | MUEU-18HRFN1-M(C) | Singlezone Non-ducted, Floor Placement | 18000 | 12000 | 2.71 | 10508 | 1.94
MDV |  | 200059297 | HRCU-A-CB | MOCA31-18HFN1-MT0W | MTIU-18HWFN1-M | Singlezone Ducted, "Compact Ducted" | 18000 | 12000 | 2.61 | 10352 | 1.96
MDV |  | 8739928 | HRCU-A-CB-O | MOB30-12HFN1-MT0W | CCA3U-12HRFN1-M(C) | Singlezone Non-ducted, Ceiling Placement | 12000 | 7500 | 2.68 | 7332 | 2.11
MDV |  | 200059289 | HRCU-A-CB | MOB30-09HFN1-MX0W | MTIU-09HWFN1-M | Singlezone Ducted, "Compact Ducted" | 10000 | 7200 | 2.74 | 8343 | 2.07
MIDEA | Max | 202463655 | HRCU-A-CB-O | DLCPRAH24AAK | DLFPHAH24XAK | Singlezone Non-ducted Wall Placement | 24000 | 15450 | 3 | 24000 | 2
MIDEA | Max | 202463654 | HRCU-A-CB-O | DLCPRAH18AAK | DLFPHAH18XAK | Singlezone Non-ducted Wall Placement | 18000 | 12300 | 3.19 | 18000 | 2
MIDEA | Elevate | 202463641 | HRCU-A-CB-O | 38MPRAQ24AA3 | DHMPHAQ24XA3 | Singlezone Non-ducted Wall Placement | 24000 | 15450 | 3 | 24000 | 2
MIDEA | Elevate | 202463640 | HRCU-A-CB-O | 38MPRAQ18AA3 | DHMPHAQ18XA3 | Singlezone Non-ducted Wall Placement | 18000 | 12300 | 3.19 | 18000 | 2
MIDEA |  | 201753970 | HRCU-A-CB-O | 38MPRAQ09AA3 | DHMPHAQ09XA3 | Singlezone Non-ducted Wall Placement | 10000 | 7200 | 2.78 | 13000 | 2.01
MIDEA |  | 201753971 | HRCU-A-CB-O | 38MPRAQ12AA3 | DHMPHAQ12XA3 | Singlezone Non-ducted Wall Placement | 12000 | 6800 | 2.66 | 13887 | 2
MIDEA |  | 201796612 | HRCU-A-CB | DLCSRAH24AAK | DLFSDAH24XAK | Singlezone Ducted, "Compact Ducted" | 24000 | 17400 | 2.96 | 30000 | 1.93
MIDEA |  | 201756546 | HRCU-A-CB-O | DLCSRAH12AAJ | DLFSHAH12XAJ | Singlezone Non-ducted Wall Placement | 11800 | 7100 | 2.57 | 7800 | 2.01
MIDEA |  | 201753972 | HRCU-A-CB-O | DLCPRAH09AAK | DLFPHAH09XAK | Singlezone Non-ducted Wall Placement | 10000 | 7200 | 2.78 | 13047 | 1.97
MIDEA | Advantage | 201756547 | HRCU-A-CB-O | DLCSRAH09AAK | DLFSHAH09XAK | Singlezone Non-ducted Wall Placement | 12000 | 7500 | 2.65 | 9840 | 2.1
MIDEA | Advantage | 201756552 | HRCU-A-CB-O | DLCSRAH36AAK | DLFSHAH36XAK | Singlezone Non-ducted Wall Placement | 36000 | 20600 | 2.55 | 18930 | 2.56
MIDEA | Excel | 201846987 | HRCU-A-CB-O | 38MAQB12R--1 | DHMSHAQ12XA1 | Singlezone Non-ducted Wall Placement | 12000 | 7600 | 2.59 | 6490 | 1.94
MIDEA | Mid-tier | 201796611 | HRCU-A-CB-O | DLCSRAH18AAK | DLFSCAH18XAK | Singlezone Non-ducted, Ceiling Placement | 18000 | 12000 | 2.59 | 15710 | 2.4
MIDEA | Mid-tier | 201796606 | HRCU-A-CB-O | DLCSRAH09AAK | DLFSCAH09XAK | Singlezone Non-ducted, Ceiling Placement | 10000 | 6700 | 2.58 | 11870 | 1.94
MIDEA | Excel | 201847005 | HMSV-A-CB | 38MGRQ48E--3 |  | Multizone All Non-ducted | 48000 | 29600 | 2.7 | 36340 | 1.98
MIDEA | Excel | 201847004 | HMSV-A-CB | 38MGRQ36D--3 |  | Multizone All Non-ducted | 36000 | 23200 | 2.78 | 36080 | 1.96
MIDEA | Excel | 204722815 | HMSV-A-CB | 38MGRQ30D--3 |  | Multizone All Non-ducted | 28000 | 17400 | 2.79 | 28220 | 2.04
MIDEA | Excel | 201847001 | HMSV-A-CB | 38MGRQ18B--3 |  | Multizone All Non-ducted | 19000 | 12000 | 2.79 | 13990 | 2.15
Mitsubishi Electric | M-Series H2i | 204627044 | HRCU-A-CB | SUZ-KA12NAHZ | PEAD-A12AA | Singlezone Ducted, "Compact Ducted" | 15000 | 9000 | 2.72 | 15000 | 2.09
Mitsubishi Electric | P-Series H2i | 204276762 | HRCU-A-CB-O | PUZ-HA24NHA | PCA-A24KA7 | Singlezone Non-ducted, Ceiling Placement | 26000 | 17700 | 2.63 | 26000 | 1.9
Mitsubishi Electric | P-Series H2i | 204276761 | HRCU-A-CB-O | PUZ-HA24NHA | PKA-A24KA7 | Singlezone Non-ducted Wall Placement | 26000 | 17200 | 2.75 | 26000 | 2
Mitsubishi Electric | P-Series H2i | 204276538 | HRCU-A-CB | PUZ-HA24NHA | PLA-A24EA7 | Singlezone Non-ducted, Ceiling Placement | 26000 | 17300 | 3.09 | 26000 | 2.01
Mitsubishi Electric | M-Series H2i | 204627020 | HRCU-A-CB | SUZ-KA12NAHZ | SEZ-KD12NA4 | Singlezone Ducted, "Compact Ducted" | 15000 | 9000 | 2.56 | 15000 | 2.2
Mitsubishi Electric | M-Series H2i | 204834294 | HMSV-A-CB-O | MXZ-5C42NAHZ2 |  | Multizone All Non-ducted | 48000 | 32000 | 2.8 | 48000 | 2
Mitsubishi Electric | M-Series H2i | 204834292 | HMSV-A-CB-O | MXZ-4C36NAHZ2 |  | Multizone All Non-ducted | 45000 | 30000 | 2.85 | 45000 | 2
Mitsubishi Electric | M-Series H2i | 204834293 | HMSV-A-CB | MXZ-4C36NAHZ2 |  | Multizone All Ducted | 45000 | 34000 | 2.59 | 45000 | 2
Mitsubishi Electric | M-Series H2i | 204926512 | HMSV-A-CB | MXZ-4C36NAHZ2 |  | Multizone Mix of Non-ducted and Ducted | 45000 | 32000 | 2.69 | 45000 | 2
Mitsubishi Electric | M-Series | 202392035 | HRCU-A-CB-O | SUZ-KA09NAH2 | MLZ-KP09NA | Singlezone Non-ducted, Ceiling Placement | 12000 | 7700 | 2.72 | 6100 | 2.52
Mitsubishi Electric | M-Series | 202392027 | HRCU-A-CB | SUZ-KA09NA2 | SEZ-KD09NA | Singlezone Ducted, "Compact Ducted" | 12000 | 7600 | 2.53 | 6000 | 2.44
Mitsubishi Electric | M-Series | 202392018 | HRCU-A-CB-O | SUZ-KA09NA2 | MLZ-KP09NA | Singlezone Non-ducted, Ceiling Placement | 12000 | 7700 | 3.22 | 6100 | 3.08
Mitsubishi Electric | M-Series | 201849577 | HRCU-A-CB-O | MUZ-GL09NAH-U1 | MSZ-GL09NA-U1 | Singlezone Non-ducted Wall Placement | 10900 | 6700 | 2.58 | 8000 | 2.39
Mitsubishi Electric | M-Series | 201754314 | HRCU-A-CB-O | MUZ-GL18NAH-U1 | MSZ-GL18NA-U1 | Singlezone Non-ducted Wall Placement | 21600 | 13800 | 2.53 | 15100 | 2.21
Mitsubishi Electric | M-Series H2i | 201754298 | HRCU-A-CB-O | MUZ-FH12NA | MSZ-FH12NA | Singlezone Non-ducted Wall Placement | 13600 | 8000 | 3.26 | 13600 | 2.21
Mitsubishi Electric | Mitsubishi Electric | 201754311 | HRCU-A-CB-O | MUZ-GL12NA-U1 | MSZ-GL12NA-U1 | Singlezone Non-ducted Wall Placement | 14400 | 9200 | 3.1 | 10200 | 2.93
Mitsubishi Electric | Mitsubishi Electric | 201754303 | HRCU-A-CB-O | MUZ-FH18NAH2 | MSZ-FH18NA | Singlezone Non-ducted Wall Placement | 20300 | 12480 | 2.93 | 20900 | 2.06
Mitsubishi Electric | Mitsubishi Electric | 201754315 | HRCU-A-CB-O | MUZ-GL18NA-U1 | MSZ-GL18NA-U1 | Singlezone Non-ducted Wall Placement | 21600 | 13800 | 2.73 | 15100 | 2.35
Mitsubishi Electric | M-Series | 202392036 | HRCU-A-CB-O | SUZ-KA12NAH2 | MLZ-KP12NA | Singlezone Non-ducted, Ceiling Placement | 15400 | 9900 | 2.52 | 7900 | 2.09
Mitsubishi Electric | S-Series | 202426337 | HMSV-A-CB | PUMY-P36NKMU2 |  | Multizone Mix of Non-ducted and Ducted | 42000 | 28728 | 2.68 | 29000 | 2.09
Mitsubishi Electric | S-Series H2i | 202426335 | HMSV-A-CB | PUMY-HP36NKMU |  | Multizone Mix of Non-ducted and Ducted | 42000 | 45898 | 3.05 | 42000 | 1.95
Mitsubishi Electric | S-Series H2i | 202423533 | HMSV-A-CB | PUMY-HP36NKMU |  | Multizone All Ducted | 42000 | 45898 | 2.94 | 42000 | 1.9
Mitsubishi Electric | S-Series | 202423532 | HMSV-A-CB | PUMY-P36NKMU2 |  | Multizone All Ducted | 42000 | 28728 | 2.58 | 29000 | 2
Mitsubishi Electric | S-Series | 202412089 | HMSV-A-CB | PUMY-P60NKMU2 |  | Multizone All Non-ducted | 66000 | 45144 | 2.86 | 57000 | 2
Mitsubishi Electric | S-Series H2i | 202412088 | HMSV-A-CB | PUMY-HP48NKMU |  | Multizone All Non-ducted | 54000 | 59011 | 3.18 | 54000 | 2
Mitsubishi Electric | S-Series | 202412087 | HMSV-A-CB | PUMY-P48NKMU2 |  | Multizone All Non-ducted | 54000 | 36936 | 2.79 | 36800 | 2.1
Mitsubishi Electric | S-Series H2i | 202412085 | HMSV-A-CB | PUMY-HP36NKMU |  | Multizone All Non-ducted | 42000 | 45898 | 3.17 | 42000 | 2
Mitsubishi Electric | S-Series | 202412084 | HMSV-A-CB | PUMY-P36NKMU2 |  | Multizone All Non-ducted | 42000 | 28728 | 2.79 | 29000 | 2.2
Mitsubishi Electric | M-Series | 202392056 | HRCU-A-CB | SUZ-KA18NAH2 | SVZ-KP18NA | Singlezone Ducted, Centrally Ducted | 21600 | 14000 | 2.6 | 12200 | 2.63
Mitsubishi Electric | M-Series | 202392054 | HRCU-A-CB | SUZ-KA18NA2 | SVZ-KP18NA | Singlezone Ducted, Centrally Ducted | 21600 | 14000 | 2.81 | 12200 | 2.88
Mitsubishi Electric | M-Series | 202392053 | HRCU-A-CB | SUZ-KA12NA2 | SVZ-KP12NA | Singlezone Ducted, Centrally Ducted | 15000 | 9900 | 2.59 | 7800 | 2.75
Mitsubishi Electric | M-Series | 202392034 | HRCU-A-CB | SUZ-KA18NAH2 | SEZ-KD18NA | Singlezone Ducted, "Compact Ducted" | 21600 | 13900 | 2.65 | 10700 | 2.34
Mitsubishi Electric | M-Series | 202392030 | HRCU-A-CB | SUZ-KA18NA2 | SEZ-KD18NA | Singlezone Ducted, "Compact Ducted" | 21600 | 13900 | 2.87 | 12000 | 2.88
Mitsubishi Electric | M-Series | 202392029 | HRCU-A-CB | SUZ-KA15NA2 | SEZ-KD15NA | Singlezone Ducted, "Compact Ducted" | 18000 | 11700 | 2.68 | 10000 | 2.55
Mitsubishi Electric | M-Series | 202392023 | HRCU-A-CB-O | SUZ-KA18NA2 | SLZ-KF18NA | Singlezone Non-ducted, Ceiling Placement | 19700 | 12900 | 2.68 | 9800 | 2.37
Mitsubishi Electric | M-Series | 202392021 | HRCU-A-CB-O | SUZ-KA09NA2 | SLZ-KF09NA | Singlezone Non-ducted, Ceiling Placement | 11000 | 6900 | 2.5 | 5600 | 3.04
Mitsubishi Electric | M-Series | 202392019 | HRCU-A-CB-O | SUZ-KA12NA2 | MLZ-KP12NA | Singlezone Non-ducted, Ceiling Placement | 15400 | 9900 | 2.84 | 7900 | 2.36
Mitsubishi Electric | M-Series | 202392020 | HRCU-A-CB-O | SUZ-KA18NA2 | MLZ-KP18NA | Singlezone Non-ducted, Ceiling Placement | 20000 | 13100 | 2.63 | 10700 | 2.55
Mitsubishi Electric | P-Series | 201754450 | HRCU-A-CB-O | PUZ-A12NKA7*** | PLA-A12EA* | Singlezone Non-ducted, Ceiling Placement | 14000 | 10100 | 2.53 | 13000 | 2.01
Mitsubishi Electric | M-Series | 201754310 | HRCU-A-CB-O | MUZ-GL12NAH-U1 | MSZ-GL12NA-U1 | Singlezone Non-ducted Wall Placement | 14400 | 9200 | 2.7 | 10200 | 2.6
Mitsubishi Electric | M-Series | 202490340 | HRCU-A-CB-O | MUZ-GL24NA-U2 | MSZ-GL24NA-U1 | Singlezone Non-ducted Wall Placement | 27600 | 16000 | 2.65 | 20200 | 1.98
Mitsubishi Electric | Mitsubishi Electric | 201754316 | HRCU-A-CB-O | MUZ-GL24NA-U1 | MSZ-GL24NA-U1 | Singlezone Non-ducted Wall Placement | 27600 | 16000 | 2.65 | 20200 | 1.98
Mitsubishi Electric | M-Series | 201754911 | HRCU-A-CB-O | MXZ-4C36NAHZ |  | Multizone All Non-ducted | 45000 | 34000 | 2.85 | 45000 | 2.42
Mitsubishi Electric | M-Series | 201754904 | HRCU-A-CB-O | MXZ-3C24NAHZ2 |  | Multizone All Non-ducted | 25000 | 14000 | 2.53 | 25000 | 1.92
Mitsubishi Electric | Mitsubishi Electric | 201754648 | HRCU-A-CB-O | MUZ-GL09NA-U1 | MSZ-GL09NA-U1 | Singlezone Non-ducted Wall Placement | 10900 | 6700 | 3.12 | 8000 | 2.76
Mitsubishi Electric | M-Series | 201754302 | HRCU-A-CB-O | MUZ-FH18NA2 | MSZ-FH18NA2 | Singlezone Non-ducted Wall Placement | 20300 | 13700 | 3.04 | 20300 | 2.01
Mitsubishi Electric | Mitsubishi Electric | 201754297 | HRCU-A-CB-O | MUZ-FH09NAH | MSZ-FH09NA** | Singlezone Non-ducted Wall Placement | 10900 | 6700 | 2.73 | 10900 | 2.73
Mitsubishi Electric | Mitsubishi Electric | 201754299 | HRCU-A-CB-O | MUZ-FH12NAH | MSZ-FH12NAH | Singlezone Non-ducted Wall Placement | 13600 | 8100 | 2.83 | 13600 | 2.07
Mitsubishi Electric | M-Series | 201754637 | HRCU-A-CB-O | MXZ-8C60NA-U* |  | Multizone All Non-ducted | 66000 | 41500 | 2.5 | 57000 | 2.07
Mitsubishi Electric | Mitsubishi Electric | 201754642 | HRCU-A-CB-O | MXZ-2C20NA2 |  | Multizone All Non-ducted | 22000 | 12500 | 2.82 | 11100 | 2.03
Mitsubishi Electric | Mitsubishi Electric | 201754640 | HRCU-A-CB-O | PUMY-P60NKMU1 |  | Multizone All Non-ducted | 66000 | 41500 | 2.6 | 57000 | 1.9
Mitsubishi Electric | Mitsubishi Electric | 201754447 | HRCU-A-CB-O | PUMY-P48NKMU* |  | Multizone All Non-ducted | 54000 | 31400 | 2.92 | 36400 | 2.2
Mitsubishi Electric | Mitsubishi Electric | 201754445 | HRCU-A-CB-O | PUMY-P36NKMU* |  | Multizone All Non-ducted | 42000 | 26400 | 2.99 | 29000 | 2.3
Mitsubishi Electric | Mitsubishi Electric | 201754444 | HMSV-A-CB | PUMY-P36NKMU* |  | Multizone All Ducted | 42000 | 26600 | 2.6 | 30000 | 2.25
Mitsubishi Electric | M-Series | 202732309 | HMSV-A-CB | MXZ-2C20NAHZ2 | MSZ-FH09NAMSZ-FH09NA | Multizone All Non-ducted | 22000 | 13000 | 2.63 | 22000 | 2.07
Mitsubishi Electric | M-Series | 201754926 | HRCU-A-CB-O | MXZ-5C42NAHZ |  | Multizone All Non-ducted | 48000 | 35800 | 2.87 | 48000 | 2.51
Mitsubishi Electric | M-Series | 201754434 | HRCU-A-CB-O | MUZ-HM15NA-U1 | MSZ-HM15NA-U1 | Singlezone Non-ducted Wall Placement | 18000 | 11500 | 2.55 | 12240 | 2.12
Mitsubishi Electric | Mitsubishi Electric | 201754319 | HRCU-A-CB-O | PUZ-A36NKA7 | PLA-A36EA7 | Singlezone Non-ducted, Ceiling Placement | 38000 | 22000 | 2.59 | 21600 | 2.43
Mitsubishi Electric | M-Series | 201755020 | HRCU-A-CB | MXZ-4C36NAHZ |  | Multizone Mix of Non-ducted and Ducted | 45000 | 35000 | 2.53 | 45000 | 2.12
Mitsubishi Electric | Mitsubishi Electric | 201755026 | HRCU-A-CB | PUMY-P36NKMU* |  | Multizone Mix of Non-ducted and Ducted | 42000 | 26500 | 2.78 | 29000 | 2.24
Mitsubishi Electric | M-Series | 202680594 | HRCU-A-CB-O | MUZ-GL09NA*** | MSZ-GL09NA*** | Singlezone Non-ducted Wall Placement | 10900 | 6700 | 3.12 | 8000 | 2.76
Mitsubishi Electric | M-Series | 202680595 | HRCU-A-CB-O | MUZ-GL12NA*** | MSZ-GL12NA*** | Singlezone Non-ducted Wall Placement | 14400 | 9200 | 3.1 | 10200 | 2.93
Mitsubishi Electric | M-Series | 202680598 | HRCU-A-CB-O | MUZ-GL12NAH*** | MSZ-GL12NA*** | Singlezone Non-ducted Wall Placement | 14400 | 9200 | 2.7 | 10200 | 2.6
Mitsubishi Electric | M-Series | 202680597 | HRCU-A-CB-O | MUZ-GL09NAH*** | MSZ-GL09NA*** | Singlezone Non-ducted Wall Placement | 10900 | 6700 | 2.58 | 8000 | 2.39
Mitsubishi Electric | Mitsubishi Electric | 201754427 | HRCU-A-CB-O | MUZ-FH06NAH | MSZ-FH06NA** | Singlezone Non-ducted Wall Placement | 8700 | 5900 | 2.74 | 8700 | 2.45
Mitsubishi Electric | M-Series H2i | 201754426 | HRCU-A-CB-O | MUZ-FH06NA | MSZ-FH06NA** | Singlezone Non-ducted Wall Placement | 8700 | 5900 | 3.46 | 8700 | 2.8
Mitsubishi Electric | M-Series | 201754293 | HRCU-A-CB-O | MUFZ-KJ18NAHZ | MFZ-KJ18NA | Singlezone Non-ducted, Floor Placement | 21000 | 12800 | 2.62 | 21000 | 2.05
Mitsubishi Electric | M-Series; KJ-Series | 201754291 | HRCU-A-CB-O | MUFZ-KJ12NAHZ | MFZ-KJ12NA | Singlezone Non-ducted, Floor Placement | 13000 | 8800 | 2.77 | 13000 | 2.1
Mitsubishi Electric | M-Series | 201754416 | HRCU-A-CB-O | MUFZ-KJ09NAHZ | MFZ-KJ09NA | Singlezone Non-ducted, Floor Placement | 11000 | 7500 | 2.75 | 11000 | 2.01
Mitsubishi Electric | M-Series H2i | 201754296 | HRCU-A-CB-O | MUZ-FH09NA | MSZ-FH09NA | Singlezone Non-ducted Wall Placement | 10900 | 6700 | 3.27 | 10900 | 2.37
MOOVAIR |  | 204005752 | HMSV-A-CB | DM36HOM25230X3 |  | Multizone All Non-ducted | 36000 | 23200 | 2.78 | 36037 | 1.96
MOOVAIR |  | 204005738 | HRCU-A-CB | DM18HOS23230E2 | DM18HIDU230X5 | Singlezone Ducted, "Compact Ducted" | 18000 | 12000 | 2.61 | 10352 | 1.96
MOOVAIR |  | 204005745 | HRCU-A-CB-O | DM12HOS23230E2 | DM12HICU230X5 | Singlezone Non-ducted, Ceiling Placement | 12000 | 7500 | 2.68 | 7332 | 2.11
MOOVAIR |  | 204005740 | HRCU-A-CB | DM09HOS25230E3 | DM09HIDU230X5 | Singlezone Ducted, "Compact Ducted" | 10000 | 7200 | 2.74 | 8343 | 2.07
MOOVAIR |  | 203238518 | HMSV-A-CB | DM27HOM23230X2 |  | Multizone All Non-ducted | 28000 | 17200 | 2.8 | 17040 | 1.97
MOOVAIR |  | 203238516 | HMSV-A-CB | DM18HOM23230X2 |  | Multizone All Non-ducted | 19000 | 12000 | 2.79 | 10205 | 1.97
MOOVAIR |  | 204005739 | HRCU-A-CB | DM24HOS23230E2 | DM24HIDU230X5 | Singlezone Ducted, "Compact Ducted" | 24400 | 16000 | 2.69 | 18533 | 2.04
MOOVAIR |  | 204005747 | HRCU-A-CB-O | DM24HOS23230E2 | DM24HICU230X5 | Singlezone Non-ducted, Ceiling Placement | 24400 | 15800 | 2.56 | 16933 | 1.95
MOOVAIR |  | 203238512 | HRCU-A-CB-O | DM18HOS23230E2 | DM18HIW23230E3 | Singlezone Non-ducted Wall Placement | 18000 | 11400 | 2.72 | 11178 | 2.02
MOOVAIR |  | 203238509 | HRCU-A-CB-O | DM09HOS23230E2 | DM09HIW23230E3 | Singlezone Non-ducted Wall Placement | 9800 | 5800 | 2.74 | 7989 | 2
MRCOOL |  | 8977707 | HMSV-A-CB | MULTI2-18HP230V1 |  | Multizone All Non-ducted | 19000 | 12000 | 2.79 | 10205 | 1.97
MRCOOL |  | 8977708 | HMSV-A-CB | MULTI3-27HP230V1 |  | Multizone All Non-ducted | 28000 | 17200 | 2.8 | 17040 | 1.97
MRCOOL |  | 204783913 | HRCU-A-CB-O | O-ES-18-HP-C-230 | O-18-HP-WMAH-230A | Singlezone Non-ducted Wall Placement | 18000 | 11400 | 2.72 | 11178 | 2.02
MRCOOL |  | 204783911 | HRCU-A-CB-O | O-ES-09-HP-C-230 | O-09-HP-WMAH-230A | Singlezone Non-ducted Wall Placement | 9800 | 5800 | 2.74 | 7989 | 2
NAPOLEON |  | 203363530 | HMSV-A-CB | NMZO-27F-B |  | Multizone All Non-ducted | 28000 | 17200 | 2.8 | 17040 | 1.97
NAPOLEON |  | 8952861 | HRCU-A-CB-O | NH21-09F-O | NH21-09F-I | Singlezone Non-ducted Wall Placement | 9800 | 6400 | 2.76 | 7801 | 1.91
NAPOLEON |  | 8952863 | HRCU-A-CB-O | NH21-18F-O | NH21-18F-I | Singlezone Non-ducted Wall Placement | 18000 | 10400 | 2.72 | 10953 | 1.9
NAPOLEON |  | 205309937 | HRCU-A-CB-O | NH21-18F-O | NH25-18F-I | Singlezone Non-ducted Wall Placement | 18000 | 11400 | 2.72 | 11178 | 2.02
NAPOLEON |  | 205309935 | HRCU-A-CB-O | NH21-09F-O | NH25-09F-I | Singlezone Non-ducted Wall Placement | 9800 | 5800 | 2.74 | 7989 | 2
NUTONE | NUTONE FSH1BG SERIES | 10254910 | HRCU-A-CB | FSH1BG4CVRX36K | C6B(A,H)-X36(C,U)-C | Singlezone Ducted, Centrally Ducted | 34200 | 21800 | 2.66 | 20250 | 2.28
NUTONE | NUTONE FSH1BG SERIES | 10254905 | HRCU-A-CB | FSH1BG4CVRX36K | C6B(A,H)-X36(C,U)-C | Singlezone Ducted, Centrally Ducted | 34200 | 21800 | 2.66 | 20250 | 2.28
NUTONE | NUTONE FSH1BG SERIES | 10254896 | HRCU-A-CB | FSH1BG4CVRX36K | C6B(A,H)-X36(C,U)-B | Singlezone Ducted, Centrally Ducted | 34200 | 21800 | 2.66 | 20250 | 2.28
NUTONE | NUTONE FSH1BG SERIES | 10254891 | HRCU-A-CB | FSH1BG4CVRX36K | C6B(A,H)-X36(C,U)-B | Singlezone Ducted, Centrally Ducted | 34200 | 21800 | 2.66 | 20250 | 2.28
NUTONE | NUTONE FSH1BG SERIES | 10254901 | HRCU-A-CB | FSH1BG4CVRX36K | C6B(A,H)-X36(C,U)-B | Singlezone Ducted, Centrally Ducted | 34400 | 21800 | 2.66 | 20150 | 2.27
NUTONE | NUTONE FSH1BG SERIES | 10254882 | HRCU-A-CB | FSH1BG4CVRX24K | C6B(A,H)-X26(C,U)-B | Singlezone Ducted, Centrally Ducted | 22400 | 14200 | 2.77 | 12650 | 2.12
NUTONE | NUTONE FSH1BG SERIES | 10254877 | HRCU-A-CB | FSH1BG4CVRX24K | C6B(A,H)-X26(C,U)-B | Singlezone Ducted, Centrally Ducted | 22200 | 14100 | 2.58 | 12800 | 2.03
NUTONE | NUTONE FSH1BG SERIES | 10254872 | HRCU-A-CB | FSH1BG4CVRX24K | C6B(A,H)-X26(C,U)-B | Singlezone Ducted, Centrally Ducted | 22200 | 14100 | 2.58 | 12800 | 2.03
NUTONE | NUTONE FSH1BG SERIES | 10254887 | HRCU-A-CB | FSH1BG4CVRX36K | B6VMAX36K-B | Singlezone Ducted, Centrally Ducted | 34400 | 21800 | 2.66 | 20150 | 2.27
NUTONE | NUTONE FSH1BG SERIES | 10254868 | HRCU-A-CB | FSH1BG4CVRX24K | B6VMAX24K-B | Singlezone Ducted, Centrally Ducted | 22400 | 14200 | 2.77 | 12650 | 2.12
NUTONE | NUTONE FSH1BG SERIES | 10254948 | HRCU-A-CB | FSH1BG4CVRX60K | C6B(A,H)-X60(C,U)-C | Singlezone Ducted, Centrally Ducted | 56000 | 32000 | 2.53 | 33500 | 2.31
NUTONE | NUTONE FSH1BG SERIES | 10254929 | HRCU-A-CB | FSH1BG4CVRX48K | C6B(A,H)-X48(C,U)-C | Singlezone Ducted, Centrally Ducted | 44000 | 27800 | 2.63 | 27550 | 2.21
NUTONE | NUTONE FSH1BG SERIES | 10254919 | HRCU-A-CB | FSH1BG4CVRX48K | C6B(A,H)-X48(C,U)-C | Singlezone Ducted, Centrally Ducted | 44200 | 28000 | 2.56 | 27800 | 2.2
NUTONE | NUTONE FSH1BG SERIES | 10254924 | HRCU-A-CB | FSH1BG4CVRX48K | C6B(A,H)-X48(C,U)-C | Singlezone Ducted, Centrally Ducted | 44200 | 28000 | 2.56 | 27800 | 2.2
NUTONE | NUTONE FSH1BG SERIES | 10254934 | HRCU-A-CB | FSH1BG4CVRX60K | B6VMAX60K-C | Singlezone Ducted, Centrally Ducted | 56000 | 32000 | 2.53 | 33500 | 2.31
NUTONE | NUTONE FSH1BG SERIES | 10254915 | HRCU-A-CB | FSH1BG4CVRX48K | B6VMAX48K-C | Singlezone Ducted, Centrally Ducted | 44000 | 27800 | 2.63 | 27550 | 2.21
ONYX | ONYX FSH1BG SERIES | 202083623 | HRCU-A-CB | FSH1BG4CVRX36K | C6B(A,H)-X36(C,U)-C | Singlezone Ducted, Centrally Ducted | 34200 | 21800 | 2.66 | 20250 | 2.28
ONYX | ONYX FSH1BG SERIES | 202083624 | HRCU-A-CB | FSH1BG4CVRX36K | C6B(A,H)-X36(C,U)-C | Singlezone Ducted, Centrally Ducted | 34200 | 21800 | 2.66 | 20250 | 2.28
ONYX | ONYX FSH1BG SERIES | 202083621 | HRCU-A-CB | FSH1BG4CVRX36K | C6B(A,H)-X36(C,U)-B | Singlezone Ducted, Centrally Ducted | 34200 | 21800 | 2.66 | 20250 | 2.28
ONYX | ONYX FSH1BG SERIES | 202083620 | HRCU-A-CB | FSH1BG4CVRX36K | C6B(A,H)-X36(C,U)-B | Singlezone Ducted, Centrally Ducted | 34200 | 21800 | 2.66 | 20250 | 2.28
ONYX | ONYX FSH1BG SERIES | 202083622 | HRCU-A-CB | FSH1BG4CVRX36K | C6B(A,H)-X36(C,U)-B | Singlezone Ducted, Centrally Ducted | 34400 | 21800 | 2.66 | 20150 | 2.27
ONYX | ONYX FSH1BG SERIES | 202083619 | HRCU-A-CB | FSH1BG4CVRX24K | C6B(A,H)-X26(C,U)-B | Singlezone Ducted, Centrally Ducted | 22400 | 14200 | 2.77 | 12650 | 2.12
ONYX | ONYX FSH1BG SERIES | 202083618 | HRCU-A-CB | FSH1BG4CVRX24K | C6B(A,H)-X26(C,U)-B | Singlezone Ducted, Centrally Ducted | 22200 | 14100 | 2.58 | 12800 | 2.03
ONYX | ONYX FSH1BG SERIES | 202083617 | HRCU-A-CB | FSH1BG4CVRX24K | C6B(A,H)-X26(C,U)-B | Singlezone Ducted, Centrally Ducted | 22200 | 14100 | 2.58 | 12800 | 2.03
ONYX | ONYX FSH1BG SERIES | 202083641 | HRCU-A-CB | FSH1BG4CVRX36K | B6VMAX36K-B | Singlezone Ducted, Centrally Ducted | 34400 | 21800 | 2.66 | 20150 | 2.27
ONYX | ONYX FSH1BG SERIES | 202083640 | HRCU-A-CB | FSH1BG4CVRX24K | B6VMAX24K-B | Singlezone Ducted, Centrally Ducted | 22400 | 14200 | 2.77 | 12650 | 2.12
ONYX | ONYX FSH1BG SERIES | 202083630 | HRCU-A-CB | FSH1BG4CVRX60K | C6B(A,H)-X60(C,U)-C | Singlezone Ducted, Centrally Ducted | 56000 | 32000 | 2.53 | 33500 | 2.31
ONYX | ONYX FSH1BG SERIES | 202083627 | HRCU-A-CB | FSH1BG4CVRX48K | C6B(A,H)-X48(C,U)-C | Singlezone Ducted, Centrally Ducted | 44000 | 27800 | 2.63 | 27550 | 2.21
ONYX | ONYX FSH1BG SERIES | 202083626 | HRCU-A-CB | FSH1BG4CVRX48K | C6B(A,H)-X48(C,U)-C | Singlezone Ducted, Centrally Ducted | 44200 | 28000 | 2.56 | 27800 | 2.2
ONYX | ONYX FSH1BG SERIES | 202083625 | HRCU-A-CB | FSH1BG4CVRX48K | C6B(A,H)-X48(C,U)-C | Singlezone Ducted, Centrally Ducted | 44200 | 28000 | 2.56 | 27800 | 2.2
ONYX | ONYX FSH1BG SERIES | 202083643 | HRCU-A-CB | FSH1BG4CVRX60K | B6VMAX60K-C | Singlezone Ducted, Centrally Ducted | 56000 | 32000 | 2.53 | 33500 | 2.31
ONYX | ONYX FSH1BG SERIES | 202083642 | HRCU-A-CB | FSH1BG4CVRX48K | B6VMAX48K-C | Singlezone Ducted, Centrally Ducted | 44000 | 27800 | 2.63 | 27550 | 2.21
PANASONIC | Exterios XE | 201900302 | HRCU-A-CB-O | CU-XE15SKUA-1 | CS-XE15SKUA-1 | Singlezone Non-ducted Wall Placement | 17200 | 18200 | 5.23 | 17200 | 1.98
PANASONIC | Wall Mounted | 9571162 | HRCU-A-CB-O | CU-XE15SKUA | CS-XE15SKUA | Singlezone Non-ducted Wall Placement | 18000 | 11000 | 3.16 | 15700 | 1.98
PANASONIC | Exterios E | 7958200 | HRCU-A-CB-O | CU-E18RKUA | CS-E18RKUAW | Singlezone Non-ducted Wall Placement | 21600 | 12000 | 2.71 | 10100 | 2.24
PANASONIC | RAC Multi E | 10221199 | HMSV-A-CB | CU-3E19RBU-5 |  | Multizone All Non-ducted | 26000 | 20800 | 2.57 | 18900 | 2.1
PANASONIC | Low-Profile Ducted | 9125308 | HRCU-A-CB | CU-E9SD3UA | CS-E9SD3UAW | Singlezone Ducted, "Compact Ducted" | 9000 | 7900 | 2.54 | 7800 | 2.06
PANASONIC | ClimaPure XE Series | 205047853 | HRCU-A-CB-O | CU-XE15WKUA | CS-XE15WKUAW | Singlezone Non-ducted Wall Placement | 17200 | 11000 | 3.16 | 17200 | 2.1
PANASONIC | ClimaPure XE Series | 205047852 | HRCU-A-CB-O | CU-XE12WKUA | CS-XE12WKUAW | Singlezone Non-ducted Wall Placement | 12000 | 10000 | 2.79 | 12000 | 2.21
PANASONIC | ClimaPure XE Series | 205047851 | HRCU-A-CB-O | CU-XE9WKUA | CS-XE9WKUAW | Singlezone Non-ducted Wall Placement | 10900 | 8000 | 3.13 | 11000 | 2.3
PANASONIC | ClimaPure XE Series | 205047854 | HRCU-A-CB-O | CU-XE18WKUA | CS-XE18WKUAW | Singlezone Non-ducted Wall Placement | 20400 | 14000 | 2.93 | 20400 | 2.31
PAYNE | High Tier | 202463638 | HRCU-A-CB-O | 38MPRAQ18AA3 | DHMPHAQ18XA3 | Singlezone Non-ducted Wall Placement | 18000 | 12300 | 3.19 | 18000 | 2
PAYNE | High Tier | 202463639 | HRCU-A-CB-O | 38MPRAQ24AA3 | DHMPHAQ24XA3 | Singlezone Non-ducted Wall Placement | 24000 | 15450 | 3 | 24000 | 2
PAYNE |  | 201753410 | HRCU-A-CB-O | 38MPRAQ09AA3 | DHMPHAQ09XA3 | Singlezone Non-ducted Wall Placement | 10000 | 7200 | 2.78 | 13000 | 2.01
PAYNE |  | 201753413 | HRCU-A-CB-O | 38MPRAQ12AA3 | DHMPHAQ12XA3 | Singlezone Non-ducted Wall Placement | 12000 | 6800 | 2.66 | 13887 | 2
PAYNE | Mid-tier | 201846967 | HRCU-A-CB-O | 38MAQB12R--1 | DHMSHAQ12XA1 | Singlezone Non-ducted Wall Placement | 12000 | 7600 | 2.59 | 6490 | 1.94
PAYNE | Mid-tier | 201846985 | HMSV-A-CB | 38MGRQ48E--3 |  | Multizone All Non-ducted | 48000 | 29600 | 2.7 | 36340 | 1.98
PAYNE | Mid-tier | 204722816 | HMSV-A-CB | 38MGRQ30D--3 |  | Multizone All Non-ducted | 28000 | 17400 | 2.79 | 28220 | 2.04
PAYNE | Mid-tier | 201846984 | HMSV-A-CB | 38MGRQ36D--3 |  | Multizone All Non-ducted | 36000 | 23200 | 2.78 | 36080 | 1.96
PAYNE | Mid-tier | 201846981 | HMSV-A-CB | 38MGRQ18B--3 |  | Multizone All Non-ducted | 19000 | 12000 | 2.79 | 13990 | 2.15
PERFECTAIRE |  | 202585746 | HMSV-A-CB | 2PAMSH27-MZO3 |  | Multizone All Non-ducted | 28000 | 17200 | 2.82 | 16820 | 1.95
SAMSUNG | FJM Max Heat | 10348192 | HMSV-A-CB | AJ020MCS3CH |  | Multizone All Non-ducted | 22000 | 13000 | 2.63 | 22000 | 1.95
SAMSUNG | Smart Whisper Max Heat | 201993481 | HRCU-A-CB-O | AR18NSWSPWKX | AR18NSWSPWKN | Singlezone Non-ducted Wall Placement | 20600 | 13000 | 2.86 | 21040 | 2.11
SAMSUNG | FJM Max Heat | 205291859 | HMSV-A-CB | AJ036TXS4CH |  | Multizone All Non-ducted | 36600 | 19500 | 2.61 | 36600 | 2.04
SAMSUNG | FJM Max Heat | 205291856 | HMSV-A-CB | AJ020TXS3CH |  | Multizone All Non-ducted | 22000 | 10500 | 2.63 | 22000 | 1.95
SMART COMFORT | High Tier | 202463659 | HRCU-A-CB-O | DLCPRAH24AAK | DLFPHAH24XAK | Singlezone Non-ducted Wall Placement | 24000 | 15450 | 3 | 24000 | 2
SMART COMFORT | High Tier | 202463658 | HRCU-A-CB-O | DLCPRAH18AAK | DLFPHAH18XAK | Singlezone Non-ducted Wall Placement | 18000 | 12300 | 3.19 | 18000 | 2
SMART COMFORT | Mid-tier | 202119262 | HRCU-A-CB-O | DLCSRAH09AAK | DLFSHAH09XAK | Singlezone Non-ducted Wall Placement | 12000 | 7500 | 2.65 | 9840 | 2.1
SMART COMFORT | Mid-tier | 202119267 | HRCU-A-CB-O | DLCSRAH36AAK | DLFSHAH36XAK | Singlezone Non-ducted Wall Placement | 36000 | 20600 | 2.55 | 18930 | 2.56
SMART COMFORT | Mid-tier | 202119282 | HRCU-A-CB-O | DLCSRAH18AAK | DLFSCAH18XAK | Singlezone Non-ducted, Ceiling Placement | 18000 | 12000 | 2.59 | 15710 | 2.4
SMART COMFORT | Mid-tier | 202119277 | HRCU-A-CB-O | DLCSRAH09AAK | DLFSCAH09XAK | Singlezone Non-ducted, Ceiling Placement | 10000 | 6700 | 2.58 | 11870 | 1.94
TEMPSTAR | High Tier | 202463657 | HRCU-A-CB-O | DLCPRAH24AAK | DLFPHAH24XAK | Singlezone Non-ducted Wall Placement | 24000 | 15450 | 3 | 24000 | 2
TEMPSTAR | High Tier | 202463656 | HRCU-A-CB-O | DLCPRAH18AAK | DLFPHAH18XAK | Singlezone Non-ducted Wall Placement | 18000 | 12300 | 3.19 | 18000 | 2
TEMPSTAR |  | 201835814 | HRCU-A-CB | DLCSRAH24AAK | DLFSDAH24XAK | Singlezone Ducted, "Compact Ducted" | 24000 | 17400 | 2.96 | 30000 | 1.93
TEMPSTAR |  | 201835765 | HRCU-A-CB-O | DLCSRAH12AAJ | DLFSHAH12XAJ | Singlezone Non-ducted Wall Placement | 11800 | 7100 | 2.57 | 7800 | 2.01
TEMPSTAR |  | 201835748 | HRCU-A-CB-O | DLCPRAH09AAK | DLFPHAH09XAK | Singlezone Non-ducted Wall Placement | 10000 | 7200 | 2.78 | 13047 | 1.97
TEMPSTAR | Mid-tier | 201835767 | HRCU-A-CB-O | DLCSRAH09AAK | DLFSHAH09XAK | Singlezone Non-ducted Wall Placement | 12000 | 7500 | 2.65 | 9840 | 2.1
TEMPSTAR | Mid-tier | 201835777 | HRCU-A-CB-O | DLCSRAH36AAK | DLFSHAH36XAK | Singlezone Non-ducted Wall Placement | 36000 | 20600 | 2.55 | 18930 | 2.56
TEMPSTAR | Mid-tier | 201835812 | HRCU-A-CB-O | DLCSRAH18AAK | DLFSCAH18XAK | Singlezone Non-ducted, Ceiling Placement | 18000 | 12000 | 2.59 | 15710 | 2.4
TEMPSTAR | Mid-tier | 201835802 | HRCU-A-CB-O | DLCSRAH09AAK | DLFSCAH09XAK | Singlezone Non-ducted, Ceiling Placement | 10000 | 6700 | 2.58 | 11870 | 1.94
TOSHIBA CARRIER | Toshiba-Carrier VRF | 10052879 | HMSV-A-CB | MCY-MAP0487HS-UL |  | Multizone All Non-ducted | 54000 | 32000 | 2.87 | 38800 | 2.09
TOSOT |  | 202134394 | HRCU-A-CB-O | TW24HQ2A3DO | TW24HQ2A3DI | Singlezone Non-ducted Wall Placement | 23000 | 14600 | 2.73 | 22553 | 2.07
TOSOT |  | 202134393 | HRCU-A-CB-O | TW18HQ2A3DO | TW18HQ2A3DI | Singlezone Non-ducted Wall Placement | 19800 | 12400 | 2.51 | 21500 | 2.03
TOSOT |  | 202134392 | HRCU-A-CB-O | TW12HQ2A3DO | TW12HQ2A3DI | Singlezone Non-ducted Wall Placement | 13000 | 7100 | 2.81 | 8000 | 2.73
TOSOT |  | 202126395 | HRCU-A-CB-O | TW09HQ2A3DO | TW09HQ2A3DI | Singlezone Non-ducted Wall Placement | 11000 | 6800 | 2.66 | 12976 | 2.09
TOSOT |  | 9108748 | HRCU-A-CB-O | TW24HQ2C2DO | TW24HQ2C2DI | Singlezone Non-ducted Wall Placement | 23000 | 14600 | 2.73 | 22553 | 2.07
TOSOT |  | 9108747 | HRCU-A-CB-O | TW18HQ2C2DO | TW18HQ2C2DI | Singlezone Non-ducted Wall Placement | 19800 | 12400 | 2.51 | 21500 | 2.03
TOSOT |  | 9108746 | HRCU-A-CB-O | TW12HQ2C2DO | TW12HQ2C2DI | Singlezone Non-ducted Wall Placement | 13000 | 7100 | 2.81 | 8000 | 2.73
TOSOT |  | 9108745 | HRCU-A-CB-O | TW09HQ2C2DO | TW09HQ2C2DI | Singlezone Non-ducted Wall Placement | 11000 | 6800 | 2.66 | 12976 | 2.09
TOSOT | Lomo Plus | 10062021 | HRCU-A-CB-O | TW24HQ3D6DO | TW24HQ3D6DI | Singlezone Non-ducted Wall Placement | 24000 | 15737 | 2.94 | 22553 | 2.07
TOSOT | Lomo Plus | 10062020 | HRCU-A-CB-O | TW18HQ3D6DO | TW18HQ3D6DI | Singlezone Non-ducted Wall Placement | 18000 | 14000 | 2.83 | 21500 | 2.03
TOSOT | Lomo Plus | 10062019 | HRCU-A-CB-O | TW12HQ3D6DO | TW12HQ3D6DI | Singlezone Non-ducted Wall Placement | 12200 | 8100 | 3.21 | 8000 | 2.73
TOSOT | Multi Zone | 10064023 | HMSV-A-CB | TM36H4O |  | Multizone All Non-ducted | 42500 | 26500 | 2.88 | 21356 | 2.01
TRANE | XV19 | 201922059 | HRCU-A-CB | 4TWL9048A1 | 4PX*DU60BS3 | Singlezone Ducted, Centrally Ducted | 44500 | 30800 | 3.34 | 24960 | 2.23
TRANE | XV19 | 201922158 | HRCU-A-CB | 4TWL9048A1 | TEM8A0C60V51+TDR | Singlezone Ducted, Centrally Ducted | 46000 | 31400 | 3.22 | 25420 | 2.4
TRANE | XV19 | 201922157 | HRCU-A-CB | 4TWL9048A1 | TEM8A0C48V41+TDR | Singlezone Ducted, Centrally Ducted | 46500 | 31400 | 3.2 | 25320 | 2.41
TRANE | XV20i | 8759415 | HRCU-A-CB | 4TWV0036A1 | 4PX*CU48BS3 | Singlezone Ducted, Centrally Ducted | 33200 | 26600 | 3.22 | 20220 | 1.9
TRANE | XV20i | 8761421 | HRCU-A-CB | 4TWV0036A1 | 4TXCC007DS3 | Singlezone Ducted, Centrally Ducted | 33200 | 26600 | 3.22 | 20220 | 1.9
TRANE | XV18 | 8761468 | HRCU-A-CB | 4TWV8036A1 | 4TXCC007DS3 | Singlezone Ducted, Centrally Ducted | 32600 | 26400 | 3.25 | 20360 | 1.91
TRANE | XV18 | 8761494 | HRCU-A-CB | 4TWV8037A1 | 4TXCC007DS3 | Singlezone Ducted, Centrally Ducted | 33200 | 26600 | 3.22 | 20220 | 1.9
TRANE | XV20i | 8939381 | HRCU-A-CB | 4TWV0036A1 | 4TXFH036CZ3 | Singlezone Ducted, Centrally Ducted | 32200 | 26400 | 3.25 | 20740 | 1.92
TRANE | XV18 | 8761473 | HRCU-A-CB | 4TWV8036A1 | 4TXCC007DS3 | Singlezone Ducted, Centrally Ducted | 32800 | 26600 | 3.25 | 20500 | 1.91
TRANE | XV20i | 10093495 | HRCU-A-CB | 4TWV0036A1 | TAM9A0B30V31 | Singlezone Ducted, Centrally Ducted | 32600 | 26200 | 3.17 | 20220 | 1.92
TRANE | XV18 | 10093504 | HRCU-A-CB | 4TWV8036A1 | TAM9A0B30V31 | Singlezone Ducted, Centrally Ducted | 32000 | 26600 | 3.25 | 20760 | 1.95
TRANE | XV18 | 10093505 | HRCU-A-CB | 4TWV8036A1 | TAM9A0C36V31 | Singlezone Ducted, Centrally Ducted | 32200 | 26200 | 3.25 | 20500 | 1.91
TRANE | XV18 | 10093507 | HRCU-A-CB | 4TWV8037A1 | TAM9A0B30V31 | Singlezone Ducted, Centrally Ducted | 32600 | 26200 | 3.17 | 20220 | 1.92
TRANE | XV18 | 10093512 | HRCU-A-CB | 4TWV8048A1 | TAM9A0C60V51 | Singlezone Ducted, Centrally Ducted | 41500 | 36200 | 4.57 | 28680 | 1.9
TRANE | XV20i | 10153699 | HRCU-A-CB | 4TWV0036A1 | TEM8A0C48V41+TDR | Singlezone Ducted, Centrally Ducted | 31000 | 25200 | 3.08 | 19700 | 1.94
TRANE | XV20i | 10153703 | HRCU-A-CB | 4TWV0048A1 | TEM8A0C48V41+TDR | Singlezone Ducted, Centrally Ducted | 42000 | 35600 | 4.42 | 27980 | 1.92
TRANE | XV18 | 10153714 | HRCU-A-CB | 4TWV8036A1 | TEM8A0C36V31+TDR | Singlezone Ducted, Centrally Ducted | 31600 | 25600 | 3.13 | 20040 | 1.94
TRANE | XV18 | 10153717 | HRCU-A-CB | 4TWV8036A1 | TEM8A0C48V41+TDR | Singlezone Ducted, Centrally Ducted | 31000 | 25400 | 3.08 | 20040 | 1.96
TRANE | XV18 | 10153718 | HRCU-A-CB | 4TWV8036A1 | TEM8A0D48V41+TDR | Singlezone Ducted, Centrally Ducted | 31600 | 25800 | 3.07 | 20100 | 1.96
TRANE | XV18 | 10153724 | HRCU-A-CB | 4TWV8037A1 | TEM8A0C48V41+TDR | Singlezone Ducted, Centrally Ducted | 31000 | 25200 | 3.08 | 19700 | 1.94
TRANE | XV18 | 10153725 | HRCU-A-CB | 4TWV8037A1 | TEM8A0D48V41+TDR | Singlezone Ducted, Centrally Ducted | 31800 | 25800 | 3.05 | 20000 | 1.97
TRANE | XV18 | 10153729 | HRCU-A-CB | 4TWV8048A1 | TEM8A0C60V51+TDR | Singlezone Ducted, Centrally Ducted | 44500 | 36800 | 4.49 | 28520 | 1.92
TRANE | XV18 | 10153734 | HRCU-A-CB | 4TWV8049A1 | TEM8A0C48V41+TDR | Singlezone Ducted, Centrally Ducted | 42000 | 35600 | 4.42 | 27980 | 1.92
TRANE |  | 6750459 | HRCU-A-CB | 4TWV8024A1 | *AM8C0B30V21 | Singlezone Ducted, Centrally Ducted | 20000 | 16800 | 2.5 | 13000 | 2.07
TRANE |  | 6749942 | HRCU-A-CB | 4TWV0024A1 | *AM8C0B30V21 | Singlezone Ducted, Centrally Ducted | 20200 | 16800 | 2.5 | 13000 | 2.07
TRANE |  | 7151531 | HRCU-A-CB-O | 4TXK2709A10N0AA | 4MXW2709A10N0AA | Singlezone Non-ducted Wall Placement | 9800 | 5800 | 2.7 | 8000 | 2.13
TRANE |  | 7151533 | HRCU-A-CB-O | 4TXK2712A10NAA | 4MXW2712A10N0AA | Singlezone Non-ducted Wall Placement | 13000 | 8000 | 3.13 | 8300 | 2.15
TRANE |  | 9150123 | HRCU-A-CB-O | 4TXK3812A10NU** | 4MXW3812A10NU** | Singlezone Non-ducted Wall Placement | 12200 | 8100 | 3.21 | 13304 | 2.18
TRANE |  | 7151535 | HRCU-A-CB-O | 4TXK2718A10N0AA | 4MXW2718A10N0AA | Singlezone Non-ducted Wall Placement | 19000 | 12100 | 2.81 | 15400 | 1.97
TRANE | TruComfort XV18 | 10093511 | HRCU-A-CB | 4TWV8048A1 | TAM9A0C48V41 | Singlezone Ducted, Centrally Ducted | 41000 | 36400 | 4.52 | 28780 | 1.93
TRANE |  | 9150127 | HRCU-A-CB-O | 4TXK3824A10NU** | 4MXW3824A10NU** | Singlezone Non-ducted Wall Placement | 24000 | 15500 | 2.89 | 24233 | 2.23
TRANE | XV18 | 10153721 | HRCU-A-CB | 4TWV8037A1 | TEM8A0C36V31+TDR | Singlezone Ducted, Centrally Ducted | 31800 | 25600 | 3.07 | 19500 | 1.94
TRANE | XV20i | 10153696 | HRCU-A-CB | 4TWV0036A1 | TEM8A0C36V31+TDR | Singlezone Ducted, Centrally Ducted | 31800 | 25600 | 3.07 | 19500 | 1.94
TRANE |  | 202703126 | HRCU-A-CB-O | 4TXK2324A10N0** | 4MXW2324A10N0** | Singlezone Non-ducted Wall Placement | 23000 | 14600 | 2.61 | 22861 | 2.02
TRANE | XV20i | 10153700 | HRCU-A-CB | 4TWV0036A1 | TEM8A0D48V41+TDR | Singlezone Ducted, Centrally Ducted | 31800 | 25800 | 3.05 | 20000 | 1.97
Trane / Mitsubishi Electric | Nv Series Pro Heat | 204793344 | HRCU-A-CB | NTXSKH12A112AA | TPEADA0121AA70A | Singlezone Ducted, "Compact Ducted" | 15000 | 9000 | 2.72 | 15000 | 2.09
Trane / Mitsubishi Electric | Nv Series Pro Heat | 204793342 | HRCU-A-CB | NTXSKH12A112AA | NTXDKS12A112AA | Singlezone Ducted, "Compact Ducted" | 15000 | 9000 | 2.56 | 15000 | 2.2
Trane / Mitsubishi Electric | Nv Series Pro Heat | 204834286 | HMSV-A-CB-O | NTXMPH42A152B* |  | Multizone All Non-ducted | 48000 | 32000 | 2.8 | 48000 | 2
Trane / Mitsubishi Electric | Nv Series Pro Heat | 204834284 | HMSV-A-CB-O | NTXMPH36A142B* |  | Multizone All Non-ducted | 45000 | 30000 | 2.85 | 45000 | 2
Trane / Mitsubishi Electric | Nv Series Pro Heat | 204834285 | HMSV-A-CB | NTXMPH36A142B* |  | Multizone All Ducted | 45000 | 34000 | 2.59 | 45000 | 2
Trane / Mitsubishi Electric | Nv Series Pro Heat | 204926530 | HMSV-A-CB | NTXMPH36A142B* |  | Multizone Mix of Non-ducted and Ducted | 45000 | 32000 | 2.69 | 45000 | 2
Trane / Mitsubishi Electric | M-Series H2i | 202354909 | HMSV-A-CB | NTXMPH36A142AA |  | Multizone All Non-ducted | 45000 | 34000 | 2.85 | 45000 | 2.42
Trane / Mitsubishi Electric | M-Series H2i | 202354905 | HMSV-A-CB | NTXMPH24A132AA |  | Multizone All Non-ducted | 25000 | 14000 | 2.53 | 25000 | 1.92
Trane / Mitsubishi Electric | M-Series H2i | 202373723 | HRCU-A-CB-O | NTXSPB06A112AA | NTXWPH06A112AA | Singlezone Non-ducted Wall Placement | 8700 | 5900 | 2.74 | 8700 | 2.45
Trane / Mitsubishi Electric | M-Series | 202392233 | HRCU-A-CB-O | NTXSKS18A112AA | NTXUKS18A112AA | Singlezone Non-ducted, Ceiling Placement | 20000 | 13100 | 2.63 | 10700 | 2.55
Trane / Mitsubishi Electric | M-Series | 202392231 | HRCU-A-CB | NTXSKS18A112AA | NTXDKS18A112AA | Singlezone Ducted, "Compact Ducted" | 21600 | 13900 | 2.87 | 12000 | 2.88
Trane / Mitsubishi Electric | M-Series | 202392237 | HRCU-A-CB-O | NTXSKS18A112AA | NTXCKS18A112AA | Singlezone Non-ducted, Ceiling Placement | 19700 | 12900 | 2.68 | 9800 | 2.37
Trane / Mitsubishi Electric | M-Series | 202392219 | HRCU-A-CB-O | NTXSKS12A112AA | NTXUKS12A112AA | Singlezone Non-ducted, Ceiling Placement | 15400 | 9900 | 2.84 | 7900 | 2.36
Trane / Mitsubishi Electric | M-Series | 202392225 | HRCU-A-CB | NTXSKS15A112AA | NTXDKS15A112AA | Singlezone Ducted, "Compact Ducted" | 18000 | 11700 | 2.68 | 10000 | 2.55
Trane / Mitsubishi Electric | M-Series | 202392213 | HRCU-A-CB-O | NTXSKS09A112AA | NTXCKS09A112AA | Singlezone Non-ducted, Ceiling Placement | 11000 | 6900 | 2.5 | 5600 | 3.04
Trane / Mitsubishi Electric | M-Series | 202392209 | HRCU-A-CB-O | NTXSKS09A112AA | NTXUKS09A112AA | Singlezone Non-ducted, Ceiling Placement | 12000 | 7700 | 3.22 | 6100 | 3.08
Trane / Mitsubishi Electric | M-Series | 202392207 | HRCU-A-CB | NTXSKS09A112AA | NTXDKS09A112AA | Singlezone Ducted, "Compact Ducted" | 12000 | 7600 | 2.53 | 6000 | 2.44
Trane / Mitsubishi Electric | M-Series | 202373736 | HRCU-A-CB-O | NTXSST24A112AA | NTXWST24A112AA | Singlezone Non-ducted Wall Placement | 27600 | 16000 | 2.65 | 20200 | 1.98
Trane / Mitsubishi Electric | M-Series H2i | 202373745 | HMSV-A-CB | NTXMPH42A152AA |  | Multizone All Non-ducted | 48000 | 35800 | 2.87 | 48000 | 2.51
Trane / Mitsubishi Electric | M-Series | 202373732 | HRCU-A-CB-O | NTXSST09A112AA | NTXWST09A112AA | Singlezone Non-ducted Wall Placement | 10900 | 6700 | 3.12 | 8000 | 2.76
Trane / Mitsubishi Electric | M-Series H2i | 202373730 | HRCU-A-CB-O | NTXSPH18A112AA | NTXWPH18A112AA | Singlezone Non-ducted Wall Placement | 20300 | 13700 | 3.04 | 20300 | 2.01
Trane / Mitsubishi Electric | M-Series H2i | 202373727 | HRCU-A-CB-O | NTXSPB12A112AA | NTXWPH12A112AA | Singlezone Non-ducted Wall Placement | 13600 | 8100 | 2.83 | 13600 | 2.07
Trane / Mitsubishi Electric | M-Series H2i | 202373725 | HRCU-A-CB-O | NTXSPB09A112AA | NTXWPH09A112AA | Singlezone Non-ducted Wall Placement | 10900 | 6700 | 2.73 | 10900 | 2.73
Trane / Mitsubishi Electric | M-Series | 202373748 | HMSV-A-CB | NTXMMX60A182AA |  | Multizone All Non-ducted | 66000 | 41500 | 2.5 | 57000 | 2.07
Trane / Mitsubishi Electric | M-Series | 202373742 | HMSV-A-CB | NTXMMX20A122AA |  | Multizone All Non-ducted | 22000 | 12500 | 2.82 | 11100 | 2.03
Trane / Mitsubishi Electric | M-Series | 202373735 | HRCU-A-CB-O | NTXSST18A112AA | NTXWST18A112AA | Singlezone Non-ducted Wall Placement | 21600 | 13800 | 2.73 | 15100 | 2.35
Trane / Mitsubishi Electric | M-Series | 202373733 | HRCU-A-CB-O | NTXSST12A112AA | NTXWST12A112AA | Singlezone Non-ducted Wall Placement | 14400 | 9200 | 3.1 | 10200 | 2.93
Trane / Mitsubishi Electric | M-Series H2i | 202373731 | HRCU-A-CB-O | NTXSPB18A112AA | NTXWPH18A112AA | Singlezone Non-ducted Wall Placement | 20300 | 12480 | 2.93 | 20900 | 2.06
Trane / Mitsubishi Electric | M-Series H2i | 202373726 | HRCU-A-CB-O | NTXSPH12A112AA | NTXWPH12A112AA | Singlezone Non-ducted Wall Placement | 13600 | 8000 | 3.26 | 13600 | 2.21
Trane / Mitsubishi Electric | M-Series H2i | 202373724 | HRCU-A-CB-O | NTXSPH09A112AA | NTXWPH09A112AA | Singlezone Non-ducted Wall Placement | 10900 | 6700 | 3.27 | 10900 | 2.37
Trane / Mitsubishi Electric | M-Series H2i | 202373722 | HRCU-A-CB-O | NTXSPH06A112AA | NTXWPH06A112AA | Singlezone Non-ducted Wall Placement | 8700 | 5900 | 3.46 | 8700 | 2.8
Trane / Mitsubishi Electric | M-Series H2i | 202373719 | HRCU-A-CB-O | NTXSPF18A112AA | NTXFKS18A112AA | Singlezone Non-ducted, Floor Placement | 21000 | 12800 | 2.62 | 21000 | 2.05
Trane / Mitsubishi Electric | M-Series H2i | 202373717 | HRCU-A-CB-O | NTXSPF12A112AA | NTXFKS12A112AA | Singlezone Non-ducted, Floor Placement | 13000 | 8800 | 2.77 | 13000 | 2.1
Trane / Mitsubishi Electric | M-Series H2i | 202366334 | HMSV-A-CB | NTXMPH36A142AA |  | Multizone Mix of Non-ducted and Ducted | 45000 | 35000 | 2.54 | 47360 | 2.24
Trane / Mitsubishi Electric | M-Series H2i | 202373716 | HRCU-A-CB-O | NTXSPF09A112AA | NTXFKS09A112AA | Singlezone Non-ducted, Floor Placement | 11000 | 7500 | 2.75 | 11000 | 2.01
Trane / Mitsubishi Electric | M-Series | 202392211 | HRCU-A-CB | NTXSKS09A112AA | PEAD-A09AA7 | Singlezone Ducted, "Compact Ducted" | 12000 | 7600 | 2.53 | 6100 | 2.93
Trane / Mitsubishi Electric | M-Series | 202392239 | HRCU-A-CB | NTXSKS18A112AA | NTXAMT18A112AA | Singlezone Ducted, Centrally Ducted | 21600 | 14000 | 2.81 | 12200 | 2.88
Trane / Mitsubishi Electric | M-Series | 202392223 | HRCU-A-CB | NTXSKS12A112AA | NTXAMT12A112AA | Singlezone Ducted, Centrally Ducted | 15000 | 9900 | 2.59 | 7800 | 2.75
Willis |  | 9038626 | HRCU-A-CB-O | WSM09MH20S/O | WSM09MH20S/I | Singlezone Non-ducted Wall Placement | 9800 | 6300 | 2.68 | 6700 | 1.94
YORK |  | 10309025 | HRCU-A-CB | YZV48B21 | CM50DE3A1+MVC20DN21 | Singlezone Ducted, Centrally Ducted | 58000 | 42500 | 2.56 | 34000 | 2.51

## Sheet1 (hidden)
Manufacturer | Brand (if applicable) | Model Name | AHRI Certificate No. | Outdoor Unit Model | Indoor Unit Model(s) | AHRI Type | HSPF (Region IV): | SEER | EER (@ 95°F) | Cooling Capacity (Btuh) | ENERGY STAR Certified | Ductless or Centrally Ducted | If Ductless, Multi-zone or Single-zone? | Ductless Indoor Type | Minimum Capacity 47°F | Rated Capacity 47°F | Maximum Capacity 47°F | Input Power at Min. Capcaity 47°F | Rated Input Power 47°F | Input Power at Max. Capacity 47°F | COP at Min. Capacity 47°F | COP at Rated Capacity 47°F | COP at Max. Capacity 47°F | Minimum Capacity 17°F | Rated Capacity 17°F | Maximum Capacity 17°F | Input Power at Min. Capacity 17°F | Input Power at Rated Capacity 17°F | Input Power at Max. Capacity 17°F | COP at Min. Capacity 17°F | COP at Rated Capacity 17°F | COP at Max. Capacity 17°F | Minimum Capacity 5°F | Maximum Capacity 5°F | Input Power at Min. Capacity 5°F | Input Power at Max. Capacity 5°F | COP at Min. Capacity 5°F | COP at Max. Capacity 5°F | Maintenance Capacity (Max 5°F/Max 47°F) | Maintenance Capacity (Max 5°F/Max 17°F) | Integrated or Accessory (provide model #) | Input Power (W) | What determines when heater operates? | Outdoor Dry Bulb (°F) | Minimum Capactity X°F |  | Maximum Capacity X°F | Input Power at Min. Capacity X°F | Input Power at Max. Capacity X°F | COP at Min. Capacity X°F | COP at Max. Capacity X°F | 15 max cap- 5 max cap
American Standard | American Standard |  | 9150124 | 4TXK3812A10NUAA | 4MXW3812A10NUAA | HRCU-A-CB-O | 14 | 30.5 | 15.25 | 12000 | Yes | Ductless | Single-zone | Mini-Splits | 3000 | 12200 | 18700 | 0.25 | 0.94 | 1.6 | 3.5169 | 3.8037 | 3.4253 | 2800 | 8100 | 9000 | 0.23 | 0.74 | 1 | 3.5678 | 3.2079 | 2.6376 | 2600 | 13304 | 0.22 | 1.79 | 3.4636 | 2.1782 | 0.71144 | 1.4782 | Integrated | 72W | Heater on below 34°F | N/A | [7 empty] | -4304
Bryant | Bryant | Evolution Series | 9893607 | 280ANV036000 | FE4ANF002L | HRCU-A-CB | 10.5 | 18.5 | 12.5 | 33000 | Yes | Centrally Ducted | N/A | N/A | 14140.4 | 35404 | 35400 | 1.083 | 2.3598 | 2.3598 | 3.8265 | 4.3969 | 4.3964 | 14045 | 33496 | 30600 | 2.0862 | 3.762 | 3.762 | 1.9731 | 2.6094 | 2.6094 | 11310.2 | 33496 | 2.1432 | 3.5796 | 1.5466 | 2.7424 | 0.94621 | 1.0946 | N/A |  |  | N/A | [7 empty] | -2896
Carrier | Carrier |  | 9892658 | 25VNA036A030 | FE4ANF002L | HRCU-A-CB | 10.5 | 18.5 | 12.5 | 33000 | Yes | Centrally Ducted | N/A | N/A | 14140.4 | 35404 | 35400 | 1.083 | 2.3598 | 2.3598 | 3.8265 | 4.3969 | 4.3964 | 14045 | 33496 | 30600 | 2.0862 | 3.762 | 3.762 | 1.9731 | 2.6094 | 2.3838 | 11310.2 | 33496 | 2.1432 | 3.5796 | 1.5466 | 2.7424 | 0.94621 | 1.0946 | N/A |  |  | N/A | [7 empty] | -2896
Carrier | Bryant | Preferred Series | 9854627 | 38MGRQ30D--3 | Non-Ducted Indoor Units | HMSV-A-CB | 10 | 23.8 | 12.5 | 30000 | Yes | Ductless | Multi-zone | Non-Ducted Indoor Units | 6350 | 28000 | 37210 | 0.76 | 2.15 | 3.21 | 2.4487 | 3.8167 | 3.3973 | 5834 | 17400 | 27670 | 0.82 | 1.83 | 3.85 | 2.0851 | 2.7866 | 2.1063 | 5164 | 28220 | 0.86 | 4.05 | 1.7598 | 2.0421 | 0.7584 | 1.0199 | Integrated | 150 | 1.When the unit power on and changed in heating mode,and if the outdoor temperature continue lower than 3C for 30 seconds,after running for 25mins, the base pan heater will be actived for 5 minutes. 2.If be on the defrost mode and the outdoor temperature lower 1C for 10 seconds the base pan heater will be actived and will be 5 mins delay inactive after defrost. | N/A | [7 empty] | -550
Carrier | Carrier |  | 9854626 | 38MGRQ30D--3 | Non-Ducted Indoor Units | HMSV-A-CB | 10 | 23.8 | 12.5 | 30000 | Yes | Ductless | Multi-zone | Non-Ducted Indoor Units | 6350 | 28000 | 37210 | 0.76 | 2.15 | 3.21 | 2.4487 | 3.8167 | 3.3973 | 5834 | 17400 | 27670 | 0.82 | 1.83 | 3.85 | 2.0851 | 2.7866 | 2.1063 | 5164 | 28220 | 0.86 | 4.05 | 1.7598 | 2.0421 | 0.7584 | 1.0199 | Integrated | 150 | 1.When the unit power on and changed in heating mode,and if the outdoor temperature continue lower than 3C for 30 seconds,after running for 25mins, the base pan heater will be actived for 5 minutes. 2.If be on the defrost mode and the outdoor temperature lower 1C for 10 seconds the base pan heater will be actived and will be 5 mins delay inactive after defrost. | N/A |  | z | [5 empty] | -550
GD Midea Air-Conditioning Equipment Co.,Ltd | Willis |  | 9038628 | WSM18MH20S/O | WSM18MH20S/I | HRCU-A-CB-O | 10 | 22 | 13 | 18000 | Yes | Ductless | Single-zone | Mini-Splits | 6093 | 18000 | 19146 | 0.37915 | 1.6695 | 1.5896 | 4.7097 | 3.1599 | 3.5299 | 11100 | 11100 | 12396 | 1.1787 | 1.1787 | 1.5013 | 2.7599 | 2.7599 | 2.4199 | 10460.09 | 12500 | 1.5252 | 2.0816 | 2.0099 | 1.7599 | 0.65288 | 1.0084 | Integrated | 150 | 1.When the unit power is on/in heating mode,and if the outdoor temperature drops below 3C for 30 seconds,after running for 25mins, the base pan heater will be actived for 5 minutes. 2.In defrost mode and the outdoor temperature lower 1C for 10 seconds the base pan heater will be actived and will be 5 mins delay inactive after defrost. | N/A |  | z | [5 empty] | -104
Trane | Trane |  | 9150123 | 4TXK3812A10NUAA | 4MXW3812A10NUAA | HRCU-A-CB-O | 14 | 30.5 | 15.25 | 12000 | Yes | Ductless | Single-zone | Mini-Splits | 3000 | 12200 | 18700 | 0.25 | 0.94 | 1.6 | 3.5169 | 3.8037 | 3.4253 | 2800 | 8100 | 9000 | 0.23 | 0.74 | 1 | 3.5678 | 3.2079 | 2.6376 | 2600 | 13304 | 0.22 | 1.789 | 3.4636 | 2.1794 | 0.71144 | 1.4782 | Integrated | 72W | Heater on below 34°F | N/A | [7 empty] | -4304