## Input Page
Guideline Version Date: 08/07/2026
RPS Class I 225 CMR 14.00
Solar Carve-Out II
Guideline
Final Calculation of Annual Compliance Obligations
(Page 1 - Calculation Inputs)
|  | Solar PV Capacity Factor | 12.96% | 1135.296 | MWh/year per MW
Market Sector SREC Factors
|  | Market Sector A | 1
0.8
0.7
0.65
|  | Market Sector B | 0.9
0.7
0.6
0.55
|  | Market Sector C | 0.8
0.65
0.55
0.5
|  | Managed Growth | 0.7
0.55
0.5
0.45
|  | SREC Term Limit, quarters | 40
|  | Percent of Annual Generation in Quarter (based on NREL data table to right) |  |  | NREL Insolation Data, Worcester, kWh/m2/day (Non-Tracking, Tilt = Latitude)
|  | Q1 | 0.23006 |  | Jan | 3.4 | 0.23006 | Quarterly Contribu-tion to Annual Total
|  | Q2 | 0.28942 |  | Feb | 4.2
|  | Q3 | 0.29314 |  | Mar | 4.8
|  | Q4 | 0.18738 |  | Apr | 5 | 0.28942
[5 empty] | May | 5.2
[5 empty] | Jun | 5.4
[5 empty] | Jul | 5.5 | 0.29314
[5 empty] | Aug | 5.3
[5 empty] | Sep | 5
[5 empty] | Oct | 4.3 | 0.18738
[5 empty] | Nov | 3
[5 empty] | Dec | 2.8
[5 empty] | Annual | 4.5 | 1

## Minimum Standards
RPS Class I 225 CMR 14.00
Solar Carve-Out II
Guideline
Final Calculation of Annual Compliance Obligations and Minimum Standards
(Page 2 - Minimum Standard by Contract Execution Date)
Contract Execution Date | 2027 Compliance Obligation (MWh) | Total Retail Load Obligation from 2 Years Prior (MWh) | 2027 Minimum Standard (%)
Before 4/25/2014 | 0 | 44836902 | 0%
On or after 4/25/2014 and before 5/8/2016 | 54977 |  | 0.1226%
On or after 5/8/2016 | 553308.5356 |  | 1.234%
Note: Details behind the calculations used to determine these Compliance Obligations and Minimum Standards can be found in the other worksheets in this workbook

## Compliance Obligation
RPS Class I 225 CMR 14.00 | [5 empty] | Data Code | Black | Set Values by Regulation
Solar Carve-Out II | [6 empty] | Red | Values input by DOER over time as provided by regulation
Guideline | [6 empty] | Blue | Calculated Values by formulas in spreadsheet
Final Calculation of Annual Compliance Obligations and Minimum Standards
(Page 3 - Compliance Obligation Calculation Spreadsheet)
Note: This worksheet calculates the 2027 Compliance Obligation and Minimum Standard and includes all SREC II eligible capacity. This Compliance Obligation and Minimum Standard applies to all retail electricity load served under contracts executed on or after 5/8/16.
| Year |  | 2013 | 2014 | 2014 | 2014 | 2014 | 2015 | 2015 | 2015 | 2015 | 2016 | 2016 | 2016 | 2016 | 2017 | 2017 | 2017 | 2017 | 2018 | 2018 | 2018 | 2018 | 2019 | 2019 | 2019 | 2019 | 2020 | 2020 | 2020 | 2020 | 2021 | 2021 | 2021 | 2021 | 2022 | 2022 | 2022 | 2022 | 2023 | 2023 | 2023 | 2023 | 2024 | 2024 | 2024 | 2024 | 2025 | 2025 | 2025 | 2025 | 2026 | 2026 | 2026 | 2026 | 2027 | 2027 | 2027 | 2027
| Quarter |  | Q4 | Q1 | Q2 | Q3 | Q4 | Q1 | Q2 | Q3 | Q4 | Q1 | Q2 | Q3 | Q4 | Q1 | Q2 | Q3 | Q4 | Q1 | Q2 | Q3 | Q4 | Q1 | Q2 | Q3 | Q4 | Q1 | Q2 | Q3 | Q4 | Q1 | Q2 | Q3 | Q4 | Q1 | Q2 | Q3 | Q4 | Q1 | Q2 | Q3 | Q4 | Q1 | Q2 | Q3 | Q4 | Q1 | Q2 | Q3 | Q4 | Q1 | Q2 | Q3 | Q4 | Q1 | Q2 | Q3 | Q4
| Program Quarter |  |  | 1 | 2 | 3 | 4 | 5 | 6 | 7 | 8 | 9 | 10 | 11 | 12 | 13 | 14 | 15 | 16 | 17 | 18 | 19 | 20 | 21 | 22 | 23 | 24 | 25 | 26 | 27 | 28 | 29 | 30 | 31 | 32 | 33 | 34 | 35 | 36 | 37 | 38 | 39 | 40 | 41 | 42 | 43 | 44 | 45 | 46 | 47 | 48 | 49 | 50 | 51 | 52 | 53 | 54 | 55 | 56
Compliance Obligation Terms 225 CMR 14.07(3)(e)1-5
Installed Capacity 225 CMR 14.07(3)(e)1 |  |  |  | Q1 1: Data to be entered by DOER on a Quarterly Basis during the subsequent quarter
| QUARTERLY Installed Capacities (MW) |  |  | 5.8023 | 8.2155 | 17.3926 | 23.5652 | 64.0521 | 68.0482 | 71.6028 | 61.6538 | 126.5163 | 102.798 | 74.327 | 90.34 | 175.3908 | 152.1678 | 128.4721 | 146.8154 | 139.2314 | 79 | 77 | 80 | 29 | 17 | 3 | 1 | 5 | 0 | 8 | 0 | 0 | 0 | 0 | 0 | 0 | 0 | 0 | 0 | 0 | 0 | 0 | 0 | 0 | 0 | 0 | 0 | 0 | 0 | 0 | 0 | 0 | 0 | 0 | 0 | 0 | 0 | 0 | 0
| Market Sector | SREC Factor
| Market Sector A | 1 |  | 0.49926 | 6.3875 | 11.8388 | 20.341 | 30.1805 | 43.2115 | 41.5157 | 45.6727 | 64.1915 | 65.6423 | 59.5303 | 57.5545 | 82.9341 | 39.7489 | 56.5126 | 57.1309 | 49 | 7 | 8 | 5 | 1 | 0 | 0 | 0 | 0 | 0 | 0 | 0 | 0 | 0 | 0 | 0 | 0 | 0 | 0 | 0
|  | 0.8 |  | 0 | 0 | 0 | 0 | 0 | 0 | 0 | 0 | 0 | 0 | 0 | 0 | 14.3864 | 19.4708 | 22.3593 | 27.7236 | 46 | 33 | 29 | 21 | 1 | 0 | 0 | 0 | 0 | 0 | 0 | 0 | 0 | 0 | 0 | 0 | 0 | 0 | 0 | 0
|  | 0.7 |  | 0 | 0 | 0 | 0 | 0 | 0 | 0 | 0 | 0 | 0 | 0 | 0 | 0 | 0.5985 | 0 | 0.09412 | 7 | 14 | 5 | 11 | 4 | 6 | 0 | 1 | 0 | 0 | 0 | 0 | 0 | 0 | 0 | 0 | 0 | 0 | 0 | 0
|  | 0.65 |  | 0 | 0 | 0 | 0 | 0 | 0 | 0 | 0 | 0 | 0 | 0 | 0 | 0 | 0 | 0 | 0 | 0 | 1 | 7 | 11 | 19 | 8 | 1 | 0 | 4 | 0 | 2 | 0 | 0 | 0 | 0 | 0 | 0 | 0 | 0 | 0
| Market Sector B | 0.9 |  | 5.303 | 1.828 | 4.8877 | 3.1248 | 17.0361 | 15.6119 | 8.4838 | 10.7796 | 15.9877 | 14.7732 | 7.7708 | 18.2347 | 31.488 | 32.8652 | 15.1713 | 2.7911 | 12.8029 | 1 | 5 | 0 | 1 | 0 | 0 | 0 | 0 | 0 | 0 | 0 | 0 | 0 | 0 | 0 | 0 | 0 | 0 | 0
|  | 0.7 |  | 0 | 0 | 0 | 0 | 0 | 0 | 0 | 0 | 0 | 0 | 0 | 0 | 0.23814 | 4.1118 | 7.4028 | 8.1153 | 1.5678 | 1 | 1 | 1 | 0 | 0 | 0 | 0 | 0 | 0 | 0 | 0 | 0 | 0 | 0 | 0 | 0 | 0 | 0 | 0
|  | 0.6 |  | 0 | 0 | 0 | 0 | 0 | 0 | 0 | 0 | 0 | 0 | 0 | 0 | 0.0765 | 0.29866 | 0.81917 | 9.3486 | 12.1563 | 10 | 6 | 9 | 1 | 0 | 0 | 0 | 0 | 0 | 0 | 0 | 0 | 0 | 0 | 0 | 0 | 0 | 0 | 0
|  | 0.55 |  | 0 | 0 | 0 | 0 | 0 | 0 | 0 | 0 | 0 | 0 | 0 | 0 | 0 | 0 | 0 | 0 | 0 | 1 | 5 | 8 | 1 | 3 | 2 | 0 | 1 | 0 | 0 | 0 | 0 | 0 | 0 | 0 | 0 | 0 | 0 | 0
| Market Sector C | 0.8 |  | 0 | 0 | 0.66612 | 0.099408 | 7.8867 | 0.4984 | 4.3432 | 5.2014 | 19.9 | 10.8848 | 5.044 | 9.2882 | 43.0117 | 47.3554 | 18.7271 | 25.2744 | 7 | 2 | 1 | 1 | 1 | 0 | 0 | 0 | 0 | 0 | 0 | 0 | 0 | 0 | 0 | 0 | 0 | 0 | 0 | 0
|  | 0.65 |  | 0 | 0 | 0 | 0 | 0 | 0 | 0 | 0 | 0 | 0 | 0 | 0 | 0 | 0 | 5.058 | 7.9538 | 1.7102 | 0 | 4 | 0 | 0 | 0 | 0 | 0 | 0 | 0 | 0 | 0 | 0 | 0 | 0 | 0 | 0 | 0 | 0 | 0
|  | 0.55 |  | 0 | 0 | 0 | 0 | 0 | 0 | 0 | 0 | 0 | 0 | 0 | 0 | 0 | 0 | 2.4219 | 1.1293 | 0 | 6 | 5 | 7 | 0 | 0 | 0 | 0 | 0 | 0 | 0 | 0 | 0 | 0 | 0 | 0 | 0 | 0 | 0 | 0
|  | 0.5 |  | 0 | 0 | 0 | 0 | 0 | 0 | 0 | 0 | 0 | 0 | 0 | 0 | 0 | 0 | 0 | 0 | 0 | 0 | 1 | 0 | 0 | 0 | 0 | 0 | 0 | 0 | 0 | 0 | 0 | 0 | 0 | 0 | 0 | 0 | 0 | 0
| Managed Growth | 0.7 |  | 0 | 0 | 0 | 0 | 8.9488 | 8.7264 | 17.2601 | 0 | 26.4371 | 11.4977 | 1.9819 | 5.2626 | 3.256 | 7.7186 | 0 | 7.2543 | 1.9942 | 3 | 0 | 0 | 0 | 0 | 0 | 0 | 0 | 0 | 0 | 0 | 0 | 0 | 0 | 0 | 0 | 0 | 0 | 0
|  | 0.55 |  | 0 | 0 | 0 | 0 | 0 | 0 | 0 | 0 | 0 | 0 | 0 | 0 | 0 | 0 | 0 | 0 | 0 | 0 | 0 | 0 | 0 | 0 | 0 | 0 | 0 | 0 | 0 | 0 | 0 | 0 | 0 | 0 | 0 | 0 | 0 | 0
|  | 0.5 |  | 0 | 0 | 0 | 0 | 0 | 0 | 0 | 0 | 0 | 0 | 0 | 0 | 0 | 0 | 0 | 0 | 0 | 0 | 0 | 6 | 0 | 0 | 0 | 0 | 0 | 0 | 6 | 0 | 0 | 0 | 0 | 0 | 0 | 0 | 0 | 0
|  | 0.45 |  | 0 | 0 | 0 | 0 | 0 | 0 | 0 | 0 | 0 | 0 | 0 | 0 | 0 | 0 | 0 | 0 | 0 | 0 | 0 | 0 | 0 | 0 | 0 | 0 | 0 | 0 | 0 | 0 | 0 | 0 | 0 | 0 | 0 | 0 | 0 | 0
| CUMULATIVE Installed Capacities (MW) |  |  | 5.8023 | 14.0178 | 31.4105 | 54.9756 | 119.0277 | 187.076 | 258.6787 | 320.3325 | 446.8488 | 549.6468 | 623.9738 | 714.3138 | 889.7047 | 1041.8724 | 1170.3446 | 1317.16 | 1456.3914 | 1535.3914 | 1612.3914 | 1692.3914 | 1721.3914 | 1738.3914 | 1741.3914 | 1742.3914 | 1747.3914 | 1747.3914 | 1755.3914 | 1755.3914 | 1755.3914 | 1755.3914 | 1755.3914 | 1755.3914 | 1755.3914 | 1755.3914 | 1755.3914 | 1755.3914 | 1755.3914 | 1755.3914 | 1755.3914 | 1755.3914 | 1734.1792 | 1726.8672 | 1707.3164 | 1694.8172 | 1626.6728 | 1564.225 | 1530.2897 | 1487.1711 | 1423.2205 | 1364.1275 | 1333.0442 | 1260.1053 | 1132.895 | 983.7922 | 890.2192 | 809.1994
| Market Sector | SREC Factor
| Market Sector A | 1 |  | 0.49926 | 6.8868 | 18.7256 | 39.0665 | 69.2471 | 112.4586 | 153.9743 | 199.647 | 263.8385 | 329.4808 | 389.0111 | 446.5656 | 529.4997 | 569.2486 | 625.7611 | 682.892 | 731.892 | 738.892 | 746.892 | 751.892 | 752.892 | 752.892 | 752.892 | 752.892 | 752.892 | 752.892 | 752.892 | 752.892 | 752.892 | 752.892 | 752.892 | 752.892 | 752.892 | 752.892 | 752.892 | 752.892 | 752.892 | 752.892 | 752.892 | 752.892 | 747.589 | 745.761 | 740.8733 | 737.7485 | 720.7124 | 705.1004 | 696.6166 | 685.8369 | 669.8493 | 655.0761 | 647.3052 | 629.0705 | 597.5825 | 564.7173 | 549.546 | 546.7549 | 12
|  | 0.8 |  | 0 | 0 | 0 | 0 | 0 | 0 | 0 | 0 | 0 | 0 | 0 | 0 | 14.3864 | 33.8572 | 56.2165 | 83.9401 | 129.9401 | 162.9401 | 191.9401 | 212.9401 | 213.9401 | 213.9401 | 213.9401 | 213.9401 | 213.9401 | 213.9401 | 213.9401 | 213.9401 | 213.9401 | 213.9401 | 213.9401 | 213.9401 | 213.9401 | 213.9401 | 213.9401 | 213.9401 | 213.9401 | 213.9401 | 213.9401 | 213.9401 | 208.637 | 206.809 | 201.9213 | 198.7965 | 181.7604 | 166.1484 | 157.6646 | 146.885 | 130.8973 | 116.1241 | 108.3533 | 90.1185 | 58.6306 | 25.7654 | 10.5941 | 7.803 | 12
|  | 0.7 |  | 0 | 0 | 0 | 0 | 0 | 0 | 0 | 0 | 0 | 0 | 0 | 0 | 0 | 0.5985 | 0.5985 | 0.69262 | 7.6926 | 21.6926 | 26.6926 | 37.6926 | 41.6926 | 47.6926 | 47.6926 | 48.6926 | 48.6926 | 48.6926 | 48.6926 | 48.6926 | 48.6926 | 48.6926 | 48.6926 | 48.6926 | 48.6926 | 48.6926 | 48.6926 | 48.6926 | 48.6926 | 48.6926 | 48.6926 | 48.6926 | 43.3896 | 41.5616 | 36.6739 | 33.5491 | 16.513 | 0.90101 | -7.5828 | -18.3624 | -34.3501 | -49.1233 | -56.8942 | -75.1289 | -106.6169 | -139.4821 | -154.6534 | -157.4445 | 12
|  | 0.65 |  | 0 | 0 | 0 | 0 | 0 | 0 | 0 | 0 | 0 | 0 | 0 | 0 | 0 | 0 | 0 | 0 | 0 | 1 | 8 | 19 | 38 | 46 | 47 | 47 | 51 | 51 | 53 | 53 | 53 | 53 | 53 | 53 | 53 | 53 | 53 | 53 | 53 | 53 | 53 | 53 | 47.697 | 45.869 | 40.9812 | 37.8565 | 20.8203 | 5.2084 | -3.2754 | -14.0551 | -30.0427 | -44.816 | -52.5868 | -70.8215 | -102.3095 | -135.1747 | -150.346 | -153.1371 | 12
| Market Sector B | 0.9 |  | 5.303 | 7.131 | 12.0188 | 15.1435 | 32.1797 | 47.7916 | 56.2754 | 67.0551 | 83.0427 | 97.816 | 105.5868 | 123.8215 | 155.3095 | 188.1747 | 203.346 | 206.1371 | 218.94 | 219.94 | 224.94 | 224.94 | 225.94 | 225.94 | 225.94 | 225.94 | 225.94 | 225.94 | 225.94 | 225.94 | 225.94 | 225.94 | 225.94 | 225.94 | 225.94 | 225.94 | 225.94 | 225.94 | 225.94 | 225.94 | 225.94 | 225.94 | 225.94 | 225.94 | 225.94 | 225.94 | 225.94 | 225.94 | 225.94 | 225.94 | 225.94 | 225.94 | 225.94 | 225.94 | 225.7018 | 221.59 | 214.1872 | 206.0719 | 13
|  | 0.7 |  | 0 | 0 | 0 | 0 | 0 | 0 | 0 | 0 | 0 | 0 | 0 | 0 | 0.23814 | 4.3499 | 11.7527 | 19.868 | 21.4359 | 22.4359 | 23.4359 | 24.4359 | 24.4359 | 24.4359 | 24.4359 | 24.4359 | 24.4359 | 24.4359 | 24.4359 | 24.4359 | 24.4359 | 24.4359 | 24.4359 | 24.4359 | 24.4359 | 24.4359 | 24.4359 | 24.4359 | 24.4359 | 24.4359 | 24.4359 | 24.4359 | 24.4359 | 24.4359 | 24.4359 | 24.4359 | 24.4359 | 24.4359 | 24.4359 | 24.4359 | 24.4359 | 24.4359 | 24.4359 | 24.4359 | 24.1977 | 20.0859 | 12.6831 | 4.5678 | 13
|  | 0.6 |  | 0 | 0 | 0 | 0 | 0 | 0 | 0 | 0 | 0 | 0 | 0 | 0 | 0.0765 | 0.37516 | 1.1943 | 10.5429 | 22.6992 | 32.6992 | 38.6992 | 47.6992 | 48.6992 | 48.6992 | 48.6992 | 48.6992 | 48.6992 | 48.6992 | 48.6992 | 48.6992 | 48.6992 | 48.6992 | 48.6992 | 48.6992 | 48.6992 | 48.6992 | 48.6992 | 48.6992 | 48.6992 | 48.6992 | 48.6992 | 48.6992 | 48.6992 | 48.6992 | 48.6992 | 48.6992 | 48.6992 | 48.6992 | 48.6992 | 48.6992 | 48.6992 | 48.6992 | 48.6992 | 48.6992 | 48.4611 | 44.3493 | 36.9465 | 28.8312 | 13
|  | 0.55 |  | 0 | 0 | 0 | 0 | 0 | 0 | 0 | 0 | 0 | 0 | 0 | 0 | 0 | 0 | 0 | 0 | 0 | 1 | 6 | 14 | 15 | 18 | 20 | 20 | 21 | 21 | 21 | 21 | 21 | 21 | 21 | 21 | 21 | 21 | 21 | 21 | 21 | 21 | 21 | 21 | 21 | 21 | 21 | 21 | 21 | 21 | 21 | 21 | 21 | 21 | 21 | 21 | 20.7619 | 16.6501 | 9.2473 | 1.132 | 13
| Market Sector C | 0.8 |  | 0 | 0 | 0.66612 | 0.76553 | 8.6522 | 9.1506 | 13.4938 | 18.6951 | 38.5951 | 49.4799 | 54.5239 | 63.8121 | 106.8238 | 154.1792 | 172.9064 | 198.1808 | 205.1808 | 207.1808 | 208.1808 | 209.1808 | 210.1808 | 210.1808 | 210.1808 | 210.1808 | 210.1808 | 210.1808 | 210.1808 | 210.1808 | 210.1808 | 210.1808 | 210.1808 | 210.1808 | 210.1808 | 210.1808 | 210.1808 | 210.1808 | 210.1808 | 210.1808 | 210.1808 | 210.1808 | 210.1808 | 210.1808 | 210.1808 | 210.1808 | 210.1808 | 210.1808 | 210.1808 | 210.1808 | 210.1808 | 210.1808 | 210.1808 | 210.1808 | 210.1043 | 209.8056 | 208.9864 | 199.6379 | 14
|  | 0.65 |  | 0 | 0 | 0 | 0 | 0 | 0 | 0 | 0 | 0 | 0 | 0 | 0 | 0 | 0 | 5.058 | 13.0118 | 14.722 | 14.722 | 18.722 | 18.722 | 18.722 | 18.722 | 18.722 | 18.722 | 18.722 | 18.722 | 18.722 | 18.722 | 18.722 | 18.722 | 18.722 | 18.722 | 18.722 | 18.722 | 18.722 | 18.722 | 18.722 | 18.722 | 18.722 | 18.722 | 18.722 | 18.722 | 18.722 | 18.722 | 18.722 | 18.722 | 18.722 | 18.722 | 18.722 | 18.722 | 18.722 | 18.722 | 18.6455 | 18.3468 | 17.5277 | 8.1791 | 14
|  | 0.55 |  | 0 | 0 | 0 | 0 | 0 | 0 | 0 | 0 | 0 | 0 | 0 | 0 | 0 | 0 | 2.4219 | 3.5512 | 3.5512 | 9.5512 | 14.5512 | 21.5512 | 21.5512 | 21.5512 | 21.5512 | 21.5512 | 21.5512 | 21.5512 | 21.5512 | 21.5512 | 21.5512 | 21.5512 | 21.5512 | 21.5512 | 21.5512 | 21.5512 | 21.5512 | 21.5512 | 21.5512 | 21.5512 | 21.5512 | 21.5512 | 21.5512 | 21.5512 | 21.5512 | 21.5512 | 21.5512 | 21.5512 | 21.5512 | 21.5512 | 21.5512 | 21.5512 | 21.5512 | 21.5512 | 21.4747 | 21.176 | 20.3568 | 11.0083 | 14
|  | 0.5 |  | 0 | 0 | 0 | 0 | 0 | 0 | 0 | 0 | 0 | 0 | 0 | 0 | 0 | 0 | 0 | 0 | 0 | 0 | 1 | 1 | 1 | 1 | 1 | 1 | 1 | 1 | 1 | 1 | 1 | 1 | 1 | 1 | 1 | 1 | 1 | 1 | 1 | 1 | 1 | 1 | 1 | 1 | 1 | 1 | 1 | 1 | 1 | 1 | 1 | 1 | 1 | 1 | 0.9235 | 0.62484 | -0.19433 | -9.5429 | 14
| Managed Growth | 0.7 |  | 0 | 0 | 0 | 0 | 8.9488 | 17.6752 | 34.9352 | 34.9352 | 61.3724 | 72.8701 | 74.852 | 80.1146 | 83.3706 | 91.0892 | 91.0892 | 98.3436 | 100.3378 | 103.3378 | 103.3378 | 103.3378 | 103.3378 | 103.3378 | 103.3378 | 103.3378 | 103.3378 | 103.3378 | 103.3378 | 103.3378 | 103.3378 | 103.3378 | 103.3378 | 103.3378 | 103.3378 | 103.3378 | 103.3378 | 103.3378 | 103.3378 | 103.3378 | 103.3378 | 103.3378 | 103.3378 | 103.3378 | 103.3378 | 103.3378 | 103.3378 | 103.3378 | 103.3378 | 103.3378 | 103.3378 | 103.3378 | 103.3378 | 103.3378 | 103.3378 | 103.3378 | 103.3378 | 103.3378 | 15
|  | 0.55 |  | 0 | 0 | 0 | 0 | 0 | 0 | 0 | 0 | 0 | 0 | 0 | 0 | 0 | 0 | 0 | 0 | 0 | 0 | 0 | 0 | 0 | 0 | 0 | 0 | 0 | 0 | 0 | 0 | 0 | 0 | 0 | 0 | 0 | 0 | 0 | 0 | 0 | 0 | 0 | 0 | 0 | 0 | 0 | 0 | 0 | 0 | 0 | 0 | 0 | 0 | 0 | 0 | 0 | 0 | 0 | 0 | 15
|  | 0.5 |  | 0 | 0 | 0 | 0 | 0 | 0 | 0 | 0 | 0 | 0 | 0 | 0 | 0 | 0 | 0 | 0 | 0 | 0 | 0 | 6 | 6 | 6 | 6 | 6 | 6 | 6 | 12 | 12 | 12 | 12 | 12 | 12 | 12 | 12 | 12 | 12 | 12 | 12 | 12 | 12 | 12 | 12 | 12 | 12 | 12 | 12 | 12 | 12 | 12 | 12 | 12 | 12 | 12 | 12 | 12 | 12 | 15
|  | 0.45 |  | 0 | 0 | 0 | 0 | 0 | 0 | 0 | 0 | 0 | 0 | 0 | 0 | 0 | 0 | 0 | 0 | 0 | 0 | 0 | 0 | 0 | 0 | 0 | 0 | 0 | 0 | 0 | 0 | 0 | 0 | 0 | 0 | 0 | 0 | 0 | 0 | 0 | 0 | 0 | 0 | 0 | 0 | 0 | 0 | 0 | 0 | 0 | 0 | 0 | 0 | 0 | 0 | 0 | 0 | 0 | 0 | 15
Qualified but not Installed SREC-II Supply 225 CMR 14.07(3)(e)2 |  |  |  | Q1 1: New data to be entered by DOER before August 30 of each CY after 2014 in determining Compliance Obligation for the next CY
| QUARTERLY Qualified but not Installed Capacities (MW) |  |  | Q3 31: 0; Q4 32: 0; Q1 33: 0; Q2 34: 0; Q3 35: 0; Q4 36: 0; Q1 37: 0; Q2 38: 0; Q3 39: 0; Q4 40: 0; Q1 41: 0; Q2 42: 0; Q3 43: 0; Q4 44: 0; Q1 45: 0; Q2 46: 0; Q3 47: 0; Q4 48: 0; Q1 49: 0; Q2 50: 0; Q3 51: 0; Q4 52: 0; Q1 53: 0; Q2 54: 0; Q3 55: 0; Q4 56: 0
| Market Sector | SREC Factor
| Market Sector A | 1 | bar: Q1 1 to Q2 30
0.8 | bar: Q1 1 to Q2 30
0.7 | bar: Q1 1 to Q2 30
0.65 | bar: Q1 1 to Q2 30
| Market Sector B | 0.9 | bar: Q1 1 to Q2 30
0.7 | bar: Q1 1 to Q2 30
0.6 | bar: Q1 1 to Q2 30
0.55 | bar: Q1 1 to Q2 30
| Market Sector C | 0.8 | bar: Q1 1 to Q2 30
0.65 | bar: Q1 1 to Q2 30
0.55 | bar: Q1 1 to Q2 30
0.5 | bar: Q1 1 to Q2 30
| Managed Growth | 0.7 | bar: Q1 1 to Q2 30
0.55 | bar: Q1 1 to Q2 30
0.5 | bar: Q1 1 to Q2 30
0.45 | bar: Q1 1 to Q2 30
| CUMULATIVE Qualified but not Installed Capacities (MW) |  |  | Q3 31: 0; Q4 32: 0; Q1 33: 0; Q2 34: 0; Q3 35: 0; Q4 36: 0; Q1 37: 0; Q2 38: 0; Q3 39: 0; Q4 40: 0; Q1 41: 0; Q2 42: 0; Q3 43: 0; Q4 44: 0; Q1 45: 0; Q2 46: 0; Q3 47: 0; Q4 48: 0; Q1 49: 0; Q2 50: 0; Q3 51: 0; Q4 52: 0; Q1 53: 0; Q2 54: 0; Q3 55: 0; Q4 56: 0
| Market Sector | SREC Factor
| Market Sector A | 1 |  | Q3 31: 0; Q4 32: 0; Q1 33: 0; Q2 34: 0; Q3 35: 0; Q4 36: 0; Q1 37: 0; Q2 38: 0; Q3 39: 0; Q4 40: 0; Q1 41: 0; Q2 42: 0; Q3 43: 0; Q4 44: 0; Q1 45: 0; Q2 46: 0; Q3 47: 0; Q4 48: 0; Q1 49: 0; Q2 50: 0; Q3 51: 0; Q4 52: 0; Q1 53: 0; Q2 54: 0; Q3 55: 0; Q4 56: 0
|  | 0.8 |  | Q3 31: 0; Q4 32: 0; Q1 33: 0; Q2 34: 0; Q3 35: 0; Q4 36: 0; Q1 37: 0; Q2 38: 0; Q3 39: 0; Q4 40: 0; Q1 41: 0; Q2 42: 0; Q3 43: 0; Q4 44: 0; Q1 45: 0; Q2 46: 0; Q3 47: 0; Q4 48: 0; Q1 49: 0; Q2 50: 0; Q3 51: 0; Q4 52: 0; Q1 53: 0; Q2 54: 0; Q3 55: 0; Q4 56: 0
|  | 0.7 |  | Q3 31: 0; Q4 32: 0; Q1 33: 0; Q2 34: 0; Q3 35: 0; Q4 36: 0; Q1 37: 0; Q2 38: 0; Q3 39: 0; Q4 40: 0; Q1 41: 0; Q2 42: 0; Q3 43: 0; Q4 44: 0; Q1 45: 0; Q2 46: 0; Q3 47: 0; Q4 48: 0; Q1 49: 0; Q2 50: 0; Q3 51: 0; Q4 52: 0; Q1 53: 0; Q2 54: 0; Q3 55: 0; Q4 56: 0
|  | 0.65 |  | Q3 31: 0; Q4 32: 0; Q1 33: 0; Q2 34: 0; Q3 35: 0; Q4 36: 0; Q1 37: 0; Q2 38: 0; Q3 39: 0; Q4 40: 0; Q1 41: 0; Q2 42: 0; Q3 43: 0; Q4 44: 0; Q1 45: 0; Q2 46: 0; Q3 47: 0; Q4 48: 0; Q1 49: 0; Q2 50: 0; Q3 51: 0; Q4 52: 0; Q1 53: 0; Q2 54: 0; Q3 55: 0; Q4 56: 0
| Market Sector B | 0.9 |  | Q3 31: 0; Q4 32: 0; Q1 33: 0; Q2 34: 0; Q3 35: 0; Q4 36: 0; Q1 37: 0; Q2 38: 0; Q3 39: 0; Q4 40: 0; Q1 41: 0; Q2 42: 0; Q3 43: 0; Q4 44: 0; Q1 45: 0; Q2 46: 0; Q3 47: 0; Q4 48: 0; Q1 49: 0; Q2 50: 0; Q3 51: 0; Q4 52: 0; Q1 53: 0; Q2 54: 0; Q3 55: 0; Q4 56: 0
|  | 0.7 |  | Q3 31: 0; Q4 32: 0; Q1 33: 0; Q2 34: 0; Q3 35: 0; Q4 36: 0; Q1 37: 0; Q2 38: 0; Q3 39: 0; Q4 40: 0; Q1 41: 0; Q2 42: 0; Q3 43: 0; Q4 44: 0; Q1 45: 0; Q2 46: 0; Q3 47: 0; Q4 48: 0; Q1 49: 0; Q2 50: 0; Q3 51: 0; Q4 52: 0; Q1 53: 0; Q2 54: 0; Q3 55: 0; Q4 56: 0
|  | 0.6 |  | Q3 31: 0; Q4 32: 0; Q1 33: 0; Q2 34: 0; Q3 35: 0; Q4 36: 0; Q1 37: 0; Q2 38: 0; Q3 39: 0; Q4 40: 0; Q1 41: 0; Q2 42: 0; Q3 43: 0; Q4 44: 0; Q1 45: 0; Q2 46: 0; Q3 47: 0; Q4 48: 0; Q1 49: 0; Q2 50: 0; Q3 51: 0; Q4 52: 0; Q1 53: 0; Q2 54: 0; Q3 55: 0; Q4 56: 0
|  | 0.55 |  | Q3 31: 0; Q4 32: 0; Q1 33: 0; Q2 34: 0; Q3 35: 0; Q4 36: 0; Q1 37: 0; Q2 38: 0; Q3 39: 0; Q4 40: 0; Q1 41: 0; Q2 42: 0; Q3 43: 0; Q4 44: 0; Q1 45: 0; Q2 46: 0; Q3 47: 0; Q4 48: 0; Q1 49: 0; Q2 50: 0; Q3 51: 0; Q4 52: 0; Q1 53: 0; Q2 54: 0; Q3 55: 0; Q4 56: 0
| Market Sector C | 0.8 |  | Q3 31: 0; Q4 32: 0; Q1 33: 0; Q2 34: 0; Q3 35: 0; Q4 36: 0; Q1 37: 0; Q2 38: 0; Q3 39: 0; Q4 40: 0; Q1 41: 0; Q2 42: 0; Q3 43: 0; Q4 44: 0; Q1 45: 0; Q2 46: 0; Q3 47: 0; Q4 48: 0; Q1 49: 0; Q2 50: 0; Q3 51: 0; Q4 52: 0; Q1 53: 0; Q2 54: 0; Q3 55: 0; Q4 56: 0
|  | 0.65 |  | Q3 31: 0; Q4 32: 0; Q1 33: 0; Q2 34: 0; Q3 35: 0; Q4 36: 0; Q1 37: 0; Q2 38: 0; Q3 39: 0; Q4 40: 0; Q1 41: 0; Q2 42: 0; Q3 43: 0; Q4 44: 0; Q1 45: 0; Q2 46: 0; Q3 47: 0; Q4 48: 0; Q1 49: 0; Q2 50: 0; Q3 51: 0; Q4 52: 0; Q1 53: 0; Q2 54: 0; Q3 55: 0; Q4 56: 0
|  | 0.55 |  | Q3 31: 0; Q4 32: 0; Q1 33: 0; Q2 34: 0; Q3 35: 0; Q4 36: 0; Q1 37: 0; Q2 38: 0; Q3 39: 0; Q4 40: 0; Q1 41: 0; Q2 42: 0; Q3 43: 0; Q4 44: 0; Q1 45: 0; Q2 46: 0; Q3 47: 0; Q4 48: 0; Q1 49: 0; Q2 50: 0; Q3 51: 0; Q4 52: 0; Q1 53: 0; Q2 54: 0; Q3 55: 0; Q4 56: 0
|  | 0.5 |  | Q3 31: 0; Q4 32: 0; Q1 33: 0; Q2 34: 0; Q3 35: 0; Q4 36: 0; Q1 37: 0; Q2 38: 0; Q3 39: 0; Q4 40: 0; Q1 41: 0; Q2 42: 0; Q3 43: 0; Q4 44: 0; Q1 45: 0; Q2 46: 0; Q3 47: 0; Q4 48: 0; Q1 49: 0; Q2 50: 0; Q3 51: 0; Q4 52: 0; Q1 53: 0; Q2 54: 0; Q3 55: 0; Q4 56: 0
| Managed Growth | 0.7 |  | Q3 31: 0; Q4 32: 0; Q1 33: 0; Q2 34: 0; Q3 35: 0; Q4 36: 0; Q1 37: 0; Q2 38: 0; Q3 39: 0; Q4 40: 0; Q1 41: 0; Q2 42: 0; Q3 43: 0; Q4 44: 0; Q1 45: 0; Q2 46: 0; Q3 47: 0; Q4 48: 0; Q1 49: 0; Q2 50: 0; Q3 51: 0; Q4 52: 0; Q1 53: 0; Q2 54: 0; Q3 55: 0; Q4 56: 0
|  | 0.55 |  | Q3 31: 0; Q4 32: 0; Q1 33: 0; Q2 34: 0; Q3 35: 0; Q4 36: 0; Q1 37: 0; Q2 38: 0; Q3 39: 0; Q4 40: 0; Q1 41: 0; Q2 42: 0; Q3 43: 0; Q4 44: 0; Q1 45: 0; Q2 46: 0; Q3 47: 0; Q4 48: 0; Q1 49: 0; Q2 50: 0; Q3 51: 0; Q4 52: 0; Q1 53: 0; Q2 54: 0; Q3 55: 0; Q4 56: 0
|  | 0.5 |  | Q3 31: 0; Q4 32: 0; Q1 33: 0; Q2 34: 0; Q3 35: 0; Q4 36: 0; Q1 37: 0; Q2 38: 0; Q3 39: 0; Q4 40: 0; Q1 41: 0; Q2 42: 0; Q3 43: 0; Q4 44: 0; Q1 45: 0; Q2 46: 0; Q3 47: 0; Q4 48: 0; Q1 49: 0; Q2 50: 0; Q3 51: 0; Q4 52: 0; Q1 53: 0; Q2 54: 0; Q3 55: 0; Q4 56: 0
|  | 0.45 |  | Q3 31: 0; Q4 32: 0; Q1 33: 0; Q2 34: 0; Q3 35: 0; Q4 36: 0; Q1 37: 0; Q2 38: 0; Q3 39: 0; Q4 40: 0; Q1 41: 0; Q2 42: 0; Q3 43: 0; Q4 44: 0; Q1 45: 0; Q2 46: 0; Q3 47: 0; Q4 48: 0; Q1 49: 0; Q2 50: 0; Q3 51: 0; Q4 52: 0; Q1 53: 0; Q2 54: 0; Q3 55: 0; Q4 56: 0
Projected New Supply 225 CMR 14.07(3)(e)3 |  |  |  | Q1 1: New data to be entered by DOER before August 30 of each CY after 2014 in determining Compliance Obligation for the next CY
QUARTERLY Projected New Capacities (MW)
| Market Sector | SREC Factor
| Market Sector A | 1
0.8
0.7
0.65
| Market Sector B | 0.9
0.7
0.6
0.55
| Market Sector C | 0.8
0.65
0.55
0.5
| Managed Growth | 0.7
0.55
0.5
0.45
CUMULATIVE Projected New Capacities (MW)
| Market Sector | SREC Factor
| Market Sector A | 1
0.8
0.7
0.65
| Market Sector B | 0.9
0.7
0.6
0.55
| Market Sector C | 0.8
0.65
0.55
0.5
| Managed Growth | 0.7
0.55
0.5
0.45
Rollover Volumes 225 CMR 14.07(3)(e)4 |  |  |  | Q1 1: Data to be entered by DOER before August 30 of each CY in determining Compliance Obligation for the next CY
Rollover Volumes (MWh)
| Reminted, Unsettled Auction Attributes from CY-3 |  |  | Q1 9: N/A; Q1 13: 0; Q1 17: 45856; Q1 21: 0; Q1 25: 0; Q1 29: 0; Q1 33: 0; Q1 37: 0; Q1 41: 0; Q1 45: 0; Q1 49: 0
| Reminted, Unsettled Auction Attributes from CY-2 |  |  | Q1 9: 0; Q1 13: 67046; Q1 17: 243377; Q1 21: 12071; Q1 25: 4626; Q1 29: 85; Q1 33: 3958; Q1 37: 1283; Q1 41: 2187; Q1 45: 1008; Q1 49: 3189
| Banked Volume from CY-2 |  |  | Q1 9: 41; Q1 13: 3007; Q1 17: 9992; Q1 21: 27384; Q1 25: 18623; Q1 29: 19886; Q1 33: 40163; Q1 37: 5379; Q1 41: 5906; Q1 45: 48847; Q1 49: 38680
Third Round Auction Volume Doubling 225 CMR 14.07(3)(e)5 |  |  |  | Q1 1: Data to be entered by DOER before August 30 of each CY in determining Compliance Obligation for the next CY
| Auction Volume from CY-2, if 3rd Round (MWh) |  |  | Q1 9: 0; Q1 13: 0; Q1 17: 0; Q1 21: 0; Q1 25: 0; Q1 29: 0; Q1 33: 0; Q1 37: 0; Q1 41: 0; Q1 45: 0
CUMULATIVE Accounting of SREC Supply from Installed, Qualified but not Installed, and Projected New Supply
Cumulative Capacities by Market Sector (MW)
| Market Sector | SREC Factor |  | 5.8023 | 14.0178 | 31.4105 | 54.9756 | 119.0277 | 187.076 | 258.6787 | 320.3325 | 446.8488 | 549.6468 | 623.9738 | 714.3138 | 889.7047 | 1041.8724 | 1170.3446 | 1317.16 | 1456.3914 | 1535.3914 | 1612.3914 | 1692.3914 | 1721.3914 | 1738.3914 | 1741.3914 | 1742.3914 | 1747.3914 | 1747.3914 | 1755.3914 | 1755.3914 | 1755.3914 | 1755.3914 | 1755.3914 | 1755.3914 | 1755.3914 | 1755.3914 | 1755.3914 | 1755.3914 | 1755.3914 | 1755.3914 | 1755.3914 | 1755.3914 | 1734.1792 | 1726.8672 | 1707.3164 | 1694.8172 | 1626.6728 | 1564.225 | 1530.2897 | 1487.1711 | 1423.2205 | 1364.1275 | 1333.0442 | 1260.1053 | 1132.895 | 983.7922 | 890.2192 | 809.1994
| Market Sector A | 1 |  | 0.49926 | 6.8868 | 18.7256 | 39.0665 | 69.2471 | 112.4586 | 153.9743 | 199.647 | 263.8385 | 329.4808 | 389.0111 | 446.5656 | 529.4997 | 569.2486 | 625.7611 | 682.892 | 731.892 | 738.892 | 746.892 | 751.892 | 752.892 | 752.892 | 752.892 | 752.892 | 752.892 | 752.892 | 752.892 | 752.892 | 752.892 | 752.892 | 752.892 | 752.892 | 752.892 | 752.892 | 752.892 | 752.892 | 752.892 | 752.892 | 752.892 | 752.892 | 747.589 | 745.761 | 740.8733 | 737.7485 | 720.7124 | 705.1004 | 696.6166 | 685.8369 | 669.8493 | 655.0761 | 647.3052 | 629.0705 | 597.5825 | 564.7173 | 549.546 | 546.7549
|  | 0.8 |  | 0 | 0 | 0 | 0 | 0 | 0 | 0 | 0 | 0 | 0 | 0 | 0 | 14.3864 | 33.8572 | 56.2165 | 83.9401 | 129.9401 | 162.9401 | 191.9401 | 212.9401 | 213.9401 | 213.9401 | 213.9401 | 213.9401 | 213.9401 | 213.9401 | 213.9401 | 213.9401 | 213.9401 | 213.9401 | 213.9401 | 213.9401 | 213.9401 | 213.9401 | 213.9401 | 213.9401 | 213.9401 | 213.9401 | 213.9401 | 213.9401 | 208.637 | 206.809 | 201.9213 | 198.7965 | 181.7604 | 166.1484 | 157.6646 | 146.885 | 130.8973 | 116.1241 | 108.3533 | 90.1185 | 58.6306 | 25.7654 | 10.5941 | 7.803
|  | 0.7 |  | 0 | 0 | 0 | 0 | 0 | 0 | 0 | 0 | 0 | 0 | 0 | 0 | 0 | 0.5985 | 0.5985 | 0.69262 | 7.6926 | 21.6926 | 26.6926 | 37.6926 | 41.6926 | 47.6926 | 47.6926 | 48.6926 | 48.6926 | 48.6926 | 48.6926 | 48.6926 | 48.6926 | 48.6926 | 48.6926 | 48.6926 | 48.6926 | 48.6926 | 48.6926 | 48.6926 | 48.6926 | 48.6926 | 48.6926 | 48.6926 | 43.3896 | 41.5616 | 36.6739 | 33.5491 | 16.513 | 0.90101 | -7.5828 | -18.3624 | -34.3501 | -49.1233 | -56.8942 | -75.1289 | -106.6169 | -139.4821 | -154.6534 | -157.4445
|  | 0.65 |  | 0 | 0 | 0 | 0 | 0 | 0 | 0 | 0 | 0 | 0 | 0 | 0 | 0 | 0 | 0 | 0 | 0 | 1 | 8 | 19 | 38 | 46 | 47 | 47 | 51 | 51 | 53 | 53 | 53 | 53 | 53 | 53 | 53 | 53 | 53 | 53 | 53 | 53 | 53 | 53 | 47.697 | 45.869 | 40.9812 | 37.8565 | 20.8203 | 5.2084 | -3.2754 | -14.0551 | -30.0427 | -44.816 | -52.5868 | -70.8215 | -102.3095 | -135.1747 | -150.346 | -153.1371
| Market Sector B | 0.9 |  | 5.303 | 7.131 | 12.0188 | 15.1435 | 32.1797 | 47.7916 | 56.2754 | 67.0551 | 83.0427 | 97.816 | 105.5868 | 123.8215 | 155.3095 | 188.1747 | 203.346 | 206.1371 | 218.94 | 219.94 | 224.94 | 224.94 | 225.94 | 225.94 | 225.94 | 225.94 | 225.94 | 225.94 | 225.94 | 225.94 | 225.94 | 225.94 | 225.94 | 225.94 | 225.94 | 225.94 | 225.94 | 225.94 | 225.94 | 225.94 | 225.94 | 225.94 | 225.94 | 225.94 | 225.94 | 225.94 | 225.94 | 225.94 | 225.94 | 225.94 | 225.94 | 225.94 | 225.94 | 225.94 | 225.7018 | 221.59 | 214.1872 | 206.0719
|  | 0.7 |  | 0 | 0 | 0 | 0 | 0 | 0 | 0 | 0 | 0 | 0 | 0 | 0 | 0.23814 | 4.3499 | 11.7527 | 19.868 | 21.4359 | 22.4359 | 23.4359 | 24.4359 | 24.4359 | 24.4359 | 24.4359 | 24.4359 | 24.4359 | 24.4359 | 24.4359 | 24.4359 | 24.4359 | 24.4359 | 24.4359 | 24.4359 | 24.4359 | 24.4359 | 24.4359 | 24.4359 | 24.4359 | 24.4359 | 24.4359 | 24.4359 | 24.4359 | 24.4359 | 24.4359 | 24.4359 | 24.4359 | 24.4359 | 24.4359 | 24.4359 | 24.4359 | 24.4359 | 24.4359 | 24.4359 | 24.1977 | 20.0859 | 12.6831 | 4.5678
|  | 0.6 |  | 0 | 0 | 0 | 0 | 0 | 0 | 0 | 0 | 0 | 0 | 0 | 0 | 0.0765 | 0.37516 | 1.1943 | 10.5429 | 22.6992 | 32.6992 | 38.6992 | 47.6992 | 48.6992 | 48.6992 | 48.6992 | 48.6992 | 48.6992 | 48.6992 | 48.6992 | 48.6992 | 48.6992 | 48.6992 | 48.6992 | 48.6992 | 48.6992 | 48.6992 | 48.6992 | 48.6992 | 48.6992 | 48.6992 | 48.6992 | 48.6992 | 48.6992 | 48.6992 | 48.6992 | 48.6992 | 48.6992 | 48.6992 | 48.6992 | 48.6992 | 48.6992 | 48.6992 | 48.6992 | 48.6992 | 48.4611 | 44.3493 | 36.9465 | 28.8312
|  | 0.55 |  | 0 | 0 | 0 | 0 | 0 | 0 | 0 | 0 | 0 | 0 | 0 | 0 | 0 | 0 | 0 | 0 | 0 | 1 | 6 | 14 | 15 | 18 | 20 | 20 | 21 | 21 | 21 | 21 | 21 | 21 | 21 | 21 | 21 | 21 | 21 | 21 | 21 | 21 | 21 | 21 | 21 | 21 | 21 | 21 | 21 | 21 | 21 | 21 | 21 | 21 | 21 | 21 | 20.7619 | 16.6501 | 9.2473 | 1.132
| Market Sector C | 0.8 |  | 0 | 0 | 0.66612 | 0.76553 | 8.6522 | 9.1506 | 13.4938 | 18.6951 | 38.5951 | 49.4799 | 54.5239 | 63.8121 | 106.8238 | 154.1792 | 172.9064 | 198.1808 | 205.1808 | 207.1808 | 208.1808 | 209.1808 | 210.1808 | 210.1808 | 210.1808 | 210.1808 | 210.1808 | 210.1808 | 210.1808 | 210.1808 | 210.1808 | 210.1808 | 210.1808 | 210.1808 | 210.1808 | 210.1808 | 210.1808 | 210.1808 | 210.1808 | 210.1808 | 210.1808 | 210.1808 | 210.1808 | 210.1808 | 210.1808 | 210.1808 | 210.1808 | 210.1808 | 210.1808 | 210.1808 | 210.1808 | 210.1808 | 210.1808 | 210.1808 | 210.1043 | 209.8056 | 208.9864 | 199.6379
|  | 0.65 |  | 0 | 0 | 0 | 0 | 0 | 0 | 0 | 0 | 0 | 0 | 0 | 0 | 0 | 0 | 5.058 | 13.0118 | 14.722 | 14.722 | 18.722 | 18.722 | 18.722 | 18.722 | 18.722 | 18.722 | 18.722 | 18.722 | 18.722 | 18.722 | 18.722 | 18.722 | 18.722 | 18.722 | 18.722 | 18.722 | 18.722 | 18.722 | 18.722 | 18.722 | 18.722 | 18.722 | 18.722 | 18.722 | 18.722 | 18.722 | 18.722 | 18.722 | 18.722 | 18.722 | 18.722 | 18.722 | 18.722 | 18.722 | 18.6455 | 18.3468 | 17.5277 | 8.1791
|  | 0.55 |  | 0 | 0 | 0 | 0 | 0 | 0 | 0 | 0 | 0 | 0 | 0 | 0 | 0 | 0 | 2.4219 | 3.5512 | 3.5512 | 9.5512 | 14.5512 | 21.5512 | 21.5512 | 21.5512 | 21.5512 | 21.5512 | 21.5512 | 21.5512 | 21.5512 | 21.5512 | 21.5512 | 21.5512 | 21.5512 | 21.5512 | 21.5512 | 21.5512 | 21.5512 | 21.5512 | 21.5512 | 21.5512 | 21.5512 | 21.5512 | 21.5512 | 21.5512 | 21.5512 | 21.5512 | 21.5512 | 21.5512 | 21.5512 | 21.5512 | 21.5512 | 21.5512 | 21.5512 | 21.5512 | 21.4747 | 21.176 | 20.3568 | 11.0083
|  | 0.5 |  | 0 | 0 | 0 | 0 | 0 | 0 | 0 | 0 | 0 | 0 | 0 | 0 | 0 | 0 | 0 | 0 | 0 | 0 | 1 | 1 | 1 | 1 | 1 | 1 | 1 | 1 | 1 | 1 | 1 | 1 | 1 | 1 | 1 | 1 | 1 | 1 | 1 | 1 | 1 | 1 | 1 | 1 | 1 | 1 | 1 | 1 | 1 | 1 | 1 | 1 | 1 | 1 | 0.9235 | 0.62484 | -0.19433 | -9.5429
| Managed Growth | 0.7 |  | 0 | 0 | 0 | 0 | 8.9488 | 17.6752 | 34.9352 | 34.9352 | 61.3724 | 72.8701 | 74.852 | 80.1146 | 83.3706 | 91.0892 | 91.0892 | 98.3436 | 100.3378 | 103.3378 | 103.3378 | 103.3378 | 103.3378 | 103.3378 | 103.3378 | 103.3378 | 103.3378 | 103.3378 | 103.3378 | 103.3378 | 103.3378 | 103.3378 | 103.3378 | 103.3378 | 103.3378 | 103.3378 | 103.3378 | 103.3378 | 103.3378 | 103.3378 | 103.3378 | 103.3378 | 103.3378 | 103.3378 | 103.3378 | 103.3378 | 103.3378 | 103.3378 | 103.3378 | 103.3378 | 103.3378 | 103.3378 | 103.3378 | 103.3378 | 103.3378 | 103.3378 | 103.3378 | 103.3378
|  | 0.55 |  | 0 | 0 | 0 | 0 | 0 | 0 | 0 | 0 | 0 | 0 | 0 | 0 | 0 | 0 | 0 | 0 | 0 | 0 | 0 | 0 | 0 | 0 | 0 | 0 | 0 | 0 | 0 | 0 | 0 | 0 | 0 | 0 | 0 | 0 | 0 | 0 | 0 | 0 | 0 | 0 | 0 | 0 | 0 | 0 | 0 | 0 | 0 | 0 | 0 | 0 | 0 | 0 | 0 | 0 | 0 | 0
|  | 0.5 |  | 0 | 0 | 0 | 0 | 0 | 0 | 0 | 0 | 0 | 0 | 0 | 0 | 0 | 0 | 0 | 0 | 0 | 0 | 0 | 6 | 6 | 6 | 6 | 6 | 6 | 6 | 12 | 12 | 12 | 12 | 12 | 12 | 12 | 12 | 12 | 12 | 12 | 12 | 12 | 12 | 12 | 12 | 12 | 12 | 12 | 12 | 12 | 12 | 12 | 12 | 12 | 12 | 12 | 12 | 12 | 12
|  | 0.45 |  | 0 | 0 | 0 | 0 | 0 | 0 | 0 | 0 | 0 | 0 | 0 | 0 | 0 | 0 | 0 | 0 | 0 | 0 | 0 | 0 | 0 | 0 | 0 | 0 | 0 | 0 | 0 | 0 | 0 | 0 | 0 | 0 | 0 | 0 | 0 | 0 | 0 | 0 | 0 | 0 | 0 | 0 | 0 | 0 | 0 | 0 | 0 | 0 | 0 | 0 | 0 | 0 | 0 | 0 | 0 | 0
SREC Generation (Projected) in the Quarter (MWh)
| Market Sector | SREC Factor |  | 718 | 2365 | 6872 | 5953 | 16594 | 51130 | 73660 | 51450 | 82496 | 168106 | 189512 | 116383 | 147854 | 303796 | 359000 | 203627 | 219100 | 464360 | 466856 | 237370 | TBD | TBD | TBD | TBD | TBD | TBD | TBD | TBD | TBD | TBD | TBD | TBD | TBD | TBD | TBD | TBD | TBD | TBD | TBD | TBD | TBD | TBD | TBD | TBD | TBD | TBD | TBD | TBD | TBD | TBD | TBD | TBD | TBD | TBD | TBD | TBD
| Market Sector A | 1
0.8
0.7
0.65
| Market Sector B | 0.9
0.7
0.6
0.55
| Market Sector C | 0.8
0.65
0.55
0.5
| Managed Growth | 0.7
0.55
0.5
0.45
Compliance Obligation Calculation (MWh) |  |  |  | Q1 1: 2014; Q1 5: 2015; Q1 9: 2016; Q1 13: 2017; Q1 17: 2018; Q1 21: 2019; Q1 25: 2020; Q1 29: 2021; Q1 33: 2022; Q1 37: 2023; Q1 41: 2024; Q1 45: 2025; Q1 49: 2026; Q1 53: 2027
| SRECs Generation from Installed, Qualified and Projected Supply |  |  | Q1 33: 1728366; Q1 37: 1508687; Q1 41: 1514831.82; Q1 45: 1470414; Q1 49: 985624; Q1 53: 511439.5356
| Rollover Volume |  |  | Q1 33: 44121; Q1 37: 6662; Q1 41: 8093; Q1 45: 49855; Q1 49: 43269; Q1 53: 41869
| Third Round Auction Volume Doubling |  |  | Q1 33: 0; Q1 37: 0; Q1 41: 0; Q1 45: 0; Q1 49: 0; Q1 53: 0
Compliance Obligation 225 CMR 14.07(3)(c-e) |  |  |  | Q1 9: 377877; Q1 13: 1374406; Q1 17: 1906578; Q1 21: 1789639; Q1 25: 1765527; Q1 29: 1756220; Q1 33: 1772487; Q1 37: 1515349; Q1 41: 1522924.82; Q1 45: 1520269; Q1 49: 1028893; Q1 53: 553308.5356
| Compliance Obligations Set in Regulation 225 CMR 14.07(3)(c and d) |  |  | Q1 1: 41278; Q1 5: 161958; Q1 21: Compliance Obligations are not final until August 30th of the Preceding Year
| Retail Electric Load from Two Years Prior (MWh) |  |  | Q1 1: 48992429; Q1 5: 49252581; Q1 9: 48129291; Q1 13: 48009723; Q1 17: 46864431; Q1 21: 45722855; Q1 25: 46448304; Q1 29: 44705754; Q1 33: 43673802; Q1 37: 44374193; Q1 41: 44139836; Q1 45: 43282337; Q1 49: 44474791; Q1 53: 44836902
| Minimum Standard Percentage |  |  | Q1 1: 0.08425%; Q1 5: 0.3288%; Q1 9: 0.7851%; Q1 13: 2.863%; Q1 17: 4.068%; Q1 21: 3.914%; Q1 25: 3.801%; Q1 29: 3.928%; Q1 33: 4.058%; Q1 37: 3.415%; Q1 41: 3.45%; Q1 45: 3.512%; Q1 49: 2.313%; Q1 53: 1.234%
NOTE: The Compliance Obligation calculated hereby is not strictly the demand for SREC-IIs in the CY. The calculated Compliance Obligation is divided by the retail load in CY-2 [in 225 CMR 14.07(3)(a)] to set the CY Minimum Standard (% of retail load). The actual SREC-II demand is then equal to the actual settled retail load in CY times the Minimum Standard.

## Baseline (Pre 5-9-16 Contracts)
RPS Class I 225 CMR 14.00
Solar Carve-Out II
Guideline
Final Calculation of Annual Compliance Obligations and Minimum Standards
(Page 4 - Pre-5/9/16 Compliance Obligation Calculation Spreadsheet)
Note: This worksheet calculates the 2027 Compliance Obligation and Minimum Standard as if the SREC II Program Cap had never been lifted on 4/8/16. It is therefore assumed that no more than 947.7 MW of capacity would have been installed and that all of it would have been operational before 1/1/18. The allocation to Market Sectors is based on the percent of capacity qualified in each sector as of 4/8/16. This Compliance Obligation and Minimum Standard applies to all retail electricity load served under contracts executed after 4/25/14 and on or before 5/8/16.
| Market Sector | % Share of Qualified Capacity | MW at Original SREC II Cap | SREC Factor | Capacity Factor | Hrs/Year | Expected MWh
| Market Sector A | 54.58% | 0 | 1 | 12.96% | 8760 | 0
| Market Sector B | 20.2% | 0 | 0.9 | 12.96% | 8760 | 0
| Market Sector C | 17.22% | 0 | 0.8 | 12.96% | 8760 | 0
| Managed Growth | 8% | 0 | 0.7 | 12.96% | 8760 | 0
[6 empty] | Total Generation | 0
[6 empty] | Auction Volume (CY-3) | 1008
[6 empty] | Auction Volume (CY-2) | 15289
[6 empty] | Banked Volume | 38680
[6 empty] | Total Obligation | 54977

## 2022 SREC II Supply Analysis (hidden)
ID | Nameplate Capacity (kW) | SREC Factor | Days Operating in 2021 | Total Expected Eligible Output (MWh) | Carry Forward from 2021 | Total SRECs | Carry Forward to 2023
20961 | 5.76 | 1 | 365 | 6.5393 | 0.75415 | 7 | 0.29346
921 | 5.06 | 1 | 365 | 5.7446 | 0.35347 | 6 | 0.09807
8709 | 3.99 | 1 | 365 | 4.5298 | 0.68386 | 5 | 0.2137
70867 | 7.5 | 1 | 365 | 8.5147 | 0.72155 | 9 | 0.23627
13202 | 2.94 | 1 | 365 | 3.3378 | 0.082848 | 3 | 0.42062
5958 | 5.7 | 1 | 365 | 6.4712 | 0.54838 | 7 | 0.019565
1752 | 3.92 | 1 | 365 | 4.4504 | 0.4438 | 4 | 0.89416
4413 | 11.04 | 1 | 365 | 12.5337 | 0.86212 | 13 | 0.39579
4592 | 7.52 | 1 | 365 | 8.5374 | 0.79014 | 9 | 0.32757
10803 | 4.41 | 1 | 365 | 5.0067 | 0.12427 | 5 | 0.13093
1715 | 4.68 | 1 | 365 | 5.3132 | 0.050247 | 5 | 0.36343
19702 | 4.5 | 1 | 365 | 5.1088 | 0.43293 | 5 | 0.54176
4598 | 6 | 1 | 365 | 6.8118 | 0.57724 | 7 | 0.38902
76872 | 7.68 | 1 | 365 | 8.7191 | 0.33887 | 9 | 0.05794
365 | 4.9 | 1 | 365 | 5.563 | 0.80475 | 6 | 0.3677
366 | 5.145 | 1 | 365 | 5.8411 | 0.64498 | 6 | 0.48608
909 | 4.9 | 1 | 365 | 5.563 | 0.80475 | 6 | 0.3677
315 | 9.5 | 1 | 365 | 10.7853 | 0.58063 | 11 | 0.36594
25886 | 7.35 | 1 | 365 | 8.3444 | 0.20712 | 8 | 0.55154
5315 | 3.44 | 1 | 365 | 3.9054 | 0.79762 | 4 | 0.70304
283 | 7.28 | 1 | 365 | 8.265 | 0.96705 | 9 | 0.23201
5679 | 2.25 | 1 | 365 | 2.5544 | 0.71646 | 3 | 0.27088
52032 | 7.84 | 1 | 365 | 8.9007 | 0.88759 | 9 | 0.78831
25887 | 9.555 | 1 | 365 | 10.8478 | 0.76925 | 11 | 0.61701
2280 | 9 | 1 | 365 | 10.2177 | 0.86586 | 11 | 0.083524
2038 | 7.75 | 1 | 365 | 8.7985 | 0.57893 | 9 | 0.37748
65 | 9 | 1 | 365 | 10.2177 | 0.86586 | 11 | 0.083524
4401 | 10.535 | 1 | 365 | 11.9603 | 0.1302 | 12 | 0.090547
2279 | 5.5 | 1 | 365 | 6.2441 | 0.86247 | 7 | 0.1066
2678 | 6 | 1 | 365 | 6.8118 | 0.57724 | 7 | 0.38902
18641 | 9.9 | 1 | 365 | 11.2394 | 0.95245 | 12 | 0.19188
367 | 8.32 | 1 | 365 | 9.4457 | 0.53377 | 9 | 0.97944
7456 | 15 | 1 | 365 | 17.0294 | 0.4431 | 17 | 0.47254
3160 | 5.25 | 1 | 365 | 5.9603 | 0.005085 | 5 | 0.96539
214 | 4.68 | 1 | 365 | 5.3132 | 0.050247 | 5 | 0.36343
6467 | 12.15 | 1 | 365 | 13.7938 | 0.66891 | 14 | 0.46276
12147 | 8.4 | 1 | 365 | 9.5365 | 0.80814 | 10 | 0.34462
64149 | 4 | 1 | 365 | 4.5412 | 0.71816 | 5 | 0.25934
320 | 9.25 | 1 | 365 | 10.5015 | 0.72325 | 11 | 0.22473
3504 | 4.655 | 1 | 365 | 5.2848 | 0.96451 | 6 | 0.24931
50773 | 10.56 | 1 | 365 | 11.9887 | 0.21594 | 12 | 0.20467
17197 | 11.44 | 1 | 365 | 12.9878 | 0.23394 | 13 | 0.22172
16590 | 11.772 | 1 | 365 | 13.3647 | 0.37254 | 13 | 0.73725
4478 | 7.5 | 1 | 365 | 8.5147 | 0.72155 | 9 | 0.23627
573 | 7.035 | 1 | 365 | 7.9868 | 0.12681 | 8 | 0.11362
3054 | 5 | 1 | 365 | 5.6765 | 0.1477 | 5 | 0.82418
560 | 7.035 | 1 | 365 | 7.9868 | 0.12681 | 8 | 0.11362
845 | 9.25 | 1 | 365 | 10.5015 | 0.72325 | 11 | 0.22473
1592 | 3 | 1 | 365 | 3.4059 | 0.28862 | 3 | 0.69451
-0.51716 | 5.5 | 1 | 365 | 6.2441 | 0.51716 | 6 | 0.76129
1060 | 4.165 | 1 | 365 | 4.7285 | 0.28403 | 5 | 0.012542
32957 | 8.97 | 1 | 365 | 10.1836 | 0.76297 | 10 | 0.94658
13898 | 4.9 | 1 | 365 | 5.563 | 0.80475 | 6 | 0.3677
802 | 4.5 | 1 | 365 | 5.1088 | 0.43293 | 5 | 0.54176
6407 | 5.025 | 1 | 365 | 5.7049 | 0.23344 | 5 | 0.9383
2018 | 9.5 | 1 | 365 | 10.7853 | 0.58063 | 11 | 0.36594
2068 | 2.5 | 1 | 365 | 2.8382 | 0.57385 | 3 | 0.41209
368 | 5.76 | 1 | 365 | 6.5393 | 0.75415 | 7 | 0.29346
59061 | 3.51 | 1 | 365 | 3.9849 | 0.037685 | 4 | 0.022574
7875 | 2.7 | 1 | 365 | 3.0653 | 0.25976 | 3 | 0.32506
3174 | 6.03 | 1 | 365 | 6.8458 | 0.68013 | 7 | 0.52596
269 | 6 | 1 | 365 | 6.8118 | 0.57724 | 7 | 0.38902
1143 | 4.355 | 1 | 365 | 4.9442 | 0.93565 | 5 | 0.87986
3790 | 2.08 | 1 | 365 | 2.3614 | 0.13344 | 2 | 0.49486
25353 | 8.829 | 1 | 365 | 10.0235 | 0.27941 | 10 | 0.30294
92 | 5.52 | 1 | 365 | 6.2668 | 0.93106 | 7 | 0.19789
37130 | 6.84 | 1 | 365 | 7.7654 | 0.45805 | 8 | 0.22348
42992 | 6.16 | 1 | 365 | 6.9934 | 0.12597 | 7 | 0.11939
386 | 5.175 | 1 | 365 | 5.8752 | 0.74787 | 6 | 0.62303
18597 | 9.36 | 1 | 365 | 10.6264 | 0.10049 | 10 | 0.72686
1019 | 17.08 | 1 | 365 | 19.3909 | 0.57654 | 19 | 0.9674
681 | 12.5 | 1 | 365 | 14.1912 | 0.86925 | 15 | 0.06045
31166 | 7.37 | 1 | 365 | 8.3671 | 0.27571 | 8 | 0.64284
61263 | 5.5 | 1 | 365 | 6.2441 | 0.86247 | 7 | 0.1066
11729 | 5.025 | 1 | 365 | 5.7049 | 0.23344 | 5 | 0.9383
12600 | 3.43 | 1 | 365 | 3.8941 | 0.76332 | 4 | 0.65739
1061 | 7.848 | 1 | 365 | 8.9098 | 0.91503 | 9 | 0.82483
6365 | 8.04 | 1 | 365 | 9.1278 | 0.5735 | 9 | 0.70128
6458 | 12.06 | 1 | 365 | 13.6917 | 0.36025 | 14 | 0.051922
369 | 9 | 1 | 365 | 10.2177 | 0.86586 | 11 | 0.083524
330 | 11.5 | 1 | 365 | 13.0559 | 0.43971 | 13 | 0.49561
3649 | 3.9 | 1 | 365 | 4.4277 | 0.37521 | 4 | 0.80286
1089 | 3.9 | 1 | 365 | 4.4277 | 0.37521 | 4 | 0.80286
69882 | 3.92 | 1 | 365 | 4.4504 | 0.4438 | 4 | 0.89416
370 | 4 | 1 | 365 | 4.5412 | 0.71816 | 5 | 0.25934
1376 | 14 | 1 | 365 | 15.8941 | 0.01356 | 15 | 0.9077
1941 | 9.6 | 1 | 365 | 10.8988 | 0.92358 | 11 | 0.82243
1164 | 4.355 | 1 | 365 | 4.9442 | 0.93565 | 5 | 0.87986
1442 | 5.2 | 1 | 365 | 5.9035 | 0.83361 | 6 | 0.73715
1042 | 5.695 | 1 | 365 | 6.4655 | 0.53123 | 6 | 0.99674
328 | 4.5 | 1 | 365 | 5.1088 | 0.43293 | 5 | 0.54176
16242 | 8 | 1 | 365 | 9.0824 | 0.43632 | 9 | 0.51869
13284 | 9.38 | 1 | 365 | 10.6491 | 0.16909 | 10 | 0.81816
77444 | 7.75 | 1 | 365 | 8.7985 | 0.57893 | 9 | 0.37748
11374 | 5.775 | 1 | 365 | 6.5563 | 0.80559 | 7 | 0.36193
896 | 3.75 | 1 | 365 | 4.2574 | 0.86078 | 5 | 0.11813
347 | 2.94 | 1 | 365 | 3.3378 | 0.082848 | 3 | 0.42062
3814 | 5 | 1 | 365 | 5.6765 | 0.1477 | 5 | 0.82418
1987 | 4.05 | 1 | 365 | 4.5979 | 0.88964 | 5 | 0.48759
260 | 4.75 | 1 | 365 | 5.3927 | 0.29031 | 5 | 0.68297
1787 | 3.675 | 1 | 365 | 4.1722 | 0.60356 | 4 | 0.77577
8776 | 8.175 | 1 | 365 | 9.281 | 0.03649 | 9 | 0.31753
10195 | 4.77 | 1 | 365 | 5.4154 | 0.35891 | 5 | 0.77427
854 | 2 | 1 | 365 | 2.2706 | 0.85908 | 3 | 0.12967
77605 | 7.5 | 1 | 365 | 8.5147 | 0.72155 | 9 | 0.23627
1394 | 3.924 | 1 | 365 | 4.4549 | 0.45751 | 4 | 0.91242
25083 | 7.59 | 1 | 365 | 8.6169 | 0.030209 | 8 | 0.64711
5127 | 8.745 | 1 | 365 | 9.9282 | 0.99133 | 10 | 0.91949
2478 | 5.46 | 1 | 365 | 6.1987 | 0.72529 | 6 | 0.924
4042 | 4.5 | 1 | 365 | 5.1088 | 0.43293 | 5 | 0.54176
1451 | 5.695 | 1 | 365 | 6.4655 | 0.53123 | 6 | 0.99674
1970 | 11.5 | 1 | 365 | 13.0559 | 0.43971 | 13 | 0.49561
2862 | 5.36 | 1 | 365 | 6.0852 | 0.38233 | 6 | 0.46752
1012 | 6.7 | 1 | 365 | 7.6065 | 0.97792 | 8 | 0.5844
372 | 7.105 | 1 | 365 | 8.0663 | 0.36688 | 8 | 0.43316
373 | 4.9 | 1 | 365 | 5.563 | 0.80475 | 6 | 0.3677
1179 | 7.37 | 1 | 365 | 8.3671 | 0.27571 | 8 | 0.64284
1279 | 8.5 | 1 | 365 | 9.65 | 0.15109 | 9 | 0.80111
3175 | 7.84 | 1 | 365 | 8.9007 | 0.88759 | 9 | 0.78831
1208 | 4.02 | 1 | 365 | 4.5639 | 0.78675 | 5 | 0.35064
1449 | 7.035 | 1 | 365 | 7.9868 | 0.12681 | 8 | 0.11362
1009 | 3.35 | 1 | 365 | 3.8032 | 0.48896 | 4 | 0.2922
4239 | 6.37 | 1 | 365 | 7.2318 | 0.84617 | 8 | 0.078005
1251 | 8.75 | 1 | 365 | 9.9338 | 0.008475 | 9 | 0.94231
75 | 5.39 | 1 | 365 | 6.1192 | 0.48522 | 6 | 0.60447
1113 | 7.14 | 1 | 365 | 8.106 | 0.48692 | 8 | 0.59293
546 | 11.25 | 1 | 365 | 12.7721 | 0.58232 | 13 | 0.3544
5280 | 4.905 | 1 | 365 | 5.5686 | 0.82189 | 6 | 0.39052
13355 | 9.765 | 1 | 365 | 11.0862 | 0.48946 | 11 | 0.57562
252 | 8.085 | 1 | 365 | 9.1789 | 0.72783 | 9 | 0.9067
16316 | 5.1 | 1 | 365 | 5.79 | 0.49065 | 6 | 0.28066
593 | 3.38 | 1 | 365 | 3.8373 | 0.59185 | 4 | 0.42915
3224 | 3.675 | 1 | 365 | 4.1722 | 0.60356 | 4 | 0.77577
2015 | 8.46 | 1 | 365 | 9.6046 | 0.013908 | 9 | 0.61851
3156 | 4.5 | 1 | 365 | 5.1088 | 0.43293 | 5 | 0.54176
15677 | 9.81 | 1 | 365 | 11.1373 | 0.64379 | 11 | 0.78104
1485 | 9.5 | 1 | 365 | 10.7853 | 0.58063 | 11 | 0.36594
82 | 4.75 | 1 | 365 | 5.3927 | 0.29031 | 5 | 0.68297
1177 | 3.35 | 1 | 365 | 3.8032 | 0.48896 | 4 | 0.2922
375 | 9.36 | 1 | 365 | 10.6264 | 0.10049 | 10 | 0.72686
2507 | 3.75 | 1 | 365 | 4.2574 | 0.86078 | 5 | 0.11813
1155 | 5.25 | 1 | 365 | 5.9603 | 0.005085 | 5 | 0.96539
18252 | 4.86 | 1 | 365 | 5.5175 | 0.66756 | 6 | 0.1851
3840 | 3.45 | 1 | 365 | 3.9168 | 0.83191 | 4 | 0.74868
402 | 8.04 | 1 | 365 | 9.1278 | 0.5735 | 9 | 0.70128
1944 | 3.35 | 1 | 365 | 3.8032 | 0.48896 | 4 | 0.2922
1336 | 6.9 | 1 | 365 | 7.8335 | 0.66383 | 8 | 0.49737
1831 | 3.975 | 1 | 365 | 4.5128 | 0.63242 | 5 | 0.14522
491 | 4.25 | 1 | 365 | 4.825 | 0.57554 | 5 | 0.40055
2197 | 1.75 | 1 | 365 | 1.9868 | 0.001695 | 1 | 0.98846
3212 | 5.13 | 1 | 365 | 5.8241 | 0.59354 | 6 | 0.41761
88369 | 3.35 | 1 | 365 | 3.8032 | 0.48896 | 4 | 0.2922
56351 | 5.5 | 1 | 365 | 6.2441 | 0.86247 | 7 | 0.1066
566 | 4.69 | 1 | 365 | 5.3245 | 0.084543 | 5 | 0.40908
15197 | 3.675 | 1 | 365 | 4.1722 | 0.60356 | 4 | 0.77577
887 | 3.924 | 1 | 365 | 4.4549 | 0.45751 | 4 | 0.91242
323 | 6 | 1 | 365 | 6.8118 | 0.57724 | 7 | 0.38902
1759 | 8.085 | 1 | 365 | 9.1789 | 0.72783 | 9 | 0.9067
2160 | 9.25 | 1 | 365 | 10.5015 | 0.72325 | 11 | 0.22473
2019 | 4.9 | 1 | 365 | 5.563 | 0.80475 | 6 | 0.3677
3677 | 9.156 | 1 | 365 | 10.3948 | 0.40087 | 10 | 0.79564
3377 | 5.25 | 1 | 365 | 5.9603 | 0.005085 | 5 | 0.96539
51177 | 5.4 | 1 | 365 | 6.1306 | 0.51952 | 6 | 0.65011
804 | 6.25 | 1 | 365 | 7.0956 | 0.43462 | 7 | 0.53022
1722 | 5.88 | 1 | 365 | 6.6755 | 0.1657 | 6 | 0.84124
15196 | 4.355 | 1 | 365 | 4.9442 | 0.93565 | 5 | 0.87986
1204 | 5.36 | 1 | 365 | 6.0852 | 0.38233 | 6 | 0.46752
1883 | 4.02 | 1 | 365 | 4.5639 | 0.78675 | 5 | 0.35064
42575 | 3.43 | 1 | 365 | 3.8941 | 0.76332 | 4 | 0.65739
563 | 11.55 | 1 | 365 | 13.1127 | 0.61119 | 13 | 0.72386
1839 | 6.7 | 1 | 365 | 7.6065 | 0.97792 | 8 | 0.5844
1059 | 8.04 | 1 | 365 | 9.1278 | 0.5735 | 9 | 0.70128
1032 | 7.37 | 1 | 365 | 8.3671 | 0.27571 | 8 | 0.64284
1056 | 4.355 | 1 | 365 | 4.9442 | 0.93565 | 5 | 0.87986
1721 | 5.75 | 1 | 365 | 6.528 | 0.71985 | 7 | 0.24781
2022 | 5.5 | 1 | 365 | 6.2441 | 0.86247 | 7 | 0.1066
64708 | 11.75 | 1 | 365 | 13.3397 | 0.29709 | 13 | 0.63682
2527 | 12.099 | 1 | 365 | 13.7359 | 0.494 | 14 | 0.22995
2254 | 4.9 | 1 | 365 | 5.563 | 0.80475 | 6 | 0.3677
2028 | 5.145 | 1 | 365 | 5.8411 | 0.64498 | 6 | 0.48608
1236 | 4.83 | 1 | 365 | 5.4835 | 0.56468 | 6 | 0.048158
2080 | 6.5 | 1 | 365 | 7.3794 | 0.29201 | 7 | 0.67143
1507 | 7.5 | 1 | 365 | 8.5147 | 0.72155 | 9 | 0.23627
10410 | 1.56 | 1 | 365 | 1.7711 | 0.35008 | 2 | 0.12114
84150 | 4.02 | 1 | 365 | 4.5639 | 0.78675 | 5 | 0.35064
3758 | 13.08 | 1 | 365 | 14.8497 | 0.85838 | 15 | 0.70805
5691 | 11.055 | 1 | 365 | 12.5507 | 0.91356 | 13 | 0.46426
49981 | 7.035 | 1 | 365 | 7.9868 | 0.12681 | 8 | 0.11362
3120 | 9.8 | 1 | 365 | 11.1259 | 0.60949 | 11 | 0.73539
3335 | 4.69 | 1 | 365 | 5.3245 | 0.084543 | 5 | 0.40908
674 | 8.829 | 1 | 365 | 10.0235 | 0.27941 | 10 | 0.30294
1210 | 9.045 | 1 | 365 | 10.2688 | 0.020189 | 10 | 0.28894
2385 | 12.099 | 1 | 365 | 13.7359 | 0.494 | 14 | 0.22995
1448 | 7.035 | 1 | 365 | 7.9868 | 0.12681 | 8 | 0.11362
1788 | 4.69 | 1 | 365 | 5.3245 | 0.084543 | 5 | 0.40908
1381 | 5.2 | 1 | 365 | 5.9035 | 0.83361 | 6 | 0.73715
1516 | 6 | 1 | 365 | 6.8118 | 0.57724 | 7 | 0.38902
403 | 5.98 | 1 | 365 | 6.7891 | 0.50865 | 7 | 0.29772
1436 | 5.67 | 1 | 365 | 6.4371 | 0.44549 | 6 | 0.88262
1380 | 5.36 | 1 | 365 | 6.0852 | 0.38233 | 6 | 0.46752
1041 | 4.02 | 1 | 365 | 4.5639 | 0.78675 | 5 | 0.35064
1543 | 10 | 1 | 365 | 11.353 | 0.2954 | 11 | 0.64836
3220 | 6.125 | 1 | 365 | 6.9537 | 0.0059325 | 6 | 0.95962
1726 | 9 | 1 | 365 | 10.2177 | 0.86586 | 11 | 0.083524
1034 | 4.02 | 1 | 365 | 4.5639 | 0.78675 | 5 | 0.35064
3167 | 12.75 | 1 | 365 | 14.475 | 0.72663 | 15 | 0.20166
1872 | 11.055 | 1 | 365 | 12.5507 | 0.91356 | 13 | 0.46426
5360 | 4.86 | 1 | 365 | 5.5175 | 0.66756 | 6 | 0.1851
2809 | 8.75 | 1 | 365 | 9.9338 | 0.008475 | 9 | 0.94231
1881 | 4.165 | 1 | 365 | 4.7285 | 0.28403 | 5 | 0.012542
28967 | 3.685 | 1 | 365 | 4.1836 | 0.63785 | 4 | 0.82142
251 | 5 | 1 | 365 | 5.6765 | 0.1477 | 5 | 0.82418
1414 | 8.28 | 1 | 365 | 9.4003 | 0.39659 | 9 | 0.79684
3548 | 3.35 | 1 | 365 | 3.8032 | 0.48896 | 4 | 0.2922
1024 | 7.37 | 1 | 365 | 8.3671 | 0.27571 | 8 | 0.64284
3221 | 2.45 | 1 | 365 | 2.7815 | 0.40237 | 3 | 0.18385
602 | 7.75 | 1 | 365 | 8.7985 | 0.57893 | 9 | 0.37748
704 | 5.25 | 1 | 365 | 5.9603 | 0.005085 | 5 | 0.96539
1180 | 5.025 | 1 | 365 | 5.7049 | 0.23344 | 5 | 0.9383
1779 | 7.035 | 1 | 365 | 7.9868 | 0.12681 | 8 | 0.11362
1742 | 9.54 | 1 | 365 | 10.8307 | 0.71781 | 11 | 0.54854
1142 | 6.54 | 1 | 365 | 7.4248 | 0.42919 | 7 | 0.85403
86 | 7.75 | 1 | 365 | 8.7985 | 0.57893 | 9 | 0.37748
3670 | 11.25 | 1 | 365 | 12.7721 | 0.58232 | 13 | 0.3544
1731 | 5.232 | 1 | 365 | 5.9399 | 0.94335 | 6 | 0.88322
1416 | 4.355 | 1 | 365 | 4.9442 | 0.93565 | 5 | 0.87986
201 | 13.75 | 1 | 365 | 15.6103 | 0.15617 | 15 | 0.76649
2203 | 14.75 | 1 | 365 | 16.7456 | 0.58572 | 17 | 0.33133
1919 | 8.25 | 1 | 365 | 9.3662 | 0.29371 | 9 | 0.6599
1057 | 4.02 | 1 | 365 | 4.5639 | 0.78675 | 5 | 0.35064
1826 | 3.685 | 1 | 365 | 4.1836 | 0.63785 | 4 | 0.82142
1390 | 3.35 | 1 | 365 | 3.8032 | 0.48896 | 4 | 0.2922
6459 | 4.69 | 1 | 365 | 5.3245 | 0.084543 | 5 | 0.40908
12022 | 6.375 | 1 | 365 | 7.2375 | 0.86332 | 8 | 0.10083
3738 | 5.4 | 1 | 365 | 6.1306 | 0.51952 | 6 | 0.65011
1219 | 8.82 | 1 | 365 | 10.0133 | 0.24854 | 10 | 0.26185
1035 | 3.35 | 1 | 365 | 3.8032 | 0.48896 | 4 | 0.2922
378 | 2.94 | 1 | 365 | 3.3378 | 0.082848 | 3 | 0.42062
376 | 5.25 | 1 | 365 | 5.9603 | 0.005085 | 5 | 0.96539
963 | 4.75 | 1 | 365 | 5.3927 | 0.29031 | 5 | 0.68297
2346 | 5.2 | 1 | 365 | 5.9035 | 0.83361 | 6 | 0.73715
1266 | 5 | 1 | 365 | 5.6765 | 0.1477 | 5 | 0.82418
10360 | 8.91 | 1 | 365 | 10.1155 | 0.5572 | 10 | 0.67269
3189 | 1 | 1 | 365 | 1.1353 | 0.42954 | 1 | 0.56484
12529 | 7.5 | 1 | 365 | 8.5147 | 0.72155 | 9 | 0.23627
31191 | 3.75 | 1 | 365 | 4.2574 | 0.86078 | 5 | 0.11813
1450 | 6.7 | 1 | 365 | 7.6065 | 0.97792 | 8 | 0.5844
10394 | 11.772 | 1 | 365 | 13.3647 | 0.37254 | 13 | 0.73725
281 | 7.035 | 1 | 365 | 7.9868 | 0.12681 | 8 | 0.11362
1955 | 8.71 | 1 | 365 | 9.8884 | 0.87129 | 10 | 0.75972
1811 | 4 | 1 | 365 | 4.5412 | 0.71816 | 5 | 0.25934
371 | 6 | 1 | 365 | 6.8118 | 0.57724 | 7 | 0.38902
3253 | 5.5 | 1 | 365 | 6.2441 | 0.86247 | 7 | 0.1066
377 | 5.5 | 1 | 365 | 6.2441 | 0.86247 | 7 | 0.1066
890 | 6.25 | 1 | 365 | 7.0956 | 0.43462 | 7 | 0.53022
1039 | 5.36 | 1 | 365 | 6.0852 | 0.38233 | 6 | 0.46752
1367 | 9.38 | 1 | 365 | 10.6491 | 0.16909 | 10 | 0.81816
3234 | 4.77 | 1 | 365 | 5.4154 | 0.35891 | 5 | 0.77427
1810 | 6.03 | 1 | 365 | 6.8458 | 0.68013 | 7 | 0.52596
1202 | 5.36 | 1 | 365 | 6.0852 | 0.38233 | 6 | 0.46752
592 | 5.25 | 1 | 365 | 5.9603 | 0.005085 | 5 | 0.96539
4289 | 4.02 | 1 | 365 | 4.5639 | 0.78675 | 5 | 0.35064
89 | 8.48 | 1 | 365 | 9.6273 | 0.082499 | 9 | 0.70981
4168 | 8.04 | 1 | 365 | 9.1278 | 0.5735 | 9 | 0.70128
3497 | 3.685 | 1 | 365 | 4.1836 | 0.63785 | 4 | 0.82142
5053 | 5 | 1 | 365 | 5.6765 | 0.1477 | 5 | 0.82418
2210 | 12 | 1 | 365 | 13.6236 | 0.15448 | 13 | 0.77803
22181 | 5 | 1 | 365 | 5.6765 | 0.1477 | 5 | 0.82418
22082 | 6 | 1 | 365 | 6.8118 | 0.57724 | 7 | 0.38902
22179 | 5 | 1 | 365 | 5.6765 | 0.1477 | 5 | 0.82418
4510 | 5.886 | 1 | 365 | 6.6824 | 0.18627 | 6 | 0.86862
379 | 9.8 | 1 | 365 | 11.1259 | 0.60949 | 11 | 0.73539
1818 | 5.025 | 1 | 365 | 5.7049 | 0.23344 | 5 | 0.9383
1530 | 4.02 | 1 | 365 | 4.5639 | 0.78675 | 5 | 0.35064
3105 | 4.69 | 1 | 365 | 5.3245 | 0.084543 | 5 | 0.40908
1767 | 4.905 | 1 | 365 | 5.5686 | 0.82189 | 6 | 0.39052
1147 | 6.7 | 1 | 365 | 7.6065 | 0.97792 | 8 | 0.5844
4019 | 5.025 | 1 | 365 | 5.7049 | 0.23344 | 5 | 0.9383
1768 | 4.69 | 1 | 365 | 5.3245 | 0.084543 | 5 | 0.40908
1431 | 7.705 | 1 | 365 | 8.7475 | 0.42461 | 9 | 0.17206
1727 | 5 | 1 | 365 | 5.6765 | 0.1477 | 5 | 0.82418
349 | 5.39 | 1 | 365 | 6.1192 | 0.48522 | 6 | 0.60447
653 | 5.5 | 1 | 365 | 6.2441 | 0.86247 | 7 | 0.1066
805 | 6.5 | 1 | 365 | 7.3794 | 0.29201 | 7 | 0.67143
4832 | 4.75 | 1 | 365 | 5.3927 | 0.29031 | 5 | 0.68297
5070 | 12.73 | 1 | 365 | 14.4523 | 0.65804 | 15 | 0.11036
1887 | 6.365 | 1 | 365 | 7.2262 | 0.82902 | 8 | 0.055181
811 | 3.5 | 1 | 365 | 3.9735 | 0.00339 | 3 | 0.97693
1232 | 5.2 | 1 | 365 | 5.9035 | 0.83361 | 6 | 0.73715
807 | 7.5 | 1 | 365 | 8.5147 | 0.72155 | 9 | 0.23627
1090 | 6 | 1 | 365 | 6.8118 | 0.57724 | 7 | 0.38902
575 | 8.925 | 1 | 365 | 10.1325 | 0.60864 | 10 | 0.74116
580 | 14.388 | 1 | 365 | 16.3346 | 0.34422 | 16 | 0.67886
550 | 5.46 | 1 | 365 | 6.1987 | 0.72529 | 6 | 0.924
806 | 4 | 1 | 365 | 4.5412 | 0.71816 | 5 | 0.25934
1866 | 3.35 | 1 | 365 | 3.8032 | 0.48896 | 4 | 0.2922
833 | 10.35 | 1 | 365 | 11.7503 | 0.49574 | 12 | 0.24605
2963 | 4.355 | 1 | 365 | 4.9442 | 0.93565 | 5 | 0.87986
1128 | 3.92 | 1 | 365 | 4.4504 | 0.4438 | 4 | 0.89416
999 | 6.03 | 1 | 365 | 6.8458 | 0.68013 | 7 | 0.52596
1166 | 3.27 | 1 | 365 | 3.7124 | 0.2146 | 3 | 0.92701
683 | 8 | 1 | 365 | 9.0824 | 0.43632 | 9 | 0.51869
90 | 9.81 | 1 | 365 | 11.1373 | 0.64379 | 11 | 0.78104
1229 | 4.69 | 1 | 365 | 5.3245 | 0.084543 | 5 | 0.40908
2062 | 8.5 | 1 | 365 | 9.65 | 0.15109 | 9 | 0.80111
1885 | 5.695 | 1 | 365 | 6.4655 | 0.53123 | 6 | 0.99674
14046 | 7 | 1 | 365 | 7.9471 | 0.00678 | 7 | 0.95385
1108 | 4.69 | 1 | 365 | 5.3245 | 0.084543 | 5 | 0.40908
1062 | 4.69 | 1 | 365 | 5.3245 | 0.084543 | 5 | 0.40908
1542 | 6 | 1 | 365 | 6.8118 | 0.57724 | 7 | 0.38902
46756 | 7 | 1 | 365 | 7.9471 | 0.00678 | 7 | 0.95385
2167 | 11.772 | 1 | 365 | 13.3647 | 0.37254 | 13 | 0.73725
815 | 9.54 | 1 | 365 | 10.8307 | 0.71781 | 11 | 0.54854
3219 | 2.695 | 1 | 365 | 3.0596 | 0.24261 | 3 | 0.30223
1127 | 10.05 | 1 | 365 | 11.4097 | 0.46688 | 11 | 0.8766
1040 | 5.36 | 1 | 365 | 6.0852 | 0.38233 | 6 | 0.46752
24605 | 9.31 | 1 | 365 | 10.5696 | 0.92902 | 11 | 0.49862
77603 | 6.86 | 1 | 365 | 7.7881 | 0.52664 | 8 | 0.31477
1037 | 7.37 | 1 | 365 | 8.3671 | 0.27571 | 8 | 0.64284
3222 | 5.635 | 1 | 365 | 6.3974 | 0.32546 | 6 | 0.72285
3163 | 7.5 | 1 | 365 | 8.5147 | 0.72155 | 9 | 0.23627
5124 | 4.69 | 1 | 365 | 5.3245 | 0.084543 | 5 | 0.40908
4509 | 4.69 | 1 | 365 | 5.3245 | 0.084543 | 5 | 0.40908
2220 | 5.88 | 1 | 365 | 6.6755 | 0.1657 | 6 | 0.84124
1716 | 6.615 | 1 | 365 | 7.51 | 0.68641 | 8 | 0.19639
2300 | 2.94 | 1 | 365 | 3.3378 | 0.082848 | 3 | 0.42062
1756 | 6.37 | 1 | 365 | 7.2318 | 0.84617 | 8 | 0.078005
3159 | 4.165 | 1 | 365 | 4.7285 | 0.28403 | 5 | 0.012542
5099 | 5.22 | 1 | 365 | 5.9262 | 0.9022 | 6 | 0.82844
2017 | 3.57 | 1 | 365 | 4.053 | 0.24346 | 4 | 0.29646
1717 | 8.75 | 1 | 365 | 9.9338 | 0.008475 | 9 | 0.94231
2072 | 6.37 | 1 | 365 | 7.2318 | 0.84617 | 8 | 0.078005
3211 | 3.43 | 1 | 365 | 3.8941 | 0.76332 | 4 | 0.65739
1415 | 2.5 | 1 | 365 | 2.8382 | 0.57385 | 3 | 0.41209
22180 | 5 | 1 | 365 | 5.6765 | 0.1477 | 5 | 0.82418
3673 | 5.5 | 1 | 365 | 6.2441 | 0.86247 | 7 | 0.1066
3171 | 4.41 | 1 | 365 | 5.0067 | 0.12427 | 5 | 0.13093
1805 | 6.03 | 1 | 365 | 6.8458 | 0.68013 | 7 | 0.52596
1388 | 4.02 | 1 | 365 | 4.5639 | 0.78675 | 5 | 0.35064
17927 | 4.9 | 1 | 365 | 5.563 | 0.80475 | 6 | 0.3677
1209 | 3.685 | 1 | 365 | 4.1836 | 0.63785 | 4 | 0.82142
1906 | 4.69 | 1 | 365 | 5.3245 | 0.084543 | 5 | 0.40908
3428 | 6.03 | 1 | 365 | 6.8458 | 0.68013 | 7 | 0.52596
808 | 9.18 | 1 | 365 | 10.422 | 0.48318 | 10 | 0.90519
1760 | 7.5 | 1 | 365 | 8.5147 | 0.72155 | 9 | 0.23627
695 | 5 | 1 | 365 | 5.6765 | 0.1477 | 5 | 0.82418
319 | 8.25 | 1 | 365 | 9.3662 | 0.29371 | 9 | 0.6599
1817 | 5.025 | 1 | 365 | 5.7049 | 0.23344 | 5 | 0.9383
2380 | 8.16 | 1 | 365 | 9.264 | 0.98505 | 10 | 0.24906
1812 | 6.03 | 1 | 365 | 6.8458 | 0.68013 | 7 | 0.52596
1372 | 8.04 | 1 | 365 | 9.1278 | 0.5735 | 9 | 0.70128
489 | 4.68 | 1 | 365 | 5.3132 | 0.050247 | 5 | 0.36343
1126 | 4.251 | 1 | 365 | 4.8261 | 0.57897 | 5 | 0.40512
1437 | 4.5 | 1 | 365 | 5.1088 | 0.43293 | 5 | 0.54176
2066 | 8.16 | 1 | 365 | 9.264 | 0.98505 | 10 | 0.24906
1537 | 6.375 | 1 | 365 | 7.2375 | 0.86332 | 8 | 0.10083
96 | 5.17 | 1 | 365 | 5.8695 | 0.73072 | 6 | 0.6002
2023 | 5.61 | 1 | 365 | 6.369 | 0.23972 | 6 | 0.60873
2789 | 7.5 | 1 | 365 | 8.5147 | 0.72155 | 9 | 0.23627
1473 | 10.5 | 1 | 365 | 11.9206 | 0.01017 | 11 | 0.93078
1683 | 7 | 1 | 365 | 7.9471 | 0.00678 | 7 | 0.95385
998 | 14.84 | 1 | 365 | 16.8478 | 0.89437 | 17 | 0.74217
3380 | 5.605 | 1 | 365 | 6.3633 | 0.22257 | 6 | 0.58591
1775 | 5.83 | 1 | 365 | 6.6188 | 0.99422 | 7 | 0.61299
2360 | 5.5 | 1 | 365 | 6.2441 | 0.86247 | 7 | 0.1066
14234 | 5.695 | 1 | 365 | 6.4655 | 0.53123 | 6 | 0.99674
1123 | 8.75 | 1 | 365 | 9.9338 | 0.008475 | 9 | 0.94231
1093 | 5.355 | 1 | 365 | 6.0795 | 0.36519 | 6 | 0.4447
1096 | 6.25 | 1 | 365 | 7.0956 | 0.43462 | 7 | 0.53022
1559 | 7.75 | 1 | 365 | 8.7985 | 0.57893 | 9 | 0.37748
21233 | 9.75 | 1 | 365 | 11.0691 | 0.43801 | 11 | 0.50715
1532 | 7.5 | 1 | 365 | 8.5147 | 0.72155 | 9 | 0.23627
2065 | 9.18 | 1 | 365 | 10.422 | 0.48318 | 10 | 0.90519
3256 | 4.75 | 1 | 365 | 5.3927 | 0.29031 | 5 | 0.68297
5001 | 8.415 | 1 | 365 | 9.5535 | 0.85958 | 10 | 0.41309
1773 | 5.3 | 1 | 365 | 6.0171 | 0.17656 | 6 | 0.19363
1455 | 6 | 1 | 365 | 6.8118 | 0.57724 | 7 | 0.38902
1933 | 3.43 | 1 | 365 | 3.8941 | 0.76332 | 4 | 0.65739
1097 | 7.395 | 1 | 365 | 8.3955 | 0.36145 | 8 | 0.75696
6451 | 6.5 | 1 | 365 | 7.3794 | 0.29201 | 7 | 0.67143
263 | 8.25 | 1 | 365 | 9.3662 | 0.29371 | 9 | 0.6599
814 | 6.615 | 1 | 365 | 7.51 | 0.68641 | 8 | 0.19639
414 | 5 | 1 | 365 | 5.6765 | 0.1477 | 5 | 0.82418
816 | 7.14 | 1 | 365 | 8.106 | 0.48692 | 8 | 0.59293
4663 | 9 | 1 | 365 | 10.2177 | 0.86586 | 11 | 0.083524
817 | 8.925 | 1 | 365 | 10.1325 | 0.60864 | 10 | 0.74116
1456 | 3.5 | 1 | 365 | 3.9735 | 0.00339 | 3 | 0.97693
616 | 4.5 | 1 | 365 | 5.1088 | 0.43293 | 5 | 0.54176
2379 | 5.355 | 1 | 365 | 6.0795 | 0.36519 | 6 | 0.4447
1813 | 3.35 | 1 | 365 | 3.8032 | 0.48896 | 4 | 0.2922
1181 | 7.705 | 1 | 365 | 8.7475 | 0.42461 | 9 | 0.17206
3795 | 4.355 | 1 | 365 | 4.9442 | 0.93565 | 5 | 0.87986
401 | 4.42 | 1 | 365 | 5.018 | 0.15857 | 5 | 0.17658
4085 | 14.4 | 1 | 365 | 16.3483 | 0.38538 | 16 | 0.73364
1325 | 7.8 | 1 | 365 | 8.8553 | 0.75041 | 9 | 0.60572
818 | 6.375 | 1 | 365 | 7.2375 | 0.86332 | 8 | 0.10083
1119 | 7.14 | 1 | 365 | 8.106 | 0.48692 | 8 | 0.59293
1534 | 5.355 | 1 | 365 | 6.0795 | 0.36519 | 6 | 0.4447
3249 | 8.25 | 1 | 365 | 9.3662 | 0.29371 | 9 | 0.6599
2201 | 7.25 | 1 | 365 | 8.2309 | 0.86416 | 9 | 0.095061
1054 | 5.36 | 1 | 365 | 6.0852 | 0.38233 | 6 | 0.46752
3694 | 5.39 | 1 | 365 | 6.1192 | 0.48522 | 6 | 0.60447
1588 | 6.03 | 1 | 365 | 6.8458 | 0.68013 | 7 | 0.52596
1816 | 6.03 | 1 | 365 | 6.8458 | 0.68013 | 7 | 0.52596
383 | 12.255 | 1 | 365 | 13.9131 | 0.029013 | 13 | 0.94207
1249 | 8.58 | 1 | 365 | 9.7408 | 0.42545 | 10 | 0.16629
1268 | 5 | 1 | 365 | 5.6765 | 0.1477 | 5 | 0.82418
2222 | 7 | 1 | 365 | 7.9471 | 0.00678 | 7 | 0.95385
3072 | 5.559 | 1 | 365 | 6.3111 | 0.064813 | 6 | 0.37592
1130 | 6.7 | 1 | 365 | 7.6065 | 0.97792 | 8 | 0.5844
3214 | 6.05 | 1 | 365 | 6.8685 | 0.74872 | 7 | 0.61726
2214 | 5.5 | 1 | 365 | 6.2441 | 0.86247 | 7 | 0.1066
2284 | 5.5 | 1 | 365 | 6.2441 | 0.86247 | 7 | 0.1066
1112 | 10.2 | 1 | 365 | 11.58 | 0.98131 | 12 | 0.56133
1512 | 5.36 | 1 | 365 | 6.0852 | 0.38233 | 6 | 0.46752
3058 | 5.36 | 1 | 365 | 6.0852 | 0.38233 | 6 | 0.46752
2377 | 3.43 | 1 | 365 | 3.8941 | 0.76332 | 4 | 0.65739
1815 | 4.69 | 1 | 365 | 5.3245 | 0.084543 | 5 | 0.40908
1216 | 7.25 | 1 | 365 | 8.2309 | 0.86416 | 9 | 0.095061
1880 | 6.03 | 1 | 365 | 6.8458 | 0.68013 | 7 | 0.52596
1228 | 11.5 | 1 | 365 | 13.0559 | 0.43971 | 13 | 0.49561
17140 | 6 | 1 | 365 | 6.8118 | 0.57724 | 7 | 0.38902
11285 | 6.365 | 1 | 365 | 7.2262 | 0.82902 | 8 | 0.055181
172 | 7 | 1 | 365 | 7.9471 | 0.00678 | 7 | 0.95385
14924 | 4.76 | 1 | 365 | 5.404 | 0.32461 | 5 | 0.72862
578 | 3.42 | 1 | 365 | 3.8827 | 0.72903 | 4 | 0.61174
809 | 4.845 | 1 | 365 | 5.5005 | 0.61612 | 6 | 0.11663
3419 | 4.5 | 1 | 365 | 5.1088 | 0.43293 | 5 | 0.54176
1540 | 3.57 | 1 | 365 | 4.053 | 0.24346 | 4 | 0.29646
812 | 6.37 | 1 | 365 | 7.2318 | 0.84617 | 8 | 0.078005
1828 | 7.705 | 1 | 365 | 8.7475 | 0.42461 | 9 | 0.17206
1144 | 6.63 | 1 | 365 | 7.527 | 0.73785 | 8 | 0.26486
4211 | 6.5 | 1 | 365 | 7.3794 | 0.29201 | 7 | 0.67143
1234 | 6.3 | 1 | 365 | 7.1524 | 0.6061 | 7 | 0.75847
791 | 6.5 | 1 | 365 | 7.3794 | 0.29201 | 7 | 0.67143
2488 | 6.25 | 1 | 365 | 7.0956 | 0.43462 | 7 | 0.53022
13951 | 3.78 | 1 | 365 | 4.2914 | 0.96366 | 5 | 0.25508
797 | 7.848 | 1 | 365 | 8.9098 | 0.91503 | 9 | 0.82483
1211 | 3.35 | 1 | 365 | 3.8032 | 0.48896 | 4 | 0.2922
1000 | 7.848 | 1 | 365 | 8.9098 | 0.91503 | 9 | 0.82483
996 | 3.18 | 1 | 365 | 3.6102 | 0.90594 | 4 | 0.51618
3872 | 7.75 | 1 | 365 | 8.7985 | 0.57893 | 9 | 0.37748
1392 | 5.025 | 1 | 365 | 5.7049 | 0.23344 | 5 | 0.9383
4600 | 5.355 | 1 | 365 | 6.0795 | 0.36519 | 6 | 0.4447
4743 | 5.75 | 1 | 365 | 6.528 | 0.71985 | 7 | 0.24781
6422 | 10.965 | 1 | 365 | 12.4485 | 0.60491 | 13 | 0.053427
5526 | 4.5 | 1 | 365 | 5.1088 | 0.43293 | 5 | 0.54176
5504 | 5.75 | 1 | 365 | 6.528 | 0.71985 | 7 | 0.24781
1055 | 3.35 | 1 | 365 | 3.8032 | 0.48896 | 4 | 0.2922
1638 | 5.75 | 1 | 365 | 6.528 | 0.71985 | 7 | 0.24781
3644 | 3.924 | 1 | 365 | 4.4549 | 0.45751 | 4 | 0.91242
7441 | 9 | 1 | 365 | 10.2177 | 0.86586 | 11 | 0.083524
1173 | 6.75 | 1 | 365 | 7.6632 | 0.1494 | 7 | 0.81264
1383 | 5.75 | 1 | 365 | 6.528 | 0.71985 | 7 | 0.24781
317 | 6.5 | 1 | 365 | 7.3794 | 0.29201 | 7 | 0.67143
1052 | 6.03 | 1 | 365 | 6.8458 | 0.68013 | 7 | 0.52596
7591 | 6 | 1 | 365 | 6.8118 | 0.57724 | 7 | 0.38902
1370 | 7.5 | 1 | 365 | 8.5147 | 0.72155 | 9 | 0.23627
1564 | 10.72 | 1 | 365 | 12.1704 | 0.76467 | 12 | 0.93504
2086 | 4.485 | 1 | 365 | 5.0918 | 0.38149 | 5 | 0.47329
891 | 4.905 | 1 | 365 | 5.5686 | 0.82189 | 6 | 0.39052
2156 | 7.95 | 1 | 365 | 9.0256 | 0.26484 | 9 | 0.29045
2345 | 7.5 | 1 | 365 | 8.5147 | 0.72155 | 9 | 0.23627
2516 | 9 | 1 | 365 | 10.2177 | 0.86586 | 11 | 0.083524
1428 | 6 | 1 | 365 | 6.8118 | 0.57724 | 7 | 0.38902
5632 | 7 | 1 | 365 | 7.9471 | 0.00678 | 7 | 0.95385
2223 | 3 | 1 | 365 | 3.4059 | 0.28862 | 3 | 0.69451
2063 | 3.75 | 1 | 365 | 4.2574 | 0.86078 | 5 | 0.11813
4603 | 6.63 | 1 | 365 | 7.527 | 0.73785 | 8 | 0.26486
4701 | 5 | 1 | 365 | 5.6765 | 0.1477 | 5 | 0.82418
4605 | 3.825 | 1 | 365 | 4.3425 | 0.11799 | 4 | 0.4605
3157 | 4.9 | 1 | 365 | 5.563 | 0.80475 | 6 | 0.3677
4607 | 3.825 | 1 | 365 | 4.3425 | 0.11799 | 4 | 0.4605
1124 | 4.02 | 1 | 365 | 4.5639 | 0.78675 | 5 | 0.35064
879 | 11.772 | 1 | 365 | 13.3647 | 0.37254 | 13 | 0.73725
638 | 3.5 | 1 | 365 | 3.9735 | 0.00339 | 3 | 0.97693
1088 | 4.25 | 1 | 365 | 4.825 | 0.57554 | 5 | 0.40055
1391 | 3.35 | 1 | 365 | 3.8032 | 0.48896 | 4 | 0.2922
2887 | 4.355 | 1 | 365 | 4.9442 | 0.93565 | 5 | 0.87986
813 | 5.1 | 1 | 365 | 5.79 | 0.49065 | 6 | 0.28066
1928 | 4.59 | 1 | 365 | 5.211 | 0.74159 | 5 | 0.9526
2064 | 3.5 | 1 | 365 | 3.9735 | 0.00339 | 3 | 0.97693
3415 | 14.74 | 1 | 365 | 16.7343 | 0.55142 | 17 | 0.28568
796 | 12.753 | 1 | 365 | 14.4784 | 0.73692 | 15 | 0.21535
2255 | 6.12 | 1 | 365 | 6.948 | 0.98878 | 7 | 0.9368
1648 | 6.25 | 1 | 365 | 7.0956 | 0.43462 | 7 | 0.53022
10603 | 4.5 | 1 | 365 | 5.1088 | 0.43293 | 5 | 0.54176
1713 | 7.14 | 1 | 365 | 8.106 | 0.48692 | 8 | 0.59293
820 | 4.335 | 1 | 365 | 4.9215 | 0.86706 | 5 | 0.78856
53103 | 7.84 | 1 | 365 | 8.9007 | 0.88759 | 9 | 0.78831
11275 | 3.75 | 1 | 365 | 4.2574 | 0.86078 | 5 | 0.11813
259 | 9 | 1 | 365 | 10.2177 | 0.86586 | 11 | 0.083524
5208 | 4.24 | 1 | 365 | 4.8137 | 0.54125 | 5 | 0.3549
3177 | 9.045 | 1 | 365 | 10.2688 | 0.020189 | 10 | 0.28894
2303 | 5.5 | 1 | 365 | 6.2441 | 0.86247 | 7 | 0.1066
2302 | 8.085 | 1 | 365 | 9.1789 | 0.72783 | 9 | 0.9067
1723 | 6.25 | 1 | 365 | 7.0956 | 0.43462 | 7 | 0.53022
1323 | 7 | 1 | 365 | 7.9471 | 0.00678 | 7 | 0.95385
2221 | 3.92 | 1 | 365 | 4.4504 | 0.4438 | 4 | 0.89416
1393 | 7.035 | 1 | 365 | 7.9868 | 0.12681 | 8 | 0.11362
13228 | 6 | 1 | 365 | 6.8118 | 0.57724 | 7 | 0.38902
3411 | 4.69 | 1 | 365 | 5.3245 | 0.084543 | 5 | 0.40908
1225 | 5.39 | 1 | 365 | 6.1192 | 0.48522 | 6 | 0.60447
4609 | 7.5 | 1 | 365 | 8.5147 | 0.72155 | 9 | 0.23627
2159 | 4 | 1 | 365 | 4.5412 | 0.71816 | 5 | 0.25934
847 | 7.705 | 1 | 365 | 8.7475 | 0.42461 | 9 | 0.17206
28304 | 9.045 | 1 | 365 | 10.2688 | 0.020189 | 10 | 0.28894
586 | 6.25 | 1 | 365 | 7.0956 | 0.43462 | 7 | 0.53022
1650 | 4.845 | 1 | 365 | 5.5005 | 0.61612 | 6 | 0.11663
10185 | 4.75 | 1 | 365 | 5.3927 | 0.29031 | 5 | 0.68297
1989 | 8.04 | 1 | 365 | 9.1278 | 0.5735 | 9 | 0.70128
645 | 10.25 | 1 | 365 | 11.6368 | 0.15278 | 11 | 0.78957
1930 | 7.25 | 1 | 365 | 8.2309 | 0.86416 | 9 | 0.095061
3490 | 5 | 1 | 365 | 5.6765 | 0.1477 | 5 | 0.82418
1685 | 9.12 | 1 | 365 | 10.3539 | 0.2774 | 10 | 0.6313
1714 | 9.75 | 1 | 365 | 11.0691 | 0.43801 | 11 | 0.50715
4195 | 9.9 | 1 | 365 | 11.2394 | 0.95245 | 12 | 0.19188
1205 | 6.7 | 1 | 365 | 7.6065 | 0.97792 | 8 | 0.5844
3074 | 4 | 1 | 365 | 4.5412 | 0.71816 | 5 | 0.25934
731 | 3.5 | 1 | 365 | 3.9735 | 0.00339 | 3 | 0.97693
668 | 4.75 | 1 | 365 | 5.3927 | 0.29031 | 5 | 0.68297
171 | 3 | 1 | 365 | 3.4059 | 0.28862 | 3 | 0.69451
2791 | 10 | 1 | 365 | 11.353 | 0.2954 | 11 | 0.64836
19990 | 5 | 1 | 365 | 5.6765 | 0.1477 | 5 | 0.82418
1371 | 3.92 | 1 | 365 | 4.4504 | 0.4438 | 4 | 0.89416
1730 | 7.56 | 1 | 365 | 8.5828 | 0.92732 | 9 | 0.51016
175 | 7 | 1 | 365 | 7.9471 | 0.00678 | 7 | 0.95385
986 | 11.75 | 1 | 365 | 13.3397 | 0.29709 | 13 | 0.63682
655 | 10.75 | 1 | 365 | 12.2044 | 0.86755 | 13 | 0.071987
676 | 2.12 | 1 | 365 | 2.4068 | 0.27062 | 2 | 0.67745
54634 | 8.375 | 1 | 365 | 9.5081 | 0.7224 | 10 | 0.2305
1762 | 3.35 | 1 | 365 | 3.8032 | 0.48896 | 4 | 0.2922
846 | 4.355 | 1 | 365 | 4.9442 | 0.93565 | 5 | 0.87986
893 | 7.035 | 1 | 365 | 7.9868 | 0.12681 | 8 | 0.11362
2161 | 5.83 | 1 | 365 | 6.6188 | 0.99422 | 7 | 0.61299
753 | 5.5 | 1 | 365 | 6.2441 | 0.86247 | 7 | 0.1066
1838 | 3.685 | 1 | 365 | 4.1836 | 0.63785 | 4 | 0.82142
520 | 8.1 | 1 | 365 | 9.1959 | 0.77927 | 9 | 0.97517
409 | 8.25 | 1 | 365 | 9.3662 | 0.29371 | 9 | 0.6599
702 | 4.165 | 1 | 365 | 4.7285 | 0.28403 | 5 | 0.012542
1148 | 2.94 | 1 | 365 | 3.3378 | 0.082848 | 3 | 0.42062
1886 | 4.9 | 1 | 365 | 5.563 | 0.80475 | 6 | 0.3677
2075 | 4.59 | 1 | 365 | 5.211 | 0.74159 | 5 | 0.9526
4106 | 4.9 | 1 | 365 | 5.563 | 0.80475 | 6 | 0.3677
1875 | 4.41 | 1 | 365 | 5.0067 | 0.12427 | 5 | 0.13093
1612 | 6.75 | 1 | 365 | 7.6632 | 0.1494 | 7 | 0.81264
3184 | 11.772 | 1 | 365 | 13.3647 | 0.37254 | 13 | 0.73725
1538 | 5.5 | 1 | 365 | 6.2441 | 0.86247 | 7 | 0.1066
584 | 9.5 | 1 | 365 | 10.7853 | 0.58063 | 11 | 0.36594
4234 | 7 | 1 | 365 | 7.9471 | 0.00678 | 7 | 0.95385
3376 | 5 | 1 | 365 | 5.6765 | 0.1477 | 5 | 0.82418
1233 | 4.02 | 1 | 365 | 4.5639 | 0.78675 | 5 | 0.35064
1212 | 3.675 | 1 | 365 | 4.1722 | 0.60356 | 4 | 0.77577
2950 | 6.7 | 1 | 365 | 7.6065 | 0.97792 | 8 | 0.5844
1150 | 4.69 | 1 | 365 | 5.3245 | 0.084543 | 5 | 0.40908
2859 | 5.36 | 1 | 365 | 6.0852 | 0.38233 | 6 | 0.46752
657 | 6.5 | 1 | 365 | 7.3794 | 0.29201 | 7 | 0.67143
524 | 6.03 | 1 | 365 | 6.8458 | 0.68013 | 7 | 0.52596
1822 | 4.25 | 1 | 365 | 4.825 | 0.57554 | 5 | 0.40055
4304 | 6.9 | 1 | 365 | 7.8335 | 0.66383 | 8 | 0.49737
1593 | 3.924 | 1 | 365 | 4.4549 | 0.45751 | 4 | 0.91242
2429 | 4.4 | 1 | 365 | 4.9953 | 0.089976 | 5 | 0.085278
1095 | 6.885 | 1 | 365 | 7.8165 | 0.61238 | 8 | 0.4289
880 | 10.725 | 1 | 365 | 12.176 | 0.78182 | 12 | 0.95787
352 | 10.2 | 1 | 365 | 11.58 | 0.98131 | 12 | 0.56133
1433 | 5 | 1 | 365 | 5.6765 | 0.1477 | 5 | 0.82418
3678 | 8.25 | 1 | 365 | 9.3662 | 0.29371 | 9 | 0.6599
1058 | 7.705 | 1 | 365 | 8.7475 | 0.42461 | 9 | 0.17206
1170 | 6.5 | 1 | 365 | 7.3794 | 0.29201 | 7 | 0.67143
1561 | 6.25 | 1 | 365 | 7.0956 | 0.43462 | 7 | 0.53022
168 | 11.5 | 1 | 365 | 13.0559 | 0.43971 | 13 | 0.49561
3101 | 3.35 | 1 | 365 | 3.8032 | 0.48896 | 4 | 0.2922
1642 | 8.5 | 1 | 365 | 9.65 | 0.15109 | 9 | 0.80111
1321 | 2.25 | 1 | 365 | 2.5544 | 0.71646 | 3 | 0.27088
5464 | 5 | 1 | 365 | 5.6765 | 0.1477 | 5 | 0.82418
1843 | 5.5 | 1 | 365 | 6.2441 | 0.86247 | 7 | 0.1066
3316 | 7.848 | 1 | 365 | 8.9098 | 0.91503 | 9 | 0.82483
2212 | 6 | 1 | 365 | 6.8118 | 0.57724 | 7 | 0.38902
556 | 8.91 | 1 | 365 | 10.1155 | 0.5572 | 10 | 0.67269
3312 | 6.89 | 1 | 365 | 7.8222 | 0.62953 | 8 | 0.45172
5470 | 7.15 | 1 | 365 | 8.1174 | 0.27231 | 8 | 0.38968
1840 | 1.92 | 1 | 365 | 2.1798 | 0.58472 | 2 | 0.76449
1859 | 9.8 | 1 | 365 | 11.1259 | 0.60949 | 11 | 0.73539
2483 | 9.275 | 1 | 365 | 10.5299 | 0.80898 | 11 | 0.33885
350 | 4.5 | 1 | 365 | 5.1088 | 0.43293 | 5 | 0.54176
7877 | 5.36 | 1 | 365 | 6.0852 | 0.38233 | 6 | 0.46752
7304 | 4.9 | 1 | 365 | 5.563 | 0.80475 | 6 | 0.3677
987 | 5.25 | 1 | 365 | 5.9603 | 0.005085 | 5 | 0.96539
3787 | 3.64 | 1 | 365 | 4.1325 | 0.48353 | 4 | 0.616
3232 | 10.335 | 1 | 365 | 11.7333 | 0.4443 | 12 | 0.17758
2740 | 13.08 | 1 | 365 | 14.8497 | 0.85838 | 15 | 0.70805
2506 | 9 | 1 | 365 | 10.2177 | 0.86586 | 11 | 0.083524
1958 | 4.14 | 1 | 365 | 4.7001 | 0.1983 | 4 | 0.89842
623 | 8.48 | 1 | 365 | 9.6273 | 0.082499 | 9 | 0.70981
1876 | 5.025 | 1 | 365 | 5.7049 | 0.23344 | 5 | 0.9383
19120 | 5.25 | 1 | 365 | 5.9603 | 0.005085 | 5 | 0.96539
1644 | 6.25 | 1 | 365 | 7.0956 | 0.43462 | 7 | 0.53022
899 | 5.886 | 1 | 365 | 6.6824 | 0.18627 | 6 | 0.86862
1262 | 5.83 | 1 | 365 | 6.6188 | 0.99422 | 7 | 0.61299
1529 | 7 | 1 | 365 | 7.9471 | 0.00678 | 7 | 0.95385
2957 | 4.69 | 1 | 365 | 5.3245 | 0.084543 | 5 | 0.40908
576 | 7.37 | 1 | 365 | 8.3671 | 0.27571 | 8 | 0.64284
1535 | 3.57 | 1 | 365 | 4.053 | 0.24346 | 4 | 0.29646
405 | 5 | 1 | 365 | 5.6765 | 0.1477 | 5 | 0.82418
3742 | 5 | 1 | 365 | 5.6765 | 0.1477 | 5 | 0.82418
1755 | 4.08 | 1 | 365 | 4.632 | 0.99252 | 5 | 0.62453
2409 | 7.25 | 1 | 365 | 8.2309 | 0.86416 | 9 | 0.095061
1176 | 8.04 | 1 | 365 | 9.1278 | 0.5735 | 9 | 0.70128
4199 | 4.02 | 1 | 365 | 4.5639 | 0.78675 | 5 | 0.35064
978 | 6 | 1 | 365 | 6.8118 | 0.57724 | 7 | 0.38902
2741 | 8.28 | 1 | 365 | 9.4003 | 0.39659 | 9 | 0.79684
1098 | 4.75 | 1 | 365 | 5.3927 | 0.29031 | 5 | 0.68297
1146 | 6.03 | 1 | 365 | 6.8458 | 0.68013 | 7 | 0.52596
54026 | 4.578 | 1 | 365 | 5.1974 | 0.70043 | 5 | 0.89782
48215 | 11 | 1 | 365 | 12.4883 | 0.72494 | 13 | 0.2132
2289 | 13.5 | 1 | 365 | 15.3265 | 0.29879 | 15 | 0.62529
3868 | 3 | 1 | 365 | 3.4059 | 0.28862 | 3 | 0.69451
3152 | 4.41 | 1 | 365 | 5.0067 | 0.12427 | 5 | 0.13093
5967 | 11.96 | 1 | 365 | 13.5781 | 0.017298 | 13 | 0.59544
1111 | 6.5 | 1 | 365 | 7.3794 | 0.29201 | 7 | 0.67143
2989 | 4.25 | 1 | 365 | 4.825 | 0.57554 | 5 | 0.40055
2291 | 5 | 1 | 365 | 5.6765 | 0.1477 | 5 | 0.82418
333 | 3.675 | 1 | 365 | 4.1722 | 0.60356 | 4 | 0.77577
2521 | 12.25 | 1 | 365 | 13.9074 | 0.011865 | 13 | 0.91924
59923 | 4 | 1 | 365 | 4.5412 | 0.71816 | 5 | 0.25934
1853 | 3.5 | 1 | 365 | 3.9735 | 0.00339 | 3 | 0.97693
3115 | 7.5 | 1 | 365 | 8.5147 | 0.72155 | 9 | 0.23627
3067 | 6 | 1 | 365 | 6.8118 | 0.57724 | 7 | 0.38902
1697 | 6.25 | 1 | 365 | 7.0956 | 0.43462 | 7 | 0.53022
1339 | 7.84 | 1 | 365 | 8.9007 | 0.88759 | 9 | 0.78831
1789 | 3.35 | 1 | 365 | 3.8032 | 0.48896 | 4 | 0.2922
3334 | 7.28 | 1 | 365 | 8.265 | 0.96705 | 9 | 0.23201
2030 | 3.5 | 1 | 365 | 3.9735 | 0.00339 | 3 | 0.97693
3142 | 3.5 | 1 | 365 | 3.9735 | 0.00339 | 3 | 0.97693
3208 | 4.75 | 1 | 365 | 5.3927 | 0.29031 | 5 | 0.68297
2508 | 7 | 1 | 365 | 7.9471 | 0.00678 | 7 | 0.95385
1168 | 3.924 | 1 | 365 | 4.4549 | 0.45751 | 4 | 0.91242
1235 | 10.5 | 1 | 365 | 11.9206 | 0.01017 | 11 | 0.93078
1952 | 5.775 | 1 | 365 | 6.5563 | 0.80559 | 7 | 0.36193
1160 | 9 | 1 | 365 | 10.2177 | 0.86586 | 11 | 0.083524
1330 | 7.75 | 1 | 365 | 8.7985 | 0.57893 | 9 | 0.37748
1472 | 6.75 | 1 | 365 | 7.6632 | 0.1494 | 7 | 0.81264
3146 | 5.88 | 1 | 365 | 6.6755 | 0.1657 | 6 | 0.84124
5469 | 5.25 | 1 | 365 | 5.9603 | 0.005085 | 5 | 0.96539
13205 | 7.848 | 1 | 365 | 8.9098 | 0.91503 | 9 | 0.82483
1172 | 4.5 | 1 | 365 | 5.1088 | 0.43293 | 5 | 0.54176
1156 | 8.5 | 1 | 365 | 9.65 | 0.15109 | 9 | 0.80111
2442 | 6.7 | 1 | 365 | 7.6065 | 0.97792 | 8 | 0.5844
9645 | 9.18 | 1 | 365 | 10.422 | 0.48318 | 10 | 0.90519
2287 | 3.12 | 1 | 365 | 3.5421 | 0.70016 | 4 | 0.24229
4086 | 7 | 1 | 365 | 7.9471 | 0.00678 | 7 | 0.95385
3828 | 9 | 1 | 365 | 10.2177 | 0.86586 | 11 | 0.083524
56593 | 7.848 | 1 | 365 | 8.9098 | 0.91503 | 9 | 0.82483
2990 | 4.75 | 1 | 365 | 5.3927 | 0.29031 | 5 | 0.68297
6329 | 5 | 1 | 365 | 5.6765 | 0.1477 | 5 | 0.82418
1201 | 4.5 | 1 | 365 | 5.1088 | 0.43293 | 5 | 0.54176
16286 | 5.61 | 1 | 365 | 6.369 | 0.23972 | 6 | 0.60873
530 | 10.8 | 1 | 365 | 12.2612 | 0.039032 | 12 | 0.30023
1252 | 5.98 | 1 | 365 | 6.7891 | 0.50865 | 7 | 0.29772
3158 | 8.5 | 1 | 365 | 9.65 | 0.15109 | 9 | 0.80111
354 | 7.14 | 1 | 365 | 8.106 | 0.48692 | 8 | 0.59293
1769 | 6.37 | 1 | 365 | 7.2318 | 0.84617 | 8 | 0.078005
754 | 3.5 | 1 | 365 | 3.9735 | 0.00339 | 3 | 0.97693
2158 | 6.5 | 1 | 365 | 7.3794 | 0.29201 | 7 | 0.67143
876 | 5 | 1 | 365 | 5.6765 | 0.1477 | 5 | 0.82418
3556 | 5.36 | 1 | 365 | 6.0852 | 0.38233 | 6 | 0.46752
570 | 3.75 | 1 | 365 | 4.2574 | 0.86078 | 5 | 0.11813
669 | 2 | 1 | 365 | 2.2706 | 0.85908 | 3 | 0.12967
170 | 12 | 1 | 365 | 13.6236 | 0.15448 | 13 | 0.77803
2174 | 5.5 | 1 | 365 | 6.2441 | 0.86247 | 7 | 0.1066
4136 | 6.03 | 1 | 365 | 6.8458 | 0.68013 | 7 | 0.52596
1341 | 6.375 | 1 | 365 | 7.2375 | 0.86332 | 8 | 0.10083
1271 | 4.08 | 1 | 365 | 4.632 | 0.99252 | 5 | 0.62453
965 | 10.464 | 1 | 365 | 11.8797 | 0.88671 | 12 | 0.76644
6567 | 3.43 | 1 | 365 | 3.8941 | 0.76332 | 4 | 0.65739
1785 | 7.84 | 1 | 365 | 8.9007 | 0.88759 | 9 | 0.78831
1765 | 5.695 | 1 | 365 | 6.4655 | 0.53123 | 6 | 0.99674
353 | 6.25 | 1 | 365 | 7.0956 | 0.43462 | 7 | 0.53022
4748 | 5.5 | 1 | 365 | 6.2441 | 0.86247 | 7 | 0.1066
3200 | 2.5 | 1 | 365 | 2.8382 | 0.57385 | 3 | 0.41209
14095 | 15 | 1 | 365 | 17.0294 | 0.4431 | 17 | 0.47254
714 | 7.5 | 1 | 365 | 8.5147 | 0.72155 | 9 | 0.23627
612 | 2.25 | 1 | 365 | 2.5544 | 0.71646 | 3 | 0.27088
1165 | 6.03 | 1 | 365 | 6.8458 | 0.68013 | 7 | 0.52596
1869 | 7.37 | 1 | 365 | 8.3671 | 0.27571 | 8 | 0.64284
27805 | 11.4 | 1 | 365 | 12.9424 | 0.096756 | 13 | 0.03913
2852 | 3.35 | 1 | 365 | 3.8032 | 0.48896 | 4 | 0.2922
3589 | 7.5 | 1 | 365 | 8.5147 | 0.72155 | 9 | 0.23627
1781 | 7.035 | 1 | 365 | 7.9868 | 0.12681 | 8 | 0.11362
2961 | 7.035 | 1 | 365 | 7.9868 | 0.12681 | 8 | 0.11362
617 | 3.75 | 1 | 365 | 4.2574 | 0.86078 | 5 | 0.11813
749 | 6 | 1 | 365 | 6.8118 | 0.57724 | 7 | 0.38902
404 | 5.886 | 1 | 365 | 6.6824 | 0.18627 | 6 | 0.86862
1335 | 7 | 1 | 365 | 7.9471 | 0.00678 | 7 | 0.95385
48165 | 3.5 | 1 | 365 | 3.9735 | 0.00339 | 3 | 0.97693
1174 | 3.25 | 1 | 365 | 3.6897 | 0.146 | 3 | 0.83572
1364 | 7.194 | 1 | 365 | 8.1673 | 0.67211 | 8 | 0.83943
624 | 7 | 1 | 365 | 7.9471 | 0.00678 | 7 | 0.95385
167 | 4.5 | 1 | 365 | 5.1088 | 0.43293 | 5 | 0.54176
1422 | 9.9 | 1 | 365 | 11.2394 | 0.95245 | 12 | 0.19188
597 | 4 | 1 | 365 | 4.5412 | 0.71816 | 5 | 0.25934
581 | 6.75 | 1 | 365 | 7.6632 | 0.1494 | 7 | 0.81264
1792 | 4.02 | 1 | 365 | 4.5639 | 0.78675 | 5 | 0.35064
4179 | 8.04 | 1 | 365 | 9.1278 | 0.5735 | 9 | 0.70128
1217 | 8.04 | 1 | 365 | 9.1278 | 0.5735 | 9 | 0.70128
2860 | 3.35 | 1 | 365 | 3.8032 | 0.48896 | 4 | 0.2922
1424 | 6.03 | 1 | 365 | 6.8458 | 0.68013 | 7 | 0.52596
1218 | 5.94 | 1 | 365 | 6.7437 | 0.37147 | 7 | 0.11513
1597 | 14.25 | 1 | 365 | 16.178 | 0.87094 | 17 | 0.048913
2819 | 9 | 1 | 365 | 10.2177 | 0.86586 | 11 | 0.083524
1435 | 5.025 | 1 | 365 | 5.7049 | 0.23344 | 5 | 0.9383
1270 | 2.5 | 1 | 365 | 2.8382 | 0.57385 | 3 | 0.41209
1737 | 6.54 | 1 | 365 | 7.4248 | 0.42919 | 7 | 0.85403
7880 | 6.05 | 1 | 365 | 6.8685 | 0.74872 | 7 | 0.61726
3170 | 3.35 | 1 | 365 | 3.8032 | 0.48896 | 4 | 0.2922
1206 | 4.69 | 1 | 365 | 5.3245 | 0.084543 | 5 | 0.40908
3528 | 6.9 | 1 | 365 | 7.8335 | 0.66383 | 8 | 0.49737
1492 | 7 | 1 | 365 | 7.9471 | 0.00678 | 7 | 0.95385
3164 | 9 | 1 | 365 | 10.2177 | 0.86586 | 11 | 0.083524
614 | 4 | 1 | 365 | 4.5412 | 0.71816 | 5 | 0.25934
2788 | 5 | 1 | 365 | 5.6765 | 0.1477 | 5 | 0.82418
1725 | 5.75 | 1 | 365 | 6.528 | 0.71985 | 7 | 0.24781
2374 | 9.5 | 1 | 365 | 10.7853 | 0.58063 | 11 | 0.36594
4284 | 4.56 | 1 | 365 | 5.1769 | 0.6387 | 5 | 0.81565
1520 | 6.76 | 1 | 365 | 7.6746 | 0.18369 | 7 | 0.85829
44958 | 7.5 | 1 | 365 | 8.5147 | 0.72155 | 9 | 0.23627
257 | 9 | 1 | 365 | 10.2177 | 0.86586 | 11 | 0.083524
1169 | 6 | 1 | 365 | 6.8118 | 0.57724 | 7 | 0.38902
440 | 6.5 | 1 | 365 | 7.3794 | 0.29201 | 7 | 0.67143
6192 | 3.75 | 1 | 365 | 4.2574 | 0.86078 | 5 | 0.11813
1560 | 8.5 | 1 | 365 | 9.65 | 0.15109 | 9 | 0.80111
1531 | 8.67 | 1 | 365 | 9.843 | 0.73411 | 10 | 0.57713
454 | 5.25 | 1 | 365 | 5.9603 | 0.005085 | 5 | 0.96539
145 | 12.5 | 1 | 365 | 14.1912 | 0.86925 | 15 | 0.06045
1145 | 4.9 | 1 | 365 | 5.563 | 0.80475 | 6 | 0.3677
1411 | 7.5 | 1 | 365 | 8.5147 | 0.72155 | 9 | 0.23627
439 | 8.75 | 1 | 365 | 9.9338 | 0.008475 | 9 | 0.94231
1182 | 6.7 | 1 | 365 | 7.6065 | 0.97792 | 8 | 0.5844
904 | 6.75 | 1 | 365 | 7.6632 | 0.1494 | 7 | 0.81264
1870 | 3.35 | 1 | 365 | 3.8032 | 0.48896 | 4 | 0.2922
339 | 8 | 1 | 365 | 9.0824 | 0.43632 | 9 | 0.51869
3602 | 9 | 1 | 365 | 10.2177 | 0.86586 | 11 | 0.083524
4608 | 6.12 | 1 | 365 | 6.948 | 0.98878 | 7 | 0.9368
3594 | 8 | 1 | 365 | 9.0824 | 0.43632 | 9 | 0.51869
1149 | 4.02 | 1 | 365 | 4.5639 | 0.78675 | 5 | 0.35064
628 | 4.75 | 1 | 365 | 5.3927 | 0.29031 | 5 | 0.68297
964 | 10.05 | 1 | 365 | 11.4097 | 0.46688 | 11 | 0.8766
381 | 10.5 | 1 | 365 | 11.9206 | 0.01017 | 11 | 0.93078
848 | 6.213 | 1 | 365 | 7.0536 | 0.30773 | 7 | 0.36133
582 | 2.75 | 1 | 365 | 3.1221 | 0.43124 | 3 | 0.5533
4076 | 4.5 | 1 | 365 | 5.1088 | 0.43293 | 5 | 0.54176
4712 | 5 | 1 | 365 | 5.6765 | 0.1477 | 5 | 0.82418
460 | 4.75 | 1 | 365 | 5.3927 | 0.29031 | 5 | 0.68297
2211 | 5.25 | 1 | 365 | 5.9603 | 0.005085 | 5 | 0.96539
3980 | 6.5 | 1 | 365 | 7.3794 | 0.29201 | 7 | 0.67143
1957 | 12.65 | 1 | 365 | 14.3615 | 0.38368 | 14 | 0.74518
3876 | 3.71 | 1 | 365 | 4.2119 | 0.72359 | 4 | 0.93554
1480 | 3.597 | 1 | 365 | 4.0837 | 0.33606 | 4 | 0.41972
5467 | 5.5 | 1 | 365 | 6.2441 | 0.86247 | 7 | 0.1066
1557 | 13.734 | 1 | 365 | 15.5922 | 0.1013 | 15 | 0.69346
2512 | 7.65 | 1 | 365 | 8.685 | 0.23598 | 8 | 0.921
2890 | 12.075 | 1 | 365 | 13.7087 | 0.4117 | 14 | 0.12039
2076 | 14.75 | 1 | 365 | 16.7456 | 0.58572 | 17 | 0.33133
4567 | 3.78 | 1 | 365 | 4.2914 | 0.96366 | 5 | 0.25508
2694 | 3.27 | 1 | 365 | 3.7124 | 0.2146 | 3 | 0.92701
1796 | 7.848 | 1 | 365 | 8.9098 | 0.91503 | 9 | 0.82483
10543 | 4.8 | 1 | 365 | 5.4494 | 0.46179 | 5 | 0.91121
703 | 6.25 | 1 | 365 | 7.0956 | 0.43462 | 7 | 0.53022
19739 | 10.2 | 1 | 365 | 11.58 | 0.98131 | 12 | 0.56133
52673 | 6.67 | 1 | 365 | 7.5724 | 0.87503 | 8 | 0.44746
1022 | 6.12 | 1 | 365 | 6.948 | 0.98878 | 7 | 0.9368
3206 | 7.7 | 1 | 365 | 8.7418 | 0.40746 | 9 | 0.14924
710 | 4.5 | 1 | 365 | 5.1088 | 0.43293 | 5 | 0.54176
1302 | 5 | 1 | 365 | 5.6765 | 0.1477 | 5 | 0.82418
589 | 5 | 1 | 365 | 5.6765 | 0.1477 | 5 | 0.82418
772 | 5.75 | 1 | 365 | 6.528 | 0.71985 | 7 | 0.24781
1178 | 5.695 | 1 | 365 | 6.4655 | 0.53123 | 6 | 0.99674
3205 | 4.25 | 1 | 365 | 4.825 | 0.57554 | 5 | 0.40055
650 | 6 | 1 | 365 | 6.8118 | 0.57724 | 7 | 0.38902
962 | 7.194 | 1 | 365 | 8.1673 | 0.67211 | 8 | 0.83943
2995 | 8 | 1 | 365 | 9.0824 | 0.43632 | 9 | 0.51869
2100 | 7.395 | 1 | 365 | 8.3955 | 0.36145 | 8 | 0.75696
2594 | 9.805 | 1 | 365 | 11.1316 | 0.62664 | 11 | 0.75822
819 | 10.25 | 1 | 365 | 11.6368 | 0.15278 | 11 | 0.78957
1438 | 10.92 | 1 | 365 | 12.3974 | 0.45058 | 12 | 0.84801
2968 | 7.8 | 1 | 365 | 8.8553 | 0.75041 | 9 | 0.60572
6492 | 4.5 | 1 | 365 | 5.1088 | 0.43293 | 5 | 0.54176
1453 | 7.035 | 1 | 365 | 7.9868 | 0.12681 | 8 | 0.11362
662 | 3.5 | 1 | 365 | 3.9735 | 0.00339 | 3 | 0.97693
9526 | 8.25 | 1 | 365 | 9.3662 | 0.29371 | 9 | 0.6599
3754 | 5.865 | 1 | 365 | 6.6585 | 0.11425 | 6 | 0.77276
770 | 8 | 1 | 365 | 9.0824 | 0.43632 | 9 | 0.51869
3229 | 3 | 1 | 365 | 3.4059 | 0.28862 | 3 | 0.69451
14016 | 6.75 | 1 | 365 | 7.6632 | 0.1494 | 7 | 0.81264
7950 | 6.21 | 1 | 365 | 7.0502 | 0.29744 | 7 | 0.34763
831 | 6.5 | 1 | 365 | 7.3794 | 0.29201 | 7 | 0.67143
734 | 6.75 | 1 | 365 | 7.6632 | 0.1494 | 7 | 0.81264
2229 | 3.43 | 1 | 365 | 3.8941 | 0.76332 | 4 | 0.65739
755 | 7.75 | 1 | 365 | 8.7985 | 0.57893 | 9 | 0.37748
10183 | 4 | 1 | 365 | 4.5412 | 0.71816 | 5 | 0.25934
2754 | 4.5 | 1 | 365 | 5.1088 | 0.43293 | 5 | 0.54176
4003 | 4.75 | 1 | 365 | 5.3927 | 0.29031 | 5 | 0.68297
2117 | 9.25 | 1 | 365 | 10.5015 | 0.72325 | 11 | 0.22473
647 | 10.5 | 1 | 365 | 11.9206 | 0.01017 | 11 | 0.93078
1888 | 5.88 | 1 | 365 | 6.6755 | 0.1657 | 6 | 0.84124
1004 | 10.26 | 1 | 365 | 11.6481 | 0.18708 | 11 | 0.83522
1877 | 6.03 | 1 | 365 | 6.8458 | 0.68013 | 7 | 0.52596
3136 | 3.5 | 1 | 365 | 3.9735 | 0.00339 | 3 | 0.97693
932 | 5.5 | 1 | 365 | 6.2441 | 0.86247 | 7 | 0.1066
3336 | 7.035 | 1 | 365 | 7.9868 | 0.12681 | 8 | 0.11362
1227 | 6.37 | 1 | 365 | 7.2318 | 0.84617 | 8 | 0.078005
3028 | 4 | 1 | 365 | 4.5412 | 0.71816 | 5 | 0.25934
4299 | 7.75 | 1 | 365 | 8.7985 | 0.57893 | 9 | 0.37748
6412 | 5 | 1 | 365 | 5.6765 | 0.1477 | 5 | 0.82418
6286 | 4 | 1 | 365 | 4.5412 | 0.71816 | 5 | 0.25934
6246 | 3.78 | 1 | 365 | 4.2914 | 0.96366 | 5 | 0.25508
939 | 8.25 | 1 | 365 | 9.3662 | 0.29371 | 9 | 0.6599
2130 | 12 | 1 | 365 | 13.6236 | 0.15448 | 13 | 0.77803
1491 | 8.67 | 1 | 365 | 9.843 | 0.73411 | 10 | 0.57713
2416 | 8 | 1 | 365 | 9.0824 | 0.43632 | 9 | 0.51869
2014 | 5 | 1 | 365 | 5.6765 | 0.1477 | 5 | 0.82418
4599 | 7.65 | 1 | 365 | 8.685 | 0.23598 | 8 | 0.921
2959 | 4.165 | 1 | 365 | 4.7285 | 0.28403 | 5 | 0.012542
2006 | 8.04 | 1 | 365 | 9.1278 | 0.5735 | 9 | 0.70128
2276 | 3.75 | 1 | 365 | 4.2574 | 0.86078 | 5 | 0.11813
607 | 5.5 | 1 | 365 | 6.2441 | 0.86247 | 7 | 0.1066
773 | 3.75 | 1 | 365 | 4.2574 | 0.86078 | 5 | 0.11813
6233 | 9 | 1 | 365 | 10.2177 | 0.86586 | 11 | 0.083524
6384 | 5.4 | 1 | 365 | 6.1306 | 0.51952 | 6 | 0.65011
3201 | 4.25 | 1 | 365 | 4.825 | 0.57554 | 5 | 0.40055
24679 | 8.04 | 1 | 365 | 9.1278 | 0.5735 | 9 | 0.70128
1763 | 7.595 | 1 | 365 | 8.6226 | 0.047356 | 8 | 0.66993
2482 | 4.24 | 1 | 365 | 4.8137 | 0.54125 | 5 | 0.3549
2005 | 6 | 1 | 365 | 6.8118 | 0.57724 | 7 | 0.38902
632 | 11.25 | 1 | 365 | 12.7721 | 0.58232 | 13 | 0.3544
1782 | 3.685 | 1 | 365 | 4.1836 | 0.63785 | 4 | 0.82142
2013 | 4.25 | 1 | 365 | 4.825 | 0.57554 | 5 | 0.40055
6275 | 6.25 | 1 | 365 | 7.0956 | 0.43462 | 7 | 0.53022
1083 | 3.25 | 1 | 365 | 3.6897 | 0.146 | 3 | 0.83572
803 | 7.848 | 1 | 365 | 8.9098 | 0.91503 | 9 | 0.82483
712 | 3.75 | 1 | 365 | 4.2574 | 0.86078 | 5 | 0.11813
3183 | 4.69 | 1 | 365 | 5.3245 | 0.084543 | 5 | 0.40908
2715 | 5.5 | 1 | 365 | 6.2441 | 0.86247 | 7 | 0.1066
2953 | 4.655 | 1 | 365 | 5.2848 | 0.96451 | 6 | 0.24931
2451 | 7.75 | 1 | 365 | 8.7985 | 0.57893 | 9 | 0.37748
1016 | 3.75 | 1 | 365 | 4.2574 | 0.86078 | 5 | 0.11813
629 | 11 | 1 | 365 | 12.4883 | 0.72494 | 13 | 0.2132
1213 | 3.685 | 1 | 365 | 4.1836 | 0.63785 | 4 | 0.82142
1809 | 3.35 | 1 | 365 | 3.8032 | 0.48896 | 4 | 0.2922
961 | 5.5 | 1 | 365 | 6.2441 | 0.86247 | 7 | 0.1066
7124 | 4.69 | 1 | 365 | 5.3245 | 0.084543 | 5 | 0.40908
12319 | 4.5 | 1 | 365 | 5.1088 | 0.43293 | 5 | 0.54176
10903 | 5 | 1 | 365 | 5.6765 | 0.1477 | 5 | 0.82418
2988 | 14.25 | 1 | 365 | 16.178 | 0.87094 | 17 | 0.048913
3739 | 11 | 1 | 365 | 12.4883 | 0.72494 | 13 | 0.2132
1579 | 8 | 1 | 365 | 9.0824 | 0.43632 | 9 | 0.51869
639 | 2.5 | 1 | 365 | 2.8382 | 0.57385 | 3 | 0.41209
2954 | 2.75 | 1 | 365 | 3.1221 | 0.43124 | 3 | 0.5533
1051 | 8 | 1 | 365 | 9.0824 | 0.43632 | 9 | 0.51869
2275 | 5.5 | 1 | 365 | 6.2441 | 0.86247 | 7 | 0.1066
673 | 3 | 1 | 365 | 3.4059 | 0.28862 | 3 | 0.69451
2441 | 6.48 | 1 | 365 | 7.3567 | 0.22342 | 7 | 0.58014
723 | 4 | 1 | 365 | 4.5412 | 0.71816 | 5 | 0.25934
568 | 3.75 | 1 | 365 | 4.2574 | 0.86078 | 5 | 0.11813
608 | 6.25 | 1 | 365 | 7.0956 | 0.43462 | 7 | 0.53022
6476 | 6.615 | 1 | 365 | 7.51 | 0.68641 | 8 | 0.19639
4231 | 6.25 | 1 | 365 | 7.0956 | 0.43462 | 7 | 0.53022
2007 | 8.525 | 1 | 365 | 9.6784 | 0.23683 | 9 | 0.91523
1611 | 4.5 | 1 | 365 | 5.1088 | 0.43293 | 5 | 0.54176
1802 | 6.37 | 1 | 365 | 7.2318 | 0.84617 | 8 | 0.078005
5512 | 6.03 | 1 | 365 | 6.8458 | 0.68013 | 7 | 0.52596
689 | 2.5 | 1 | 365 | 2.8382 | 0.57385 | 3 | 0.41209
611 | 4.5 | 1 | 365 | 5.1088 | 0.43293 | 5 | 0.54176
3401 | 6.37 | 1 | 365 | 7.2318 | 0.84617 | 8 | 0.078005
604 | 12.5 | 1 | 365 | 14.1912 | 0.86925 | 15 | 0.06045
2734 | 9.18 | 1 | 365 | 10.422 | 0.48318 | 10 | 0.90519
2691 | 4.56 | 1 | 365 | 5.1769 | 0.6387 | 5 | 0.81565
569 | 6.095 | 1 | 365 | 6.9196 | 0.90305 | 7 | 0.82268
613 | 4.5 | 1 | 365 | 5.1088 | 0.43293 | 5 | 0.54176
3551 | 7.84 | 1 | 365 | 8.9007 | 0.88759 | 9 | 0.78831
3482 | 4.335 | 1 | 365 | 4.9215 | 0.86706 | 5 | 0.78856
52664 | 8.28 | 1 | 365 | 9.4003 | 0.39659 | 9 | 0.79684
6004 | 6.7 | 1 | 365 | 7.6065 | 0.97792 | 8 | 0.5844
595 | 4.75 | 1 | 365 | 5.3927 | 0.29031 | 5 | 0.68297
2170 | 9.81 | 1 | 365 | 11.1373 | 0.64379 | 11 | 0.78104
2171 | 10.53 | 1 | 365 | 11.9547 | 0.11306 | 12 | 0.067723
2008 | 8.4 | 1 | 365 | 9.5365 | 0.80814 | 10 | 0.34462
52672 | 11.5 | 1 | 365 | 13.0559 | 0.43971 | 13 | 0.49561
625 | 4.75 | 1 | 365 | 5.3927 | 0.29031 | 5 | 0.68297
355 | 9.18 | 1 | 365 | 10.422 | 0.48318 | 10 | 0.90519
2085 | 7.28 | 1 | 365 | 8.265 | 0.96705 | 9 | 0.23201
615 | 2.12 | 1 | 365 | 2.4068 | 0.27062 | 2 | 0.67745
751 | 7 | 1 | 365 | 7.9471 | 0.00678 | 7 | 0.95385
1905 | 9.18 | 1 | 365 | 10.422 | 0.48318 | 10 | 0.90519
3213 | 8.1 | 1 | 365 | 9.1959 | 0.77927 | 9 | 0.97517
3223 | 4.75 | 1 | 365 | 5.3927 | 0.29031 | 5 | 0.68297
2392 | 5.25 | 1 | 365 | 5.9603 | 0.005085 | 5 | 0.96539
2505 | 9 | 1 | 365 | 10.2177 | 0.86586 | 11 | 0.083524
4583 | 7.5 | 1 | 365 | 8.5147 | 0.72155 | 9 | 0.23627
2107 | 7.425 | 1 | 365 | 8.4296 | 0.46433 | 8 | 0.89391
910 | 7.15 | 1 | 365 | 8.1174 | 0.52121 | 8 | 0.63858
2659 | 5.5 | 1 | 365 | 6.2441 | 0.86247 | 7 | 0.1066
4281 | 4.56 | 1 | 365 | 5.1769 | 0.6387 | 5 | 0.81565
4884 | 11.25 | 1 | 365 | 12.7721 | 0.58232 | 13 | 0.3544
1220 | 8.75 | 1 | 365 | 9.9338 | 0.008475 | 9 | 0.94231
1382 | 5.25 | 1 | 365 | 5.9603 | 0.005085 | 5 | 0.96539
5578 | 12.06 | 1 | 365 | 13.6917 | 0.36025 | 14 | 0.051922
3207 | 5.88 | 1 | 365 | 6.6755 | 0.1657 | 6 | 0.84124
4028 | 7.5 | 1 | 365 | 8.5147 | 0.72155 | 9 | 0.23627
672 | 14.715 | 1 | 365 | 16.7059 | 0.46568 | 17 | 0.17156
1698 | 3.12 | 1 | 365 | 3.5421 | 0.70016 | 4 | 0.24229
760 | 3.185 | 1 | 365 | 3.6159 | 0.92308 | 4 | 0.539
1921 | 5 | 1 | 365 | 5.6765 | 0.1477 | 5 | 0.82418
1413 | 9 | 1 | 365 | 10.2177 | 0.86586 | 11 | 0.083524
2730 | 10.72 | 1 | 365 | 12.1704 | 0.76467 | 12 | 0.93504
6473 | 12.426 | 1 | 365 | 14.1072 | 0.61546 | 14 | 0.72265
959 | 8.25 | 1 | 365 | 9.3662 | 0.29371 | 9 | 0.6599
1965 | 10.8 | 1 | 365 | 12.2612 | 0.039032 | 12 | 0.30023
1506 | 8.64 | 1 | 365 | 9.809 | 0.63123 | 10 | 0.44018
3695 | 4.75 | 1 | 365 | 5.3927 | 0.29031 | 5 | 0.68297
1421 | 5 | 1 | 365 | 5.6765 | 0.1477 | 5 | 0.82418
3197 | 6.48 | 1 | 365 | 7.3567 | 0.22342 | 7 | 0.58014
3199 | 5.75 | 1 | 365 | 6.528 | 0.71985 | 7 | 0.24781
2375 | 4.845 | 1 | 365 | 5.5005 | 0.61612 | 6 | 0.11663
10805 | 5 | 1 | 365 | 5.6765 | 0.1477 | 5 | 0.82418
2077 | 13.25 | 1 | 365 | 15.0427 | 0.4414 | 15 | 0.48408
663 | 4.5 | 1 | 365 | 5.1088 | 0.43293 | 5 | 0.54176
1807 | 7.035 | 1 | 365 | 7.9868 | 0.12681 | 8 | 0.11362
1772 | 3.43 | 1 | 365 | 3.8941 | 0.76332 | 4 | 0.65739
2123 | 4.505 | 1 | 365 | 5.1145 | 0.45008 | 5 | 0.56459
1680 | 5.5 | 1 | 365 | 6.2441 | 0.86247 | 7 | 0.1066
1476 | 7.7 | 1 | 365 | 8.7418 | 0.40746 | 9 | 0.14924
1497 | 3.975 | 1 | 365 | 4.5128 | 0.63242 | 5 | 0.14522
2485 | 4.02 | 1 | 365 | 4.5639 | 0.78675 | 5 | 0.35064
680 | 8 | 1 | 365 | 9.0824 | 0.43632 | 9 | 0.51869
3148 | 9.75 | 1 | 365 | 11.0691 | 0.43801 | 11 | 0.50715
4627 | 5.83 | 1 | 365 | 6.6188 | 0.99422 | 7 | 0.61299
2952 | 3.75 | 1 | 365 | 4.2574 | 0.86078 | 5 | 0.11813
2331 | 5.25 | 1 | 365 | 5.9603 | 0.005085 | 5 | 0.96539
1871 | 3.35 | 1 | 365 | 3.8032 | 0.48896 | 4 | 0.2922
20143 | 5 | 1 | 365 | 5.6765 | 0.1477 | 5 | 0.82418
2958 | 6.37 | 1 | 365 | 7.2318 | 0.84617 | 8 | 0.078005
4105 | 3 | 1 | 365 | 3.4059 | 0.28862 | 3 | 0.69451
747 | 4 | 1 | 365 | 4.5412 | 0.71816 | 5 | 0.25934
1929 | 6 | 1 | 365 | 6.8118 | 0.57724 | 7 | 0.38902
3090 | 3.5 | 1 | 365 | 3.9735 | 0.00339 | 3 | 0.97693
3109 | 6.37 | 1 | 365 | 7.2318 | 0.84617 | 8 | 0.078005
2198 | 8.4 | 1 | 365 | 9.5365 | 0.80814 | 10 | 0.34462
3917 | 5.36 | 1 | 365 | 6.0852 | 0.38233 | 6 | 0.46752
3310 | 6.03 | 1 | 365 | 6.8458 | 0.68013 | 7 | 0.52596
2340 | 7.25 | 1 | 365 | 8.2309 | 0.86416 | 9 | 0.095061
1999 | 5.5 | 1 | 365 | 6.2441 | 0.86247 | 7 | 0.1066
698 | 6 | 1 | 365 | 6.8118 | 0.57724 | 7 | 0.38902
971 | 6.25 | 1 | 365 | 7.0956 | 0.43462 | 7 | 0.53022
1345 | 8.1 | 1 | 365 | 9.1959 | 0.77927 | 9 | 0.97517
3555 | 5.25 | 1 | 365 | 5.9603 | 0.005085 | 5 | 0.96539
1387 | 4.25 | 1 | 365 | 4.825 | 0.57554 | 5 | 0.40055
3554 | 7.37 | 1 | 365 | 8.3671 | 0.27571 | 8 | 0.64284
1618 | 6.25 | 1 | 365 | 7.0956 | 0.43462 | 7 | 0.53022
733 | 5.25 | 1 | 365 | 5.9603 | 0.005085 | 5 | 0.96539
4944 | 5.5 | 1 | 365 | 6.2441 | 0.86247 | 7 | 0.1066
1699 | 8.5 | 1 | 365 | 9.65 | 0.15109 | 9 | 0.80111
4468 | 8.5 | 1 | 365 | 9.65 | 0.15109 | 9 | 0.80111
16258 | 9.5 | 1 | 365 | 10.7853 | 0.58063 | 11 | 0.36594
3323 | 11.505 | 1 | 365 | 13.0616 | 0.45686 | 13 | 0.51844
3640 | 3.315 | 1 | 365 | 3.7635 | 0.36893 | 4 | 0.13243
4437 | 9 | 1 | 365 | 10.2177 | 0.86586 | 11 | 0.083524
6181 | 6.37 | 1 | 365 | 7.2318 | 0.84617 | 8 | 0.078005
3209 | 5.94 | 1 | 365 | 6.7437 | 0.37147 | 7 | 0.11513
1858 | 5.5 | 1 | 365 | 6.2441 | 0.86247 | 7 | 0.1066
3215 | 7.29 | 1 | 365 | 8.2763 | 0.0013466 | 8 | 0.27765
4077 | 4.16 | 1 | 365 | 4.7228 | 0.26689 | 4 | 0.98972
2186 | 6.5 | 1 | 365 | 7.3794 | 0.29201 | 7 | 0.67143
3601 | 8.32 | 1 | 365 | 9.4457 | 0.53377 | 9 | 0.97944
5440 | 6.12 | 1 | 365 | 6.948 | 0.98878 | 7 | 0.9368
3427 | 3 | 1 | 365 | 3.4059 | 0.28862 | 3 | 0.69451
11782 | 6.48 | 1 | 365 | 7.3567 | 0.22342 | 7 | 0.58014
2690 | 3.5 | 1 | 365 | 3.9735 | 0.00339 | 3 | 0.97693
1488 | 6 | 1 | 365 | 6.8118 | 0.57724 | 7 | 0.38902
3442 | 6.03 | 1 | 365 | 6.8458 | 0.68013 | 7 | 0.52596
6566 | 7.035 | 1 | 365 | 7.9868 | 0.12681 | 8 | 0.11362
20530 | 11.45 | 1 | 365 | 12.9991 | 0.26823 | 13 | 0.26737
6173 | 6.12 | 1 | 365 | 6.948 | 0.98878 | 7 | 0.9368
6201 | 8 | 1 | 365 | 9.0824 | 0.43632 | 9 | 0.51869
6240 | 3.78 | 1 | 365 | 4.2914 | 0.96366 | 5 | 0.25508
1892 | 4.165 | 1 | 365 | 4.7285 | 0.28403 | 5 | 0.012542
3172 | 3.35 | 1 | 365 | 3.8032 | 0.48896 | 4 | 0.2922
642 | 7.25 | 1 | 365 | 8.2309 | 0.86416 | 9 | 0.095061
901 | 8.25 | 1 | 365 | 9.3662 | 0.29371 | 9 | 0.6599
6375 | 5.4 | 1 | 365 | 6.1306 | 0.51952 | 6 | 0.65011
4955 | 6.63 | 1 | 365 | 7.527 | 0.73785 | 8 | 0.26486
7862 | 6.63 | 1 | 365 | 7.527 | 0.73785 | 8 | 0.26486
3198 | 4.845 | 1 | 365 | 5.5005 | 0.61612 | 6 | 0.11663
1260 | 5 | 1 | 365 | 5.6765 | 0.1477 | 5 | 0.82418
1864 | 3.685 | 1 | 365 | 4.1836 | 0.63785 | 4 | 0.82142
3203 | 4.02 | 1 | 365 | 4.5639 | 0.78675 | 5 | 0.35064
764 | 3.75 | 1 | 365 | 4.2574 | 0.86078 | 5 | 0.11813
1867 | 5.695 | 1 | 365 | 6.4655 | 0.53123 | 6 | 0.99674
1764 | 5.88 | 1 | 365 | 6.6755 | 0.1657 | 6 | 0.84124
763 | 3.25 | 1 | 365 | 3.6897 | 0.146 | 3 | 0.83572
622 | 4.75 | 1 | 365 | 5.3927 | 0.29031 | 5 | 0.68297
3248 | 8.7 | 1 | 365 | 9.8771 | 0.837 | 10 | 0.71407
1847 | 5 | 1 | 365 | 5.6765 | 0.1477 | 5 | 0.82418
588 | 2.5 | 1 | 365 | 2.8382 | 0.57385 | 3 | 0.41209
6500 | 6 | 1 | 365 | 6.8118 | 0.57724 | 7 | 0.38902
606 | 4.75 | 1 | 365 | 5.3927 | 0.29031 | 5 | 0.68297
6217 | 8.75 | 1 | 365 | 9.9338 | 0.008475 | 9 | 0.94231
6241 | 5.4 | 1 | 365 | 6.1306 | 0.51952 | 6 | 0.65011
1385 | 7.29 | 1 | 365 | 8.2763 | 0.0013466 | 8 | 0.27765
1549 | 4.75 | 1 | 365 | 5.3927 | 0.29031 | 5 | 0.68297
1378 | 7.35 | 1 | 365 | 8.3444 | 0.20712 | 8 | 0.55154
6248 | 9.99 | 1 | 365 | 11.3416 | 0.2611 | 11 | 0.60271
1637 | 5 | 1 | 365 | 5.6765 | 0.1477 | 5 | 0.82418
3123 | 7.5 | 1 | 365 | 8.5147 | 0.72155 | 9 | 0.23627
1432 | 9.945 | 1 | 365 | 11.2905 | 0.10678 | 11 | 0.39729
691 | 3.75 | 1 | 365 | 4.2574 | 0.86078 | 5 | 0.11813
957 | 4 | 1 | 365 | 4.5412 | 0.71816 | 5 | 0.25934
1140 | 2.25 | 1 | 365 | 2.5544 | 0.71646 | 3 | 0.27088
2168 | 10.72 | 1 | 365 | 12.1704 | 0.76467 | 12 | 0.93504
3691 | 6.75 | 1 | 365 | 7.6632 | 0.1494 | 7 | 0.81264
4049 | 4.75 | 1 | 365 | 5.3927 | 0.29031 | 5 | 0.68297
340 | 4.5 | 1 | 365 | 5.1088 | 0.43293 | 5 | 0.54176
6138 | 8 | 1 | 365 | 9.0824 | 0.43632 | 9 | 0.51869
1946 | 8.96 | 1 | 365 | 10.1723 | 0.72868 | 10 | 0.90093
3246 | 8.04 | 1 | 365 | 9.1278 | 0.5735 | 9 | 0.70128
886 | 7.848 | 1 | 365 | 8.9098 | 0.91503 | 9 | 0.82483
699 | 11 | 1 | 365 | 12.4883 | 0.72494 | 13 | 0.2132
1790 | 3.685 | 1 | 365 | 4.1836 | 0.63785 | 4 | 0.82142
4084 | 2.5 | 1 | 365 | 2.8382 | 0.57385 | 3 | 0.41209
3161 | 5.1 | 1 | 365 | 5.79 | 0.49065 | 6 | 0.28066
4065 | 9.075 | 1 | 365 | 10.3028 | 0.12308 | 10 | 0.42589
2356 | 5.94 | 1 | 365 | 6.7437 | 0.37147 | 7 | 0.11513
1936 | 10.75 | 1 | 365 | 12.2044 | 0.86755 | 13 | 0.071987
1911 | 8.745 | 1 | 365 | 9.9282 | 0.99133 | 10 | 0.91949
6103 | 3.35 | 1 | 365 | 3.8032 | 0.48896 | 4 | 0.2922
2886 | 9.12 | 1 | 365 | 10.3539 | 0.2774 | 10 | 0.6313
700 | 5.25 | 1 | 365 | 5.9603 | 0.005085 | 5 | 0.96539
3031 | 4.25 | 1 | 365 | 4.825 | 0.57554 | 5 | 0.40055
2074 | 6.25 | 1 | 365 | 7.0956 | 0.43462 | 7 | 0.53022
1837 | 5.36 | 1 | 365 | 6.0852 | 0.38233 | 6 | 0.46752
3919 | 4.02 | 1 | 365 | 4.5639 | 0.78675 | 5 | 0.35064
6426 | 9.75 | 1 | 365 | 11.0691 | 0.43801 | 11 | 0.50715
6421 | 9.18 | 1 | 365 | 10.422 | 0.48318 | 10 | 0.90519
6148 | 5.75 | 1 | 365 | 6.528 | 0.71985 | 7 | 0.24781
693 | 4.5 | 1 | 365 | 5.1088 | 0.43293 | 5 | 0.54176
4590 | 4.25 | 1 | 365 | 4.825 | 0.57554 | 5 | 0.40055
2884 | 3 | 1 | 365 | 3.4059 | 0.28862 | 3 | 0.69451
3743 | 10.2 | 1 | 365 | 11.58 | 0.98131 | 12 | 0.56133
1115 | 11.25 | 1 | 365 | 12.7721 | 0.58232 | 13 | 0.3544
16865 | 5.025 | 1 | 365 | 5.7049 | 0.23344 | 5 | 0.9383
765 | 7 | 1 | 365 | 7.9471 | 0.00678 | 7 | 0.95385
4180 | 4.95 | 1 | 365 | 5.6197 | 0.97622 | 6 | 0.59594
1379 | 9 | 1 | 365 | 10.2177 | 0.86586 | 11 | 0.083524
4018 | 5.7 | 1 | 365 | 6.4712 | 0.54838 | 7 | 0.019565
52668 | 8.28 | 1 | 365 | 9.4003 | 0.39659 | 9 | 0.79684
651 | 5.25 | 1 | 365 | 5.9603 | 0.005085 | 5 | 0.96539
5337 | 9.72 | 1 | 365 | 11.0351 | 0.33513 | 11 | 0.37021
3150 | 10 | 1 | 365 | 11.353 | 0.2954 | 11 | 0.64836
2020 | 4.5 | 1 | 365 | 5.1088 | 0.43293 | 5 | 0.54176
1118 | 11 | 1 | 365 | 12.4883 | 0.72494 | 13 | 0.2132
1614 | 8 | 1 | 365 | 9.0824 | 0.43632 | 9 | 0.51869
7915 | 7.5 | 1 | 365 | 8.5147 | 0.72155 | 9 | 0.23627
988 | 3.5 | 1 | 365 | 3.9735 | 0.00339 | 3 | 0.97693
2685 | 7 | 1 | 365 | 7.9471 | 0.00678 | 7 | 0.95385
10962 | 9.75 | 1 | 365 | 11.0691 | 0.43801 | 11 | 0.50715
4107 | 5.4 | 1 | 365 | 6.1306 | 0.51952 | 6 | 0.65011
2447 | 6.6 | 1 | 365 | 7.493 | 0.63496 | 8 | 0.12792
1519 | 4.77 | 1 | 365 | 5.4154 | 0.35891 | 5 | 0.77427
7839 | 4 | 1 | 365 | 4.5412 | 0.71816 | 5 | 0.25934
8423 | 9.25 | 1 | 365 | 10.5015 | 0.72325 | 11 | 0.22473
2078 | 7.194 | 1 | 365 | 8.1673 | 0.67211 | 8 | 0.83943
5689 | 5.1 | 1 | 365 | 5.79 | 0.49065 | 6 | 0.28066
2725 | 6.6 | 1 | 365 | 7.493 | 0.63496 | 8 | 0.12792
2069 | 3.924 | 1 | 365 | 4.4549 | 0.45751 | 4 | 0.91242
2218 | 9.5 | 1 | 365 | 10.7853 | 0.58063 | 11 | 0.36594
2523 | 8 | 1 | 365 | 9.0824 | 0.43632 | 9 | 0.51869
1109 | 7.67 | 1 | 365 | 8.7077 | 0.30457 | 9 | 0.012292
7800 | 3.75 | 1 | 365 | 4.2574 | 0.86078 | 5 | 0.11813
3817 | 7 | 1 | 365 | 7.9471 | 0.00678 | 7 | 0.95385
3693 | 6.9 | 1 | 365 | 7.8335 | 0.66383 | 8 | 0.49737
3204 | 4.165 | 1 | 365 | 4.7285 | 0.28403 | 5 | 0.012542
3926 | 12.15 | 1 | 365 | 13.7938 | 0.66891 | 14 | 0.46276
16563 | 5.83 | 1 | 365 | 6.6188 | 0.99422 | 7 | 0.61299
3233 | 11.5 | 1 | 365 | 13.0559 | 0.43971 | 13 | 0.49561
4442 | 6 | 1 | 365 | 6.8118 | 0.57724 | 7 | 0.38902
4636 | 4.2 | 1 | 365 | 4.7682 | 0.40407 | 5 | 0.17231
2623 | 8.8 | 1 | 365 | 9.9906 | 0.17995 | 10 | 0.17056
2786 | 10.2 | 1 | 365 | 11.58 | 0.98131 | 12 | 0.56133
3726 | 7 | 1 | 365 | 7.9471 | 0.00678 | 7 | 0.95385
4151 | 8.84 | 1 | 365 | 10.036 | 0.31713 | 10 | 0.35315
8924 | 3.5 | 1 | 365 | 3.9735 | 0.00339 | 3 | 0.97693
52670 | 5.79 | 1 | 365 | 6.5734 | 0.85704 | 7 | 0.4304
4935 | 5.98 | 1 | 365 | 6.7891 | 0.50865 | 7 | 0.29772
2344 | 5.46 | 1 | 365 | 6.1987 | 0.72529 | 6 | 0.924
3929 | 11.22 | 1 | 365 | 12.738 | 0.47944 | 13 | 0.21746
2208 | 6 | 1 | 365 | 6.8118 | 0.57724 | 7 | 0.38902
1776 | 6.86 | 1 | 365 | 7.7881 | 0.52664 | 8 | 0.31477
2224 | 7.5 | 1 | 365 | 8.5147 | 0.72155 | 9 | 0.23627
7854 | 5.5 | 1 | 365 | 6.2441 | 0.86247 | 7 | 0.1066
1587 | 4.77 | 1 | 365 | 5.4154 | 0.35891 | 5 | 0.77427
10088 | 5.025 | 1 | 365 | 5.7049 | 0.23344 | 5 | 0.9383
3099 | 8.71 | 1 | 365 | 9.8884 | 0.87129 | 10 | 0.75972
1746 | 6.25 | 1 | 365 | 7.0956 | 0.43462 | 7 | 0.53022
4204 | 4.505 | 1 | 365 | 5.1145 | 0.45008 | 5 | 0.56459
1536 | 5.52 | 1 | 365 | 6.2668 | 0.93106 | 7 | 0.19789
3846 | 5.145 | 1 | 365 | 5.8411 | 0.64498 | 6 | 0.48608
1724 | 6 | 1 | 365 | 6.8118 | 0.57724 | 7 | 0.38902
2040 | 6.16 | 1 | 365 | 6.9934 | 0.12597 | 7 | 0.11939
2166 | 11.725 | 1 | 365 | 13.3113 | 0.21136 | 13 | 0.5227
20753 | 5.6 | 1 | 365 | 6.3577 | 0.20542 | 6 | 0.56308
2726 | 4.578 | 1 | 365 | 5.1974 | 0.70043 | 5 | 0.89782
4118 | 4 | 1 | 365 | 4.5412 | 0.71816 | 5 | 0.25934
6284 | 5.4 | 1 | 365 | 6.1306 | 0.51952 | 6 | 0.65011
3780 | 2.5 | 1 | 365 | 2.8382 | 0.57385 | 3 | 0.41209
4187 | 5.415 | 1 | 365 | 6.1476 | 0.57096 | 6 | 0.71859
856 | 5.5 | 1 | 365 | 6.2441 | 0.86247 | 7 | 0.1066
3688 | 5.145 | 1 | 365 | 5.8411 | 0.64498 | 6 | 0.48608
6168 | 8.1 | 1 | 365 | 9.1959 | 0.77927 | 9 | 0.97517
1915 | 4 | 1 | 365 | 4.5412 | 0.71816 | 5 | 0.25934
6428 | 10 | 1 | 365 | 11.353 | 0.2954 | 11 | 0.64836
4390 | 7.035 | 1 | 365 | 7.9868 | 0.12681 | 8 | 0.11362
3954 | 5.225 | 1 | 365 | 5.9319 | 0.91935 | 6 | 0.85127
5508 | 2.2 | 1 | 365 | 2.4977 | 0.54499 | 3 | 0.042639
1895 | 5.6 | 1 | 365 | 6.3577 | 0.20542 | 6 | 0.56308
6319 | 7.56 | 1 | 365 | 8.5828 | 0.92732 | 9 | 0.51016
2033 | 7.5 | 1 | 365 | 8.5147 | 0.72155 | 9 | 0.23627
1916 | 5.72 | 1 | 365 | 6.4939 | 0.61697 | 7 | 0.11086
2824 | 6.03 | 1 | 365 | 6.8458 | 0.68013 | 7 | 0.52596
3095 | 6.75 | 1 | 365 | 7.6632 | 0.1494 | 7 | 0.81264
3952 | 8.25 | 1 | 365 | 9.3662 | 0.29371 | 9 | 0.6599
1774 | 4.02 | 1 | 365 | 4.5639 | 0.78675 | 5 | 0.35064
1616 | 5.25 | 1 | 365 | 5.9603 | 0.005085 | 5 | 0.96539
3642 | 11 | 1 | 365 | 12.4883 | 0.72494 | 13 | 0.2132
4208 | 6.6 | 1 | 365 | 7.493 | 0.63496 | 8 | 0.12792
4402 | 4.675 | 1 | 365 | 5.3075 | 0.033099 | 5 | 0.34061
2393 | 5.25 | 1 | 365 | 5.9603 | 0.005085 | 5 | 0.96539
6199 | 4.05 | 1 | 365 | 4.5979 | 0.88964 | 5 | 0.48759
2645 | 14 | 1 | 365 | 15.8941 | 0.01356 | 15 | 0.9077
3169 | 3.685 | 1 | 365 | 4.1836 | 0.63785 | 4 | 0.82142
6713 | 4.69 | 1 | 365 | 5.3245 | 0.084543 | 5 | 0.40908
6232 | 6.21 | 1 | 365 | 7.0502 | 0.29744 | 7 | 0.34763
3270 | 6 | 1 | 365 | 6.8118 | 0.57724 | 7 | 0.38902
5041 | 4.02 | 1 | 365 | 4.5639 | 0.78675 | 5 | 0.35064
1852 | 2.25 | 1 | 365 | 2.5544 | 0.71646 | 3 | 0.27088
2389 | 6.5 | 1 | 365 | 7.3794 | 0.29201 | 7 | 0.67143
4876 | 3.5 | 1 | 365 | 3.9735 | 0.00339 | 3 | 0.97693
5046 | 2.94 | 1 | 365 | 3.3378 | 0.082848 | 3 | 0.42062
4054 | 5.25 | 1 | 365 | 5.9603 | 0.005085 | 5 | 0.96539
3444 | 7.105 | 1 | 365 | 8.0663 | 0.36688 | 8 | 0.43316
6463 | 5 | 1 | 365 | 5.6765 | 0.1477 | 5 | 0.82418
12204 | 5.1 | 1 | 365 | 5.79 | 0.49065 | 6 | 0.28066
3538 | 4.41 | 1 | 365 | 5.0067 | 0.12427 | 5 | 0.13093
2787 | 8.829 | 1 | 365 | 10.0235 | 0.27941 | 10 | 0.30294
4665 | 6.03 | 1 | 365 | 6.8458 | 0.68013 | 7 | 0.52596
4659 | 6.5 | 1 | 365 | 7.3794 | 0.29201 | 7 | 0.67143
1836 | 4.83 | 1 | 365 | 5.4835 | 0.56468 | 6 | 0.048158
3429 | 3.35 | 1 | 365 | 3.8032 | 0.48896 | 4 | 0.2922
1322 | 5.75 | 1 | 365 | 6.528 | 0.71985 | 7 | 0.24781
2592 | 9 | 1 | 365 | 10.2177 | 0.86586 | 11 | 0.083524
1342 | 7 | 1 | 365 | 7.9471 | 0.00678 | 7 | 0.95385
3113 | 4.2 | 1 | 365 | 4.7682 | 0.40407 | 5 | 0.17231
1861 | 5.5 | 1 | 365 | 6.2441 | 0.86247 | 7 | 0.1066
2584 | 6.75 | 1 | 365 | 7.6632 | 0.1494 | 7 | 0.81264
3591 | 4.25 | 1 | 365 | 4.825 | 0.57554 | 5 | 0.40055
3537 | 3.3 | 1 | 365 | 3.7465 | 0.31748 | 4 | 0.063959
26882 | 7.75 | 1 | 365 | 8.7985 | 0.57893 | 9 | 0.37748
2537 | 6.5 | 1 | 365 | 7.3794 | 0.29201 | 7 | 0.67143
1800 | 4.02 | 1 | 365 | 4.5639 | 0.78675 | 5 | 0.35064
4293 | 11 | 1 | 365 | 12.4883 | 0.72494 | 13 | 0.2132
4225 | 5.2 | 1 | 365 | 5.9035 | 0.83361 | 6 | 0.73715
1581 | 4 | 1 | 365 | 4.5412 | 0.71816 | 5 | 0.25934
10391 | 5.4 | 1 | 365 | 6.1306 | 0.51952 | 6 | 0.65011
1429 | 6.885 | 1 | 365 | 7.8165 | 0.61238 | 8 | 0.4289
12262 | 5.1 | 1 | 365 | 5.79 | 0.49065 | 6 | 0.28066
6552 | 7.42 | 1 | 365 | 8.4239 | 0.44719 | 8 | 0.87108
1338 | 5 | 1 | 365 | 5.6765 | 0.1477 | 5 | 0.82418
4013 | 10.25 | 1 | 365 | 11.6368 | 0.15278 | 11 | 0.78957
2036 | 8.525 | 1 | 365 | 9.6784 | 0.23683 | 9 | 0.91523
4461 | 7.5 | 1 | 365 | 8.5147 | 0.72155 | 9 | 0.23627
2372 | 5 | 1 | 365 | 5.6765 | 0.1477 | 5 | 0.82418
2298 | 7.5 | 1 | 365 | 8.5147 | 0.72155 | 9 | 0.23627
22077 | 6.03 | 1 | 365 | 6.8458 | 0.76146 | 7 | 0.6073
2145 | 3 | 1 | 365 | 3.4059 | 0.28862 | 3 | 0.69451
2281 | 8.5 | 1 | 365 | 9.65 | 0.15109 | 9 | 0.80111
3666 | 3.5 | 1 | 365 | 3.9735 | 0.00339 | 3 | 0.97693
6322 | 3.685 | 1 | 365 | 4.1836 | 0.63785 | 4 | 0.82142
3451 | 4.165 | 1 | 365 | 4.7285 | 0.28403 | 5 | 0.012542
3792 | 2 | 1 | 365 | 2.2706 | 0.85908 | 3 | 0.12967
7257 | 3.25 | 1 | 365 | 3.6897 | 0.146 | 3 | 0.83572
6383 | 8.64 | 1 | 365 | 9.809 | 0.63123 | 10 | 0.44018
3915 | 3.06 | 1 | 365 | 3.474 | 0.49439 | 3 | 0.9684
2248 | 7 | 1 | 365 | 7.9471 | 0.00678 | 7 | 0.95385
3447 | 5 | 1 | 365 | 5.6765 | 0.1477 | 5 | 0.82418
3544 | 5.1 | 1 | 365 | 5.79 | 0.49065 | 6 | 0.28066
4139 | 4.9 | 1 | 365 | 5.563 | 0.80475 | 6 | 0.3677
11886 | 5 | 1 | 365 | 5.6765 | 0.1477 | 5 | 0.82418
4090 | 2.94 | 1 | 365 | 3.3378 | 0.082848 | 3 | 0.42062
6750 | 6 | 1 | 365 | 6.8118 | 0.57724 | 7 | 0.38902
3042 | 3 | 1 | 365 | 3.4059 | 0.28862 | 3 | 0.69451
3179 | 5.025 | 1 | 365 | 5.7049 | 0.23344 | 5 | 0.9383
6367 | 13.25 | 1 | 365 | 15.0427 | 0.4414 | 15 | 0.48408
8072 | 7.56 | 1 | 365 | 8.5828 | 0.92732 | 9 | 0.51016
6260 | 8.91 | 1 | 365 | 10.1155 | 0.5572 | 10 | 0.67269
3922 | 5.36 | 1 | 365 | 6.0852 | 0.38233 | 6 | 0.46752
2586 | 12 | 1 | 365 | 13.6236 | 0.15448 | 13 | 0.77803
1304 | 5.25 | 1 | 365 | 5.9603 | 0.005085 | 5 | 0.96539
4181 | 6.6 | 1 | 365 | 7.493 | 0.63496 | 8 | 0.12792
853 | 4.5 | 1 | 365 | 5.1088 | 0.43293 | 5 | 0.54176
8054 | 4 | 1 | 365 | 4.5412 | 0.71816 | 5 | 0.25934
5492 | 4.25 | 1 | 365 | 4.825 | 0.57554 | 5 | 0.40055
4703 | 3.35 | 1 | 365 | 3.8032 | 0.48896 | 4 | 0.2922
4388 | 4.41 | 1 | 365 | 5.0067 | 0.12427 | 5 | 0.13093
6135 | 6.75 | 1 | 365 | 7.6632 | 0.1494 | 7 | 0.81264
3393 | 8 | 1 | 365 | 9.0824 | 0.43632 | 9 | 0.51869
2134 | 5.5 | 1 | 365 | 6.2441 | 0.86247 | 7 | 0.1066
2397 | 5.75 | 1 | 365 | 6.528 | 0.71985 | 7 | 0.24781
3352 | 10.5 | 1 | 365 | 11.9206 | 0.01017 | 11 | 0.93078
2853 | 9.8 | 1 | 365 | 11.1259 | 0.60949 | 11 | 0.73539
6355 | 4.86 | 1 | 365 | 5.5175 | 0.66756 | 6 | 0.1851
2851 | 9.805 | 1 | 365 | 11.1316 | 0.62664 | 11 | 0.75822
2401 | 3 | 1 | 365 | 3.4059 | 0.28862 | 3 | 0.69451
3387 | 4.02 | 1 | 365 | 4.5639 | 0.78675 | 5 | 0.35064
3111 | 5.695 | 1 | 365 | 6.4655 | 0.53123 | 6 | 0.99674
1754 | 5.25 | 1 | 365 | 5.9603 | 0.005085 | 5 | 0.96539
3599 | 5.25 | 1 | 365 | 5.9603 | 0.005085 | 5 | 0.96539
2962 | 8.04 | 1 | 365 | 9.1278 | 0.5735 | 9 | 0.70128
3100 | 4.02 | 1 | 365 | 4.5639 | 0.78675 | 5 | 0.35064
3426 | 8.575 | 1 | 365 | 9.7352 | 0.40831 | 10 | 0.14347
1793 | 6.5 | 1 | 365 | 7.3794 | 0.29201 | 7 | 0.67143
6331 | 4.32 | 1 | 365 | 4.9045 | 0.81561 | 5 | 0.72009
1891 | 6.03 | 1 | 365 | 6.8458 | 0.68013 | 7 | 0.52596
2858 | 5.36 | 1 | 365 | 6.0852 | 0.38233 | 6 | 0.46752
1961 | 13.734 | 1 | 365 | 15.5922 | 0.1013 | 15 | 0.69346
2856 | 4.8 | 1 | 365 | 5.4494 | 0.46179 | 5 | 0.91121
4791 | 4.14 | 1 | 365 | 4.7001 | 0.1983 | 4 | 0.89842
10145 | 5.025 | 1 | 365 | 5.7049 | 0.23344 | 5 | 0.9383
2263 | 6.89 | 1 | 365 | 7.8222 | 0.62953 | 8 | 0.45172
2627 | 7.975 | 1 | 365 | 9.054 | 0.35058 | 9 | 0.40457
3107 | 6.125 | 1 | 365 | 6.9537 | 0.0059325 | 6 | 0.95962
4492 | 5.5 | 1 | 365 | 6.2441 | 0.86247 | 7 | 0.1066
2308 | 6.6 | 1 | 365 | 7.493 | 0.63496 | 8 | 0.12792
14322 | 7.65 | 1 | 365 | 8.685 | 0.23598 | 8 | 0.921
2705 | 12.42 | 1 | 365 | 14.1004 | 0.59489 | 14 | 0.69526
12176 | 2 | 1 | 365 | 2.2706 | 0.85908 | 3 | 0.12967
4207 | 5.3 | 1 | 365 | 6.0171 | 0.17656 | 6 | 0.19363
3311 | 4.355 | 1 | 365 | 4.9442 | 0.93565 | 5 | 0.87986
1889 | 4.9 | 1 | 365 | 5.563 | 0.80475 | 6 | 0.3677
3410 | 11.76 | 1 | 365 | 13.3511 | 0.33139 | 13 | 0.68247
6746 | 4.41 | 1 | 365 | 5.0067 | 0.12427 | 5 | 0.13093
1446 | 5.1 | 1 | 365 | 5.79 | 0.49065 | 6 | 0.28066
2796 | 7.25 | 1 | 365 | 8.2309 | 0.86416 | 9 | 0.095061
4933 | 9.36 | 1 | 365 | 10.6264 | 0.10049 | 10 | 0.72686
2987 | 10 | 1 | 365 | 11.353 | 0.2954 | 11 | 0.64836
1747 | 6.25 | 1 | 365 | 7.0956 | 0.43462 | 7 | 0.53022
1743 | 5 | 1 | 365 | 5.6765 | 0.1477 | 5 | 0.82418
2661 | 4.25 | 1 | 365 | 4.825 | 0.57554 | 5 | 0.40055
10957 | 10.92 | 1 | 365 | 12.3974 | 0.45058 | 12 | 0.84801
2777 | 8.25 | 1 | 365 | 9.3662 | 0.29371 | 9 | 0.6599
5935 | 3.25 | 1 | 365 | 3.6897 | 0.146 | 3 | 0.83572
2245 | 7.75 | 1 | 365 | 8.7985 | 0.57893 | 9 | 0.37748
3118 | 4.25 | 1 | 365 | 4.825 | 0.57554 | 5 | 0.40055
10303 | 6 | 1 | 365 | 6.8118 | 0.57724 | 7 | 0.38902
2489 | 3.5 | 1 | 365 | 3.9735 | 0.00339 | 3 | 0.97693
3923 | 6.7 | 1 | 365 | 7.6065 | 0.97792 | 8 | 0.5844
1783 | 5.88 | 1 | 365 | 6.6755 | 0.1657 | 6 | 0.84124
6256 | 6.48 | 1 | 365 | 7.3567 | 0.22342 | 7 | 0.58014
4752 | 6.5 | 1 | 365 | 7.3794 | 0.29201 | 7 | 0.67143
1778 | 9.555 | 1 | 365 | 10.8478 | 0.76925 | 11 | 0.61701
2910 | 5.25 | 1 | 365 | 5.9603 | 0.005085 | 5 | 0.96539
3606 | 4.25 | 1 | 365 | 4.825 | 0.57554 | 5 | 0.40055
859 | 2 | 1 | 365 | 2.2706 | 0.85908 | 3 | 0.12967
6264 | 5.355 | 1 | 365 | 6.0795 | 0.36519 | 6 | 0.4447
2820 | 6.5 | 1 | 365 | 7.3794 | 0.29201 | 7 | 0.67143
11447 | 9.945 | 1 | 365 | 11.2905 | 0.10678 | 11 | 0.39729
6250 | 9.99 | 1 | 365 | 11.3416 | 0.2611 | 11 | 0.60271
10463 | 4.5 | 1 | 365 | 5.1088 | 0.43293 | 5 | 0.54176
2555 | 6.25 | 1 | 365 | 7.0956 | 0.43462 | 7 | 0.53022
4014 | 5.025 | 1 | 365 | 5.7049 | 0.23344 | 5 | 0.9383
11413 | 9.52 | 1 | 365 | 10.808 | 0.64922 | 11 | 0.45724
6169 | 4.86 | 1 | 365 | 5.5175 | 0.66756 | 6 | 0.1851
2710 | 9.5 | 1 | 365 | 10.7853 | 0.58063 | 11 | 0.36594
2985 | 3.75 | 1 | 365 | 4.2574 | 0.86078 | 5 | 0.11813
4952 | 7.5 | 1 | 365 | 8.5147 | 0.72155 | 9 | 0.23627
5069 | 5.886 | 1 | 365 | 6.6824 | 0.18627 | 6 | 0.86862
2849 | 8 | 1 | 365 | 9.0824 | 0.43632 | 9 | 0.51869
1968 | 2.6 | 1 | 365 | 2.9518 | 0.9168 | 3 | 0.86857
1434 | 6.12 | 1 | 365 | 6.948 | 0.98878 | 7 | 0.9368
4455 | 5.5 | 1 | 365 | 6.2441 | 0.86247 | 7 | 0.1066
1646 | 5.61 | 1 | 365 | 6.369 | 0.23972 | 6 | 0.60873
1427 | 7.75 | 1 | 365 | 8.7985 | 0.57893 | 9 | 0.37748
3918 | 6.21 | 1 | 365 | 7.0502 | 0.29744 | 7 | 0.34763
6456 | 8.97 | 1 | 365 | 10.1836 | 0.76297 | 10 | 0.94658
1084 | 6.5 | 1 | 365 | 7.3794 | 0.29201 | 7 | 0.67143
4302 | 6.49 | 1 | 365 | 7.3681 | 0.25771 | 7 | 0.62579
1269 | 12.24 | 1 | 365 | 13.896 | 0.97757 | 14 | 0.87359
2136 | 2.75 | 1 | 365 | 3.1221 | 0.43124 | 3 | 0.5533
1243 | 5 | 1 | 365 | 5.6765 | 0.1477 | 5 | 0.82418
1258 | 9.75 | 1 | 365 | 11.0691 | 0.43801 | 11 | 0.50715
2057 | 6.25 | 1 | 365 | 7.0956 | 0.43462 | 7 | 0.53022
6147 | 8.91 | 1 | 365 | 10.1155 | 0.5572 | 10 | 0.67269
3348 | 12.5 | 1 | 365 | 14.1912 | 0.86925 | 15 | 0.06045
1314 | 8.415 | 1 | 365 | 9.5535 | 0.85958 | 10 | 0.41309
2978 | 6.6 | 1 | 365 | 7.493 | 0.63496 | 8 | 0.12792
2016 | 6.48 | 1 | 365 | 7.3567 | 0.22342 | 7 | 0.58014
4277 | 7.5 | 1 | 365 | 8.5147 | 0.72155 | 9 | 0.23627
1352 | 14.74 | 1 | 365 | 16.7343 | 0.55142 | 17 | 0.28568
3332 | 12.9 | 1 | 365 | 14.6453 | 0.24107 | 14 | 0.88638
3056 | 9.555 | 1 | 365 | 10.8478 | 0.76925 | 11 | 0.61701
2180 | 7.5 | 1 | 365 | 8.5147 | 0.72155 | 9 | 0.23627
3239 | 5.4 | 1 | 365 | 6.1306 | 0.51952 | 6 | 0.65011
2629 | 12.42 | 1 | 365 | 14.1004 | 0.59489 | 14 | 0.69526
2264 | 4.5 | 1 | 365 | 5.1088 | 0.43293 | 5 | 0.54176
2889 | 5.145 | 1 | 365 | 5.8411 | 0.64498 | 6 | 0.48608
4348 | 6.5 | 1 | 365 | 7.3794 | 0.29201 | 7 | 0.67143
2082 | 5.25 | 1 | 365 | 5.9603 | 0.005085 | 5 | 0.96539
857 | 9.25 | 1 | 365 | 10.5015 | 0.72325 | 11 | 0.22473
2299 | 7.15 | 1 | 365 | 8.1174 | 0.52121 | 8 | 0.63858
883 | 11.04 | 1 | 365 | 12.5337 | 0.86212 | 13 | 0.39579
2470 | 9.24 | 1 | 365 | 10.4901 | 0.68895 | 11 | 0.17908
4083 | 6 | 1 | 365 | 6.8118 | 0.57724 | 7 | 0.38902
9667 | 3.35 | 1 | 365 | 3.8032 | 0.48896 | 4 | 0.2922
1425 | 7.5 | 1 | 365 | 8.5147 | 0.72155 | 9 | 0.23627
19871 | 13.8 | 1 | 365 | 15.6671 | 0.32765 | 15 | 0.99474
2009 | 7.75 | 1 | 365 | 8.7985 | 0.57893 | 9 | 0.37748
4612 | 6.75 | 1 | 365 | 7.6632 | 0.1494 | 7 | 0.81264
5621 | 8.04 | 1 | 365 | 9.1278 | 0.5735 | 9 | 0.70128
858 | 6.5 | 1 | 365 | 7.3794 | 0.29201 | 7 | 0.67143
48823 | 6.5 | 1 | 365 | 7.3794 | 0.79301 | 8 | 0.17244
2277 | 6.75 | 1 | 365 | 7.6632 | 0.1494 | 7 | 0.81264
32844 | 6.16 | 1 | 365 | 6.9934 | 0.12597 | 7 | 0.11939
1771 | 6.7 | 1 | 365 | 7.6065 | 0.97792 | 8 | 0.5844
37556 | 5.025 | 1 | 365 | 5.7049 | 0.23344 | 5 | 0.9383
3874 | 9 | 1 | 365 | 10.2177 | 0.86586 | 11 | 0.083524
8404 | 9 | 1 | 365 | 10.2177 | 0.86586 | 11 | 0.083524
5997 | 6.21 | 1 | 365 | 7.0502 | 0.29744 | 7 | 0.34763
2304 | 6.36 | 1 | 365 | 7.2205 | 0.81187 | 8 | 0.032357
3646 | 6.72 | 1 | 365 | 7.6292 | 0.046509 | 7 | 0.6757
1824 | 3.445 | 1 | 365 | 3.9111 | 0.81477 | 4 | 0.72586
2399 | 9.5 | 1 | 365 | 10.7853 | 0.58063 | 11 | 0.36594
2101 | 5.32 | 1 | 365 | 6.0398 | 0.24515 | 6 | 0.28493
4041 | 7.02 | 1 | 365 | 7.9698 | 0.075371 | 8 | 0.045149
934 | 7 | 1 | 365 | 7.9471 | 0.00678 | 7 | 0.95385
4491 | 7.705 | 1 | 365 | 8.7475 | 0.42461 | 9 | 0.17206
1819 | 14.85 | 1 | 365 | 16.8591 | 0.92867 | 17 | 0.78781
2169 | 10.53 | 1 | 365 | 11.9547 | 0.11306 | 12 | 0.067723
4930 | 9.72 | 1 | 365 | 11.0351 | 0.33513 | 11 | 0.37021
1735 | 7.2 | 1 | 365 | 8.1741 | 0.69269 | 8 | 0.86682
1310 | 7.56 | 1 | 365 | 8.5828 | 0.92732 | 9 | 0.51016
1443 | 9.045 | 1 | 365 | 10.2688 | 0.020189 | 10 | 0.28894
1444 | 5 | 1 | 365 | 5.6765 | 0.1477 | 5 | 0.82418
1780 | 5.695 | 1 | 365 | 6.4655 | 0.53123 | 6 | 0.99674
3778 | 4 | 1 | 365 | 4.5412 | 0.71816 | 5 | 0.25934
5505 | 5.5 | 1 | 365 | 6.2441 | 0.86247 | 7 | 0.1066
1334 | 4.578 | 1 | 365 | 5.1974 | 0.70043 | 5 | 0.89782
1344 | 6.37 | 1 | 365 | 7.2318 | 0.84617 | 8 | 0.078005
2823 | 4.02 | 1 | 365 | 4.5639 | 0.78675 | 5 | 0.35064
1604 | 2.55 | 1 | 365 | 2.895 | 0.74533 | 3 | 0.64033
4528 | 5.5 | 1 | 365 | 6.2441 | 0.86247 | 7 | 0.1066
1600 | 6.36 | 1 | 365 | 7.2205 | 0.81187 | 8 | 0.032357
855 | 6.25 | 1 | 365 | 7.0956 | 0.43462 | 7 | 0.53022
2039 | 5.22 | 1 | 365 | 5.9262 | 0.9022 | 6 | 0.82844
6176 | 5 | 1 | 365 | 5.6765 | 0.1477 | 5 | 0.82418
4051 | 9 | 1 | 365 | 10.2177 | 0.86586 | 11 | 0.083524
2854 | 14.74 | 1 | 365 | 16.7343 | 0.55142 | 17 | 0.28568
3564 | 5 | 1 | 365 | 5.6765 | 0.1477 | 5 | 0.82418
3518 | 10 | 1 | 365 | 11.353 | 0.2954 | 11 | 0.64836
3453 | 5.88 | 1 | 365 | 6.6755 | 0.1657 | 6 | 0.84124
1063 | 3.25 | 1 | 365 | 3.6897 | 0.146 | 3 | 0.83572
2595 | 7.59 | 1 | 365 | 8.6169 | 0.030209 | 8 | 0.64711
2817 | 11 | 1 | 365 | 12.4883 | 0.72494 | 13 | 0.2132
36647 | 5.13 | 1 | 365 | 5.8241 | 0.59354 | 6 | 0.41761
2626 | 7.98 | 1 | 365 | 9.0597 | 0.36773 | 9 | 0.42739
1100 | 4 | 1 | 365 | 4.5412 | 0.71816 | 5 | 0.25934
4177 | 5.5 | 1 | 365 | 6.2441 | 0.86247 | 7 | 0.1066
6245 | 7.56 | 1 | 365 | 8.5828 | 0.92732 | 9 | 0.51016
2261 | 6.6 | 1 | 365 | 7.493 | 0.63496 | 8 | 0.12792
3317 | 2.04 | 1 | 365 | 2.316 | 0.99626 | 3 | 0.31227
4290 | 7.035 | 1 | 365 | 7.9868 | 0.12681 | 8 | 0.11362
2286 | 7.7 | 1 | 365 | 8.7418 | 0.40746 | 9 | 0.14924
5172 | 3.64 | 1 | 365 | 4.1325 | 0.48353 | 4 | 0.616
2614 | 4.75 | 1 | 365 | 5.3927 | 0.29031 | 5 | 0.68297
20028 | 6.5 | 1 | 365 | 7.3794 | 0.29201 | 7 | 0.67143
3553 | 6.37 | 1 | 365 | 7.2318 | 0.84617 | 8 | 0.078005
1920 | 7 | 1 | 365 | 7.9471 | 0.00678 | 7 | 0.95385
2818 | 5.5 | 1 | 365 | 6.2441 | 0.86247 | 7 | 0.1066
1303 | 9.25 | 1 | 365 | 10.5015 | 0.72325 | 11 | 0.22473
2237 | 3.25 | 1 | 365 | 3.6897 | 0.146 | 3 | 0.83572
15632 | 7.14 | 1 | 365 | 8.106 | 0.48692 | 8 | 0.59293
10276 | 9.18 | 1 | 365 | 10.422 | 0.48318 | 10 | 0.90519
6381 | 8.829 | 1 | 365 | 10.0235 | 0.27941 | 10 | 0.30294
6471 | 5.94 | 1 | 365 | 6.7437 | 0.37147 | 7 | 0.11513
4149 | 3.6 | 1 | 365 | 4.0871 | 0.34634 | 4 | 0.43341
5515 | 9.35 | 1 | 365 | 10.615 | 0.066199 | 10 | 0.68122
5125 | 7.84 | 1 | 365 | 8.9007 | 0.88759 | 9 | 0.78831
2534 | 13.08 | 1 | 365 | 14.8497 | 0.85838 | 15 | 0.70805
3176 | 8.04 | 1 | 365 | 9.1278 | 0.5735 | 9 | 0.70128
2182 | 8.25 | 1 | 365 | 9.3662 | 0.29371 | 9 | 0.6599
4898 | 6.25 | 1 | 365 | 7.0956 | 0.43462 | 7 | 0.53022
4556 | 5 | 1 | 365 | 5.6765 | 0.1477 | 5 | 0.82418
52674 | 7.26 | 1 | 365 | 8.2422 | 0.89846 | 9 | 0.14071
6564 | 8.16 | 1 | 365 | 9.264 | 0.98505 | 10 | 0.24906
3390 | 6.03 | 1 | 365 | 6.8458 | 0.68013 | 7 | 0.52596
3496 | 3 | 1 | 365 | 3.4059 | 0.28862 | 3 | 0.69451
11713 | 4.2 | 1 | 365 | 4.7682 | 0.40407 | 5 | 0.17231
4265 | 7.75 | 1 | 365 | 8.7985 | 0.57893 | 9 | 0.37748
3194 | 9.72 | 1 | 365 | 11.0351 | 0.33513 | 11 | 0.37021
3921 | 4.69 | 1 | 365 | 5.3245 | 0.084543 | 5 | 0.40908
5383 | 11.118 | 1 | 365 | 12.6222 | 0.12963 | 12 | 0.75185
3196 | 9.8 | 1 | 365 | 11.1259 | 0.60949 | 11 | 0.73539
2378 | 6.25 | 1 | 365 | 7.0956 | 0.43462 | 7 | 0.53022
2271 | 2.5 | 1 | 365 | 2.8382 | 0.57385 | 3 | 0.41209
6263 | 6.885 | 1 | 365 | 7.8165 | 0.61238 | 8 | 0.4289
1071 | 5.75 | 1 | 365 | 6.528 | 0.71985 | 7 | 0.24781
2305 | 8.5 | 1 | 365 | 9.65 | 0.15109 | 9 | 0.80111
7585 | 4.845 | 1 | 365 | 5.5005 | 0.61612 | 6 | 0.11663
4052 | 4 | 1 | 365 | 4.5412 | 0.71816 | 5 | 0.25934
3137 | 2.75 | 1 | 365 | 3.1221 | 0.43124 | 3 | 0.5533
2143 | 7 | 1 | 365 | 7.9471 | 0.00678 | 7 | 0.95385
6724 | 3.18 | 1 | 365 | 3.6102 | 0.90594 | 4 | 0.51618
4792 | 5.39 | 1 | 365 | 6.1192 | 0.48522 | 6 | 0.60447
4354 | 6 | 1 | 365 | 6.8118 | 0.57724 | 7 | 0.38902
3452 | 5.1 | 1 | 365 | 5.79 | 0.49065 | 6 | 0.28066
2797 | 9.75 | 1 | 365 | 11.0691 | 0.43801 | 11 | 0.50715
2058 | 7 | 1 | 365 | 7.9471 | 0.00678 | 7 | 0.95385
4376 | 11.055 | 1 | 365 | 12.5507 | 0.91356 | 13 | 0.46426
3430 | 6.7 | 1 | 365 | 7.6065 | 0.97792 | 8 | 0.5844
16236 | 6.325 | 1 | 365 | 7.1807 | 0.69184 | 7 | 0.87259
3384 | 4.69 | 1 | 365 | 5.3245 | 0.084543 | 5 | 0.40908
3849 | 6.03 | 1 | 365 | 6.8458 | 0.68013 | 7 | 0.52596
3102 | 3.5 | 1 | 365 | 3.9735 | 0.00339 | 3 | 0.97693
4584 | 4.5 | 1 | 365 | 5.1088 | 0.43293 | 5 | 0.54176
2388 | 5.25 | 1 | 365 | 5.9603 | 0.005085 | 5 | 0.96539
6161 | 6.21 | 1 | 365 | 7.0502 | 0.29744 | 7 | 0.34763
3525 | 4.355 | 1 | 365 | 4.9442 | 0.93565 | 5 | 0.87986
3801 | 5.36 | 1 | 365 | 6.0852 | 0.38233 | 6 | 0.46752
3240 | 4.9 | 1 | 365 | 5.563 | 0.80475 | 6 | 0.3677
6585 | 7.705 | 1 | 365 | 8.7475 | 0.42461 | 9 | 0.17206
4460 | 6 | 1 | 365 | 6.8118 | 0.57724 | 7 | 0.38902
5514 | 4.95 | 1 | 365 | 5.6197 | 0.97622 | 6 | 0.59594
2634 | 6.25 | 1 | 365 | 7.0956 | 0.43462 | 7 | 0.53022
2620 | 5 | 1 | 365 | 5.6765 | 0.1477 | 5 | 0.82418
3437 | 6.365 | 1 | 365 | 7.2262 | 0.82902 | 8 | 0.055181
952 | 6.5 | 1 | 365 | 7.3794 | 0.29201 | 7 | 0.67143
8913 | 7.02 | 1 | 365 | 7.9698 | 0.075371 | 8 | 0.045149
4414 | 8.75 | 1 | 365 | 9.9338 | 0.008475 | 9 | 0.94231
884 | 5.886 | 1 | 365 | 6.6824 | 0.18627 | 6 | 0.86862
6126 | 5.36 | 1 | 365 | 6.0852 | 0.38233 | 6 | 0.46752
1552 | 2.5 | 1 | 365 | 2.8382 | 0.57385 | 3 | 0.41209
6171 | 6.48 | 1 | 365 | 7.3567 | 0.22342 | 7 | 0.58014
1751 | 4.25 | 1 | 365 | 4.825 | 0.57554 | 5 | 0.40055
2357 | 6.6 | 1 | 365 | 7.493 | 0.63496 | 8 | 0.12792
2553 | 6 | 1 | 365 | 6.8118 | 0.57724 | 7 | 0.38902
12421 | 5.1 | 1 | 365 | 5.79 | 0.49065 | 6 | 0.28066
12570 | 6.875 | 1 | 365 | 7.8052 | 0.57809 | 8 | 0.38325
2094 | 7 | 1 | 365 | 7.9471 | 0.00678 | 7 | 0.95385
4153 | 14.07 | 1 | 365 | 15.9736 | 0.25363 | 16 | 0.22724
6504 | 4.59 | 1 | 365 | 5.211 | 0.74159 | 5 | 0.9526
3308 | 7 | 1 | 365 | 7.9471 | 0.00678 | 7 | 0.95385
2110 | 4.95 | 1 | 365 | 5.6197 | 0.97622 | 6 | 0.59594
2964 | 7.5 | 1 | 365 | 8.5147 | 0.72155 | 9 | 0.23627
1245 | 7 | 1 | 365 | 7.9471 | 0.00678 | 7 | 0.95385
2293 | 6.75 | 1 | 365 | 7.6632 | 0.1494 | 7 | 0.81264
3793 | 4.9 | 1 | 365 | 5.563 | 0.80475 | 6 | 0.3677
3850 | 3.35 | 1 | 365 | 3.8032 | 0.48896 | 4 | 0.2922
6373 | 13.44 | 1 | 365 | 15.2584 | 0.093018 | 15 | 0.3514
6480 | 4.05 | 1 | 365 | 4.5979 | 0.88964 | 5 | 0.48759
2949 | 3.35 | 1 | 365 | 3.8032 | 0.48896 | 4 | 0.2922
3103 | 6.7 | 1 | 365 | 7.6065 | 0.97792 | 8 | 0.5844
3057 | 4.02 | 1 | 365 | 4.5639 | 0.78675 | 5 | 0.35064
6386 | 6.03 | 1 | 365 | 6.8458 | 0.68013 | 7 | 0.52596
5441 | 3.92 | 1 | 365 | 4.4504 | 0.4438 | 4 | 0.89416
2550 | 8.25 | 1 | 365 | 9.3662 | 0.29371 | 9 | 0.6599
16254 | 5.13 | 1 | 365 | 5.8241 | 0.59354 | 6 | 0.41761
3104 | 5.695 | 1 | 365 | 6.4655 | 0.53123 | 6 | 0.99674
6479 | 8.1 | 1 | 365 | 9.1959 | 0.77927 | 9 | 0.97517
13050 | 5 | 1 | 365 | 5.6765 | 0.37924 | 6 | 0.05572
4391 | 6.86 | 1 | 365 | 7.7881 | 0.52664 | 8 | 0.31477
16942 | 5.1 | 1 | 365 | 5.79 | 0.49065 | 6 | 0.28066
6262 | 8.91 | 1 | 365 | 10.1155 | 0.5572 | 10 | 0.67269
3837 | 4.69 | 1 | 365 | 5.3245 | 0.084543 | 5 | 0.40908
5118 | 5.695 | 1 | 365 | 6.4655 | 0.53123 | 6 | 0.99674
6297 | 13.005 | 1 | 365 | 14.7645 | 0.60117 | 15 | 0.36569
980 | 9.75 | 1 | 365 | 11.0691 | 0.43801 | 11 | 0.50715
4154 | 4 | 1 | 365 | 4.5412 | 0.71816 | 5 | 0.25934
3407 | 3.43 | 1 | 365 | 3.8941 | 0.76332 | 4 | 0.65739
2666 | 10.53 | 1 | 365 | 11.9547 | 0.11306 | 12 | 0.067723
1430 | 3.35 | 1 | 365 | 3.8032 | 0.48896 | 4 | 0.2922
7661 | 11.66 | 1 | 365 | 13.2376 | 0.98844 | 14 | 0.22599
3106 | 4.69 | 1 | 365 | 5.3245 | 0.084543 | 5 | 0.40908
3181 | 5.88 | 1 | 365 | 6.6755 | 0.1657 | 6 | 0.84124
2252 | 6 | 1 | 365 | 6.8118 | 0.57724 | 7 | 0.38902
3178 | 4.9 | 1 | 365 | 5.563 | 0.80475 | 6 | 0.3677
2945 | 6.03 | 1 | 365 | 6.8458 | 0.68013 | 7 | 0.52596
3405 | 3.35 | 1 | 365 | 3.8032 | 0.48896 | 4 | 0.2922
5450 | 10 | 1 | 365 | 11.353 | 0.2954 | 11 | 0.64836
3162 | 12.5 | 1 | 365 | 14.1912 | 0.86925 | 15 | 0.06045
7955 | 9.18 | 1 | 365 | 10.422 | 0.48318 | 10 | 0.90519
5278 | 4.95 | 1 | 365 | 5.6197 | 0.97622 | 6 | 0.59594
2370 | 5.25 | 1 | 365 | 5.9603 | 0.005085 | 5 | 0.96539
3433 | 3 | 1 | 365 | 3.4059 | 0.28862 | 3 | 0.69451
10874 | 6.7 | 1 | 365 | 7.6065 | 0.97792 | 8 | 0.5844
3958 | 8.68 | 1 | 365 | 9.8544 | 0.76841 | 10 | 0.62278
24049 | 5.7 | 1 | 365 | 6.4712 | 0.54838 | 7 | 0.019565
2179 | 4.5 | 1 | 365 | 5.1088 | 0.43293 | 5 | 0.54176
52671 | 6.44 | 1 | 365 | 7.3113 | 0.086238 | 7 | 0.39754
3524 | 10.05 | 1 | 365 | 11.4097 | 0.46688 | 11 | 0.8766
6442 | 11 | 1 | 365 | 12.4883 | 0.72494 | 13 | 0.2132
2593 | 12.925 | 1 | 365 | 14.6737 | 0.3268 | 15 | 0.0005053
2021 | 11.5 | 1 | 365 | 13.0559 | 0.43971 | 13 | 0.49561
2625 | 5.232 | 1 | 365 | 5.9399 | 0.94335 | 6 | 0.88322
2960 | 5.695 | 1 | 365 | 6.4655 | 0.53123 | 6 | 0.99674
1305 | 2.5 | 1 | 365 | 2.8382 | 0.57385 | 3 | 0.41209
4287 | 4.9 | 1 | 365 | 5.563 | 0.80475 | 6 | 0.3677
17075 | 4.75 | 1 | 365 | 5.3927 | 0.29031 | 5 | 0.68297
989 | 6.25 | 1 | 365 | 7.0956 | 0.43462 | 7 | 0.53022
2822 | 4.77 | 1 | 365 | 5.4154 | 0.35891 | 5 | 0.77427
1318 | 4.5 | 1 | 365 | 5.1088 | 0.43293 | 5 | 0.54176
1874 | 5.025 | 1 | 365 | 5.7049 | 0.23344 | 5 | 0.9383
1990 | 6.05 | 1 | 365 | 6.8685 | 0.74872 | 7 | 0.61726
3062 | 9.805 | 1 | 365 | 11.1316 | 0.62664 | 11 | 0.75822
1617 | 4 | 1 | 365 | 4.5412 | 0.71816 | 5 | 0.25934
5608 | 12.5 | 1 | 365 | 14.1912 | 0.86925 | 15 | 0.06045
860 | 2.5 | 1 | 365 | 2.8382 | 0.57385 | 3 | 0.41209
1254 | 6.5 | 1 | 365 | 7.3794 | 0.29201 | 7 | 0.67143
4016 | 3.35 | 1 | 365 | 3.8032 | 0.48896 | 4 | 0.2922
3414 | 6.125 | 1 | 365 | 6.9537 | 0.0059325 | 6 | 0.95962
6134 | 9.715 | 1 | 365 | 11.0294 | 0.31798 | 11 | 0.34738
2689 | 7.848 | 1 | 365 | 8.9098 | 0.91503 | 9 | 0.82483
2826 | 5.39 | 1 | 365 | 6.1192 | 0.48522 | 6 | 0.60447
2621 | 5.865 | 1 | 365 | 6.6585 | 0.11425 | 6 | 0.77276
6151 | 5.4 | 1 | 365 | 6.1306 | 0.51952 | 6 | 0.65011
6506 | 5 | 1 | 365 | 5.6765 | 0.1477 | 5 | 0.82418
882 | 12.099 | 1 | 365 | 13.7359 | 0.494 | 14 | 0.22995
936 | 2.25 | 1 | 365 | 2.5544 | 0.71646 | 3 | 0.27088
4155 | 8.75 | 1 | 365 | 9.9338 | 0.008475 | 9 | 0.94231
52220 | 4.95 | 1 | 365 | 5.6197 | 0.97622 | 6 | 0.59594
2515 | 7.5 | 1 | 365 | 8.5147 | 0.72155 | 9 | 0.23627
6538 | 3.185 | 1 | 365 | 3.6159 | 0.92308 | 4 | 0.539
2368 | 5.5 | 1 | 365 | 6.2441 | 0.86247 | 7 | 0.1066
6197 | 3.78 | 1 | 365 | 4.2914 | 0.96366 | 5 | 0.25508
6751 | 9 | 1 | 365 | 10.2177 | 0.86586 | 11 | 0.083524
4570 | 2.94 | 1 | 365 | 3.3378 | 0.082848 | 3 | 0.42062
4275 | 6.86 | 1 | 365 | 7.7881 | 0.52664 | 8 | 0.31477
1501 | 6 | 1 | 365 | 6.8118 | 0.57724 | 7 | 0.38902
3550 | 5.5 | 1 | 365 | 6.2441 | 0.86247 | 7 | 0.1066
6196 | 4.05 | 1 | 365 | 4.5979 | 0.88964 | 5 | 0.48759
2088 | 8.829 | 1 | 365 | 10.0235 | 0.27941 | 10 | 0.30294
1458 | 6.25 | 1 | 365 | 7.0956 | 0.43462 | 7 | 0.53022
1320 | 6.625 | 1 | 365 | 7.5213 | 0.7207 | 8 | 0.24204
2285 | 5.25 | 1 | 365 | 5.9603 | 0.005085 | 5 | 0.96539
6142 | 6.21 | 1 | 365 | 7.0502 | 0.29744 | 7 | 0.34763
6389 | 4.59 | 1 | 365 | 5.211 | 0.74159 | 5 | 0.9526
1018 | 5.75 | 1 | 365 | 6.528 | 0.71985 | 7 | 0.24781
17211 | 6.6 | 1 | 365 | 7.493 | 0.63496 | 8 | 0.12792
16239 | 7.56 | 1 | 365 | 8.5828 | 0.92732 | 9 | 0.51016
6441 | 6.12 | 1 | 365 | 6.948 | 0.98878 | 7 | 0.9368
4048 | 2.5 | 1 | 365 | 2.8382 | 0.57385 | 3 | 0.41209
981 | 9.5 | 1 | 365 | 10.7853 | 0.58063 | 11 | 0.36594
4709 | 6.63 | 1 | 365 | 7.527 | 0.73785 | 8 | 0.26486
67840 | 5 | 1 | 365 | 5.6765 | 0.1477 | 5 | 0.82418
2840 | 4.5 | 1 | 365 | 5.1088 | 0.43293 | 5 | 0.54176
2262 | 8.28 | 1 | 365 | 9.4003 | 0.39659 | 9 | 0.79684
4575 | 9.35 | 1 | 365 | 10.615 | 0.066199 | 10 | 0.68122
6361 | 4.59 | 1 | 365 | 5.211 | 0.74159 | 5 | 0.9526
4789 | 6.24 | 1 | 365 | 7.0842 | 0.40033 | 7 | 0.48458
1835 | 3.75 | 1 | 365 | 4.2574 | 0.86078 | 5 | 0.11813
2591 | 9.9 | 1 | 365 | 11.2394 | 0.95245 | 12 | 0.19188
861 | 11.25 | 1 | 365 | 12.7721 | 0.58232 | 13 | 0.3544
1324 | 10.35 | 1 | 365 | 11.7503 | 0.49574 | 12 | 0.24605
872 | 4 | 1 | 365 | 4.5412 | 0.71816 | 5 | 0.25934
3422 | 4.165 | 1 | 365 | 4.7285 | 0.28403 | 5 | 0.012542
3241 | 4.25 | 1 | 365 | 4.825 | 0.57554 | 5 | 0.40055
1860 | 3.5 | 1 | 365 | 3.9735 | 0.00339 | 3 | 0.97693
2041 | 11.445 | 1 | 365 | 12.9935 | 0.25109 | 13 | 0.24455
3949 | 13.52 | 1 | 365 | 15.3492 | 0.36738 | 15 | 0.71658
2196 | 5.25 | 1 | 365 | 5.9603 | 0.005085 | 5 | 0.96539
19276 | 8.1 | 1 | 365 | 9.1959 | 0.77927 | 9 | 0.97517
940 | 7 | 1 | 365 | 7.9471 | 0.00678 | 7 | 0.95385
1794 | 7.848 | 1 | 365 | 8.9098 | 0.91503 | 9 | 0.82483
2132 | 5.75 | 1 | 365 | 6.528 | 0.71985 | 7 | 0.24781
1533 | 7.8 | 1 | 365 | 8.8553 | 0.75041 | 9 | 0.60572
4228 | 5.25 | 1 | 365 | 5.9603 | 0.005085 | 5 | 0.96539
4250 | 5.75 | 1 | 365 | 6.528 | 0.71985 | 7 | 0.24781
982 | 6.75 | 1 | 365 | 7.6632 | 0.1494 | 7 | 0.81264
6235 | 7.56 | 1 | 365 | 8.5828 | 0.92732 | 9 | 0.51016
1808 | 5.695 | 1 | 365 | 6.4655 | 0.53123 | 6 | 0.99674
46757 | 7 | 1 | 365 | 7.9471 | 0.00678 | 7 | 0.95385
3547 | 5.695 | 1 | 365 | 6.4655 | 0.53123 | 6 | 0.99674
2025 | 6.9 | 1 | 365 | 7.8335 | 0.66383 | 8 | 0.49737
2265 | 4.4 | 1 | 365 | 4.9953 | 0.089976 | 5 | 0.085278
2071 | 9 | 1 | 365 | 10.2177 | 0.86586 | 11 | 0.083524
2735 | 5 | 1 | 365 | 5.6765 | 0.1477 | 5 | 0.82418
4484 | 3.35 | 1 | 365 | 3.8032 | 0.48896 | 4 | 0.2922
2149 | 3.75 | 1 | 365 | 4.2574 | 0.86078 | 5 | 0.11813
2164 | 4.32 | 1 | 365 | 4.9045 | 0.81561 | 5 | 0.72009
2692 | 5.94 | 1 | 365 | 6.7437 | 0.37147 | 7 | 0.11513
1777 | 6.7 | 1 | 365 | 7.6065 | 0.97792 | 8 | 0.5844
1365 | 5 | 1 | 365 | 5.6765 | 0.1477 | 5 | 0.82418
3008 | 9.81 | 1 | 365 | 11.1373 | 0.64379 | 11 | 0.78104
6265 | 5.25 | 1 | 365 | 5.9603 | 0.005085 | 5 | 0.96539
881 | 6.54 | 1 | 365 | 7.4248 | 0.42919 | 7 | 0.85403
1307 | 7 | 1 | 365 | 7.9471 | 0.00678 | 7 | 0.95385
1496 | 4 | 1 | 365 | 4.5412 | 0.71816 | 5 | 0.25934
2314 | 4.25 | 1 | 365 | 4.825 | 0.57554 | 5 | 0.40055
946 | 4.75 | 1 | 365 | 5.3927 | 0.29031 | 5 | 0.68297
6675 | 9 | 1 | 365 | 10.2177 | 0.86586 | 11 | 0.083524
3420 | 5.025 | 1 | 365 | 5.7049 | 0.23344 | 5 | 0.9383
2767 | 3.25 | 1 | 365 | 3.6897 | 0.146 | 3 | 0.83572
1315 | 7.84 | 1 | 365 | 8.9007 | 0.88759 | 9 | 0.78831
4713 | 4.86 | 1 | 365 | 5.5175 | 0.66756 | 6 | 0.1851
3271 | 9.38 | 1 | 365 | 10.6491 | 0.16909 | 10 | 0.81816
3959 | 2.695 | 1 | 365 | 3.0596 | 0.24261 | 3 | 0.30223
914 | 6.25 | 1 | 365 | 7.0956 | 0.43462 | 7 | 0.53022
1409 | 4.25 | 1 | 365 | 4.825 | 0.57554 | 5 | 0.40055
1426 | 4.69 | 1 | 365 | 5.3245 | 0.084543 | 5 | 0.40908
3488 | 4.32 | 1 | 365 | 4.9045 | 0.81561 | 5 | 0.72009
3231 | 9.75 | 1 | 365 | 11.0691 | 0.43801 | 11 | 0.50715
3672 | 7 | 1 | 365 | 7.9471 | 0.00678 | 7 | 0.95385
3579 | 8.06 | 1 | 365 | 9.1505 | 0.64209 | 9 | 0.79258
6317 | 8.64 | 1 | 365 | 9.809 | 0.63123 | 10 | 0.44018
6414 | 4.59 | 1 | 365 | 5.211 | 0.74159 | 5 | 0.9526
4040 | 8 | 1 | 365 | 9.0824 | 0.43632 | 9 | 0.51869
1494 | 3.5 | 1 | 365 | 3.9735 | 0.00339 | 3 | 0.97693
3392 | 8 | 1 | 365 | 9.0824 | 0.43632 | 9 | 0.51869
1104 | 5.25 | 1 | 365 | 5.9603 | 0.005085 | 5 | 0.96539
3826 | 7.75 | 1 | 365 | 8.7985 | 0.57893 | 9 | 0.37748
3956 | 4.5 | 1 | 365 | 5.1088 | 0.43293 | 5 | 0.54176
3375 | 5.865 | 1 | 365 | 6.6585 | 0.11425 | 6 | 0.77276
2688 | 9.35 | 1 | 365 | 10.615 | 0.066199 | 10 | 0.68122
6356 | 5.4 | 1 | 365 | 6.1306 | 0.51952 | 6 | 0.65011
6165 | 3.51 | 1 | 365 | 3.9849 | 0.037685 | 4 | 0.022574
6146 | 6.5 | 1 | 365 | 7.3794 | 0.29201 | 7 | 0.67143
2335 | 6.71 | 1 | 365 | 7.6178 | 0.012213 | 7 | 0.63005
6520 | 3.25 | 1 | 365 | 3.6897 | 0.146 | 3 | 0.83572
6140 | 6.5 | 1 | 365 | 7.3794 | 0.29201 | 7 | 0.67143
3736 | 6.1 | 1 | 365 | 6.9253 | 0.92019 | 7 | 0.8455
6499 | 9.72 | 1 | 365 | 11.0351 | 0.33513 | 11 | 0.37021
6390 | 7.29 | 1 | 365 | 8.2763 | 0.0013466 | 8 | 0.27765
4167 | 8.5 | 1 | 365 | 9.65 | 0.15109 | 9 | 0.80111
3675 | 5.635 | 1 | 365 | 6.3974 | 0.32546 | 6 | 0.72285
8073 | 3.25 | 1 | 365 | 3.6897 | 0.146 | 3 | 0.83572
4159 | 7.8 | 1 | 365 | 8.8553 | 0.75041 | 9 | 0.60572
6494 | 9.18 | 1 | 365 | 10.422 | 0.48318 | 10 | 0.90519
6482 | 8.16 | 1 | 365 | 9.264 | 0.98505 | 10 | 0.24906
2827 | 7.15 | 1 | 365 | 8.1174 | 0.52121 | 8 | 0.63858
4221 | 7 | 1 | 365 | 7.9471 | 0.00678 | 7 | 0.95385
9128 | 11.6 | 1 | 365 | 13.1694 | 0.78266 | 13 | 0.9521
12821 | 6.9 | 1 | 365 | 7.8335 | 0.66383 | 8 | 0.49737
4394 | 4.68 | 1 | 365 | 5.3132 | 0.050247 | 5 | 0.36343
2070 | 6.325 | 1 | 365 | 7.1807 | 0.69184 | 7 | 0.87259
2707 | 6.05 | 1 | 365 | 6.8685 | 0.74872 | 7 | 0.61726
2307 | 9.54 | 1 | 365 | 10.8307 | 0.71781 | 11 | 0.54854
2518 | 5 | 1 | 365 | 5.6765 | 0.1477 | 5 | 0.82418
4174 | 4.8 | 1 | 365 | 5.4494 | 0.46179 | 5 | 0.91121
4197 | 5.4 | 1 | 365 | 6.1306 | 0.51952 | 6 | 0.65011
1047 | 5.13 | 1 | 365 | 5.8241 | 0.59354 | 6 | 0.41761
1384 | 6.63 | 1 | 365 | 7.527 | 0.73785 | 8 | 0.26486
1373 | 4.25 | 1 | 365 | 4.825 | 0.57554 | 5 | 0.40055
6193 | 9.18 | 1 | 365 | 10.422 | 0.48318 | 10 | 0.90519
2585 | 10.05 | 1 | 365 | 11.4097 | 0.46688 | 11 | 0.8766
2315 | 5.5 | 1 | 365 | 6.2441 | 0.86247 | 7 | 0.1066
4660 | 3.924 | 1 | 365 | 4.4549 | 0.45751 | 4 | 0.91242
2861 | 6.05 | 1 | 365 | 6.8685 | 0.74872 | 7 | 0.61726
5415 | 3.5 | 1 | 365 | 3.9735 | 0.00339 | 3 | 0.97693
20945 | 4.95 | 1 | 365 | 5.6197 | 0.97622 | 6 | 0.59594
4860 | 6.7 | 1 | 365 | 7.6065 | 0.97792 | 8 | 0.5844
3458 | 12.753 | 1 | 365 | 14.4784 | 0.73692 | 15 | 0.21535
5289 | 4.25 | 1 | 365 | 4.825 | 0.57554 | 5 | 0.40055
32121 | 5.355 | 1 | 365 | 6.0795 | 0.36519 | 6 | 0.4447
9248 | 6.375 | 1 | 365 | 7.2375 | 0.86332 | 8 | 0.10083
2440 | 11.75 | 1 | 365 | 13.3397 | 0.29709 | 13 | 0.63682
8892 | 8.25 | 1 | 365 | 9.3662 | 0.29371 | 9 | 0.6599
3425 | 5.36 | 1 | 365 | 6.0852 | 0.38233 | 6 | 0.46752
3424 | 5.39 | 1 | 365 | 6.1192 | 0.48522 | 6 | 0.60447
3295 | 14.85 | 1 | 365 | 16.8591 | 0.92867 | 17 | 0.78781
6341 | 10.72 | 1 | 365 | 12.1704 | 0.76467 | 12 | 0.93504
3398 | 6.5 | 1 | 365 | 7.3794 | 0.29201 | 7 | 0.67143
3277 | 4.5 | 1 | 365 | 5.1088 | 0.43293 | 5 | 0.54176
4132 | 5 | 1 | 365 | 5.6765 | 0.1477 | 5 | 0.82418
4017 | 5.36 | 1 | 365 | 6.0852 | 0.38233 | 6 | 0.46752
5416 | 2.75 | 1 | 365 | 3.1221 | 0.43124 | 3 | 0.5533
5128 | 4.8 | 1 | 365 | 5.4494 | 0.46179 | 5 | 0.91121
2994 | 4.25 | 1 | 365 | 4.825 | 0.57554 | 5 | 0.40055
6335 | 6.365 | 1 | 365 | 7.2262 | 0.82902 | 8 | 0.055181
5744 | 6.75 | 1 | 365 | 7.6632 | 0.1494 | 7 | 0.81264
4071 | 4.68 | 1 | 365 | 5.3132 | 0.050247 | 5 | 0.36343
3671 | 6 | 1 | 365 | 6.8118 | 0.57724 | 7 | 0.38902
34807 | 4.48 | 1 | 365 | 5.0861 | 0.36434 | 5 | 0.45047
2187 | 4.5 | 1 | 365 | 5.1088 | 0.43293 | 5 | 0.54176
3471 | 10.791 | 1 | 365 | 12.251 | 0.0081661 | 12 | 0.25915
3536 | 6.03 | 1 | 365 | 6.8458 | 0.68013 | 7 | 0.52596
6433 | 4.59 | 1 | 365 | 5.211 | 0.74159 | 5 | 0.9526
6324 | 5.145 | 1 | 365 | 5.8411 | 0.64498 | 6 | 0.48608
2428 | 5.886 | 1 | 365 | 6.6824 | 0.18627 | 6 | 0.86862
6385 | 7.83 | 1 | 365 | 8.8894 | 0.8533 | 9 | 0.74267
2113 | 6.75 | 1 | 365 | 7.6632 | 0.1494 | 7 | 0.81264
2699 | 5 | 1 | 365 | 5.6765 | 0.1477 | 5 | 0.82418
5403 | 8.04 | 1 | 365 | 9.1278 | 0.5735 | 9 | 0.70128
3011 | 5.5 | 1 | 365 | 6.2441 | 0.86247 | 7 | 0.1066
4305 | 7.84 | 1 | 365 | 8.9007 | 0.88759 | 9 | 0.78831
4508 | 8.71 | 1 | 365 | 9.8884 | 0.87129 | 10 | 0.75972
22070 | 6 | 1 | 365 | 6.8118 | 0.57724 | 7 | 0.38902
3864 | 4.5 | 1 | 365 | 5.1088 | 0.43293 | 5 | 0.54176
4543 | 3.75 | 1 | 365 | 4.2574 | 0.86078 | 5 | 0.11813
2354 | 5 | 1 | 365 | 5.6765 | 0.1477 | 5 | 0.82418
3340 | 4.8 | 1 | 365 | 5.4494 | 0.46179 | 5 | 0.91121
5010 | 5.88 | 1 | 365 | 6.6755 | 0.1657 | 6 | 0.84124
5439 | 5.695 | 1 | 365 | 6.4655 | 0.53123 | 6 | 0.99674
3297 | 3.75 | 1 | 365 | 4.2574 | 0.86078 | 5 | 0.11813
9802 | 4.41 | 1 | 365 | 5.0067 | 0.12427 | 5 | 0.13093
4450 | 8.04 | 1 | 365 | 9.1278 | 0.5735 | 9 | 0.70128
5040 | 6.867 | 1 | 365 | 7.7961 | 0.55065 | 8 | 0.34673
2366 | 13.455 | 1 | 365 | 15.2754 | 0.14446 | 15 | 0.41987
3456 | 6.03 | 1 | 365 | 6.8458 | 0.68013 | 7 | 0.52596
1319 | 2.5 | 1 | 365 | 2.8382 | 0.57385 | 3 | 0.41209
3284 | 11.055 | 1 | 365 | 12.5507 | 0.91356 | 13 | 0.46426
4714 | 9.38 | 1 | 365 | 10.6491 | 0.16909 | 10 | 0.81816
7238 | 5.88 | 1 | 365 | 6.6755 | 0.1657 | 6 | 0.84124
2664 | 8.25 | 1 | 365 | 9.3662 | 0.29371 | 9 | 0.6599
4864 | 5.025 | 1 | 365 | 5.7049 | 0.23344 | 5 | 0.9383
6625 | 12.75 | 1 | 365 | 14.475 | 0.72663 | 15 | 0.20166
4102 | 9.075 | 1 | 365 | 10.3028 | 0.12308 | 10 | 0.42589
12153 | 5.4 | 1 | 365 | 6.1306 | 0.51952 | 6 | 0.65011
7981 | 4.4 | 1 | 365 | 4.9953 | 0.089976 | 5 | 0.085278
2940 | 9.54 | 1 | 365 | 10.8307 | 0.71781 | 11 | 0.54854
16348 | 6 | 1 | 365 | 6.8118 | 0.57724 | 7 | 0.38902
2027 | 10.2 | 1 | 365 | 11.58 | 0.98131 | 12 | 0.56133
1308 | 4 | 1 | 365 | 4.5412 | 0.71816 | 5 | 0.25934
4069 | 3 | 1 | 365 | 3.4059 | 0.28862 | 3 | 0.69451
3066 | 7.15 | 1 | 365 | 8.1174 | 0.52121 | 8 | 0.63858
6113 | 5.232 | 1 | 365 | 5.9399 | 0.94335 | 6 | 0.88322
2792 | 8.28 | 1 | 365 | 9.4003 | 0.39659 | 9 | 0.79684
15070 | 6.5 | 1 | 365 | 7.3794 | 0.29201 | 7 | 0.67143
11063 | 5.025 | 1 | 365 | 5.7049 | 0.23344 | 5 | 0.9383
6353 | 6.86 | 1 | 365 | 7.7881 | 0.52664 | 8 | 0.31477
2413 | 3.5 | 1 | 365 | 3.9735 | 0.00339 | 3 | 0.97693
3402 | 5.025 | 1 | 365 | 5.7049 | 0.23344 | 5 | 0.9383
6159 | 7.29 | 1 | 365 | 8.2763 | 0.0013466 | 8 | 0.27765
4637 | 3.78 | 1 | 365 | 4.2914 | 0.96366 | 5 | 0.25508
37538 | 6.75 | 1 | 365 | 7.6632 | 0.1494 | 7 | 0.81264
18637 | 14.95 | 1 | 365 | 16.9727 | 0.27162 | 17 | 0.2443
3884 | 7.245 | 1 | 365 | 8.2252 | 0.84702 | 9 | 0.072237
4488 | 9.18 | 1 | 365 | 10.422 | 0.48318 | 10 | 0.90519
10806 | 13.2 | 1 | 365 | 14.9859 | 0.26993 | 15 | 0.25584
3423 | 8.375 | 1 | 365 | 9.5081 | 0.7224 | 10 | 0.2305
52062 | 5 | 1 | 365 | 5.6765 | 0.1477 | 5 | 0.82418
7243 | 3.27 | 1 | 365 | 3.7124 | 0.2146 | 3 | 0.92701
10963 | 4.75 | 1 | 365 | 5.3927 | 0.29031 | 5 | 0.68297
3472 | 4.251 | 1 | 365 | 4.8261 | 0.57897 | 5 | 0.40512
11289 | 11.78 | 1 | 365 | 13.3738 | 0.39998 | 13 | 0.77377
11292 | 5.775 | 1 | 365 | 6.5563 | 0.80559 | 7 | 0.36193
5474 | 6.05 | 1 | 365 | 6.8685 | 0.74872 | 7 | 0.61726
3643 | 3.6 | 1 | 365 | 4.0871 | 0.34634 | 4 | 0.43341
4420 | 6.24 | 1 | 365 | 7.0842 | 0.40033 | 7 | 0.48458
3381 | 6 | 1 | 365 | 6.8118 | 0.57724 | 7 | 0.38902
6923 | 12 | 1 | 365 | 13.6236 | 0.15448 | 13 | 0.77803
3457 | 5.75 | 1 | 365 | 6.528 | 0.71985 | 7 | 0.24781
3450 | 3.315 | 1 | 365 | 3.7635 | 0.36893 | 4 | 0.13243
6856 | 4.69 | 1 | 365 | 5.3245 | 0.084543 | 5 | 0.40908
5007 | 6.375 | 1 | 365 | 7.2375 | 0.86332 | 8 | 0.10083
4381 | 7.15 | 1 | 365 | 8.1174 | 0.52121 | 8 | 0.63858
3155 | 7.14 | 1 | 365 | 8.106 | 0.48692 | 8 | 0.59293
3852 | 3 | 1 | 365 | 3.4059 | 0.28862 | 3 | 0.69451
6656 | 3.06 | 1 | 365 | 3.474 | 0.49439 | 3 | 0.9684
4568 | 6.615 | 1 | 365 | 7.51 | 0.68641 | 8 | 0.19639
10801 | 7.29 | 1 | 365 | 8.2763 | 0.0013466 | 8 | 0.27765
2670 | 4.77 | 1 | 365 | 5.4154 | 0.35891 | 5 | 0.77427
2358 | 9.35 | 1 | 365 | 10.615 | 0.066199 | 10 | 0.68122
52795 | 6 | 1 | 365 | 6.8118 | 0.57724 | 7 | 0.38902
34121 | 12 | 1 | 365 | 13.6236 | 0.15448 | 13 | 0.77803
10438 | 6 | 1 | 365 | 6.8118 | 0.57724 | 7 | 0.38902
6082 | 5.2 | 1 | 365 | 5.9035 | 0.83361 | 6 | 0.73715
2667 | 12.24 | 1 | 365 | 13.896 | 0.97757 | 14 | 0.87359
3331 | 5.6 | 1 | 365 | 6.3577 | 0.20542 | 6 | 0.56308
2839 | 7.2 | 1 | 365 | 8.1741 | 0.69269 | 8 | 0.86682
4646 | 9.9 | 1 | 365 | 11.2394 | 0.95245 | 12 | 0.19188
15206 | 11.88 | 1 | 365 | 13.4873 | 0.74294 | 14 | 0.23025
12241 | 7.02 | 1 | 365 | 7.9698 | 0.075371 | 8 | 0.045149
3254 | 6.625 | 1 | 365 | 7.5213 | 0.7207 | 8 | 0.24204
3604 | 8.25 | 1 | 365 | 9.3662 | 0.29371 | 9 | 0.6599
10432 | 9 | 1 | 365 | 10.2177 | 0.86586 | 11 | 0.083524
6628 | 4.578 | 1 | 365 | 5.1974 | 0.70043 | 5 | 0.89782
4291 | 7.15 | 1 | 365 | 8.1174 | 0.52121 | 8 | 0.63858
2821 | 3.77 | 1 | 365 | 4.2801 | 0.92937 | 5 | 0.20943
5499 | 7.7 | 1 | 365 | 8.7418 | 0.40746 | 9 | 0.14924
4189 | 8.1 | 1 | 365 | 9.1959 | 0.77927 | 9 | 0.97517
10441 | 4.5 | 1 | 365 | 5.1088 | 0.43293 | 5 | 0.54176
7782 | 7.25 | 1 | 365 | 8.2309 | 0.86416 | 9 | 0.095061
4170 | 3.5 | 1 | 365 | 3.9735 | 0.00339 | 3 | 0.97693
4640 | 4.5 | 1 | 365 | 5.1088 | 0.43293 | 5 | 0.54176
16287 | 5.1 | 1 | 365 | 5.79 | 0.49065 | 6 | 0.28066
5468 | 7.02 | 1 | 365 | 7.9698 | 0.075371 | 8 | 0.045149
5279 | 5.88 | 1 | 365 | 6.6755 | 0.1657 | 6 | 0.84124
4822 | 6.615 | 1 | 365 | 7.51 | 0.68641 | 8 | 0.19639
3935 | 3.57 | 1 | 365 | 4.053 | 0.24346 | 4 | 0.29646
11001 | 4.69 | 1 | 365 | 5.3245 | 0.084543 | 5 | 0.40908
8688 | 3.85 | 1 | 365 | 4.3709 | 0.20373 | 4 | 0.57462
1850 | 5.25 | 1 | 365 | 5.9603 | 0.005085 | 5 | 0.96539
3122 | 7 | 1 | 365 | 7.9471 | 0.00678 | 7 | 0.95385
2996 | 7.7 | 1 | 365 | 8.7418 | 0.40746 | 9 | 0.14924
3859 | 6 | 1 | 365 | 6.8118 | 0.57724 | 7 | 0.38902
20789 | 9 | 1 | 365 | 10.2177 | 0.86586 | 11 | 0.083524
3963 | 8.91 | 1 | 365 | 10.1155 | 0.5572 | 10 | 0.67269
5498 | 2.805 | 1 | 365 | 3.1845 | 0.61986 | 3 | 0.80436
6234 | 5.94 | 1 | 365 | 6.7437 | 0.37147 | 7 | 0.11513
4708 | 5.5 | 1 | 365 | 6.2441 | 0.86247 | 7 | 0.1066
10722 | 7.14 | 1 | 365 | 8.106 | 0.48692 | 8 | 0.59293
4237 | 6.63 | 1 | 365 | 7.527 | 0.73785 | 8 | 0.26486
3545 | 6.3 | 1 | 365 | 7.1524 | 0.6061 | 7 | 0.75847
3432 | 4.02 | 1 | 365 | 4.5639 | 0.78675 | 5 | 0.35064
3965 | 9.35 | 1 | 365 | 10.615 | 0.066199 | 10 | 0.68122
41182 | 7.28 | 1 | 365 | 8.265 | 0.96705 | 9 | 0.23201
2905 | 5.75 | 1 | 365 | 6.528 | 0.71985 | 7 | 0.24781
18471 | 8.04 | 1 | 365 | 9.1278 | 0.5735 | 9 | 0.70128
7305 | 4.59 | 1 | 365 | 5.211 | 0.74159 | 5 | 0.9526
5617 | 10.791 | 1 | 365 | 12.251 | 0.0081661 | 12 | 0.25915
9767 | 6.25 | 1 | 365 | 7.0956 | 0.43462 | 7 | 0.53022
3558 | 5.88 | 1 | 365 | 6.6755 | 0.1657 | 6 | 0.84124
5938 | 10.25 | 1 | 365 | 11.6368 | 0.15278 | 11 | 0.78957
2571 | 5.75 | 1 | 365 | 6.528 | 0.71985 | 7 | 0.24781
1498 | 10.8 | 1 | 365 | 12.2612 | 0.039032 | 12 | 0.30023
17470 | 2.2 | 1 | 365 | 2.4977 | 0.54499 | 3 | 0.042639
6149 | 6.75 | 1 | 365 | 7.6632 | 0.1494 | 7 | 0.81264
3685 | 6.12 | 1 | 365 | 6.948 | 0.98878 | 7 | 0.9368
3655 | 13.26 | 1 | 365 | 15.054 | 0.4757 | 15 | 0.52973
5111 | 3.025 | 1 | 365 | 3.4343 | 0.37436 | 3 | 0.80863
1959 | 9.75 | 1 | 365 | 11.0691 | 0.43801 | 11 | 0.50715
3243 | 8.525 | 1 | 365 | 9.6784 | 0.23683 | 9 | 0.91523
12163 | 3.57 | 1 | 365 | 4.053 | 0.24346 | 4 | 0.29646
7132 | 6.03 | 1 | 365 | 6.8458 | 0.68013 | 7 | 0.52596
3400 | 4.9 | 1 | 365 | 5.563 | 0.80475 | 6 | 0.3677
4178 | 4.4 | 1 | 365 | 4.9953 | 0.089976 | 5 | 0.085278
4918 | 3.35 | 1 | 365 | 3.8032 | 0.48896 | 4 | 0.2922
19226 | 6 | 1 | 365 | 6.8118 | 0.57724 | 7 | 0.38902
4238 | 5.1 | 1 | 365 | 5.79 | 0.49065 | 6 | 0.28066
52616 | 6.28 | 1 | 365 | 7.1297 | 0.29233 | 7 | 0.42198
26087 | 11.96 | 1 | 365 | 13.5781 | 0.017298 | 13 | 0.59544
4486 | 9.62 | 1 | 365 | 10.9215 | 0.99217 | 11 | 0.91372
2294 | 10.75 | 1 | 365 | 12.2044 | 0.86755 | 13 | 0.071987
5281 | 8.829 | 1 | 365 | 10.0235 | 0.27941 | 10 | 0.30294
2256 | 9 | 1 | 365 | 10.2177 | 0.86586 | 11 | 0.083524
2997 | 4.05 | 1 | 365 | 4.5979 | 0.88964 | 5 | 0.48759
5002 | 10 | 1 | 365 | 11.353 | 0.2954 | 11 | 0.64836
4871 | 9.72 | 1 | 365 | 11.0351 | 0.33513 | 11 | 0.37021
5361 | 7.15 | 1 | 365 | 8.1174 | 0.52121 | 8 | 0.63858
2850 | 9.01 | 1 | 365 | 10.229 | 0.90016 | 11 | 0.12917
4101 | 6.72 | 1 | 365 | 7.6292 | 0.046509 | 7 | 0.6757
86021 | 9.135 | 1 | 365 | 10.3709 | 0.32885 | 10 | 0.69978
6058 | 7 | 1 | 365 | 7.9471 | 0.00678 | 7 | 0.95385
2655 | 5.17 | 1 | 365 | 5.8695 | 0.73072 | 6 | 0.6002
3951 | 8.1 | 1 | 365 | 9.1959 | 0.77927 | 9 | 0.97517
4635 | 4.76 | 1 | 365 | 5.404 | 0.32461 | 5 | 0.72862
26635 | 12.985 | 1 | 365 | 14.7418 | 0.53258 | 15 | 0.2744
3832 | 6.48 | 1 | 365 | 7.3567 | 0.22342 | 7 | 0.58014
3455 | 3.35 | 1 | 365 | 3.8032 | 0.48896 | 4 | 0.2922
13440 | 5.6 | 1 | 365 | 6.3577 | 0.20542 | 6 | 0.56308
1504 | 4 | 1 | 365 | 4.5412 | 0.71816 | 5 | 0.25934
4202 | 9.54 | 1 | 365 | 10.8307 | 0.71781 | 11 | 0.54854
11449 | 2.5 | 1 | 365 | 2.8382 | 0.57385 | 3 | 0.41209
5622 | 9.35 | 1 | 365 | 10.615 | 0.066199 | 10 | 0.68122
2956 | 5.36 | 1 | 365 | 6.0852 | 0.38233 | 6 | 0.46752
1459 | 4.75 | 1 | 365 | 5.3927 | 0.29031 | 5 | 0.68297
6857 | 12.88 | 1 | 365 | 14.6226 | 0.17248 | 14 | 0.79509
5486 | 6.63 | 1 | 365 | 7.527 | 0.73785 | 8 | 0.26486
3370 | 5 | 1 | 365 | 5.6765 | 0.1477 | 5 | 0.82418
5977 | 4.4 | 1 | 365 | 4.9953 | 0.089976 | 5 | 0.085278
11411 | 4.125 | 1 | 365 | 4.6831 | 0.14685 | 4 | 0.82995
5931 | 6.21 | 1 | 365 | 7.0502 | 0.29744 | 7 | 0.34763
3679 | 8.7 | 1 | 365 | 9.8771 | 0.837 | 10 | 0.71407
3559 | 4.655 | 1 | 365 | 5.2848 | 0.96451 | 6 | 0.24931
7723 | 3.36 | 1 | 365 | 3.8146 | 0.52325 | 4 | 0.33785
4625 | 10.8 | 1 | 365 | 12.2612 | 0.039032 | 12 | 0.30023
19603 | 10.8 | 1 | 365 | 12.2612 | 0.039032 | 12 | 0.30023
12080 | 6.76 | 1 | 365 | 7.6746 | 0.18369 | 7 | 0.85829
10719 | 6.1 | 1 | 365 | 6.9253 | 0.92019 | 7 | 0.8455
6131 | 5.775 | 1 | 365 | 6.5563 | 0.80559 | 7 | 0.36193
5413 | 13.23 | 1 | 365 | 15.02 | 0.37281 | 15 | 0.39278
5146 | 9.18 | 1 | 365 | 10.422 | 0.48318 | 10 | 0.90519
51864 | 4.08 | 1 | 365 | 4.632 | 0.99252 | 5 | 0.62453
4396 | 5.865 | 1 | 365 | 6.6585 | 0.11425 | 6 | 0.77276
2548 | 5.75 | 1 | 365 | 6.528 | 0.71985 | 7 | 0.24781
4872 | 3 | 1 | 365 | 3.4059 | 0.28862 | 3 | 0.69451
3408 | 8.04 | 1 | 365 | 9.1278 | 0.5735 | 9 | 0.70128
5503 | 8.925 | 1 | 365 | 10.1325 | 0.60864 | 10 | 0.74116
3059 | 6.03 | 1 | 365 | 6.8458 | 0.68013 | 7 | 0.52596
3434 | 5.88 | 1 | 365 | 6.6755 | 0.1657 | 6 | 0.84124
6349 | 3 | 1 | 365 | 3.4059 | 0.28862 | 3 | 0.69451
7790 | 5.5 | 1 | 365 | 6.2441 | 0.86247 | 7 | 0.1066
52031 | 8.835 | 1 | 365 | 10.0303 | 0.29999 | 10 | 0.33033
3258 | 7.84 | 1 | 365 | 8.9007 | 0.88759 | 9 | 0.78831
8947 | 4.08 | 1 | 365 | 4.632 | 0.99252 | 5 | 0.62453
3662 | 2.5 | 1 | 365 | 2.8382 | 0.57385 | 3 | 0.41209
2152 | 4.75 | 1 | 365 | 5.3927 | 0.29031 | 5 | 0.68297
1555 | 6.25 | 1 | 365 | 7.0956 | 0.43462 | 7 | 0.53022
7872 | 5.1 | 1 | 365 | 5.79 | 0.49065 | 6 | 0.28066
4711 | 6.375 | 1 | 365 | 7.2375 | 0.86332 | 8 | 0.10083
5506 | 4.95 | 1 | 365 | 5.6197 | 0.97622 | 6 | 0.59594
3809 | 5.39 | 1 | 365 | 6.1192 | 0.48522 | 6 | 0.60447
4007 | 5 | 1 | 365 | 5.6765 | 0.1477 | 5 | 0.82418
10198 | 5.88 | 1 | 365 | 6.6755 | 0.1657 | 6 | 0.84124
3813 | 14.82 | 1 | 365 | 16.8251 | 0.82578 | 17 | 0.65087
2643 | 4.4 | 1 | 365 | 4.9953 | 0.089976 | 5 | 0.085278
2844 | 2 | 1 | 365 | 2.2706 | 0.85908 | 3 | 0.12967
2119 | 4.845 | 1 | 365 | 5.5005 | 0.61612 | 6 | 0.11663
2122 | 8 | 1 | 365 | 9.0824 | 0.43632 | 9 | 0.51869
10549 | 5 | 1 | 365 | 5.6765 | 0.1477 | 5 | 0.82418
3445 | 4.9 | 1 | 365 | 5.563 | 0.80475 | 6 | 0.3677
4452 | 8.04 | 1 | 365 | 9.1278 | 0.5735 | 9 | 0.70128
4405 | 9.625 | 1 | 365 | 10.9272 | 0.0093225 | 10 | 0.93655
3853 | 4.41 | 1 | 365 | 5.0067 | 0.12427 | 5 | 0.13093
4188 | 7.08 | 1 | 365 | 8.0379 | 0.28114 | 8 | 0.31904
32052 | 5.04 | 1 | 365 | 5.7219 | 0.28488 | 6 | 0.0067734
3802 | 5.88 | 1 | 365 | 6.6755 | 0.1657 | 6 | 0.84124
6387 | 6.48 | 1 | 365 | 7.3567 | 0.22342 | 7 | 0.58014
16675 | 8.4 | 1 | 365 | 9.5365 | 0.80814 | 10 | 0.34462
2448 | 8.37 | 1 | 365 | 9.5024 | 0.70525 | 10 | 0.20768
3890 | 5.232 | 1 | 365 | 5.9399 | 0.94335 | 6 | 0.88322
6359 | 5.559 | 1 | 365 | 6.3111 | 0.064813 | 6 | 0.37592
7873 | 6.375 | 1 | 365 | 7.2375 | 0.86332 | 8 | 0.10083
11386 | 2.805 | 1 | 365 | 3.1845 | 0.61986 | 3 | 0.80436
4573 | 6.03 | 1 | 365 | 6.8458 | 0.68013 | 7 | 0.52596
4303 | 6.37 | 1 | 365 | 7.2318 | 0.84617 | 8 | 0.078005
19594 | 4.4 | 1 | 365 | 4.9953 | 0.089976 | 5 | 0.085278
5044 | 5.88 | 1 | 365 | 6.6755 | 0.1657 | 6 | 0.84124
7426 | 3.575 | 1 | 365 | 4.0587 | 0.26061 | 4 | 0.31929
6941 | 10.791 | 1 | 365 | 12.251 | 0.0081661 | 12 | 0.25915
3755 | 4.48 | 1 | 365 | 5.0861 | 0.36434 | 5 | 0.45047
10208 | 9.405 | 1 | 365 | 10.6775 | 0.25482 | 10 | 0.93228
5519 | 4.14 | 1 | 365 | 4.7001 | 0.1983 | 4 | 0.89842
14715 | 5.94 | 1 | 365 | 6.7437 | 0.37147 | 7 | 0.11513
2326 | 6 | 1 | 365 | 6.8118 | 0.57724 | 7 | 0.38902
3309 | 8.82 | 1 | 365 | 10.0133 | 0.24854 | 10 | 0.26185
3808 | 6.213 | 1 | 365 | 7.0536 | 0.30773 | 7 | 0.36133
3073 | 8.28 | 1 | 365 | 9.4003 | 0.39659 | 9 | 0.79684
3527 | 4.165 | 1 | 365 | 4.7285 | 0.28403 | 5 | 0.012542
3925 | 6.54 | 1 | 365 | 7.4248 | 0.42919 | 7 | 0.85403
9932 | 6.54 | 1 | 365 | 7.4248 | 0.42919 | 7 | 0.85403
3327 | 11.118 | 1 | 365 | 12.6222 | 0.12963 | 12 | 0.75185
3810 | 13.25 | 1 | 365 | 15.0427 | 0.4414 | 15 | 0.48408
3596 | 11.76 | 1 | 365 | 13.3511 | 0.33139 | 13 | 0.68247
4959 | 3.25 | 1 | 365 | 3.6897 | 0.146 | 3 | 0.83572
3190 | 8.04 | 1 | 365 | 9.1278 | 0.5735 | 9 | 0.70128
2733 | 9.9 | 1 | 365 | 11.2394 | 0.95245 | 12 | 0.19188
5131 | 5.7 | 1 | 365 | 6.4712 | 0.54838 | 7 | 0.019565
2793 | 6.555 | 1 | 365 | 7.4419 | 0.48063 | 7 | 0.9225
4702 | 8.64 | 1 | 365 | 9.809 | 0.63123 | 10 | 0.44018
15075 | 7.5 | 1 | 365 | 8.5147 | 0.72155 | 9 | 0.23627
21192 | 8.4 | 1 | 365 | 9.5365 | 0.80814 | 10 | 0.34462
22184 | 7 | 1 | 365 | 7.9471 | 0.00678 | 7 | 0.95385
22186 | 6 | 1 | 365 | 6.8118 | 0.57724 | 7 | 0.38902
3217 | 5.355 | 1 | 365 | 6.0795 | 0.36519 | 6 | 0.4447
7593 | 5.865 | 1 | 365 | 6.6585 | 0.11425 | 6 | 0.77276
22166 | 6 | 1 | 365 | 6.8118 | 0.57724 | 7 | 0.38902
4021 | 4.4 | 1 | 365 | 4.9953 | 0.089976 | 5 | 0.085278
4212 | 9.36 | 1 | 365 | 10.6264 | 0.10049 | 10 | 0.72686
3382 | 5.39 | 1 | 365 | 6.1192 | 0.48522 | 6 | 0.60447
13338 | 15 | 1 | 365 | 17.0294 | 0.4431 | 17 | 0.47254
14425 | 8.25 | 1 | 365 | 9.3662 | 0.29371 | 9 | 0.6599
4176 | 5.232 | 1 | 365 | 5.9399 | 0.94335 | 6 | 0.88322
63190 | 9.9 | 1 | 365 | 11.2394 | 0.95245 | 12 | 0.19188
2437 | 6.6 | 1 | 365 | 7.493 | 0.63496 | 8 | 0.12792
3077 | 4.08 | 1 | 365 | 4.632 | 0.99252 | 5 | 0.62453
4182 | 7.425 | 1 | 365 | 8.4296 | 0.46433 | 8 | 0.89391
4096 | 6.16 | 1 | 365 | 6.9934 | 0.12597 | 7 | 0.11939
22162 | 7 | 1 | 365 | 7.9471 | 0.00678 | 7 | 0.95385
2554 | 7.14 | 1 | 365 | 8.106 | 0.48692 | 8 | 0.59293
4280 | 4.76 | 1 | 365 | 5.404 | 0.32461 | 5 | 0.72862
3892 | 7.25 | 1 | 365 | 8.2309 | 0.86416 | 9 | 0.095061
4462 | 5.36 | 1 | 365 | 6.0852 | 0.38233 | 6 | 0.46752
3523 | 7.65 | 1 | 365 | 8.685 | 0.23598 | 8 | 0.921
9426 | 4.5 | 1 | 365 | 5.1088 | 0.43293 | 5 | 0.54176
2536 | 7.56 | 1 | 365 | 8.5828 | 0.92732 | 9 | 0.51016
5242 | 5.88 | 1 | 365 | 6.6755 | 0.1657 | 6 | 0.84124
2948 | 9.69 | 1 | 365 | 11.001 | 0.23224 | 11 | 0.23326
3043 | 5 | 1 | 365 | 5.6765 | 0.1477 | 5 | 0.82418
2758 | 5 | 1 | 365 | 5.6765 | 0.1477 | 5 | 0.82418
2476 | 8.1 | 1 | 365 | 9.1959 | 0.77927 | 9 | 0.97517
16288 | 5.1 | 1 | 365 | 5.79 | 0.49065 | 6 | 0.28066
6104 | 6.7 | 1 | 365 | 7.6065 | 0.97792 | 8 | 0.5844
420 | 3.5 | 1 | 365 | 3.9735 | 0.00339 | 3 | 0.97693
10749 | 7.65 | 1 | 365 | 8.685 | 0.23598 | 8 | 0.921
52660 | 7.965 | 1 | 365 | 9.0426 | 0.31629 | 9 | 0.35892
2472 | 10.36 | 1 | 365 | 11.7617 | 0.53003 | 12 | 0.2917
9120 | 11.56 | 1 | 365 | 13.124 | 0.64548 | 13 | 0.7695
4311 | 7.848 | 1 | 365 | 8.9098 | 0.91503 | 9 | 0.82483
5636 | 10 | 1 | 365 | 11.353 | 0.2954 | 11 | 0.64836
4705 | 4.86 | 1 | 365 | 5.5175 | 0.66756 | 6 | 0.1851
17171 | 4.59 | 1 | 365 | 5.211 | 0.74159 | 5 | 0.9526
4201 | 3.924 | 1 | 365 | 4.4549 | 0.45751 | 4 | 0.91242
3378 | 7.15 | 1 | 365 | 8.1174 | 0.52121 | 8 | 0.63858
4114 | 9 | 1 | 365 | 10.2177 | 0.86586 | 11 | 0.083524
3842 | 5.175 | 1 | 365 | 5.8752 | 0.74787 | 6 | 0.62303
4652 | 6.63 | 1 | 365 | 7.527 | 0.73785 | 8 | 0.26486
4353 | 9.81 | 1 | 365 | 11.1373 | 0.64379 | 11 | 0.78104
4093 | 11.772 | 1 | 365 | 13.3647 | 0.37254 | 13 | 0.73725
15540 | 6.9 | 1 | 365 | 7.8335 | 0.66383 | 8 | 0.49737
3015 | 8 | 1 | 365 | 9.0824 | 0.43632 | 9 | 0.51869
4210 | 5.3 | 1 | 365 | 6.0171 | 0.17656 | 6 | 0.19363
6549 | 6.37 | 1 | 365 | 7.2318 | 0.84617 | 8 | 0.078005
5614 | 7.25 | 1 | 365 | 8.2309 | 0.86416 | 9 | 0.095061
2965 | 9.36 | 1 | 365 | 10.6264 | 0.10049 | 10 | 0.72686
7597 | 10.2 | 1 | 365 | 11.58 | 0.98131 | 12 | 0.56133
2297 | 5.25 | 1 | 365 | 5.9603 | 0.005085 | 5 | 0.96539
5066 | 10.335 | 1 | 365 | 11.7333 | 0.4443 | 12 | 0.17758
2559 | 6.5 | 1 | 365 | 7.3794 | 0.29201 | 7 | 0.67143
3125 | 2 | 1 | 365 | 2.2706 | 0.85908 | 3 | 0.12967
5192 | 4.08 | 1 | 365 | 4.632 | 0.99252 | 5 | 0.62453
2921 | 4.335 | 1 | 365 | 4.9215 | 0.86706 | 5 | 0.78856
16564 | 9.9 | 1 | 365 | 11.2394 | 0.95245 | 12 | 0.19188
54405 | 8.745 | 1 | 365 | 9.9282 | 0.99133 | 10 | 0.91949
5003 | 3.92 | 1 | 365 | 4.4504 | 0.4438 | 4 | 0.89416
22183 | 7 | 1 | 365 | 7.9471 | 0.00678 | 7 | 0.95385
22182 | 6 | 1 | 365 | 6.8118 | 0.57724 | 7 | 0.38902
4649 | 7 | 1 | 365 | 7.9471 | 0.00678 | 7 | 0.95385
44009 | 8.28 | 1 | 365 | 9.4003 | 0.39659 | 9 | 0.79684
44017 | 7.59 | 1 | 365 | 8.6169 | 0.030209 | 8 | 0.64711
22187 | 7 | 1 | 365 | 7.9471 | 0.00678 | 7 | 0.95385
4015 | 5.025 | 1 | 365 | 5.7049 | 0.23344 | 5 | 0.9383
81461 | 6.72 | 1 | 365 | 7.6292 | 0.046509 | 7 | 0.6757
2825 | 7 | 1 | 365 | 7.9471 | 0.00678 | 7 | 0.95385
4034 | 7.975 | 1 | 365 | 9.054 | 0.35058 | 9 | 0.40457
3863 | 5.94 | 1 | 365 | 6.7437 | 0.37147 | 7 | 0.11513
10295 | 6.8 | 1 | 365 | 7.72 | 0.32087 | 8 | 0.040885
3026 | 7.8 | 1 | 365 | 8.8553 | 0.75041 | 9 | 0.60572
4526 | 9 | 1 | 365 | 10.2177 | 0.86586 | 11 | 0.083524
3699 | 4.24 | 1 | 365 | 4.8137 | 0.54125 | 5 | 0.3549
10287 | 9 | 1 | 365 | 10.2177 | 0.86586 | 11 | 0.083524
4750 | 5 | 1 | 365 | 5.6765 | 0.1477 | 5 | 0.82418
10745 | 6 | 1 | 365 | 6.8118 | 0.57724 | 7 | 0.38902
19713 | 5.32 | 1 | 365 | 6.0398 | 0.24515 | 6 | 0.28493
2272 | 5 | 1 | 365 | 5.6765 | 0.1477 | 5 | 0.82418
5772 | 14.535 | 1 | 365 | 16.5015 | 0.84836 | 17 | 0.34989
4058 | 7.395 | 1 | 365 | 8.3955 | 0.36145 | 8 | 0.75696
8686 | 5.75 | 1 | 365 | 6.528 | 0.71985 | 7 | 0.24781
4025 | 9.36 | 1 | 365 | 10.6264 | 0.10049 | 10 | 0.72686
4055 | 5.25 | 1 | 365 | 5.9603 | 0.005085 | 5 | 0.96539
2418 | 3.57 | 1 | 365 | 4.053 | 0.24346 | 4 | 0.29646
15996 | 3.315 | 1 | 365 | 3.7635 | 0.36893 | 4 | 0.13243
4914 | 9.52 | 1 | 365 | 10.808 | 0.64922 | 11 | 0.45724
2702 | 5 | 1 | 365 | 5.6765 | 0.1477 | 5 | 0.82418
2369 | 3 | 1 | 365 | 3.4059 | 0.28862 | 3 | 0.69451
5043 | 3.75 | 1 | 365 | 4.2574 | 0.86078 | 5 | 0.11813
2547 | 4.75 | 1 | 365 | 5.3927 | 0.29031 | 5 | 0.68297
3907 | 8.82 | 1 | 365 | 10.0133 | 0.24854 | 10 | 0.26185
5435 | 5.04 | 1 | 365 | 5.7219 | 0.28488 | 6 | 0.0067734
6672 | 5.145 | 1 | 365 | 5.8411 | 0.64498 | 6 | 0.48608
11614 | 14.715 | 1 | 365 | 16.7059 | 0.46568 | 17 | 0.17156
4730 | 7.14 | 1 | 365 | 8.106 | 0.48692 | 8 | 0.59293
6364 | 5.67 | 1 | 365 | 6.4371 | 0.44549 | 6 | 0.88262
2930 | 4.25 | 1 | 365 | 4.825 | 0.57554 | 5 | 0.40055
3431 | 3.685 | 1 | 365 | 4.1836 | 0.63785 | 4 | 0.82142
3133 | 12.24 | 1 | 365 | 13.896 | 0.97757 | 14 | 0.87359
2376 | 3.75 | 1 | 365 | 4.2574 | 0.86078 | 5 | 0.11813
3905 | 6.325 | 1 | 365 | 7.1807 | 0.69184 | 7 | 0.87259
3202 | 8.64 | 1 | 365 | 9.809 | 0.63123 | 10 | 0.44018
4773 | 2.5 | 1 | 365 | 2.8382 | 0.57385 | 3 | 0.41209
12144 | 5.94 | 1 | 365 | 6.7437 | 0.37147 | 7 | 0.11513
3272 | 4.32 | 1 | 365 | 4.9045 | 0.81561 | 5 | 0.72009
4137 | 9.156 | 1 | 365 | 10.3948 | 0.40087 | 10 | 0.79564
3885 | 6.37 | 1 | 365 | 7.2318 | 0.84617 | 8 | 0.078005
3257 | 8 | 1 | 365 | 9.0824 | 0.43632 | 9 | 0.51869
2760 | 4.32 | 1 | 365 | 4.9045 | 0.81561 | 5 | 0.72009
4459 | 2.75 | 1 | 365 | 3.1221 | 0.43124 | 3 | 0.5533
4185 | 7.521 | 1 | 365 | 8.5386 | 0.79357 | 9 | 0.33213
4710 | 3.185 | 1 | 365 | 3.6159 | 0.92308 | 4 | 0.539
5073 | 9.66 | 1 | 365 | 10.967 | 0.12936 | 11 | 0.096316
8812 | 3 | 1 | 365 | 3.4059 | 0.28862 | 3 | 0.69451
5095 | 7.425 | 1 | 365 | 8.4296 | 0.46433 | 8 | 0.89391
4240 | 7.395 | 1 | 365 | 8.3955 | 0.36145 | 8 | 0.75696
10455 | 11.55 | 1 | 365 | 13.1127 | 0.61119 | 13 | 0.72386
5343 | 7.5 | 1 | 365 | 8.5147 | 0.72155 | 9 | 0.23627
10919 | 11.55 | 1 | 365 | 13.1127 | 0.61119 | 13 | 0.72386
18235 | 10.05 | 1 | 365 | 11.4097 | 0.46688 | 11 | 0.8766
4653 | 5.865 | 1 | 365 | 6.6585 | 0.11425 | 6 | 0.77276
4128 | 7.425 | 1 | 365 | 8.4296 | 0.46433 | 8 | 0.89391
3069 | 5.232 | 1 | 365 | 5.9399 | 0.94335 | 6 | 0.88322
52665 | 4.37 | 1 | 365 | 4.9612 | 0.98709 | 5 | 0.94833
3467 | 9.483 | 1 | 365 | 10.766 | 0.52233 | 11 | 0.28834
3330 | 12.1 | 1 | 365 | 13.7371 | 0.49743 | 14 | 0.23452
4206 | 12.96 | 1 | 365 | 14.7134 | 0.44684 | 15 | 0.16027
52663 | 7.26 | 1 | 365 | 8.2422 | 0.89846 | 9 | 0.14071
2173 | 8.502 | 1 | 365 | 9.6523 | 0.15795 | 9 | 0.81024
7240 | 2.55 | 1 | 365 | 2.895 | 0.74533 | 3 | 0.64033
4850 | 8.04 | 1 | 365 | 9.1278 | 0.5735 | 9 | 0.70128
29200 | 5.06 | 1 | 365 | 5.7446 | 0.35347 | 6 | 0.09807
6484 | 9.99 | 1 | 365 | 11.3416 | 0.2611 | 11 | 0.60271
5117 | 4.655 | 1 | 365 | 5.2848 | 0.96451 | 6 | 0.24931
14254 | 5.94 | 1 | 365 | 6.7437 | 0.37147 | 7 | 0.11513
3071 | 5.5 | 1 | 365 | 6.2441 | 0.86247 | 7 | 0.1066
4380 | 5.865 | 1 | 365 | 6.6585 | 0.11425 | 6 | 0.77276
3647 | 9.81 | 1 | 365 | 11.1373 | 0.64379 | 11 | 0.78104
6444 | 8.25 | 1 | 365 | 9.3662 | 0.29371 | 9 | 0.6599
2274 | 4.75 | 1 | 365 | 5.3927 | 0.29031 | 5 | 0.68297
4050 | 5.25 | 1 | 365 | 5.9603 | 0.005085 | 5 | 0.96539
6423 | 10 | 1 | 365 | 11.353 | 0.2954 | 11 | 0.64836
2343 | 8 | 1 | 365 | 9.0824 | 0.43632 | 9 | 0.51869
3701 | 5.25 | 1 | 365 | 5.9603 | 0.005085 | 5 | 0.96539
7258 | 6 | 1 | 365 | 6.8118 | 0.57724 | 7 | 0.38902
3658 | 4.845 | 1 | 365 | 5.5005 | 0.61612 | 6 | 0.11663
2613 | 5.61 | 1 | 365 | 6.369 | 0.23972 | 6 | 0.60873
7940 | 7.5 | 1 | 365 | 8.5147 | 0.72155 | 9 | 0.23627
5484 | 7.65 | 1 | 365 | 8.685 | 0.23598 | 8 | 0.921
3574 | 4.25 | 1 | 365 | 4.825 | 0.57554 | 5 | 0.40055
2296 | 3.06 | 1 | 365 | 3.474 | 0.49439 | 3 | 0.9684
16238 | 8.91 | 1 | 365 | 10.1155 | 0.5572 | 10 | 0.67269
2406 | 4 | 1 | 365 | 4.5412 | 0.71816 | 5 | 0.25934
19469 | 5.775 | 1 | 365 | 6.5563 | 0.80559 | 7 | 0.36193
2461 | 2.295 | 1 | 365 | 2.6055 | 0.87079 | 3 | 0.4763
11131 | 6.25 | 1 | 365 | 7.0956 | 0.43462 | 7 | 0.53022
3228 | 10.25 | 1 | 365 | 11.6368 | 0.15278 | 11 | 0.78957
2328 | 7 | 1 | 365 | 7.9471 | 0.00678 | 7 | 0.95385
2799 | 5.5 | 1 | 365 | 6.2441 | 0.86247 | 7 | 0.1066
9298 | 7 | 1 | 365 | 7.9471 | 0.00678 | 7 | 0.95385
2390 | 10 | 1 | 365 | 11.353 | 0.2954 | 11 | 0.64836
2463 | 7.5 | 1 | 365 | 8.5147 | 0.72155 | 9 | 0.23627
2226 | 4.75 | 1 | 365 | 5.3927 | 0.29031 | 5 | 0.68297
2283 | 3.75 | 1 | 365 | 4.2574 | 0.86078 | 5 | 0.11813
2408 | 2.5 | 1 | 365 | 2.8382 | 0.57385 | 3 | 0.41209
4196 | 4.59 | 1 | 365 | 5.211 | 0.74159 | 5 | 0.9526
5005 | 5 | 1 | 365 | 5.6765 | 0.1477 | 5 | 0.82418
3712 | 3.75 | 1 | 365 | 4.2574 | 0.86078 | 5 | 0.11813
6162 | 5.67 | 1 | 365 | 6.4371 | 0.44549 | 6 | 0.88262
4053 | 3.315 | 1 | 365 | 3.7635 | 0.36893 | 4 | 0.13243
6290 | 9.45 | 1 | 365 | 10.7285 | 0.40915 | 11 | 0.1377
4698 | 4.08 | 1 | 365 | 4.632 | 0.99252 | 5 | 0.62453
8654 | 2 | 1 | 365 | 2.2706 | 0.85908 | 3 | 0.12967
2249 | 9.99 | 1 | 365 | 11.3416 | 0.2611 | 11 | 0.60271
3238 | 8.37 | 1 | 365 | 9.5024 | 0.70525 | 10 | 0.20768
4220 | 11.18 | 1 | 365 | 12.6926 | 0.34226 | 13 | 0.034866
15191 | 3.71 | 1 | 365 | 4.2119 | 0.72359 | 4 | 0.93554
5373 | 5.3 | 1 | 365 | 6.0171 | 0.17656 | 6 | 0.19363
6118 | 4.355 | 1 | 365 | 4.9442 | 0.93565 | 5 | 0.87986
8697 | 9.075 | 1 | 365 | 10.3028 | 0.12308 | 10 | 0.42589
3838 | 5.145 | 1 | 365 | 5.8411 | 0.64498 | 6 | 0.48608
3835 | 5.025 | 1 | 365 | 5.7049 | 0.23344 | 5 | 0.9383
6485 | 9.72 | 1 | 365 | 11.0351 | 0.33513 | 11 | 0.37021
3108 | 5.04 | 1 | 365 | 5.7219 | 0.28488 | 6 | 0.0067734
3493 | 4.48 | 1 | 365 | 5.0861 | 0.36434 | 5 | 0.45047
2677 | 5.1 | 1 | 365 | 5.79 | 0.49065 | 6 | 0.28066
10761 | 4.41 | 1 | 365 | 5.0067 | 0.12427 | 5 | 0.13093
6787 | 8.28 | 1 | 365 | 9.4003 | 0.39659 | 9 | 0.79684
3856 | 7.15 | 1 | 365 | 8.1174 | 0.52121 | 8 | 0.63858
19483 | 11.825 | 1 | 365 | 13.4249 | 0.55431 | 13 | 0.97919
5491 | 5.225 | 1 | 365 | 5.9319 | 0.91935 | 6 | 0.85127
10211 | 10.92 | 1 | 365 | 12.3974 | 0.45058 | 12 | 0.84801
4580 | 7.5 | 1 | 365 | 8.5147 | 0.72155 | 9 | 0.23627
3485 | 9.5 | 1 | 365 | 10.7853 | 0.58063 | 11 | 0.36594
52659 | 3.68 | 1 | 365 | 4.1779 | 0.62071 | 4 | 0.7986
29164 | 14.82 | 1 | 365 | 16.8251 | 0.82578 | 17 | 0.65087
3897 | 8.25 | 1 | 365 | 9.3662 | 0.29371 | 9 | 0.6599
10941 | 5.145 | 1 | 365 | 5.8411 | 0.64498 | 6 | 0.48608
16940 | 3.06 | 1 | 365 | 3.474 | 0.49439 | 3 | 0.9684
4229 | 6.21 | 1 | 365 | 7.0502 | 0.29744 | 7 | 0.34763
3800 | 12.65 | 1 | 365 | 14.3615 | 0.38368 | 14 | 0.74518
5072 | 6.6 | 1 | 365 | 7.493 | 0.63496 | 8 | 0.12792
4704 | 7 | 1 | 365 | 7.9471 | 0.00678 | 7 | 0.95385
22700 | 8.25 | 1 | 365 | 9.3662 | 0.29371 | 9 | 0.6599
4152 | 9.483 | 1 | 365 | 10.766 | 0.52233 | 11 | 0.28834
5288 | 6.54 | 1 | 365 | 7.4248 | 0.42919 | 7 | 0.85403
5623 | 5.886 | 1 | 365 | 6.6824 | 0.18627 | 6 | 0.86862
6489 | 7.035 | 1 | 365 | 7.9868 | 0.12681 | 8 | 0.11362
3857 | 8.575 | 1 | 365 | 9.7352 | 0.40831 | 10 | 0.14347
3369 | 7.65 | 1 | 365 | 8.685 | 0.23598 | 8 | 0.921
6581 | 6.16 | 1 | 365 | 6.9934 | 0.12597 | 7 | 0.11939
4209 | 4.5 | 1 | 365 | 5.1088 | 0.43293 | 5 | 0.54176
53966 | 9.9 | 1 | 365 | 11.2394 | 0.95245 | 12 | 0.19188
4087 | 8.25 | 1 | 365 | 9.3662 | 0.29371 | 9 | 0.6599
4591 | 8 | 1 | 365 | 9.0824 | 0.43632 | 9 | 0.51869
10363 | 6 | 1 | 365 | 6.8118 | 0.57724 | 7 | 0.38902
18527 | 7.8 | 1 | 365 | 8.8553 | 0.75041 | 9 | 0.60572
4183 | 5.232 | 1 | 365 | 5.9399 | 0.94335 | 6 | 0.88322
3418 | 8.82 | 1 | 365 | 10.0133 | 0.24854 | 10 | 0.26185
52038 | 4.335 | 1 | 365 | 4.9215 | 0.86706 | 5 | 0.78856
27034 | 6.84 | 1 | 365 | 7.7654 | 0.45805 | 8 | 0.22348
3339 | 6.7 | 1 | 365 | 7.6065 | 0.97792 | 8 | 0.5844
4100 | 8.28 | 1 | 365 | 9.4003 | 0.39659 | 9 | 0.79684
27225 | 6.213 | 1 | 365 | 7.0536 | 0.30773 | 7 | 0.36133
14080 | 4.69 | 1 | 365 | 5.3245 | 0.084543 | 5 | 0.40908
2225 | 4.25 | 1 | 365 | 4.825 | 0.57554 | 5 | 0.40055
14036 | 5 | 1 | 365 | 5.6765 | 0.1477 | 5 | 0.82418
3875 | 6 | 1 | 365 | 6.8118 | 0.57724 | 7 | 0.38902
5077 | 8.4 | 1 | 365 | 9.5365 | 0.80814 | 10 | 0.34462
3060 | 6.16 | 1 | 365 | 6.9934 | 0.12597 | 7 | 0.11939
48822 | 10.8 | 1 | 365 | 12.2612 | 0.039032 | 12 | 0.30023
5266 | 9.75 | 1 | 365 | 11.0691 | 0.43801 | 11 | 0.50715
3687 | 8.525 | 1 | 365 | 9.6784 | 0.23683 | 9 | 0.91523
3281 | 3.3 | 1 | 365 | 3.7465 | 0.31748 | 4 | 0.063959
4786 | 2.94 | 1 | 365 | 3.3378 | 0.082848 | 3 | 0.42062
11893 | 4.25 | 1 | 365 | 4.825 | 0.57554 | 5 | 0.40055
4377 | 5.39 | 1 | 365 | 6.1192 | 0.48522 | 6 | 0.60447
5543 | 3 | 1 | 365 | 3.4059 | 0.28862 | 3 | 0.69451
5286 | 12.1 | 1 | 365 | 13.7371 | 0.49743 | 14 | 0.23452
4463 | 8.4 | 1 | 365 | 9.5365 | 0.80814 | 10 | 0.34462
3242 | 6.75 | 1 | 365 | 7.6632 | 0.1494 | 7 | 0.81264
24979 | 9.18 | 1 | 365 | 10.422 | 0.48318 | 10 | 0.90519
22507 | 5.1 | 1 | 365 | 5.79 | 0.49065 | 6 | 0.28066
6557 | 9.54 | 1 | 365 | 10.8307 | 0.71781 | 11 | 0.54854
11415 | 7.84 | 1 | 365 | 8.9007 | 0.88759 | 9 | 0.78831
53844 | 3.75 | 1 | 365 | 4.2574 | 0.86078 | 5 | 0.11813
3389 | 8.04 | 1 | 365 | 9.1278 | 0.5735 | 9 | 0.70128
2456 | 7.5 | 1 | 365 | 8.5147 | 0.72155 | 9 | 0.23627
14027 | 5.1 | 1 | 365 | 5.79 | 0.49065 | 6 | 0.28066
8028 | 4.845 | 1 | 365 | 5.5005 | 0.61612 | 6 | 0.11663
8701 | 5.61 | 1 | 365 | 6.369 | 0.23972 | 6 | 0.60873
3510 | 5.5 | 1 | 365 | 6.2441 | 0.86247 | 7 | 0.1066
11201 | 14.4 | 1 | 365 | 16.3483 | 0.38538 | 16 | 0.73364
5419 | 7.14 | 1 | 365 | 8.106 | 0.48692 | 8 | 0.59293
9294 | 7.905 | 1 | 365 | 8.9745 | 0.11051 | 9 | 0.085029
3070 | 7.95 | 1 | 365 | 9.0256 | 0.26484 | 9 | 0.29045
3483 | 7.5 | 1 | 365 | 8.5147 | 0.72155 | 9 | 0.23627
14108 | 5.1 | 1 | 365 | 5.79 | 0.49065 | 6 | 0.28066
5493 | 6.867 | 1 | 365 | 7.7961 | 0.55065 | 8 | 0.34673
3487 | 7.14 | 1 | 365 | 8.106 | 0.48692 | 8 | 0.59293
3473 | 7.848 | 1 | 365 | 8.9098 | 0.91503 | 9 | 0.82483
5490 | 9.52 | 1 | 365 | 10.808 | 0.64922 | 11 | 0.45724
3803 | 6.36 | 1 | 365 | 7.2205 | 0.81187 | 8 | 0.032357
3916 | 6.37 | 1 | 365 | 7.2318 | 0.84617 | 8 | 0.078005
4301 | 5.88 | 1 | 365 | 6.6755 | 0.1657 | 6 | 0.84124
4891 | 3.5 | 1 | 365 | 3.9735 | 0.00339 | 3 | 0.97693
3278 | 9.18 | 1 | 365 | 10.422 | 0.48318 | 10 | 0.90519
3603 | 4.68 | 1 | 365 | 5.3132 | 0.050247 | 5 | 0.36343
2509 | 8.82 | 1 | 365 | 10.0133 | 0.24854 | 10 | 0.26185
4831 | 7.595 | 1 | 365 | 8.6226 | 0.047356 | 8 | 0.66993
4075 | 8.085 | 1 | 365 | 9.1789 | 0.72783 | 9 | 0.9067
4078 | 5.88 | 1 | 365 | 6.6755 | 0.1657 | 6 | 0.84124
6424 | 4.5 | 1 | 365 | 5.1088 | 0.43293 | 5 | 0.54176
6267 | 8.25 | 1 | 365 | 9.3662 | 0.29371 | 9 | 0.6599
6327 | 6.25 | 1 | 365 | 7.0956 | 0.43462 | 7 | 0.53022
2227 | 4 | 1 | 365 | 4.5412 | 0.71816 | 5 | 0.25934
43397 | 9 | 1 | 365 | 10.2177 | 0.86586 | 11 | 0.083524
12468 | 7.02 | 1 | 365 | 7.9698 | 0.075371 | 8 | 0.045149
5707 | 8.48 | 1 | 365 | 9.6273 | 0.082499 | 9 | 0.70981
6052 | 5.1 | 1 | 365 | 5.79 | 0.49065 | 6 | 0.28066
2742 | 6.21 | 1 | 365 | 7.0502 | 0.29744 | 7 | 0.34763
6321 | 4.125 | 1 | 365 | 4.6831 | 0.14685 | 4 | 0.82995
4564 | 5.2 | 1 | 365 | 5.9035 | 0.83361 | 6 | 0.73715
3759 | 5.94 | 1 | 365 | 6.7437 | 0.37147 | 7 | 0.11513
7166 | 4.59 | 1 | 365 | 5.211 | 0.74159 | 5 | 0.9526
5087 | 4.5 | 1 | 365 | 5.1088 | 0.43293 | 5 | 0.54176
3969 | 5.25 | 1 | 365 | 5.9603 | 0.005085 | 5 | 0.96539
9463 | 7.5 | 1 | 365 | 8.5147 | 0.72155 | 9 | 0.23627
3515 | 3.5 | 1 | 365 | 3.9735 | 0.00339 | 3 | 0.97693
2857 | 5.5 | 1 | 365 | 6.2441 | 0.86247 | 7 | 0.1066
4469 | 3.675 | 1 | 365 | 4.1722 | 0.60356 | 4 | 0.77577
3796 | 6.82 | 1 | 365 | 7.7427 | 0.38946 | 8 | 0.13218
14411 | 6.48 | 1 | 365 | 7.3567 | 0.22342 | 7 | 0.58014
3502 | 4.59 | 1 | 365 | 5.211 | 0.74159 | 5 | 0.9526
14994 | 4.5 | 1 | 365 | 5.1088 | 0.43293 | 5 | 0.54176
2711 | 3.825 | 1 | 365 | 4.3425 | 0.11799 | 4 | 0.4605
3567 | 4.75 | 1 | 365 | 5.3927 | 0.29031 | 5 | 0.68297
3967 | 5.5 | 1 | 365 | 6.2441 | 0.86247 | 7 | 0.1066
10956 | 9.9 | 1 | 365 | 11.2394 | 0.95245 | 12 | 0.19188
4897 | 7.5 | 1 | 365 | 8.5147 | 0.72155 | 9 | 0.23627
2729 | 12.1 | 1 | 365 | 13.7371 | 0.49743 | 14 | 0.23452
3385 | 6.095 | 1 | 365 | 6.9196 | 0.90305 | 7 | 0.82268
6690 | 12.72 | 1 | 365 | 14.441 | 0.62375 | 15 | 0.064714
6416 | 8.415 | 1 | 365 | 9.5535 | 0.85958 | 10 | 0.41309
4529 | 9.045 | 1 | 365 | 10.2688 | 0.020189 | 10 | 0.28894
4534 | 8.25 | 1 | 365 | 9.3662 | 0.29371 | 9 | 0.6599
6744 | 4.75 | 1 | 365 | 5.3927 | 0.29031 | 5 | 0.68297
3767 | 8 | 1 | 365 | 9.0824 | 0.43632 | 9 | 0.51869
2748 | 7.395 | 1 | 365 | 8.3955 | 0.36145 | 8 | 0.75696
2720 | 5.1 | 1 | 365 | 5.79 | 0.49065 | 6 | 0.28066
20975 | 5.865 | 1 | 365 | 6.6585 | 0.11425 | 6 | 0.77276
4395 | 7.56 | 1 | 365 | 8.5828 | 0.92732 | 9 | 0.51016
3848 | 5.6 | 1 | 365 | 6.3577 | 0.20542 | 6 | 0.56308
6300 | 5.25 | 1 | 365 | 5.9603 | 0.005085 | 5 | 0.96539
6812 | 6.7 | 1 | 365 | 7.6065 | 0.97792 | 8 | 0.5844
2712 | 5.5 | 1 | 365 | 6.2441 | 0.86247 | 7 | 0.1066
6330 | 5.4 | 1 | 365 | 6.1306 | 0.51952 | 6 | 0.65011
5535 | 7.8 | 1 | 365 | 8.8553 | 0.75041 | 9 | 0.60572
5850 | 8 | 1 | 365 | 9.0824 | 0.43632 | 9 | 0.51869
4407 | 10.14 | 1 | 365 | 11.5119 | 0.77554 | 12 | 0.28744
3727 | 4.08 | 1 | 365 | 4.632 | 0.99252 | 5 | 0.62453
4165 | 3.675 | 1 | 365 | 4.1722 | 0.60356 | 4 | 0.77577
3049 | 8.67 | 1 | 365 | 9.843 | 0.73411 | 10 | 0.57713
8040 | 5.75 | 1 | 365 | 6.528 | 0.71985 | 7 | 0.24781
6003 | 8 | 1 | 365 | 9.0824 | 0.43632 | 9 | 0.51869
5726 | 6.44 | 1 | 365 | 7.3113 | 0.086238 | 7 | 0.39754
6059 | 8.75 | 1 | 365 | 9.9338 | 0.008475 | 9 | 0.94231
4471 | 6.125 | 1 | 365 | 6.9537 | 0.0059325 | 6 | 0.95962
10546 | 5.565 | 1 | 365 | 6.3179 | 0.08539 | 6 | 0.40331
4810 | 5.886 | 1 | 365 | 6.6824 | 0.18627 | 6 | 0.86862
2762 | 2.295 | 1 | 365 | 2.6055 | 0.87079 | 3 | 0.4763
3955 | 5.75 | 1 | 365 | 6.528 | 0.71985 | 7 | 0.24781
3667 | 6.25 | 1 | 365 | 7.0956 | 0.43462 | 7 | 0.53022
14205 | 4.655 | 1 | 365 | 5.2848 | 0.96451 | 6 | 0.24931
4719 | 8.91 | 1 | 365 | 10.1155 | 0.5572 | 10 | 0.67269
4689 | 4.41 | 1 | 365 | 5.0067 | 0.12427 | 5 | 0.13093
4527 | 9.065 | 1 | 365 | 10.2915 | 0.08878 | 10 | 0.38024
4135 | 7.02 | 1 | 365 | 7.9698 | 0.075371 | 8 | 0.045149
7653 | 9.01 | 1 | 365 | 10.229 | 0.90016 | 11 | 0.12917
4288 | 6.6 | 1 | 365 | 7.493 | 0.63496 | 8 | 0.12792
13522 | 4.08 | 1 | 365 | 4.632 | 0.99252 | 5 | 0.62453
11332 | 12.32 | 1 | 365 | 13.9868 | 0.25193 | 14 | 0.23878
2935 | 4.335 | 1 | 365 | 4.9215 | 0.86706 | 5 | 0.78856
4148 | 4 | 1 | 365 | 4.5412 | 0.71816 | 5 | 0.25934
3486 | 9.18 | 1 | 365 | 10.422 | 0.48318 | 10 | 0.90519
6303 | 11 | 1 | 365 | 12.4883 | 0.72494 | 13 | 0.2132
6487 | 8.1 | 1 | 365 | 9.1959 | 0.77927 | 9 | 0.97517
14705 | 8.1 | 1 | 365 | 9.1959 | 0.77927 | 9 | 0.97517
14315 | 7.5 | 1 | 365 | 8.5147 | 0.72155 | 9 | 0.23627
6430 | 10 | 1 | 365 | 11.353 | 0.2954 | 11 | 0.64836
6415 | 5.355 | 1 | 365 | 6.0795 | 0.36519 | 6 | 0.4447
15038 | 8.96 | 1 | 365 | 10.1723 | 0.72868 | 10 | 0.90093
33499 | 10.8 | 1 | 365 | 12.2612 | 0.039032 | 12 | 0.30023
6305 | 5.61 | 1 | 365 | 6.369 | 0.23972 | 6 | 0.60873
4059 | 3.825 | 1 | 365 | 4.3425 | 0.11799 | 4 | 0.4605
3086 | 4.08 | 1 | 365 | 4.632 | 0.99252 | 5 | 0.62453
4535 | 5.865 | 1 | 365 | 6.6585 | 0.11425 | 6 | 0.77276
14611 | 5.145 | 1 | 365 | 5.8411 | 0.64498 | 6 | 0.48608
22106 | 4.5 | 1 | 365 | 5.1088 | 0.43293 | 5 | 0.54176
5975 | 5.61 | 1 | 365 | 6.369 | 0.23972 | 6 | 0.60873
2746 | 2.25 | 1 | 365 | 2.5544 | 0.71646 | 3 | 0.27088
5978 | 5.5 | 1 | 365 | 6.2441 | 0.86247 | 7 | 0.1066
5478 | 8.5 | 1 | 365 | 9.65 | 0.15109 | 9 | 0.80111
5495 | 7 | 1 | 365 | 7.9471 | 0.00678 | 7 | 0.95385
6450 | 5.4 | 1 | 365 | 6.1306 | 0.51952 | 6 | 0.65011
6055 | 6.5 | 1 | 365 | 7.3794 | 0.29201 | 7 | 0.67143
6466 | 7.25 | 1 | 365 | 8.2309 | 0.86416 | 9 | 0.095061
2745 | 8 | 1 | 365 | 9.0824 | 0.43632 | 9 | 0.51869
5476 | 3.75 | 1 | 365 | 4.2574 | 0.86078 | 5 | 0.11813
2714 | 2.5 | 1 | 365 | 2.8382 | 0.57385 | 3 | 0.41209
3236 | 9.99 | 1 | 365 | 11.3416 | 0.2611 | 11 | 0.60271
6326 | 5.61 | 1 | 365 | 6.369 | 0.23972 | 6 | 0.60873
14436 | 4.59 | 1 | 365 | 5.211 | 0.74159 | 5 | 0.9526
6491 | 5.61 | 1 | 365 | 6.369 | 0.23972 | 6 | 0.60873
7081 | 11.7 | 1 | 365 | 13.283 | 0.12562 | 13 | 0.40858
6238 | 3.825 | 1 | 365 | 4.3425 | 0.11799 | 4 | 0.4605
14682 | 4.5 | 1 | 365 | 5.1088 | 0.43293 | 5 | 0.54176
16523 | 6.96 | 1 | 365 | 7.9017 | 0.8696 | 8 | 0.77126
6200 | 9.25 | 1 | 365 | 10.5015 | 0.72325 | 11 | 0.22473
14622 | 8.1 | 1 | 365 | 9.1959 | 0.77927 | 9 | 0.97517
6259 | 6.5 | 1 | 365 | 7.3794 | 0.29201 | 7 | 0.67143
4466 | 8.4 | 1 | 365 | 9.5365 | 0.80814 | 10 | 0.34462
4883 | 3 | 1 | 365 | 3.4059 | 0.28862 | 3 | 0.69451
3541 | 7.15 | 1 | 365 | 8.1174 | 0.52121 | 8 | 0.63858
3324 | 6.7 | 1 | 365 | 7.6065 | 0.97792 | 8 | 0.5844
3076 | 7 | 1 | 365 | 7.9471 | 0.00678 | 7 | 0.95385
6214 | 7.02 | 1 | 365 | 7.9698 | 0.075371 | 8 | 0.045149
3836 | 8.97 | 1 | 365 | 10.1836 | 0.76297 | 10 | 0.94658
2763 | 2.55 | 1 | 365 | 2.895 | 0.74533 | 3 | 0.64033
4799 | 4.08 | 1 | 365 | 4.632 | 0.99252 | 5 | 0.62453
4160 | 9.81 | 1 | 365 | 11.1373 | 0.64379 | 11 | 0.78104
3961 | 3.825 | 1 | 365 | 4.3425 | 0.11799 | 4 | 0.4605
10879 | 9.45 | 1 | 365 | 10.7285 | 0.40915 | 11 | 0.1377
2743 | 10.25 | 1 | 365 | 11.6368 | 0.15278 | 11 | 0.78957
3651 | 8.16 | 1 | 365 | 9.264 | 0.98505 | 10 | 0.24906
3777 | 4.59 | 1 | 365 | 5.211 | 0.74159 | 5 | 0.9526
15374 | 4.59 | 1 | 365 | 5.211 | 0.74159 | 5 | 0.9526
21643 | 8.25 | 1 | 365 | 9.3662 | 0.29371 | 9 | 0.6599
3083 | 3.315 | 1 | 365 | 3.7635 | 0.36893 | 4 | 0.13243
3484 | 8.415 | 1 | 365 | 9.5535 | 0.85958 | 10 | 0.41309
2780 | 7.65 | 1 | 365 | 8.685 | 0.23598 | 8 | 0.921
3085 | 3.825 | 1 | 365 | 4.3425 | 0.11799 | 4 | 0.4605
6357 | 8.16 | 1 | 365 | 9.264 | 0.98505 | 10 | 0.24906
2753 | 4.845 | 1 | 365 | 5.5005 | 0.61612 | 6 | 0.11663
14364 | 7.96 | 1 | 365 | 9.037 | 0.29914 | 9 | 0.33609
2747 | 5.355 | 1 | 365 | 6.0795 | 0.36519 | 6 | 0.4447
3607 | 3.75 | 1 | 365 | 4.2574 | 0.86078 | 5 | 0.11813
5483 | 5.39 | 1 | 365 | 6.1192 | 0.48522 | 6 | 0.60447
4186 | 8.175 | 1 | 365 | 9.281 | 0.03649 | 9 | 0.31753
3735 | 4.59 | 1 | 365 | 5.211 | 0.74159 | 5 | 0.9526
6579 | 13.065 | 1 | 365 | 14.8326 | 0.80694 | 15 | 0.63958
3264 | 10.965 | 1 | 365 | 12.4485 | 0.60491 | 13 | 0.053427
4494 | 7.02 | 1 | 365 | 7.9698 | 0.075371 | 8 | 0.045149
12640 | 9.81 | 1 | 365 | 11.1373 | 0.64379 | 11 | 0.78104
14689 | 5.5 | 1 | 365 | 6.2441 | 0.86247 | 7 | 0.1066
6474 | 5.4 | 1 | 365 | 6.1306 | 0.51952 | 6 | 0.65011
6312 | 9.72 | 1 | 365 | 11.0351 | 0.33513 | 11 | 0.37021
3235 | 6.12 | 1 | 365 | 6.948 | 0.98878 | 7 | 0.9368
12456 | 13.4 | 1 | 365 | 15.213 | 0.95584 | 16 | 0.1688
3476 | 5.639 | 1 | 365 | 6.4019 | 0.33918 | 6 | 0.74111
10961 | 4.59 | 1 | 365 | 5.211 | 0.74159 | 5 | 0.9526
5225 | 9.5 | 1 | 365 | 10.7853 | 0.58063 | 11 | 0.36594
9312 | 5 | 1 | 365 | 5.6765 | 0.1477 | 5 | 0.82418
6257 | 9.75 | 1 | 365 | 11.0691 | 0.43801 | 11 | 0.50715
4551 | 4.08 | 1 | 365 | 4.632 | 0.99252 | 5 | 0.62453
4490 | 3.06 | 1 | 365 | 3.474 | 0.49439 | 3 | 0.9684
3374 | 6.12 | 1 | 365 | 6.948 | 0.98878 | 7 | 0.9368
6092 | 6.12 | 1 | 365 | 6.948 | 0.98878 | 7 | 0.9368
7583 | 3.06 | 1 | 365 | 3.474 | 0.49439 | 3 | 0.9684
9787 | 4.5 | 1 | 365 | 5.1088 | 0.43293 | 5 | 0.54176
10701 | 4.59 | 1 | 365 | 5.211 | 0.74159 | 5 | 0.9526
6007 | 3.75 | 1 | 365 | 4.2574 | 0.86078 | 5 | 0.11813
6054 | 7.25 | 1 | 365 | 8.2309 | 0.86416 | 9 | 0.095061
9691 | 10.5 | 1 | 365 | 11.9206 | 0.01017 | 11 | 0.93078
3557 | 8.4 | 1 | 365 | 9.5365 | 0.80814 | 10 | 0.34462
3286 | 5.1 | 1 | 365 | 5.79 | 0.49065 | 6 | 0.28066
2750 | 5.25 | 1 | 365 | 5.9603 | 0.005085 | 5 | 0.96539
3529 | 8.5 | 1 | 365 | 9.65 | 0.15109 | 9 | 0.80111
3568 | 5 | 1 | 365 | 5.6765 | 0.1477 | 5 | 0.82418
2749 | 3.25 | 1 | 365 | 3.6897 | 0.146 | 3 | 0.83572
3703 | 5.5 | 1 | 365 | 6.2441 | 0.86247 | 7 | 0.1066
6116 | 6.12 | 1 | 365 | 6.948 | 0.98878 | 7 | 0.9368
9250 | 9.35 | 1 | 365 | 10.615 | 0.066199 | 10 | 0.68122
6684 | 7.56 | 1 | 365 | 8.5828 | 0.92732 | 9 | 0.51016
6562 | 6.36 | 1 | 365 | 7.2205 | 0.81187 | 8 | 0.032357
4169 | 6.25 | 1 | 365 | 7.0956 | 0.43462 | 7 | 0.53022
4387 | 6 | 1 | 365 | 6.8118 | 0.57724 | 7 | 0.38902
5378 | 3 | 1 | 365 | 3.4059 | 0.28862 | 3 | 0.69451
6602 | 5.98 | 1 | 365 | 6.7891 | 0.50865 | 7 | 0.29772
6660 | 8.25 | 1 | 365 | 9.3662 | 0.29371 | 9 | 0.6599
3314 | 6.6 | 1 | 365 | 7.493 | 0.63496 | 8 | 0.12792
3880 | 8.25 | 1 | 365 | 9.3662 | 0.29371 | 9 | 0.6599
4443 | 6.37 | 1 | 365 | 7.2318 | 0.84617 | 8 | 0.078005
3475 | 6.54 | 1 | 365 | 7.4248 | 0.42919 | 7 | 0.85403
4171 | 8.25 | 1 | 365 | 9.3662 | 0.29371 | 9 | 0.6599
3063 | 9.945 | 1 | 365 | 11.2905 | 0.10678 | 11 | 0.39729
5702 | 3.18 | 1 | 365 | 3.6102 | 0.90594 | 4 | 0.51618
3237 | 5.39 | 1 | 365 | 6.1192 | 0.48522 | 6 | 0.60447
3573 | 7.7 | 1 | 365 | 8.7418 | 0.40746 | 9 | 0.14924
6607 | 2.45 | 1 | 365 | 2.7815 | 0.40237 | 3 | 0.18385
4813 | 4.32 | 1 | 365 | 4.9045 | 0.81561 | 5 | 0.72009
5818 | 7.905 | 1 | 365 | 8.9745 | 0.11051 | 9 | 0.085029
2877 | 10.25 | 1 | 365 | 11.6368 | 0.15278 | 11 | 0.78957
3540 | 2.915 | 1 | 365 | 3.3094 | 0.99711 | 4 | 0.3065
5487 | 3.315 | 1 | 365 | 3.7635 | 0.36893 | 4 | 0.13243
2970 | 7.25 | 1 | 365 | 8.2309 | 0.86416 | 9 | 0.095061
5222 | 8.16 | 1 | 365 | 9.264 | 0.98505 | 10 | 0.24906
22426 | 3.36 | 1 | 365 | 3.8146 | 0.52325 | 4 | 0.33785
4138 | 3.75 | 1 | 365 | 4.2574 | 0.86078 | 5 | 0.11813
2631 | 7 | 1 | 365 | 7.9471 | 0.00678 | 7 | 0.95385
7942 | 12.5 | 1 | 365 | 14.1912 | 0.86925 | 15 | 0.06045
3119 | 4.845 | 1 | 365 | 5.5005 | 0.61612 | 6 | 0.11663
4111 | 5.4 | 1 | 365 | 6.1306 | 0.51952 | 6 | 0.65011
2829 | 11.25 | 1 | 365 | 12.7721 | 0.58232 | 13 | 0.3544
6198 | 6.375 | 1 | 365 | 7.2375 | 0.86332 | 8 | 0.10083
7223 | 4.335 | 1 | 365 | 4.9215 | 0.86706 | 5 | 0.78856
4661 | 3.06 | 1 | 365 | 3.474 | 0.49439 | 3 | 0.9684
14068 | 3 | 1 | 365 | 3.4059 | 0.28862 | 3 | 0.69451
6947 | 6.24 | 1 | 365 | 7.0842 | 0.40033 | 7 | 0.48458
24322 | 3.925 | 1 | 365 | 4.456 | 0.46094 | 4 | 0.91698
6249 | 3.5 | 1 | 365 | 3.9735 | 0.00339 | 3 | 0.97693
20973 | 4.25 | 1 | 365 | 4.825 | 0.57554 | 5 | 0.40055
6216 | 4.335 | 1 | 365 | 4.9215 | 0.86706 | 5 | 0.78856
14625 | 6.96 | 1 | 365 | 7.9017 | 0.8696 | 8 | 0.77126
14707 | 5.395 | 1 | 365 | 6.1249 | 0.50237 | 6 | 0.62729
4300 | 5.5 | 1 | 365 | 6.2441 | 0.86247 | 7 | 0.1066
2937 | 7.25 | 1 | 365 | 8.2309 | 0.86416 | 9 | 0.095061
7229 | 3.6 | 1 | 365 | 4.0871 | 0.34634 | 4 | 0.43341
5548 | 9.3 | 1 | 365 | 10.5583 | 0.89472 | 11 | 0.45297
5369 | 5.4 | 1 | 365 | 6.1306 | 0.51952 | 6 | 0.65011
4874 | 7.705 | 1 | 365 | 8.7475 | 0.42461 | 9 | 0.17206
20428 | 9.45 | 1 | 365 | 10.7285 | 0.40915 | 11 | 0.1377
3037 | 8.25 | 1 | 365 | 9.3662 | 0.29371 | 9 | 0.6599
2828 | 5.25 | 1 | 365 | 5.9603 | 0.005085 | 5 | 0.96539
5314 | 4.335 | 1 | 365 | 4.9215 | 0.86706 | 5 | 0.78856
3660 | 7.25 | 1 | 365 | 8.2309 | 0.86416 | 9 | 0.095061
6251 | 5.61 | 1 | 365 | 6.369 | 0.23972 | 6 | 0.60873
16143 | 8.8 | 1 | 365 | 9.9906 | 0.17995 | 10 | 0.17056
2900 | 12.42 | 1 | 365 | 14.1004 | 0.59489 | 14 | 0.69526
4091 | 7.035 | 1 | 365 | 7.9868 | 0.12681 | 8 | 0.11362
4386 | 7.2 | 1 | 365 | 8.1741 | 0.69269 | 8 | 0.86682
3526 | 6.9 | 1 | 365 | 7.8335 | 0.66383 | 8 | 0.49737
3303 | 7.14 | 1 | 365 | 8.106 | 0.48692 | 8 | 0.59293
5014 | 5.88 | 1 | 365 | 6.6755 | 0.1657 | 6 | 0.84124
10960 | 8.67 | 1 | 365 | 9.843 | 0.73411 | 10 | 0.57713
3438 | 12.24 | 1 | 365 | 13.896 | 0.97757 | 14 | 0.87359
3465 | 4.02 | 1 | 365 | 4.5639 | 0.78675 | 5 | 0.35064
4993 | 6.75 | 1 | 365 | 7.6632 | 0.1494 | 7 | 0.81264
3064 | 8.28 | 1 | 365 | 9.4003 | 0.39659 | 9 | 0.79684
4022 | 5.1 | 1 | 365 | 5.79 | 0.49065 | 6 | 0.28066
3542 | 9.9 | 1 | 365 | 11.2394 | 0.95245 | 12 | 0.19188
6662 | 10 | 1 | 365 | 11.353 | 0.2954 | 11 | 0.64836
4990 | 7.395 | 1 | 365 | 8.3955 | 0.36145 | 8 | 0.75696
4841 | 4.9 | 1 | 365 | 5.563 | 0.80475 | 6 | 0.3677
4449 | 4.9 | 1 | 365 | 5.563 | 0.80475 | 6 | 0.3677
4458 | 6.86 | 1 | 365 | 7.7881 | 0.52664 | 8 | 0.31477
12431 | 7.65 | 1 | 365 | 8.685 | 0.23598 | 8 | 0.921
6965 | 7.2 | 1 | 365 | 8.1741 | 0.69269 | 8 | 0.86682
4297 | 3 | 1 | 365 | 3.4059 | 0.28862 | 3 | 0.69451
5547 | 12.395 | 1 | 365 | 14.072 | 0.50915 | 14 | 0.58114
3924 | 4.41 | 1 | 365 | 5.0067 | 0.12427 | 5 | 0.13093
4794 | 4.8 | 1 | 365 | 5.4494 | 0.46179 | 5 | 0.91121
3285 | 15 | 1 | 365 | 17.0294 | 0.4431 | 17 | 0.47254
3020 | 7.395 | 1 | 365 | 8.3955 | 0.36145 | 8 | 0.75696
3621 | 6.63 | 1 | 365 | 7.527 | 0.73785 | 8 | 0.26486
4382 | 4.02 | 1 | 365 | 4.5639 | 0.78675 | 5 | 0.35064
5006 | 7.65 | 1 | 365 | 8.685 | 0.23598 | 8 | 0.921
4863 | 4.02 | 1 | 365 | 4.5639 | 0.78675 | 5 | 0.35064
3704 | 5.4 | 1 | 365 | 6.1306 | 0.51952 | 6 | 0.65011
3882 | 4.9 | 1 | 365 | 5.563 | 0.80475 | 6 | 0.3677
4039 | 4.655 | 1 | 365 | 5.2848 | 0.96451 | 6 | 0.24931
5662 | 3.3 | 1 | 365 | 3.7465 | 0.31748 | 4 | 0.063959
5193 | 9.945 | 1 | 365 | 11.2905 | 0.10678 | 11 | 0.39729
6247 | 7.14 | 1 | 365 | 8.106 | 0.48692 | 8 | 0.59293
7228 | 4.69 | 1 | 365 | 5.3245 | 0.084543 | 5 | 0.40908
3772 | 6.5 | 1 | 365 | 7.3794 | 0.29201 | 7 | 0.67143
3032 | 3 | 1 | 365 | 3.4059 | 0.28862 | 3 | 0.69451
12657 | 5.25 | 1 | 365 | 5.9603 | 0.005085 | 5 | 0.96539
18010 | 6.867 | 1 | 365 | 7.7961 | 0.55065 | 8 | 0.34673
6793 | 2 | 1 | 365 | 2.2706 | 0.85908 | 3 | 0.12967
3117 | 5.1 | 1 | 365 | 5.79 | 0.49065 | 6 | 0.28066
6701 | 10.385 | 1 | 365 | 11.79 | 0.61577 | 12 | 0.40582
8939 | 12.32 | 1 | 365 | 13.9868 | 0.25193 | 14 | 0.23878
6989 | 3.08 | 1 | 365 | 3.4967 | 0.56298 | 4 | 0.059695
5408 | 5.775 | 1 | 365 | 6.5563 | 0.80559 | 7 | 0.36193
11186 | 4.75 | 1 | 365 | 5.3927 | 0.29031 | 5 | 0.68297
10328 | 10.791 | 1 | 365 | 12.251 | 0.0081661 | 12 | 0.25915
6388 | 11.772 | 1 | 365 | 13.3647 | 0.37254 | 13 | 0.73725
3570 | 4 | 1 | 365 | 4.5412 | 0.71816 | 5 | 0.25934
24117 | 4.8 | 1 | 365 | 5.4494 | 0.46179 | 5 | 0.91121
10232 | 2 | 1 | 365 | 2.2706 | 0.85908 | 3 | 0.12967
826 | 9 | 1 | 365 | 10.2177 | 0.86586 | 11 | 0.083524
3887 | 7.95 | 1 | 365 | 9.0256 | 0.26484 | 9 | 0.29045
7334 | 8.085 | 1 | 365 | 9.1789 | 0.72783 | 9 | 0.9067
7443 | 11.76 | 1 | 365 | 13.3511 | 0.33139 | 13 | 0.68247
26012 | 15 | 1 | 365 | 17.0294 | 0.4431 | 17 | 0.47254
26075 | 9 | 1 | 365 | 10.2177 | 0.86586 | 11 | 0.083524
14094 | 9.6 | 1 | 365 | 10.8988 | 0.92358 | 11 | 0.82243
5527 | 4.8 | 1 | 365 | 5.4494 | 0.46179 | 5 | 0.91121
22258 | 6.72 | 1 | 365 | 7.6292 | 0.046509 | 7 | 0.6757
6183 | 7.56 | 1 | 365 | 8.5828 | 0.92732 | 9 | 0.51016
4690 | 3.06 | 1 | 365 | 3.474 | 0.49439 | 3 | 0.9684
4648 | 9.075 | 1 | 365 | 10.3028 | 0.12308 | 10 | 0.42589
11616 | 6.12 | 1 | 365 | 6.948 | 0.98878 | 7 | 0.9368
10939 | 7.8 | 1 | 365 | 8.8553 | 0.75041 | 9 | 0.60572
5990 | 5.635 | 1 | 365 | 6.3974 | 0.32546 | 6 | 0.72285
5294 | 6.9 | 1 | 365 | 7.8335 | 0.66383 | 8 | 0.49737
4578 | 6.5 | 1 | 365 | 7.3794 | 0.29201 | 7 | 0.67143
4129 | 7 | 1 | 365 | 7.9471 | 0.00678 | 7 | 0.95385
7927 | 6.5 | 1 | 365 | 7.3794 | 0.29201 | 7 | 0.67143
4173 | 5.5 | 1 | 365 | 6.2441 | 0.86247 | 7 | 0.1066
3944 | 4.86 | 1 | 365 | 5.5175 | 0.66756 | 6 | 0.1851
5379 | 6.05 | 1 | 365 | 6.8685 | 0.74872 | 7 | 0.61726
16597 | 6.72 | 1 | 365 | 7.6292 | 0.046509 | 7 | 0.6757
3920 | 3.92 | 1 | 365 | 4.4504 | 0.4438 | 4 | 0.89416
31038 | 6.72 | 1 | 365 | 7.6292 | 0.046509 | 7 | 0.6757
5965 | 9.36 | 1 | 365 | 10.6264 | 0.10049 | 10 | 0.72686
11209 | 5.025 | 1 | 365 | 5.7049 | 0.23344 | 5 | 0.9383
17343 | 3.57 | 1 | 365 | 4.053 | 0.24346 | 4 | 0.29646
4433 | 5.2 | 1 | 365 | 5.9035 | 0.83361 | 6 | 0.73715
52658 | 8.97 | 1 | 365 | 10.1836 | 0.76297 | 10 | 0.94658
3595 | 5.1 | 1 | 365 | 5.79 | 0.49065 | 6 | 0.28066
6155 | 4.335 | 1 | 365 | 4.9215 | 0.86706 | 5 | 0.78856
12838 | 10.05 | 1 | 365 | 11.4097 | 0.46688 | 11 | 0.8766
5129 | 6.3 | 1 | 365 | 7.1524 | 0.6061 | 7 | 0.75847
7620 | 10.005 | 1 | 365 | 11.3586 | 0.31255 | 11 | 0.67118
8692 | 6.5 | 1 | 365 | 7.3794 | 0.29201 | 7 | 0.67143
10593 | 5.61 | 1 | 365 | 6.369 | 0.23972 | 6 | 0.60873
7871 | 5.5 | 1 | 365 | 6.2441 | 0.86247 | 7 | 0.1066
5243 | 11 | 1 | 365 | 12.4883 | 0.72494 | 13 | 0.2132
3711 | 8.75 | 1 | 365 | 9.9338 | 0.008475 | 9 | 0.94231
3597 | 2.55 | 1 | 365 | 2.895 | 0.74533 | 3 | 0.64033
3620 | 3.6 | 1 | 365 | 4.0871 | 0.34634 | 4 | 0.43341
7878 | 13.44 | 1 | 365 | 15.2584 | 0.093018 | 15 | 0.3514
3854 | 4.845 | 1 | 365 | 5.5005 | 0.61612 | 6 | 0.11663
4796 | 4.02 | 1 | 365 | 4.5639 | 0.78675 | 5 | 0.35064
16728 | 3.9 | 1 | 365 | 4.4277 | 0.37521 | 4 | 0.80286
6432 | 3.57 | 1 | 365 | 4.053 | 0.24346 | 4 | 0.29646
4587 | 3.57 | 1 | 365 | 4.053 | 0.24346 | 4 | 0.29646
3625 | 4.5 | 1 | 365 | 5.1088 | 0.43293 | 5 | 0.54176
5409 | 4.8 | 1 | 365 | 5.4494 | 0.46179 | 5 | 0.91121
4735 | 10.2 | 1 | 365 | 11.58 | 0.98131 | 12 | 0.56133
6345 | 4.845 | 1 | 365 | 5.5005 | 0.61612 | 6 | 0.11663
4715 | 5.36 | 1 | 365 | 6.0852 | 0.38233 | 6 | 0.46752
3878 | 5.355 | 1 | 365 | 6.0795 | 0.36519 | 6 | 0.4447
12416 | 6.885 | 1 | 365 | 7.8165 | 0.61238 | 8 | 0.4289
3731 | 4.59 | 1 | 365 | 5.211 | 0.74159 | 5 | 0.9526
4901 | 6.63 | 1 | 365 | 7.527 | 0.73785 | 8 | 0.26486
6477 | 9.99 | 1 | 365 | 11.3416 | 0.2611 | 11 | 0.60271
8899 | 14.85 | 1 | 365 | 16.8591 | 0.92867 | 17 | 0.78781
73951 | 3.315 | 1 | 365 | 3.7635 | 0.54444 | 4 | 0.30794
5068 | 3.315 | 1 | 365 | 3.7635 | 0.36893 | 4 | 0.13243
3580 | 9.6 | 1 | 365 | 10.8988 | 0.92358 | 11 | 0.82243
18639 | 10.175 | 1 | 365 | 11.5516 | 0.89557 | 12 | 0.44721
4397 | 5.1 | 1 | 365 | 5.79 | 0.49065 | 6 | 0.28066
73311 | 3.9 | 1 | 365 | 4.4277 | 0.87581 | 5 | 0.30346
20194 | 6.72 | 1 | 365 | 7.6292 | 0.046509 | 7 | 0.6757
13229 | 10 | 1 | 365 | 11.353 | 0.2954 | 11 | 0.64836
10396 | 9 | 1 | 365 | 10.2177 | 0.86586 | 11 | 0.083524
4887 | 7.02 | 1 | 365 | 7.9698 | 0.075371 | 8 | 0.045149
4515 | 3.75 | 1 | 365 | 4.2574 | 0.86078 | 5 | 0.11813
7253 | 6.5 | 1 | 365 | 7.3794 | 0.29201 | 7 | 0.67143
12572 | 3.3 | 1 | 365 | 3.7465 | 0.31748 | 4 | 0.063959
4267 | 5.1 | 1 | 365 | 5.79 | 0.49065 | 6 | 0.28066
5015 | 3.57 | 1 | 365 | 4.053 | 0.24346 | 4 | 0.29646
16241 | 4.845 | 1 | 365 | 5.5005 | 0.61612 | 6 | 0.11663
5230 | 8.1 | 1 | 365 | 9.1959 | 0.77927 | 9 | 0.97517
10733 | 6.5 | 1 | 365 | 7.3794 | 0.29201 | 7 | 0.67143
4797 | 4.8 | 1 | 365 | 5.4494 | 0.46179 | 5 | 0.91121
9818 | 4.59 | 1 | 365 | 5.211 | 0.74159 | 5 | 0.9526
32837 | 8.67 | 1 | 365 | 9.843 | 0.73411 | 10 | 0.57713
3583 | 4.08 | 1 | 365 | 4.632 | 0.99252 | 5 | 0.62453
4047 | 4.335 | 1 | 365 | 4.9215 | 0.86706 | 5 | 0.78856
6258 | 8.25 | 1 | 365 | 9.3662 | 0.29371 | 9 | 0.6599
6397 | 8.16 | 1 | 365 | 9.264 | 0.98505 | 10 | 0.24906
10138 | 4.845 | 1 | 365 | 5.5005 | 0.61612 | 6 | 0.11663
7225 | 9 | 1 | 365 | 10.2177 | 0.86586 | 11 | 0.083524
21596 | 3.44 | 1 | 365 | 3.9054 | 0.79762 | 4 | 0.70304
4644 | 6.375 | 1 | 365 | 7.2375 | 0.86332 | 8 | 0.10083
15397 | 2.5 | 1 | 365 | 2.8382 | 0.57385 | 3 | 0.41209
5235 | 5.5 | 1 | 365 | 6.2441 | 0.86247 | 7 | 0.1066
10090 | 6.63 | 1 | 365 | 7.527 | 0.73785 | 8 | 0.26486
4361 | 4 | 1 | 365 | 4.5412 | 0.71816 | 5 | 0.25934
6056 | 5.775 | 1 | 365 | 6.5563 | 0.80559 | 7 | 0.36193
5481 | 6.325 | 1 | 365 | 7.1807 | 0.69184 | 7 | 0.87259
5482 | 9 | 1 | 365 | 10.2177 | 0.86586 | 11 | 0.083524
5906 | 9.35 | 1 | 365 | 10.615 | 0.066199 | 10 | 0.68122
5972 | 5.1 | 1 | 365 | 5.79 | 0.49065 | 6 | 0.28066
4398 | 4.9 | 1 | 365 | 5.563 | 0.80475 | 6 | 0.3677
5296 | 6 | 1 | 365 | 6.8118 | 0.57724 | 7 | 0.38902
5149 | 5.75 | 1 | 365 | 6.528 | 0.71985 | 7 | 0.24781
5863 | 4.59 | 1 | 365 | 5.211 | 0.74159 | 5 | 0.9526
5287 | 6.125 | 1 | 365 | 6.9537 | 0.0059325 | 6 | 0.95962
8137 | 7.56 | 1 | 365 | 8.5828 | 0.92732 | 9 | 0.51016
9277 | 6 | 1 | 365 | 6.8118 | 0.57724 | 7 | 0.38902
4485 | 7.395 | 1 | 365 | 8.3955 | 0.36145 | 8 | 0.75696
3871 | 6.6 | 1 | 365 | 7.493 | 0.63496 | 8 | 0.12792
6281 | 4.5 | 1 | 365 | 5.1088 | 0.43293 | 5 | 0.54176
3584 | 7.14 | 1 | 365 | 8.106 | 0.48692 | 8 | 0.59293
14953 | 7.15 | 1 | 365 | 8.1174 | 0.52121 | 8 | 0.63858
5579 | 6.05 | 1 | 365 | 6.8685 | 0.74872 | 7 | 0.61726
5534 | 6.615 | 1 | 365 | 7.51 | 0.68641 | 8 | 0.19639
4385 | 5 | 1 | 365 | 5.6765 | 0.1477 | 5 | 0.82418
4706 | 3.75 | 1 | 365 | 4.2574 | 0.86078 | 5 | 0.11813
4960 | 6.05 | 1 | 365 | 6.8685 | 0.74872 | 7 | 0.61726
11328 | 7.15 | 1 | 365 | 8.1174 | 0.52121 | 8 | 0.63858
14819 | 4.5 | 1 | 365 | 5.1088 | 0.43293 | 5 | 0.54176
4707 | 9.9 | 1 | 365 | 11.2394 | 0.95245 | 12 | 0.19188
4650 | 11.825 | 1 | 365 | 13.4249 | 0.55431 | 13 | 0.97919
14297 | 7.25 | 1 | 365 | 8.2309 | 0.86416 | 9 | 0.095061
5071 | 4.08 | 1 | 365 | 4.632 | 0.99252 | 5 | 0.62453
11726 | 3.57 | 1 | 365 | 4.053 | 0.24346 | 4 | 0.29646
6614 | 6.54 | 1 | 365 | 7.4248 | 0.42919 | 7 | 0.85403
3593 | 7.75 | 1 | 365 | 8.7985 | 0.57893 | 9 | 0.37748
6687 | 9.315 | 1 | 365 | 10.5753 | 0.94617 | 11 | 0.52145
32025 | 14.85 | 1 | 365 | 16.8591 | 0.92867 | 17 | 0.78781
10412 | 2.8 | 1 | 365 | 3.1788 | 0.60271 | 3 | 0.78154
14090 | 4.9 | 1 | 365 | 5.563 | 0.80475 | 6 | 0.3677
10947 | 4.578 | 1 | 365 | 5.1974 | 0.70043 | 5 | 0.89782
28534 | 5 | 1 | 365 | 5.6765 | 0.1477 | 5 | 0.82418
4932 | 4.25 | 1 | 365 | 4.825 | 0.57554 | 5 | 0.40055
6351 | 5.5 | 1 | 365 | 6.2441 | 0.86247 | 7 | 0.1066
5368 | 4.95 | 1 | 365 | 5.6197 | 0.97622 | 6 | 0.59594
32833 | 4 | 1 | 365 | 4.5412 | 0.71816 | 5 | 0.25934
5012 | 6.885 | 1 | 365 | 7.8165 | 0.61238 | 8 | 0.4289
15527 | 7.8 | 1 | 365 | 8.8553 | 0.75041 | 9 | 0.60572
4938 | 11.772 | 1 | 365 | 13.3647 | 0.37254 | 13 | 0.73725
21287 | 4.75 | 1 | 365 | 5.3927 | 0.29031 | 5 | 0.68297
3966 | 4.59 | 1 | 365 | 5.211 | 0.74159 | 5 | 0.9526
6117 | 4.335 | 1 | 365 | 4.9215 | 0.86706 | 5 | 0.78856
4264 | 2.75 | 1 | 365 | 3.1221 | 0.43124 | 3 | 0.5533
6163 | 4.59 | 1 | 365 | 5.211 | 0.74159 | 5 | 0.9526
5722 | 6.16 | 1 | 365 | 6.9934 | 0.12597 | 7 | 0.11939
14102 | 3.315 | 1 | 365 | 3.7635 | 0.36893 | 4 | 0.13243
14114 | 5.75 | 1 | 365 | 6.528 | 0.71985 | 7 | 0.24781
4867 | 6.375 | 1 | 365 | 7.2375 | 0.86332 | 8 | 0.10083
4306 | 9.065 | 1 | 365 | 10.2915 | 0.08878 | 10 | 0.38024
4092 | 3.92 | 1 | 365 | 4.4504 | 0.4438 | 4 | 0.89416
14681 | 5.545 | 1 | 365 | 6.2952 | 0.016799 | 6 | 0.31202
3630 | 6.375 | 1 | 365 | 7.2375 | 0.86332 | 8 | 0.10083
7336 | 11.75 | 1 | 365 | 13.3397 | 0.29709 | 13 | 0.63682
8818 | 6.25 | 1 | 365 | 7.0956 | 0.43462 | 7 | 0.53022
4119 | 4.59 | 1 | 365 | 5.211 | 0.74159 | 5 | 0.9526
5126 | 6.72 | 1 | 365 | 7.6292 | 0.046509 | 7 | 0.6757
4043 | 6.615 | 1 | 365 | 7.51 | 0.68641 | 8 | 0.19639
7231 | 5.1 | 1 | 365 | 5.79 | 0.49065 | 6 | 0.28066
6508 | 4.59 | 1 | 365 | 5.211 | 0.74159 | 5 | 0.9526
6395 | 10.08 | 1 | 365 | 11.4438 | 0.56976 | 12 | 0.013547
3680 | 5.865 | 1 | 365 | 6.6585 | 0.11425 | 6 | 0.77276
3657 | 10 | 1 | 365 | 11.353 | 0.2954 | 11 | 0.64836
11141 | 4.68 | 1 | 365 | 5.3132 | 0.050247 | 5 | 0.36343
8256 | 7 | 1 | 365 | 7.9471 | 0.00678 | 7 | 0.95385
3586 | 6 | 1 | 365 | 6.8118 | 0.57724 | 7 | 0.38902
4521 | 11.275 | 1 | 365 | 12.8005 | 0.66806 | 13 | 0.46853
3585 | 2 | 1 | 365 | 2.2706 | 0.85908 | 3 | 0.12967
12851 | 5.13 | 1 | 365 | 5.8241 | 0.59354 | 6 | 0.41761
5794 | 4.845 | 1 | 365 | 5.5005 | 0.61612 | 6 | 0.11663
17915 | 8.829 | 1 | 365 | 10.0235 | 0.27941 | 10 | 0.30294
4928 | 6.12 | 1 | 365 | 6.948 | 0.98878 | 7 | 0.9368
10959 | 11.75 | 1 | 365 | 13.3397 | 0.29709 | 13 | 0.63682
5076 | 9.1 | 1 | 365 | 10.3312 | 0.20881 | 10 | 0.54001
3702 | 9.945 | 1 | 365 | 11.2905 | 0.10678 | 11 | 0.39729
22069 | 6 | 1 | 365 | 6.8118 | 0.57724 | 7 | 0.38902
4089 | 3.06 | 1 | 365 | 3.474 | 0.49439 | 3 | 0.9684
16149 | 7.65 | 1 | 365 | 8.685 | 0.23598 | 8 | 0.921
6244 | 9.35 | 1 | 365 | 10.615 | 0.066199 | 10 | 0.68122
6595 | 7.5 | 1 | 365 | 8.5147 | 0.72155 | 9 | 0.23627
14663 | 8.25 | 1 | 365 | 9.3662 | 0.29371 | 9 | 0.6599
4732 | 6.21 | 1 | 365 | 7.0502 | 0.29744 | 7 | 0.34763
4286 | 5.775 | 1 | 365 | 6.5563 | 0.80559 | 7 | 0.36193
7951 | 8.84 | 1 | 365 | 10.036 | 0.31713 | 10 | 0.35315
4830 | 8.58 | 1 | 365 | 9.7408 | 0.42545 | 10 | 0.16629
6677 | 10.78 | 1 | 365 | 12.2385 | 0.97044 | 13 | 0.20893
2630 | 7.14 | 1 | 365 | 8.106 | 0.48692 | 8 | 0.59293
5382 | 12.19 | 1 | 365 | 13.8393 | 0.80609 | 14 | 0.64535
4569 | 3.06 | 1 | 365 | 3.474 | 0.49439 | 3 | 0.9684
8971 | 3.825 | 1 | 365 | 4.3425 | 0.11799 | 4 | 0.4605
13526 | 10.75 | 1 | 365 | 12.2044 | 0.86755 | 13 | 0.071987
6740 | 6 | 1 | 365 | 6.8118 | 0.57724 | 7 | 0.38902
6700 | 9.045 | 1 | 365 | 10.2688 | 0.020189 | 10 | 0.28894
5720 | 3.15 | 1 | 365 | 3.5762 | 0.80305 | 4 | 0.37923
12148 | 5.67 | 1 | 365 | 6.4371 | 0.44549 | 6 | 0.88262
12258 | 6.48 | 1 | 365 | 7.3567 | 0.22342 | 7 | 0.58014
17284 | 12.495 | 1 | 365 | 14.1855 | 0.8521 | 15 | 0.037626
6576 | 3 | 1 | 365 | 3.4059 | 0.28862 | 3 | 0.69451
5223 | 4.59 | 1 | 365 | 5.211 | 0.74159 | 5 | 0.9526
6114 | 4.5 | 1 | 365 | 5.1088 | 0.43293 | 5 | 0.54176
14951 | 8.8 | 1 | 365 | 9.9906 | 0.17995 | 10 | 0.17056
5496 | 6.05 | 1 | 365 | 6.8685 | 0.74872 | 7 | 0.61726
5537 | 3.85 | 1 | 365 | 4.3709 | 0.20373 | 4 | 0.57462
14691 | 6.63 | 1 | 365 | 7.527 | 0.73785 | 8 | 0.26486
4695 | 2.75 | 1 | 365 | 3.1221 | 0.43124 | 3 | 0.5533
8922 | 7.5 | 1 | 365 | 8.5147 | 0.72155 | 9 | 0.23627
4757 | 6.12 | 1 | 365 | 6.948 | 0.98878 | 7 | 0.9368
4765 | 7.14 | 1 | 365 | 8.106 | 0.48692 | 8 | 0.59293
4768 | 6.63 | 1 | 365 | 7.527 | 0.73785 | 8 | 0.26486
5105 | 9.18 | 1 | 365 | 10.422 | 0.48318 | 10 | 0.90519
5274 | 9.9 | 1 | 365 | 11.2394 | 0.95245 | 12 | 0.19188
7648 | 6.89 | 1 | 365 | 7.8222 | 0.62953 | 8 | 0.45172
11067 | 3.825 | 1 | 365 | 4.3425 | 0.11799 | 4 | 0.4605
8422 | 7 | 1 | 365 | 7.9471 | 0.00678 | 7 | 0.95385
6343 | 6.6 | 1 | 365 | 7.493 | 0.63496 | 8 | 0.12792
16094 | 9.99 | 1 | 365 | 11.3416 | 0.2611 | 11 | 0.60271
14733 | 7.29 | 1 | 365 | 8.2763 | 0.0013466 | 8 | 0.27765
5964 | 10 | 1 | 365 | 11.353 | 0.2954 | 11 | 0.64836
21689 | 5.4 | 1 | 365 | 6.1306 | 0.51952 | 6 | 0.65011
21691 | 5.61 | 1 | 365 | 6.369 | 0.23972 | 6 | 0.60873
13897 | 3.78 | 1 | 365 | 4.2914 | 0.96366 | 5 | 0.25508
6601 | 8.82 | 1 | 365 | 10.0133 | 0.24854 | 10 | 0.26185
6623 | 8.4 | 1 | 365 | 9.5365 | 0.80814 | 10 | 0.34462
7941 | 7.595 | 1 | 365 | 8.6226 | 0.047356 | 8 | 0.66993
5292 | 6.213 | 1 | 365 | 7.0536 | 0.30773 | 7 | 0.36133
4700 | 4.5 | 1 | 365 | 5.1088 | 0.43293 | 5 | 0.54176
5501 | 8.8 | 1 | 365 | 9.9906 | 0.17995 | 10 | 0.17056
5133 | 5.72 | 1 | 365 | 6.4939 | 0.61697 | 7 | 0.11086
10717 | 6.37 | 1 | 365 | 7.2318 | 0.84617 | 8 | 0.078005
9156 | 4.655 | 1 | 365 | 5.2848 | 0.96451 | 6 | 0.24931
6542 | 3.315 | 1 | 365 | 3.7635 | 0.36893 | 4 | 0.13243
4780 | 6.37 | 1 | 365 | 7.2318 | 0.84617 | 8 | 0.078005
5781 | 4.59 | 1 | 365 | 5.211 | 0.74159 | 5 | 0.9526
4763 | 5.1 | 1 | 365 | 5.79 | 0.49065 | 6 | 0.28066
6182 | 5.5 | 1 | 365 | 6.2441 | 0.86247 | 7 | 0.1066
20976 | 5.67 | 1 | 365 | 6.4371 | 0.44549 | 6 | 0.88262
4825 | 5.1 | 1 | 365 | 5.79 | 0.49065 | 6 | 0.28066
11369 | 4.8 | 1 | 365 | 5.4494 | 0.46179 | 5 | 0.91121
10095 | 8.16 | 1 | 365 | 9.264 | 0.98505 | 10 | 0.24906
5374 | 4.08 | 1 | 365 | 4.632 | 0.99252 | 5 | 0.62453
6838 | 3.6 | 1 | 365 | 4.0871 | 0.34634 | 4 | 0.43341
10418 | 3.06 | 1 | 365 | 3.474 | 0.49439 | 3 | 0.9684
5666 | 5.355 | 1 | 365 | 6.0795 | 0.36519 | 6 | 0.4447
6621 | 6.63 | 1 | 365 | 7.527 | 0.73785 | 8 | 0.26486
26317 | 4.2 | 1 | 365 | 4.7682 | 0.40407 | 5 | 0.17231
6632 | 5.355 | 1 | 365 | 6.0795 | 0.36519 | 6 | 0.4447
5375 | 6.885 | 1 | 365 | 7.8165 | 0.61238 | 8 | 0.4289
24159 | 6.3 | 1 | 365 | 7.1524 | 0.6061 | 7 | 0.75847
4699 | 7.905 | 1 | 365 | 8.9745 | 0.11051 | 9 | 0.085029
5883 | 8.415 | 1 | 365 | 9.5535 | 0.85958 | 10 | 0.41309
21309 | 5.559 | 1 | 365 | 6.3111 | 0.064813 | 6 | 0.37592
6219 | 6.6 | 1 | 365 | 7.493 | 0.63496 | 8 | 0.12792
6445 | 5.1 | 1 | 365 | 5.79 | 0.49065 | 6 | 0.28066
6586 | 6.213 | 1 | 365 | 7.0536 | 0.30773 | 7 | 0.36133
5059 | 7.84 | 1 | 365 | 8.9007 | 0.88759 | 9 | 0.78831
5976 | 3.315 | 1 | 365 | 3.7635 | 0.36893 | 4 | 0.13243
5650 | 4.08 | 1 | 365 | 4.632 | 0.99252 | 5 | 0.62453
13147 | 7.685 | 1 | 365 | 8.7247 | 0.35601 | 9 | 0.080765
5407 | 5.1 | 1 | 365 | 5.79 | 0.49065 | 6 | 0.28066
6123 | 8.67 | 1 | 365 | 9.843 | 0.73411 | 10 | 0.57713
22255 | 6.48 | 1 | 365 | 7.3567 | 0.22342 | 7 | 0.58014
4782 | 6.12 | 1 | 365 | 6.948 | 0.98878 | 7 | 0.9368
6749 | 6 | 1 | 365 | 6.8118 | 0.57724 | 7 | 0.38902
6575 | 5.88 | 1 | 365 | 6.6755 | 0.1657 | 6 | 0.84124
6010 | 4.05 | 1 | 365 | 4.5979 | 0.88964 | 5 | 0.48759
5485 | 6.63 | 1 | 365 | 7.527 | 0.73785 | 8 | 0.26486
4865 | 6.21 | 1 | 365 | 7.0502 | 0.29744 | 7 | 0.34763
12237 | 7.425 | 1 | 365 | 8.4296 | 0.46433 | 8 | 0.89391
6009 | 8 | 1 | 365 | 9.0824 | 0.43632 | 9 | 0.51869
11622 | 4.251 | 1 | 365 | 4.8261 | 0.57897 | 5 | 0.40512
7660 | 9.72 | 1 | 365 | 11.0351 | 0.33513 | 11 | 0.37021
14203 | 5.6 | 1 | 365 | 6.3577 | 0.20542 | 6 | 0.56308
5310 | 9.18 | 1 | 365 | 10.422 | 0.48318 | 10 | 0.90519
12601 | 5.39 | 1 | 365 | 6.1192 | 0.48522 | 6 | 0.60447
4881 | 9.405 | 1 | 365 | 10.6775 | 0.25482 | 10 | 0.93228
11563 | 5.13 | 1 | 365 | 5.8241 | 0.59354 | 6 | 0.41761
4790 | 5.695 | 1 | 365 | 6.4655 | 0.53123 | 6 | 0.99674
10944 | 6.03 | 1 | 365 | 6.8458 | 0.68013 | 7 | 0.52596
5896 | 11.5 | 1 | 365 | 13.0559 | 0.43971 | 13 | 0.49561
9131 | 5 | 1 | 365 | 5.6765 | 0.1477 | 5 | 0.82418
16100 | 7.65 | 1 | 365 | 8.685 | 0.23598 | 8 | 0.921
4762 | 9.945 | 1 | 365 | 11.2905 | 0.10678 | 11 | 0.39729
4862 | 14.74 | 1 | 365 | 16.7343 | 0.55142 | 17 | 0.28568
10872 | 7 | 1 | 365 | 7.9471 | 0.00678 | 7 | 0.95385
22073 | 3.84 | 1 | 365 | 4.3595 | 0.16943 | 4 | 0.52897
4769 | 6.12 | 1 | 365 | 6.948 | 0.98878 | 7 | 0.9368
4770 | 5.1 | 1 | 365 | 5.79 | 0.49065 | 6 | 0.28066
12937 | 4.59 | 1 | 365 | 5.211 | 0.74159 | 5 | 0.9526
5602 | 6.12 | 1 | 365 | 6.948 | 0.98878 | 7 | 0.9368
4745 | 4.5 | 1 | 365 | 5.1088 | 0.43293 | 5 | 0.54176
4759 | 10.2 | 1 | 365 | 11.58 | 0.98131 | 12 | 0.56133
5317 | 9.945 | 1 | 365 | 11.2905 | 0.10678 | 11 | 0.39729
4976 | 4.59 | 1 | 365 | 5.211 | 0.74159 | 5 | 0.9526
13419 | 3.5 | 1 | 365 | 3.9735 | 0.00339 | 3 | 0.97693
12736 | 6 | 1 | 365 | 6.8118 | 0.57724 | 7 | 0.38902
5466 | 6.375 | 1 | 365 | 7.2375 | 0.86332 | 8 | 0.10083
6111 | 11.985 | 1 | 365 | 13.6065 | 0.10304 | 13 | 0.70956
6574 | 3.6 | 1 | 365 | 4.0871 | 0.34634 | 4 | 0.43341
4755 | 3.825 | 1 | 365 | 4.3425 | 0.11799 | 4 | 0.4605
4766 | 2.04 | 1 | 365 | 2.316 | 0.99626 | 3 | 0.31227
9386 | 6.63 | 1 | 365 | 7.527 | 0.088872 | 7 | 0.61588
4760 | 6.885 | 1 | 365 | 7.8165 | 0.61238 | 8 | 0.4289
9489 | 4.08 | 1 | 365 | 4.632 | 0.99252 | 5 | 0.62453
6544 | 3.06 | 1 | 365 | 3.474 | 0.49439 | 3 | 0.9684
4843 | 7.035 | 1 | 365 | 7.9868 | 0.12681 | 8 | 0.11362
6447 | 5 | 1 | 365 | 5.6765 | 0.1477 | 5 | 0.82418
4758 | 9.18 | 1 | 365 | 10.422 | 0.48318 | 10 | 0.90519
5838 | 5.865 | 1 | 365 | 6.6585 | 0.11425 | 6 | 0.77276
5936 | 3.06 | 1 | 365 | 3.474 | 0.49439 | 3 | 0.9684
20535 | 8.16 | 1 | 365 | 9.264 | 0.98505 | 10 | 0.24906
6481 | 7.425 | 1 | 365 | 8.4296 | 0.46433 | 8 | 0.89391
6753 | 4.675 | 1 | 365 | 5.3075 | 0.033099 | 5 | 0.34061
6478 | 6.875 | 1 | 365 | 7.8052 | 0.57809 | 8 | 0.38325
6689 | 6.05 | 1 | 365 | 6.8685 | 0.74872 | 7 | 0.61726
4736 | 7.8 | 1 | 365 | 8.8553 | 0.75041 | 9 | 0.60572
4778 | 4.335 | 1 | 365 | 4.9215 | 0.86706 | 5 | 0.78856
6559 | 4.335 | 1 | 365 | 4.9215 | 0.86706 | 5 | 0.78856
11383 | 5.355 | 1 | 365 | 6.0795 | 0.36519 | 6 | 0.4447
4783 | 9.18 | 1 | 365 | 10.422 | 0.48318 | 10 | 0.90519
7978 | 3.9 | 1 | 365 | 4.4277 | 0.37521 | 4 | 0.80286
22083 | 10.08 | 1 | 365 | 11.4438 | 0.56976 | 12 | 0.013547
5022 | 3.315 | 1 | 365 | 3.7635 | 0.36893 | 4 | 0.13243
4771 | 5.1 | 1 | 365 | 5.79 | 0.49065 | 6 | 0.28066
5520 | 5.025 | 1 | 365 | 5.7049 | 0.23344 | 5 | 0.9383
22072 | 4.32 | 1 | 365 | 4.9045 | 0.81561 | 5 | 0.72009
7135 | 3.92 | 1 | 365 | 4.4504 | 0.4438 | 4 | 0.89416
4756 | 7.65 | 1 | 365 | 8.685 | 0.23598 | 8 | 0.921
4983 | 8.415 | 1 | 365 | 9.5535 | 0.85958 | 10 | 0.41309
21395 | 7.29 | 1 | 365 | 8.2763 | 0.0013466 | 8 | 0.27765
5517 | 3.315 | 1 | 365 | 3.7635 | 0.36893 | 4 | 0.13243
9427 | 5.4 | 1 | 365 | 6.1306 | 0.51952 | 6 | 0.65011
4777 | 5.61 | 1 | 365 | 6.369 | 0.23972 | 6 | 0.60873
8951 | 4.59 | 1 | 365 | 5.211 | 0.74159 | 5 | 0.9526
20960 | 3.84 | 1 | 365 | 4.3595 | 0.16943 | 4 | 0.52897
8427 | 6.37 | 1 | 365 | 7.2318 | 0.84617 | 8 | 0.078005
6646 | 8.25 | 1 | 365 | 9.3662 | 0.29371 | 9 | 0.6599
4781 | 8.16 | 1 | 365 | 9.264 | 0.98505 | 10 | 0.24906
4873 | 7.035 | 1 | 365 | 7.9868 | 0.12681 | 8 | 0.11362
10135 | 6 | 1 | 365 | 6.8118 | 0.57724 | 7 | 0.38902
6618 | 8.67 | 1 | 365 | 9.843 | 0.73411 | 10 | 0.57713
6568 | 6.12 | 1 | 365 | 6.948 | 0.98878 | 7 | 0.9368
8865 | 5.1 | 1 | 365 | 5.79 | 0.49065 | 6 | 0.28066
6133 | 6.885 | 1 | 365 | 7.8165 | 0.61238 | 8 | 0.4289
5025 | 2.25 | 1 | 365 | 2.5544 | 0.71646 | 3 | 0.27088
6299 | 5.5 | 1 | 365 | 6.2441 | 0.86247 | 7 | 0.1066
4870 | 5.1 | 1 | 365 | 5.79 | 0.49065 | 6 | 0.28066
4985 | 5 | 1 | 365 | 5.6765 | 0.1477 | 5 | 0.82418
5821 | 6.885 | 1 | 365 | 7.8165 | 0.61238 | 8 | 0.4289
4767 | 5.1 | 1 | 365 | 5.79 | 0.49065 | 6 | 0.28066
4798 | 3 | 1 | 365 | 3.4059 | 0.28862 | 3 | 0.69451
4744 | 3.315 | 1 | 365 | 3.7635 | 0.36893 | 4 | 0.13243
5497 | 7.75 | 1 | 365 | 8.7985 | 0.57893 | 9 | 0.37748
4772 | 4.845 | 1 | 365 | 5.5005 | 0.61612 | 6 | 0.11663
6304 | 7 | 1 | 365 | 7.9471 | 0.00678 | 7 | 0.95385
4761 | 8.925 | 1 | 365 | 10.1325 | 0.60864 | 10 | 0.74116
5951 | 5.355 | 1 | 365 | 6.0795 | 0.36519 | 6 | 0.4447
13807 | 4 | 1 | 365 | 4.5412 | 0.71816 | 5 | 0.25934
5533 | 3.57 | 1 | 365 | 4.053 | 0.24346 | 4 | 0.29646
20497 | 6.12 | 1 | 365 | 6.948 | 0.98878 | 7 | 0.9368
53847 | 4.59 | 1 | 365 | 5.211 | 0.74159 | 5 | 0.9526
6681 | 9.69 | 1 | 365 | 11.001 | 0.23224 | 11 | 0.23326
6394 | 9.69 | 1 | 365 | 11.001 | 0.23224 | 11 | 0.23326
6288 | 6 | 1 | 365 | 6.8118 | 0.57724 | 7 | 0.38902
7549 | 11.475 | 1 | 365 | 13.0275 | 0.35397 | 13 | 0.38149
5538 | 2.55 | 1 | 365 | 2.895 | 0.74533 | 3 | 0.64033
5201 | 2.55 | 1 | 365 | 2.895 | 0.74533 | 3 | 0.64033
11291 | 3.06 | 1 | 365 | 3.474 | 0.49439 | 3 | 0.9684
6437 | 9.18 | 1 | 365 | 10.422 | 0.48318 | 10 | 0.90519
16237 | 9.435 | 1 | 365 | 10.7115 | 0.35771 | 11 | 0.069228
6691 | 10.137 | 1 | 365 | 11.5085 | 0.76525 | 12 | 0.27374
4859 | 4.95 | 1 | 365 | 5.6197 | 0.97622 | 6 | 0.59594
4899 | 7 | 1 | 365 | 7.9471 | 0.00678 | 7 | 0.95385
4742 | 5.865 | 1 | 365 | 6.6585 | 0.11425 | 6 | 0.77276
5098 | 7.5 | 1 | 365 | 8.5147 | 0.72155 | 9 | 0.23627
23878 | 10.08 | 1 | 365 | 11.4438 | 0.56976 | 12 | 0.013547
5575 | 7.65 | 1 | 365 | 8.685 | 0.41024 | 9 | 0.095252
9278 | 3.06 | 1 | 365 | 3.474 | 0.49439 | 3 | 0.9684
4753 | 3.675 | 1 | 365 | 4.1722 | 0.60356 | 4 | 0.77577
4741 | 6.885 | 1 | 365 | 7.8165 | 0.61238 | 8 | 0.4289
4740 | 10.71 | 1 | 365 | 12.159 | 0.73037 | 12 | 0.88939
6105 | 6 | 1 | 365 | 6.8118 | 0.57724 | 7 | 0.38902
6573 | 7.65 | 1 | 365 | 8.685 | 0.23598 | 8 | 0.921
4764 | 10.965 | 1 | 365 | 12.4485 | 0.60491 | 13 | 0.053427
4784 | 5.025 | 1 | 365 | 5.7049 | 0.23344 | 5 | 0.9383
4720 | 5.886 | 1 | 365 | 6.6824 | 0.18627 | 6 | 0.86862
5763 | 6.5 | 1 | 365 | 7.3794 | 0.29201 | 7 | 0.67143
6109 | 5.865 | 1 | 365 | 6.6585 | 0.11425 | 6 | 0.77276
6354 | 12.925 | 1 | 365 | 14.6737 | 0.3268 | 15 | 0.0005053
6279 | 5.13 | 1 | 365 | 5.8241 | 0.59354 | 6 | 0.41761
4754 | 6 | 1 | 365 | 6.8118 | 0.57724 | 7 | 0.38902
5119 | 6.875 | 1 | 365 | 7.8052 | 0.57809 | 8 | 0.38325
6015 | 5.5 | 1 | 365 | 6.2441 | 0.86247 | 7 | 0.1066
8342 | 9.8 | 1 | 365 | 11.1259 | 0.60949 | 11 | 0.73539
6448 | 13.4 | 1 | 365 | 15.213 | 0.95584 | 16 | 0.1688
4814 | 8.28 | 1 | 365 | 9.4003 | 0.39659 | 9 | 0.79684
4729 | 12.96 | 1 | 365 | 14.7134 | 0.44684 | 15 | 0.16027
18231 | 5.67 | 1 | 365 | 6.4371 | 0.44549 | 6 | 0.88262
5295 | 5.1 | 1 | 365 | 5.79 | 0.49065 | 6 | 0.28066
5549 | 4.125 | 1 | 365 | 4.6831 | 0.14685 | 4 | 0.82995
4809 | 5.7 | 1 | 365 | 6.4712 | 0.54838 | 7 | 0.019565
10725 | 3.12 | 1 | 365 | 3.5421 | 0.70016 | 4 | 0.24229
11945 | 4.8 | 1 | 365 | 5.4494 | 0.46179 | 5 | 0.91121
7224 | 8.04 | 1 | 365 | 9.1278 | 0.5735 | 9 | 0.70128
8434 | 5.25 | 1 | 365 | 5.9603 | 0.005085 | 5 | 0.96539
6589 | 8.97 | 1 | 365 | 10.1836 | 0.76297 | 10 | 0.94658
5264 | 5.1 | 1 | 365 | 5.79 | 0.49065 | 6 | 0.28066
12117 | 7.65 | 1 | 365 | 8.685 | 0.23598 | 8 | 0.921
5269 | 6.885 | 1 | 365 | 7.8165 | 0.61238 | 8 | 0.4289
12565 | 5.1 | 1 | 365 | 5.79 | 0.49065 | 6 | 0.28066
8230 | 5.865 | 1 | 365 | 6.6585 | 0.11425 | 6 | 0.77276
7354 | 4.845 | 1 | 365 | 5.5005 | 0.61612 | 6 | 0.11663
17757 | 8.16 | 1 | 365 | 9.264 | 0.98505 | 10 | 0.24906
5272 | 8.525 | 1 | 365 | 9.6784 | 0.23683 | 9 | 0.91523
10457 | 4.08 | 1 | 365 | 4.632 | 0.99252 | 5 | 0.62453
6818 | 5.5 | 1 | 365 | 6.2441 | 0.86247 | 7 | 0.1066
10491 | 5.5 | 1 | 365 | 6.2441 | 0.86247 | 7 | 0.1066
30753 | 6.6 | 1 | 365 | 7.493 | 0.63496 | 8 | 0.12792
25272 | 6.05 | 1 | 365 | 6.8685 | 0.74872 | 7 | 0.61726
5249 | 7.905 | 1 | 365 | 8.9745 | 0.11051 | 9 | 0.085029
26079 | 8 | 1 | 365 | 9.0824 | 0.43632 | 9 | 0.51869
5168 | 4.94 | 1 | 365 | 5.6084 | 0.94193 | 6 | 0.55029
16726 | 4.55 | 1 | 365 | 5.1656 | 0.60441 | 5 | 0.77
5381 | 6.6 | 1 | 365 | 7.493 | 0.63496 | 8 | 0.12792
14076 | 4.59 | 1 | 365 | 5.211 | 0.74159 | 5 | 0.9526
5232 | 10.75 | 1 | 365 | 12.2044 | 0.86755 | 13 | 0.071987
14745 | 5.285 | 1 | 365 | 6 | 0.12512 | 6 | 0.12516
14372 | 7.725 | 1 | 365 | 8.7702 | 0.4932 | 9 | 0.26336
10356 | 8.4 | 1 | 365 | 9.5365 | 0.80814 | 10 | 0.34462
6124 | 5.61 | 1 | 365 | 6.369 | 0.23972 | 6 | 0.60873
20537 | 6.47 | 1 | 365 | 7.3454 | 0.18912 | 7 | 0.53449
5551 | 4.845 | 1 | 365 | 5.5005 | 0.61612 | 6 | 0.11663
6853 | 6.12 | 1 | 365 | 6.948 | 0.98878 | 7 | 0.9368
26465 | 5.145 | 1 | 365 | 5.8411 | 0.64498 | 6 | 0.48608
6667 | 6.76 | 1 | 365 | 7.6746 | 0.18369 | 7 | 0.85829
9407 | 12.375 | 1 | 365 | 14.0493 | 0.44056 | 14 | 0.48985
7756 | 6.25 | 1 | 365 | 7.0956 | 0.43462 | 7 | 0.53022
5703 | 6.12 | 1 | 365 | 6.948 | 0.98878 | 7 | 0.9368
5199 | 6.63 | 1 | 365 | 7.527 | 0.73785 | 8 | 0.26486
49701 | 4.75 | 1 | 365 | 5.3927 | 0.29031 | 5 | 0.68297
7129 | 13.2 | 1 | 365 | 14.9859 | 0.26993 | 15 | 0.25584
14744 | 6.47 | 1 | 365 | 7.3454 | 0.18912 | 7 | 0.53449
14954 | 5.215 | 1 | 365 | 5.9206 | 0.88505 | 6 | 0.80562
5895 | 8.75 | 1 | 365 | 9.9338 | 0.008475 | 9 | 0.94231
36718 | 8.825 | 1 | 365 | 10.019 | 0.26569 | 10 | 0.28468
5529 | 7.035 | 1 | 365 | 7.9868 | 0.12681 | 8 | 0.11362
14613 | 4.725 | 1 | 365 | 5.3643 | 0.20458 | 5 | 0.56885
24330 | 3.725 | 1 | 365 | 4.229 | 0.77504 | 5 | 0.0040141
14351 | 6.96 | 1 | 365 | 7.9017 | 0.8696 | 8 | 0.77126
14695 | 5.725 | 1 | 365 | 6.4996 | 0.63412 | 7 | 0.13369
14750 | 8.215 | 1 | 365 | 9.3265 | 0.17367 | 9 | 0.50013
14485 | 11.96 | 1 | 365 | 13.5781 | 0.017298 | 13 | 0.59544
14917 | 9.82 | 1 | 365 | 11.1486 | 0.67808 | 11 | 0.82669
14923 | 5.215 | 1 | 365 | 5.9206 | 0.88505 | 6 | 0.80562
8263 | 5.61 | 1 | 365 | 6.369 | 0.23972 | 6 | 0.60873
6468 | 10.35 | 1 | 365 | 11.7503 | 0.49574 | 12 | 0.24605
12142 | 5.775 | 1 | 365 | 6.5563 | 0.80559 | 7 | 0.36193
13535 | 6.6 | 1 | 365 | 7.493 | 0.63496 | 8 | 0.12792
11087 | 6.12 | 1 | 365 | 6.948 | 0.98878 | 7 | 0.9368
5329 | 3.57 | 1 | 365 | 4.053 | 0.24346 | 4 | 0.29646
6597 | 7.75 | 1 | 365 | 8.7985 | 0.57893 | 9 | 0.37748
6737 | 4.335 | 1 | 365 | 4.9215 | 0.86706 | 5 | 0.78856
6639 | 12.099 | 1 | 365 | 13.7359 | 0.494 | 14 | 0.22995
6533 | 5.5 | 1 | 365 | 6.2441 | 0.86247 | 7 | 0.1066
9161 | 3.64 | 1 | 365 | 4.1325 | 0.48353 | 4 | 0.616
10194 | 11.34 | 1 | 365 | 12.8743 | 0.89098 | 13 | 0.76524
7352 | 3.825 | 1 | 365 | 4.3425 | 0.11799 | 4 | 0.4605
5891 | 7.5 | 1 | 365 | 8.5147 | 0.72155 | 9 | 0.23627
11762 | 13.77 | 1 | 365 | 15.633 | 0.22477 | 15 | 0.85779
6777 | 8.25 | 1 | 365 | 9.3662 | 0.29371 | 9 | 0.6599
14367 | 10 | 1 | 365 | 11.353 | 0.2954 | 11 | 0.64836
14688 | 9.82 | 1 | 365 | 11.1486 | 0.67808 | 11 | 0.82669
14562 | 3.98 | 1 | 365 | 4.5185 | 0.64957 | 5 | 0.16805
14716 | 5.215 | 1 | 365 | 5.9206 | 0.88505 | 6 | 0.80562
14515 | 5.98 | 1 | 365 | 6.7891 | 0.50865 | 7 | 0.29772
14921 | 9.705 | 1 | 365 | 11.018 | 0.28369 | 11 | 0.30173
14740 | 3.47 | 1 | 365 | 3.9395 | 0.9005 | 4 | 0.83998
14753 | 3.725 | 1 | 365 | 4.229 | 0.77504 | 5 | 0.0040141
14723 | 5.215 | 1 | 365 | 5.9206 | 0.88505 | 6 | 0.80562
14749 | 6.47 | 1 | 365 | 7.3454 | 0.18912 | 7 | 0.53449
15032 | 4.235 | 1 | 365 | 4.808 | 0.5241 | 5 | 0.33208
14732 | 9.82 | 1 | 365 | 11.1486 | 0.67808 | 11 | 0.82669
14385 | 8.47 | 1 | 365 | 9.616 | 0.048204 | 9 | 0.66416
14404 | 7.96 | 1 | 365 | 9.037 | 0.29914 | 9 | 0.33609
7100 | 10.45 | 1 | 365 | 11.8638 | 0.83869 | 12 | 0.70254
6099 | 5.75 | 1 | 365 | 6.528 | 0.71985 | 7 | 0.24781
5236 | 7.5 | 1 | 365 | 8.5147 | 0.72155 | 9 | 0.23627
5663 | 13.515 | 1 | 365 | 15.3435 | 0.35023 | 15 | 0.69376
16080 | 5.25 | 1 | 365 | 5.9603 | 0.005085 | 5 | 0.96539
10605 | 5.61 | 1 | 365 | 6.369 | 0.23972 | 6 | 0.60873
10681 | 9.72 | 1 | 365 | 11.0351 | 0.33513 | 11 | 0.37021
5277 | 6.12 | 1 | 365 | 6.948 | 0.98878 | 7 | 0.9368
26164 | 4.59 | 1 | 365 | 5.211 | 0.74159 | 5 | 0.9526
6540 | 7 | 1 | 365 | 7.9471 | 0.00678 | 7 | 0.95385
12447 | 6.25 | 1 | 365 | 7.0956 | 0.43462 | 7 | 0.53022
30734 | 5.225 | 1 | 365 | 5.9319 | 0.91935 | 6 | 0.85127
12643 | 8.525 | 1 | 365 | 9.6784 | 0.23683 | 9 | 0.91523
11715 | 7.7 | 1 | 365 | 8.7418 | 0.40746 | 9 | 0.14924
16167 | 6.325 | 1 | 365 | 7.1807 | 0.69184 | 7 | 0.87259
19924 | 4.95 | 1 | 365 | 5.6197 | 0.97622 | 6 | 0.59594
5233 | 5.1 | 1 | 365 | 5.79 | 0.49065 | 6 | 0.28066
19708 | 7 | 1 | 365 | 7.9471 | 0.00678 | 7 | 0.95385
6061 | 8.67 | 1 | 365 | 9.843 | 0.73411 | 10 | 0.57713
10891 | 5.04 | 1 | 365 | 5.7219 | 0.28488 | 6 | 0.0067734
10390 | 13.2 | 1 | 365 | 14.9859 | 0.26993 | 15 | 0.25584
5238 | 3 | 1 | 365 | 3.4059 | 0.28862 | 3 | 0.69451
5539 | 11.475 | 1 | 365 | 13.0275 | 0.35397 | 13 | 0.38149
5384 | 10.791 | 1 | 365 | 12.251 | 0.0081661 | 12 | 0.25915
5397 | 9.88 | 1 | 365 | 11.2167 | 0.88386 | 12 | 0.10058
6460 | 4.905 | 1 | 365 | 5.5686 | 0.82189 | 6 | 0.39052
5239 | 8.16 | 1 | 365 | 9.264 | 0.98505 | 10 | 0.24906
5226 | 6.375 | 1 | 365 | 7.2375 | 0.86332 | 8 | 0.10083
10709 | 3.315 | 1 | 365 | 3.7635 | 0.36893 | 4 | 0.13243
5234 | 4 | 1 | 365 | 4.5412 | 0.71816 | 5 | 0.25934
7435 | 3.92 | 1 | 365 | 4.4504 | 0.4438 | 4 | 0.89416
6674 | 5.5 | 1 | 365 | 6.2441 | 0.86247 | 7 | 0.1066
5259 | 6.12 | 1 | 365 | 6.948 | 0.98878 | 7 | 0.9368
5438 | 8.82 | 1 | 365 | 10.0133 | 0.24854 | 10 | 0.26185
10516 | 4.42 | 1 | 365 | 5.018 | 0.15857 | 5 | 0.17658
5251 | 2.04 | 1 | 365 | 2.316 | 0.99626 | 3 | 0.31227
6325 | 5.5 | 1 | 365 | 6.2441 | 0.86247 | 7 | 0.1066
20686 | 5.5 | 1 | 365 | 6.2441 | 0.86247 | 7 | 0.1066
21269 | 6 | 1 | 365 | 6.8118 | 0.57724 | 7 | 0.38902
19599 | 6.05 | 1 | 365 | 6.8685 | 0.74872 | 7 | 0.61726
5858 | 3.06 | 1 | 365 | 3.474 | 0.49439 | 3 | 0.9684
5229 | 6.12 | 1 | 365 | 6.948 | 0.98878 | 7 | 0.9368
25578 | 4.95 | 1 | 365 | 5.6197 | 0.97622 | 6 | 0.59594
5398 | 9.9 | 1 | 365 | 11.2394 | 0.95245 | 12 | 0.19188
6702 | 12.375 | 1 | 365 | 14.0493 | 0.44056 | 14 | 0.48985
5600 | 4.845 | 1 | 365 | 5.5005 | 0.61612 | 6 | 0.11663
5273 | 7.194 | 1 | 365 | 8.1673 | 0.67211 | 8 | 0.83943
6292 | 4 | 1 | 365 | 4.5412 | 0.71816 | 5 | 0.25934
29395 | 7.84 | 1 | 365 | 8.9007 | 0.88759 | 9 | 0.78831
5434 | 5.83 | 1 | 365 | 6.6188 | 0.99422 | 7 | 0.61299
6605 | 5 | 1 | 365 | 5.6765 | 0.1477 | 5 | 0.82418
13620 | 9.81 | 1 | 365 | 11.1373 | 0.64379 | 11 | 0.78104
12145 | 9.625 | 1 | 365 | 10.9272 | 0.0093225 | 10 | 0.93655
6518 | 6.76 | 1 | 365 | 7.6746 | 0.18369 | 7 | 0.85829
5399 | 7.14 | 1 | 365 | 8.106 | 0.48692 | 8 | 0.59293
5634 | 9.9 | 1 | 365 | 11.2394 | 0.95245 | 12 | 0.19188
12983 | 7.15 | 1 | 365 | 8.1174 | 0.52121 | 8 | 0.63858
7876 | 9.156 | 1 | 365 | 10.3948 | 0.40087 | 10 | 0.79564
6666 | 8.16 | 1 | 365 | 9.264 | 0.98505 | 10 | 0.24906
5256 | 4.08 | 1 | 365 | 4.632 | 0.99252 | 5 | 0.62453
5276 | 4.165 | 1 | 365 | 4.7285 | 0.28403 | 5 | 0.012542
5247 | 4.335 | 1 | 365 | 4.9215 | 0.86706 | 5 | 0.78856
5405 | 5.61 | 1 | 365 | 6.369 | 0.23972 | 6 | 0.60873
14729 | 9.085 | 1 | 365 | 10.3142 | 0.15737 | 10 | 0.47154
6680 | 6.3 | 1 | 365 | 7.1524 | 0.6061 | 7 | 0.75847
22199 | 12 | 1 | 365 | 13.6236 | 0.15448 | 13 | 0.77803
5394 | 7.65 | 1 | 365 | 8.685 | 0.23598 | 8 | 0.921
10870 | 3.57 | 1 | 365 | 4.053 | 0.24346 | 4 | 0.29646
15099 | 4.79 | 1 | 365 | 5.4381 | 0.4275 | 5 | 0.86556
6560 | 5.1 | 1 | 365 | 5.79 | 0.49065 | 6 | 0.28066
5411 | 8.16 | 1 | 365 | 9.264 | 0.98505 | 10 | 0.24906
22076 | 4.59 | 1 | 365 | 5.211 | 0.74159 | 5 | 0.9526
6592 | 8.525 | 1 | 365 | 9.6784 | 0.23683 | 9 | 0.91523
7655 | 10.08 | 1 | 365 | 11.4438 | 0.56976 | 12 | 0.013547
13329 | 7.975 | 1 | 365 | 9.054 | 0.35058 | 9 | 0.40457
8941 | 8.502 | 1 | 365 | 9.6523 | 0.15795 | 9 | 0.81024
5372 | 4.2 | 1 | 365 | 4.7682 | 0.40407 | 5 | 0.17231
6125 | 3.06 | 1 | 365 | 3.474 | 0.49439 | 3 | 0.9684
14479 | 4.725 | 1 | 365 | 5.3643 | 0.20458 | 5 | 0.56885
7130 | 5.865 | 1 | 365 | 6.6585 | 0.11425 | 6 | 0.77276
21892 | 6 | 1 | 365 | 6.8118 | 0.57724 | 7 | 0.38902
14699 | 3.98 | 1 | 365 | 4.5185 | 0.64957 | 5 | 0.16805
14603 | 8.47 | 1 | 365 | 9.616 | 0.048204 | 9 | 0.66416
12143 | 5.1 | 1 | 365 | 5.79 | 0.49065 | 6 | 0.28066
11947 | 4.335 | 1 | 365 | 4.9215 | 0.86706 | 5 | 0.78856
46524 | 6.375 | 1 | 365 | 7.2375 | 0.50853 | 7 | 0.74604
5603 | 4.335 | 1 | 365 | 4.9215 | 0.86706 | 5 | 0.78856
19117 | 8.8 | 1 | 365 | 9.9906 | 0.17995 | 10 | 0.17056
20372 | 4.77 | 1 | 365 | 5.4154 | 0.35891 | 5 | 0.77427
14086 | 6.12 | 1 | 365 | 6.948 | 0.98878 | 7 | 0.9368
7935 | 6.6 | 1 | 365 | 7.493 | 0.63496 | 8 | 0.12792
11785 | 6.63 | 1 | 365 | 7.527 | 0.73785 | 8 | 0.26486
19213 | 4.47 | 1 | 365 | 5.0748 | 0.33004 | 5 | 0.40482
5969 | 4.5 | 1 | 365 | 5.1088 | 0.43293 | 5 | 0.54176
5331 | 10.2 | 1 | 365 | 11.58 | 0.98131 | 12 | 0.56133
6869 | 8.16 | 1 | 365 | 9.264 | 0.98505 | 10 | 0.24906
5260 | 4.08 | 1 | 365 | 4.632 | 0.99252 | 5 | 0.62453
5601 | 7.65 | 1 | 365 | 8.685 | 0.23598 | 8 | 0.921
6658 | 3.825 | 1 | 365 | 4.3425 | 0.11799 | 4 | 0.4605
24699 | 7.7 | 1 | 365 | 8.7418 | 0.40746 | 9 | 0.14924
5220 | 4.08 | 1 | 365 | 4.632 | 0.99252 | 5 | 0.62453
5447 | 7.395 | 1 | 365 | 8.3955 | 0.36145 | 8 | 0.75696
5370 | 6.44 | 1 | 365 | 7.3113 | 0.086238 | 7 | 0.39754
11938 | 4.845 | 1 | 365 | 5.5005 | 0.61612 | 6 | 0.11663
5252 | 6.63 | 1 | 365 | 7.527 | 0.73785 | 8 | 0.26486
11742 | 6.12 | 1 | 365 | 6.948 | 0.98878 | 7 | 0.9368
6834 | 8.67 | 1 | 365 | 9.843 | 0.73411 | 10 | 0.57713
8693 | 4.59 | 1 | 365 | 5.211 | 0.74159 | 5 | 0.9526
16162 | 7.15 | 1 | 365 | 8.1174 | 0.52121 | 8 | 0.63858
59927 | 6.12 | 1 | 365 | 6.948 | 0.98878 | 7 | 0.9368
20969 | 4.86 | 1 | 365 | 5.5175 | 0.66756 | 6 | 0.1851
13333 | 3.3 | 1 | 365 | 3.7465 | 0.31748 | 4 | 0.063959
11428 | 7.905 | 1 | 365 | 8.9745 | 0.11051 | 9 | 0.085029
9594 | 5.2 | 1 | 365 | 5.9035 | 0.83361 | 6 | 0.73715
16840 | 6.63 | 1 | 365 | 7.527 | 0.73785 | 8 | 0.26486
12922 | 3.06 | 1 | 365 | 3.474 | 0.49439 | 3 | 0.9684
62163 | 4.845 | 1 | 365 | 5.5005 | 0.61612 | 6 | 0.11663
5325 | 6.12 | 1 | 365 | 6.948 | 0.98878 | 7 | 0.9368
9390 | 3.06 | 1 | 365 | 3.474 | 0.49439 | 3 | 0.9684
14140 | 4.75 | 1 | 365 | 5.3927 | 0.29031 | 5 | 0.68297
12554 | 6.12 | 1 | 365 | 6.948 | 0.98878 | 7 | 0.9368
10769 | 3.75 | 1 | 365 | 4.2574 | 0.86078 | 5 | 0.11813
10614 | 5.5 | 1 | 365 | 6.2441 | 0.86247 | 7 | 0.1066
5875 | 4.59 | 1 | 365 | 5.211 | 0.74159 | 5 | 0.9526
11928 | 8.16 | 1 | 365 | 9.264 | 0.98505 | 10 | 0.24906
5513 | 9.92 | 1 | 365 | 11.2621 | 0.021037 | 11 | 0.28317
11004 | 12.75 | 1 | 365 | 14.475 | 0.72663 | 15 | 0.20166
69314 | 3.825 | 1 | 365 | 4.3425 | 0.11799 | 4 | 0.4605
7028 | 8.415 | 1 | 365 | 9.5535 | 0.85958 | 10 | 0.41309
12661 | 2.55 | 1 | 365 | 2.895 | 0.74533 | 3 | 0.64033
9985 | 6.63 | 1 | 365 | 7.527 | 0.73785 | 8 | 0.26486
9213 | 3.5 | 1 | 365 | 3.9735 | 0.00339 | 3 | 0.97693
8894 | 2.76 | 1 | 365 | 3.1334 | 0.46553 | 3 | 0.59895
7275 | 4.845 | 1 | 365 | 5.5005 | 0.61612 | 6 | 0.11663
8246 | 7.14 | 1 | 365 | 8.106 | 0.48692 | 8 | 0.59293
5391 | 7.83 | 1 | 365 | 8.8894 | 0.8533 | 9 | 0.74267
5194 | 7.65 | 1 | 365 | 8.685 | 0.23598 | 8 | 0.921
17606 | 5.5 | 1 | 365 | 6.2441 | 0.86247 | 7 | 0.1066
9807 | 3.57 | 1 | 365 | 4.053 | 0.24346 | 4 | 0.29646
11288 | 8.67 | 1 | 365 | 9.843 | 0.73411 | 10 | 0.57713
18507 | 13.77 | 1 | 365 | 15.633 | 0.22477 | 15 | 0.85779
62809 | 8.505 | 1 | 365 | 9.6557 | 0.16824 | 9 | 0.82393
5946 | 3.825 | 1 | 365 | 4.3425 | 0.11799 | 4 | 0.4605
12499 | 6.24 | 1 | 365 | 7.0842 | 0.40033 | 7 | 0.48458
5633 | 9.315 | 1 | 365 | 10.5753 | 0.94617 | 11 | 0.52145
26661 | 7.5 | 1 | 365 | 8.5147 | 0.72155 | 9 | 0.23627
11860 | 6.867 | 1 | 365 | 7.7961 | 0.55065 | 8 | 0.34673
29400 | 11.772 | 1 | 365 | 13.3647 | 0.37254 | 13 | 0.73725
13331 | 13.4 | 1 | 365 | 15.213 | 0.95584 | 16 | 0.1688
9236 | 7 | 1 | 365 | 7.9471 | 0.00678 | 7 | 0.95385
13203 | 8.1 | 1 | 365 | 9.1959 | 0.77927 | 9 | 0.97517
6470 | 7.42 | 1 | 365 | 8.4239 | 0.44719 | 8 | 0.87108
6371 | 6.867 | 1 | 365 | 7.7961 | 0.55065 | 8 | 0.34673
19422 | 4.59 | 1 | 365 | 5.211 | 0.74159 | 5 | 0.9526
14573 | 10.455 | 1 | 365 | 11.8695 | 0.85584 | 12 | 0.72536
5431 | 6 | 1 | 365 | 6.8118 | 0.57724 | 7 | 0.38902
6277 | 4.75 | 1 | 365 | 5.3927 | 0.29031 | 5 | 0.68297
9824 | 9.69 | 1 | 365 | 11.001 | 0.23224 | 11 | 0.23326
5870 | 5.355 | 1 | 365 | 6.0795 | 0.36519 | 6 | 0.4447
20509 | 8.415 | 1 | 365 | 9.5535 | 0.85958 | 10 | 0.41309
5739 | 3.27 | 1 | 365 | 3.7124 | 0.2146 | 3 | 0.92701
10847 | 6.12 | 1 | 365 | 6.948 | 0.98878 | 7 | 0.9368
8871 | 8.8 | 1 | 365 | 9.9906 | 0.17995 | 10 | 0.17056
21015 | 6.05 | 1 | 365 | 6.8685 | 0.74872 | 7 | 0.61726
22693 | 7.7 | 1 | 365 | 8.7418 | 0.40746 | 9 | 0.14924
48194 | 5.5 | 1 | 365 | 6.2441 | 0.86247 | 7 | 0.1066
5255 | 3.75 | 1 | 365 | 4.2574 | 0.86078 | 5 | 0.11813
18350 | 8.25 | 1 | 365 | 9.3662 | 0.29371 | 9 | 0.6599
14471 | 5.215 | 1 | 365 | 5.9206 | 0.88505 | 6 | 0.80562
5966 | 3.57 | 1 | 365 | 4.053 | 0.24346 | 4 | 0.29646
14445 | 10.215 | 1 | 365 | 11.597 | 0.032751 | 11 | 0.6298
46673 | 2.55 | 1 | 365 | 2.895 | 0.80341 | 3 | 0.69842
18615 | 10.45 | 1 | 365 | 11.8638 | 0.83869 | 12 | 0.70254
5227 | 10.25 | 1 | 365 | 11.6368 | 0.15278 | 11 | 0.78957
11330 | 12.04 | 1 | 365 | 13.669 | 0.29166 | 13 | 0.96063
14529 | 7.365 | 1 | 365 | 8.3615 | 0.25856 | 8 | 0.62002
12829 | 8.415 | 1 | 365 | 9.5535 | 0.85958 | 10 | 0.41309
5263 | 8.925 | 1 | 365 | 10.1325 | 0.60864 | 10 | 0.74116
5291 | 3 | 1 | 365 | 3.4059 | 0.28862 | 3 | 0.69451
14345 | 5.215 | 1 | 365 | 5.9206 | 0.88505 | 6 | 0.80562
5246 | 11 | 1 | 365 | 12.4883 | 0.72494 | 13 | 0.2132
5175 | 4.08 | 1 | 365 | 4.632 | 0.99252 | 5 | 0.62453
10938 | 3.315 | 1 | 365 | 3.7635 | 0.36893 | 4 | 0.13243
11370 | 8.16 | 1 | 365 | 9.264 | 0.98505 | 10 | 0.24906
14446 | 6.76 | 1 | 365 | 7.6746 | 0.18369 | 7 | 0.85829
11417 | 6.05 | 1 | 365 | 6.8685 | 0.74872 | 7 | 0.61726
9425 | 5.5 | 1 | 365 | 6.2441 | 0.86247 | 7 | 0.1066
6561 | 7.65 | 1 | 365 | 8.685 | 0.23598 | 8 | 0.921
5552 | 3.57 | 1 | 365 | 4.053 | 0.24346 | 4 | 0.29646
14392 | 6.215 | 1 | 365 | 7.0559 | 0.31459 | 7 | 0.37046
15515 | 9 | 1 | 365 | 10.2177 | 0.86586 | 11 | 0.083524
14498 | 11.96 | 1 | 365 | 13.5781 | 0.017298 | 13 | 0.59544
14455 | 6.725 | 1 | 365 | 7.6349 | 0.063657 | 7 | 0.69852
16791 | 7.521 | 1 | 365 | 8.5386 | 0.79357 | 9 | 0.33213
24728 | 6.325 | 1 | 365 | 7.1807 | 0.69184 | 7 | 0.87259
25859 | 7.2 | 1 | 365 | 8.1741 | 0.69269 | 8 | 0.86682
14700 | 5.47 | 1 | 365 | 6.2101 | 0.75958 | 6 | 0.96965
5316 | 6.375 | 1 | 365 | 7.2375 | 0.86332 | 8 | 0.10083
14579 | 7.215 | 1 | 365 | 8.1912 | 0.74413 | 8 | 0.93529
5999 | 9.18 | 1 | 365 | 10.422 | 0.48318 | 10 | 0.90519
14494 | 3.725 | 1 | 365 | 4.229 | 0.77504 | 5 | 0.0040141
12731 | 5.4 | 1 | 365 | 6.1306 | 0.51952 | 6 | 0.65011
10758 | 7.521 | 1 | 365 | 8.5386 | 0.79357 | 9 | 0.33213
14585 | 4.295 | 1 | 365 | 4.8761 | 0.72987 | 5 | 0.60597
8897 | 9.35 | 1 | 365 | 10.615 | 0.066199 | 10 | 0.68122
10393 | 6.12 | 1 | 365 | 6.948 | 0.98878 | 7 | 0.9368
11329 | 10.64 | 1 | 365 | 12.0795 | 0.49031 | 12 | 0.56986
10143 | 4.69 | 1 | 365 | 5.3245 | 0.084543 | 5 | 0.40908
22916 | 8.415 | 1 | 365 | 9.5535 | 0.85958 | 10 | 0.41309
7227 | 4.8 | 1 | 365 | 5.4494 | 0.46179 | 5 | 0.91121
7675 | 7.15 | 1 | 365 | 8.1174 | 0.52121 | 8 | 0.63858
14401 | 4.47 | 1 | 365 | 5.0748 | 0.33004 | 5 | 0.40482
14403 | 3.98 | 1 | 365 | 4.5185 | 0.64957 | 5 | 0.16805
5257 | 4.59 | 1 | 365 | 5.211 | 0.74159 | 5 | 0.9526
11757 | 3.825 | 1 | 365 | 4.3425 | 0.11799 | 4 | 0.4605
5217 | 7.395 | 1 | 365 | 8.3955 | 0.36145 | 8 | 0.75696
5430 | 6.12 | 1 | 365 | 6.948 | 0.98878 | 7 | 0.9368
10355 | 7.425 | 1 | 365 | 8.4296 | 0.46433 | 8 | 0.89391
5971 | 3.57 | 1 | 365 | 4.053 | 0.24346 | 4 | 0.29646
5477 | 4.59 | 1 | 365 | 5.211 | 0.74159 | 5 | 0.9526
9153 | 2.04 | 1 | 365 | 2.316 | 0.99626 | 3 | 0.31227
13650 | 7.395 | 1 | 365 | 8.3955 | 0.36145 | 8 | 0.75696
53319 | 9.1 | 1 | 365 | 10.3312 | 0.20881 | 10 | 0.54001
13619 | 7.155 | 1 | 365 | 8.123 | 0.53836 | 8 | 0.6614
11373 | 5.25 | 1 | 365 | 5.9603 | 0.005085 | 5 | 0.96539
12442 | 6.885 | 1 | 365 | 7.8165 | 0.61238 | 8 | 0.4289
5261 | 7.14 | 1 | 365 | 8.106 | 0.48692 | 8 | 0.59293
10734 | 2.04 | 1 | 365 | 2.316 | 0.99626 | 3 | 0.31227
47212 | 5.5 | 1 | 365 | 6.2441 | 0.86247 | 7 | 0.1066
6588 | 10.725 | 1 | 365 | 12.176 | 0.78182 | 12 | 0.95787
6622 | 5.886 | 1 | 365 | 6.6824 | 0.18627 | 6 | 0.86862
11215 | 14.535 | 1 | 365 | 16.5015 | 0.84836 | 17 | 0.34989
7104 | 6.875 | 1 | 365 | 7.8052 | 0.57809 | 8 | 0.38325
5771 | 7.65 | 1 | 365 | 8.685 | 0.23598 | 8 | 0.921
11445 | 6.6 | 1 | 365 | 7.493 | 0.63496 | 8 | 0.12792
6369 | 6.625 | 1 | 365 | 7.5213 | 0.7207 | 8 | 0.24204
7669 | 10.6 | 1 | 365 | 12.0341 | 0.35312 | 12 | 0.38726
34917 | 7.7 | 1 | 365 | 8.7418 | 0.40746 | 9 | 0.14924
19043 | 6.72 | 1 | 365 | 7.6292 | 0.046509 | 7 | 0.6757
6053 | 4.335 | 1 | 365 | 4.9215 | 0.86706 | 5 | 0.78856
14131 | 5 | 1 | 365 | 5.6765 | 0.1477 | 5 | 0.82418
5962 | 5.2 | 1 | 365 | 5.9035 | 0.83361 | 6 | 0.73715
6524 | 9.25 | 1 | 365 | 10.5015 | 0.72325 | 11 | 0.22473
5334 | 5.865 | 1 | 365 | 6.6585 | 0.11425 | 6 | 0.77276
6346 | 4.335 | 1 | 365 | 4.9215 | 0.86706 | 5 | 0.78856
6039 | 9.18 | 1 | 365 | 10.422 | 0.48318 | 10 | 0.90519
10621 | 8.415 | 1 | 365 | 9.5535 | 0.85958 | 10 | 0.41309
5942 | 7.14 | 1 | 365 | 8.106 | 0.48692 | 8 | 0.59293
5974 | 7.905 | 1 | 365 | 8.9745 | 0.11051 | 9 | 0.085029
5569 | 7.14 | 1 | 365 | 8.106 | 0.48692 | 8 | 0.59293
42492 | 4.125 | 1 | 365 | 4.6831 | 0.14685 | 4 | 0.82995
5628 | 7.975 | 1 | 365 | 9.054 | 0.35058 | 9 | 0.40457
6640 | 10.464 | 1 | 365 | 11.8797 | 0.88671 | 12 | 0.76644
5424 | 5.355 | 1 | 365 | 6.0795 | 0.36519 | 6 | 0.4447
5867 | 6.12 | 1 | 365 | 6.948 | 0.98878 | 7 | 0.9368
9194 | 4.335 | 1 | 365 | 4.9215 | 0.86706 | 5 | 0.78856
5258 | 2.805 | 1 | 365 | 3.1845 | 0.61986 | 3 | 0.80436
6027 | 7.5 | 1 | 365 | 8.5147 | 0.72155 | 9 | 0.23627
6045 | 5.865 | 1 | 365 | 6.6585 | 0.11425 | 6 | 0.77276
59007 | 3.57 | 1 | 365 | 4.053 | 0.24346 | 4 | 0.29646
9496 | 7.905 | 1 | 365 | 8.9745 | 0.11051 | 9 | 0.085029
7420 | 8.68 | 1 | 365 | 9.8544 | 0.76841 | 10 | 0.62278
6636 | 14.061 | 1 | 365 | 15.9634 | 0.22276 | 16 | 0.18616
6733 | 3.315 | 1 | 365 | 3.7635 | 0.36893 | 4 | 0.13243
11811 | 3.36 | 1 | 365 | 3.8146 | 0.52325 | 4 | 0.33785
7128 | 8.415 | 1 | 365 | 9.5535 | 0.85958 | 10 | 0.41309
16165 | 7.425 | 1 | 365 | 8.4296 | 0.46433 | 8 | 0.89391
9956 | 7.905 | 1 | 365 | 8.9745 | 0.11051 | 9 | 0.085029
5267 | 10.455 | 1 | 365 | 11.8695 | 0.85584 | 12 | 0.72536
12137 | 5 | 1 | 365 | 5.6765 | 0.1477 | 5 | 0.82418
5479 | 5.355 | 1 | 365 | 6.0795 | 0.36519 | 6 | 0.4447
6120 | 6.875 | 1 | 365 | 7.8052 | 0.57809 | 8 | 0.38325
7260 | 7.905 | 1 | 365 | 8.9745 | 0.11051 | 9 | 0.085029
10687 | 5.61 | 1 | 365 | 6.369 | 0.23972 | 6 | 0.60873
6785 | 7.905 | 1 | 365 | 8.9745 | 0.11051 | 9 | 0.085029
12381 | 6.885 | 1 | 365 | 7.8165 | 0.61238 | 8 | 0.4289
7247 | 13.4 | 1 | 365 | 15.213 | 0.95584 | 16 | 0.1688
5436 | 3.64 | 1 | 365 | 4.1325 | 0.48353 | 4 | 0.616
12935 | 6.25 | 1 | 365 | 7.0956 | 0.43462 | 7 | 0.53022
5250 | 4.335 | 1 | 365 | 4.9215 | 0.86706 | 5 | 0.78856
7599 | 8.25 | 1 | 365 | 9.3662 | 0.29371 | 9 | 0.6599
6604 | 6.25 | 1 | 365 | 7.0956 | 0.43462 | 7 | 0.53022
16838 | 12.24 | 1 | 365 | 13.896 | 0.97757 | 14 | 0.87359
6443 | 9 | 1 | 365 | 10.2177 | 0.86586 | 11 | 0.083524
6635 | 12.6 | 1 | 365 | 14.3047 | 0.2122 | 14 | 0.51693
6042 | 7.395 | 1 | 365 | 8.3955 | 0.36145 | 8 | 0.75696
5253 | 3.315 | 1 | 365 | 3.7635 | 0.36893 | 4 | 0.13243
17098 | 3.57 | 1 | 365 | 4.053 | 0.24346 | 4 | 0.29646
17186 | 4.08 | 1 | 365 | 4.632 | 0.99252 | 5 | 0.62453
5346 | 3.315 | 1 | 365 | 3.7635 | 0.54444 | 4 | 0.30794
11244 | 5.61 | 1 | 365 | 6.369 | 0.23972 | 6 | 0.60873
8898 | 4.95 | 1 | 365 | 5.6197 | 0.97622 | 6 | 0.59594
19596 | 7.7 | 1 | 365 | 8.7418 | 0.40746 | 9 | 0.14924
5596 | 9.5 | 1 | 365 | 10.7853 | 0.58063 | 11 | 0.36594
9507 | 4.94 | 1 | 365 | 5.6084 | 0.94193 | 6 | 0.55029
9987 | 2.295 | 1 | 365 | 2.6055 | 0.87079 | 3 | 0.4763
13674 | 6.12 | 1 | 365 | 6.948 | 0.98878 | 7 | 0.9368
5228 | 6.63 | 1 | 365 | 7.527 | 0.73785 | 8 | 0.26486
15025 | 6.05 | 1 | 365 | 6.8685 | 0.74872 | 7 | 0.61726
20500 | 6.885 | 1 | 365 | 7.8165 | 0.61238 | 8 | 0.4289
5917 | 3.06 | 1 | 365 | 3.474 | 0.49439 | 3 | 0.9684
11124 | 8.925 | 1 | 365 | 10.1325 | 0.60864 | 10 | 0.74116
6954 | 5.1 | 1 | 365 | 5.79 | 0.49065 | 6 | 0.28066
10796 | 4.94 | 1 | 365 | 5.6084 | 0.94193 | 6 | 0.55029
5290 | 6.12 | 1 | 365 | 6.948 | 0.98878 | 7 | 0.9368
5770 | 3.57 | 1 | 365 | 4.053 | 0.24346 | 4 | 0.29646
11224 | 3.315 | 1 | 365 | 3.7635 | 0.36893 | 4 | 0.13243
6141 | 2.295 | 1 | 365 | 2.6055 | 0.87079 | 3 | 0.4763
10128 | 2.805 | 1 | 365 | 3.1845 | 0.61986 | 3 | 0.80436
6615 | 3.92 | 1 | 365 | 4.4504 | 0.4438 | 4 | 0.89416
6035 | 9.435 | 1 | 365 | 10.7115 | 0.35771 | 11 | 0.069228
11318 | 8.67 | 1 | 365 | 9.843 | 0.73411 | 10 | 0.57713
11242 | 7.395 | 1 | 365 | 8.3955 | 0.36145 | 8 | 0.75696
20964 | 3.84 | 1 | 365 | 4.3595 | 0.16943 | 4 | 0.52897
7657 | 9.075 | 1 | 365 | 10.3028 | 0.12308 | 10 | 0.42589
5327 | 2.25 | 1 | 365 | 2.5544 | 0.71646 | 3 | 0.27088
7602 | 7.28 | 1 | 365 | 8.265 | 0.96705 | 9 | 0.23201
14595 | 5.895 | 1 | 365 | 6.6926 | 0.21714 | 6 | 0.90971
16553 | 7.15 | 1 | 365 | 8.1174 | 0.52121 | 8 | 0.63858
14128 | 2.97 | 1 | 365 | 3.3718 | 0.18573 | 3 | 0.55756
6112 | 7.194 | 1 | 365 | 8.1673 | 0.67211 | 8 | 0.83943
6716 | 6.5 | 1 | 365 | 7.3794 | 0.29201 | 7 | 0.67143
7266 | 8.67 | 1 | 365 | 9.843 | 0.73411 | 10 | 0.57713
9529 | 4.95 | 1 | 365 | 5.6197 | 0.97622 | 6 | 0.59594
9523 | 10.791 | 1 | 365 | 12.251 | 0.0081661 | 12 | 0.25915
12574 | 2.2 | 1 | 365 | 2.4977 | 0.54499 | 3 | 0.042639
5363 | 3.825 | 1 | 365 | 4.3425 | 0.11799 | 4 | 0.4605
8764 | 7.25 | 1 | 365 | 8.2309 | 0.86416 | 9 | 0.095061
25576 | 6.16 | 1 | 365 | 6.9934 | 0.12597 | 7 | 0.11939
7932 | 5.775 | 1 | 365 | 6.5563 | 0.80559 | 7 | 0.36193
48705 | 14.85 | 1 | 365 | 16.8591 | 0.92867 | 17 | 0.78781
13288 | 6.63 | 1 | 365 | 7.527 | 0.73785 | 8 | 0.26486
10852 | 5.4 | 1 | 365 | 6.1306 | 0.51952 | 6 | 0.65011
10227 | 7.395 | 1 | 365 | 8.3955 | 0.36145 | 8 | 0.75696
11044 | 5.565 | 1 | 365 | 6.3179 | 0.08539 | 6 | 0.40331
19593 | 6.6 | 1 | 365 | 7.493 | 0.63496 | 8 | 0.12792
5248 | 8.67 | 1 | 365 | 9.843 | 0.73411 | 10 | 0.57713
16951 | 12.42 | 1 | 365 | 14.1004 | 0.26603 | 14 | 0.36641
7108 | 12 | 1 | 365 | 13.6236 | 0.15448 | 13 | 0.77803
8669 | 3.5 | 1 | 365 | 3.9735 | 0.00339 | 3 | 0.97693
16278 | 12.42 | 1 | 365 | 14.1004 | 0.59489 | 14 | 0.69526
8682 | 4 | 1 | 365 | 4.5412 | 0.71816 | 5 | 0.25934
16438 | 10.965 | 1 | 365 | 12.4485 | 0.60491 | 13 | 0.053427
14105 | 11.275 | 1 | 365 | 12.8005 | 0.66806 | 13 | 0.46853
23529 | 5.355 | 1 | 365 | 6.0795 | 0.36519 | 6 | 0.4447
8111 | 2.04 | 1 | 365 | 2.316 | 0.99626 | 3 | 0.31227
9265 | 4.845 | 1 | 365 | 5.5005 | 0.61612 | 6 | 0.11663
53855 | 3.25 | 1 | 365 | 3.6897 | 0.146 | 3 | 0.83572
5795 | 5.61 | 1 | 365 | 6.369 | 0.23972 | 6 | 0.60873
11803 | 4.335 | 1 | 365 | 4.9215 | 0.86706 | 5 | 0.78856
13733 | 4.845 | 1 | 365 | 5.5005 | 0.61612 | 6 | 0.11663
20109 | 8.16 | 1 | 365 | 9.264 | 0.98505 | 10 | 0.24906
12635 | 6.63 | 1 | 365 | 7.527 | 0.73785 | 8 | 0.26486
13645 | 2.805 | 1 | 365 | 3.1845 | 0.61986 | 3 | 0.80436
5215 | 10.2 | 1 | 365 | 11.58 | 0.98131 | 12 | 0.56133
6769 | 7.395 | 1 | 365 | 8.3955 | 0.36145 | 8 | 0.75696
11935 | 9.69 | 1 | 365 | 11.001 | 0.23224 | 11 | 0.23326
6650 | 4.08 | 1 | 365 | 4.632 | 0.99252 | 5 | 0.62453
6036 | 6.12 | 1 | 365 | 6.948 | 0.98878 | 7 | 0.9368
5998 | 4.59 | 1 | 365 | 5.211 | 0.74159 | 5 | 0.9526
5800 | 7.14 | 1 | 365 | 8.106 | 0.48692 | 8 | 0.59293
5489 | 5.61 | 1 | 365 | 6.369 | 0.23972 | 6 | 0.60873
15042 | 3.06 | 1 | 365 | 3.474 | 0.49439 | 3 | 0.9684
12373 | 6.885 | 1 | 365 | 7.8165 | 0.61238 | 8 | 0.4289
18739 | 4.77 | 1 | 365 | 5.4154 | 0.35891 | 5 | 0.77427
5198 | 4.59 | 1 | 365 | 5.211 | 0.74159 | 5 | 0.9526
6309 | 5.1 | 1 | 365 | 5.79 | 0.49065 | 6 | 0.28066
7244 | 8.97 | 1 | 365 | 10.1836 | 0.76297 | 10 | 0.94658
6903 | 5.865 | 1 | 365 | 6.6585 | 0.11425 | 6 | 0.77276
7672 | 8.91 | 1 | 365 | 10.1155 | 0.5572 | 10 | 0.67269
21137 | 9.315 | 1 | 365 | 10.5753 | 0.94617 | 11 | 0.52145
12288 | 9.9 | 1 | 365 | 11.2394 | 0.95245 | 12 | 0.19188
6098 | 3.9 | 1 | 365 | 4.4277 | 0.37521 | 4 | 0.80286
10720 | 4 | 1 | 365 | 4.5412 | 0.71816 | 5 | 0.25934
10718 | 5.25 | 1 | 365 | 5.9603 | 0.005085 | 5 | 0.96539
14410 | 7.194 | 1 | 365 | 8.1673 | 0.67211 | 8 | 0.83943
6535 | 5.865 | 1 | 365 | 6.6585 | 0.11425 | 6 | 0.77276
7666 | 6.89 | 1 | 365 | 7.8222 | 0.62953 | 8 | 0.45172
5275 | 10.6 | 1 | 365 | 12.0341 | 0.35312 | 12 | 0.38726
13579 | 6.05 | 1 | 365 | 6.8685 | 0.74872 | 7 | 0.61726
10972 | 6.375 | 1 | 365 | 7.2375 | 0.86332 | 8 | 0.10083
6676 | 11 | 1 | 365 | 12.4883 | 0.72494 | 13 | 0.2132
14437 | 6.725 | 1 | 365 | 7.6349 | 0.063657 | 7 | 0.69852
15078 | 6.725 | 1 | 365 | 7.6349 | 0.063657 | 7 | 0.69852
22997 | 4.47 | 1 | 365 | 5.0748 | 0.33004 | 5 | 0.40482
7722 | 7.14 | 1 | 365 | 8.106 | 0.48692 | 8 | 0.59293
10193 | 3.315 | 1 | 365 | 3.7635 | 0.36893 | 4 | 0.13243
14717 | 10.215 | 1 | 365 | 11.597 | 0.032751 | 11 | 0.6298
14943 | 3.725 | 1 | 365 | 4.229 | 0.77504 | 5 | 0.0040141
14462 | 7.96 | 1 | 365 | 9.037 | 0.29914 | 9 | 0.33609
14661 | 4.79 | 1 | 365 | 5.4381 | 0.4275 | 5 | 0.86556
11538 | 3.315 | 1 | 365 | 3.7635 | 0.36893 | 4 | 0.13243
14654 | 8.47 | 1 | 365 | 9.616 | 0.048204 | 9 | 0.66416
10940 | 3.06 | 1 | 365 | 3.474 | 0.49439 | 3 | 0.9684
14545 | 5.215 | 1 | 365 | 5.9206 | 0.88505 | 6 | 0.80562
6580 | 3.315 | 1 | 365 | 3.7635 | 0.36893 | 4 | 0.13243
14659 | 8.705 | 1 | 365 | 9.8828 | 0.85415 | 10 | 0.7369
19170 | 7.29 | 1 | 365 | 8.2763 | 0.0013466 | 8 | 0.27765
14604 | 9.96 | 1 | 365 | 11.3075 | 0.15822 | 11 | 0.46577
14942 | 7.47 | 1 | 365 | 8.4807 | 0.61866 | 9 | 0.099325
14560 | 4.98 | 1 | 365 | 5.6538 | 0.079109 | 5 | 0.73288
14520 | 7.47 | 1 | 365 | 8.4807 | 0.61866 | 9 | 0.099325
14356 | 6.47 | 1 | 365 | 7.3454 | 0.18912 | 7 | 0.53449
22720 | 6.47 | 1 | 365 | 7.3454 | 0.18912 | 7 | 0.53449
14488 | 5.47 | 1 | 365 | 6.2101 | 0.75958 | 6 | 0.96965
20532 | 11 | 1 | 365 | 12.4883 | 0.72494 | 13 | 0.2132
9164 | 3 | 1 | 365 | 3.4059 | 0.28862 | 3 | 0.69451
14098 | 8.8 | 1 | 365 | 9.9906 | 0.17995 | 10 | 0.17056
6685 | 9.66 | 1 | 365 | 10.967 | 0.12936 | 11 | 0.096316
12732 | 4.05 | 1 | 365 | 4.5979 | 0.88964 | 5 | 0.48759
6572 | 5.175 | 1 | 365 | 5.8752 | 0.74787 | 6 | 0.62303
7065 | 3.315 | 1 | 365 | 3.7635 | 0.36893 | 4 | 0.13243
8659 | 9.9 | 1 | 365 | 11.2394 | 0.95245 | 12 | 0.19188
12718 | 5.4 | 1 | 365 | 6.1306 | 0.51952 | 6 | 0.65011
11206 | 5.1 | 1 | 365 | 5.79 | 0.49065 | 6 | 0.28066
21060 | 5.04 | 1 | 365 | 5.7219 | 0.28488 | 6 | 0.0067734
13899 | 3.597 | 1 | 365 | 4.0837 | 0.33606 | 4 | 0.41972
11629 | 6.9 | 1 | 365 | 7.8335 | 0.66383 | 8 | 0.49737
14104 | 6 | 1 | 365 | 6.8118 | 0.57724 | 7 | 0.38902
14391 | 5.47 | 1 | 365 | 6.2101 | 0.75958 | 6 | 0.96965
12795 | 6.12 | 1 | 365 | 6.948 | 0.98878 | 7 | 0.9368
15359 | 6.05 | 1 | 365 | 6.8685 | 0.74872 | 7 | 0.61726
23025 | 7.975 | 1 | 365 | 9.054 | 0.35058 | 9 | 0.40457
11338 | 4.42 | 1 | 365 | 5.018 | 0.15857 | 5 | 0.17658
5704 | 8.67 | 1 | 365 | 9.843 | 0.73411 | 10 | 0.57713
18180 | 6.375 | 1 | 365 | 7.2375 | 0.86332 | 8 | 0.10083
22375 | 3.6 | 1 | 365 | 4.0871 | 0.34634 | 4 | 0.43341
5716 | 6.63 | 1 | 365 | 7.527 | 0.73785 | 8 | 0.26486
12576 | 13.72 | 1 | 365 | 15.5763 | 0.053289 | 15 | 0.62955
16854 | 7.905 | 1 | 365 | 8.9745 | 0.11051 | 9 | 0.085029
24872 | 12.426 | 1 | 365 | 14.1072 | 0.61546 | 14 | 0.72265
6748 | 3.45 | 1 | 365 | 3.9168 | 0.83191 | 4 | 0.74868
8442 | 8.25 | 1 | 365 | 9.3662 | 0.29371 | 9 | 0.6599
24338 | 9 | 1 | 365 | 10.2177 | 0.86586 | 11 | 0.083524
5817 | 6.9 | 1 | 365 | 7.8335 | 0.66383 | 8 | 0.49737
9576 | 6.05 | 1 | 365 | 6.8685 | 0.74872 | 7 | 0.61726
5639 | 9.8 | 1 | 365 | 11.1259 | 0.60949 | 11 | 0.73539
7432 | 10.4 | 1 | 365 | 11.8071 | 0.66722 | 12 | 0.47429
5637 | 8.64 | 1 | 365 | 9.809 | 0.63123 | 10 | 0.44018
11808 | 7.65 | 1 | 365 | 8.685 | 0.23598 | 8 | 0.921
53853 | 7.02 | 1 | 365 | 7.9698 | 0.075371 | 8 | 0.045149
9622 | 7.65 | 1 | 365 | 8.685 | 0.23598 | 8 | 0.921
7641 | 10.965 | 1 | 365 | 12.4485 | 0.60491 | 13 | 0.053427
5740 | 6.375 | 1 | 365 | 7.2375 | 0.86332 | 8 | 0.10083
7337 | 6.12 | 1 | 365 | 6.948 | 0.98878 | 7 | 0.9368
14948 | 6.875 | 1 | 365 | 7.8052 | 0.57809 | 8 | 0.38325
32836 | 5.215 | 1 | 365 | 5.9206 | 0.88505 | 6 | 0.80562
6020 | 8.4 | 1 | 365 | 9.5365 | 0.80814 | 10 | 0.34462
5830 | 2.805 | 1 | 365 | 3.1845 | 0.61986 | 3 | 0.80436
10742 | 3.315 | 1 | 365 | 3.7635 | 0.36893 | 4 | 0.13243
11009 | 5.1 | 1 | 365 | 5.79 | 0.49065 | 6 | 0.28066
12045 | 6.63 | 1 | 365 | 7.527 | 0.73785 | 8 | 0.26486
5798 | 10.455 | 1 | 365 | 11.8695 | 0.85584 | 12 | 0.72536
5765 | 6.12 | 1 | 365 | 6.948 | 0.98878 | 7 | 0.9368
6497 | 2.55 | 1 | 365 | 2.895 | 0.74533 | 3 | 0.64033
11734 | 4.14 | 1 | 365 | 4.7001 | 0.1983 | 4 | 0.89842
53867 | 6.375 | 1 | 365 | 7.2375 | 0.86332 | 8 | 0.10083
6436 | 4.08 | 1 | 365 | 4.632 | 0.99252 | 5 | 0.62453
6841 | 4.8 | 1 | 365 | 5.4494 | 0.46179 | 5 | 0.91121
6101 | 7.14 | 1 | 365 | 8.106 | 0.48692 | 8 | 0.59293
5694 | 4.655 | 1 | 365 | 5.2848 | 0.96451 | 6 | 0.24931
6979 | 6 | 1 | 365 | 6.8118 | 0.57724 | 7 | 0.38902
8665 | 5.5 | 1 | 365 | 6.2441 | 0.86247 | 7 | 0.1066
21402 | 3.924 | 1 | 365 | 4.4549 | 0.45751 | 4 | 0.91242
6642 | 6.54 | 1 | 365 | 7.4248 | 0.42919 | 7 | 0.85403
6008 | 9 | 1 | 365 | 10.2177 | 0.86586 | 11 | 0.083524
32292 | 6.325 | 1 | 365 | 7.1807 | 0.69184 | 7 | 0.87259
11135 | 8.925 | 1 | 365 | 10.1325 | 0.60864 | 10 | 0.74116
11159 | 3.57 | 1 | 365 | 4.053 | 0.24346 | 4 | 0.29646
5644 | 5.75 | 1 | 365 | 6.528 | 0.71985 | 7 | 0.24781
5642 | 2.25 | 1 | 365 | 2.5544 | 0.71646 | 3 | 0.27088
5700 | 4.335 | 1 | 365 | 4.9215 | 0.86706 | 5 | 0.78856
14126 | 7.2 | 1 | 365 | 8.1741 | 0.69269 | 8 | 0.86682
9203 | 11.5 | 1 | 365 | 13.0559 | 0.43971 | 13 | 0.49561
15364 | 8.4 | 1 | 365 | 9.5365 | 0.80814 | 10 | 0.34462
7670 | 6.875 | 1 | 365 | 7.8052 | 0.57809 | 8 | 0.38325
17670 | 4.95 | 1 | 365 | 5.6197 | 0.97622 | 6 | 0.59594
5698 | 6.3 | 1 | 365 | 7.1524 | 0.6061 | 7 | 0.75847
14658 | 4.98 | 1 | 365 | 5.6538 | 0.079109 | 5 | 0.73288
10428 | 5.1 | 1 | 365 | 5.79 | 0.49065 | 6 | 0.28066
5970 | 10.2 | 1 | 365 | 11.58 | 0.98131 | 12 | 0.56133
6029 | 2.04 | 1 | 365 | 2.316 | 0.99626 | 3 | 0.31227
6582 | 4.578 | 1 | 365 | 5.1974 | 0.70043 | 5 | 0.89782
12155 | 4.4 | 1 | 365 | 4.9953 | 0.089976 | 5 | 0.085278
22026 | 3.27 | 1 | 365 | 3.7124 | 0.2146 | 3 | 0.92701
20966 | 5 | 1 | 365 | 5.6765 | 0.1477 | 5 | 0.82418
17117 | 6.215 | 1 | 365 | 7.0559 | 0.31459 | 7 | 0.37046
14042 | 4.59 | 1 | 365 | 5.211 | 0.74159 | 5 | 0.9526
5842 | 6.63 | 1 | 365 | 7.527 | 0.73785 | 8 | 0.26486
14167 | 7.35 | 1 | 365 | 8.3444 | 0.20712 | 8 | 0.55154
6679 | 6.375 | 1 | 365 | 7.2375 | 0.86332 | 8 | 0.10083
5920 | 4.2 | 1 | 365 | 4.7682 | 0.40407 | 5 | 0.17231
15521 | 7.5 | 1 | 365 | 8.5147 | 0.72155 | 9 | 0.23627
59074 | 9 | 1 | 365 | 10.2177 | 0.86586 | 11 | 0.083524
10759 | 5.6 | 1 | 365 | 6.3577 | 0.20542 | 6 | 0.56308
6046 | 6.12 | 1 | 365 | 6.948 | 0.98878 | 7 | 0.9368
6077 | 6.12 | 1 | 365 | 6.948 | 0.98878 | 7 | 0.9368
10800 | 3.9 | 1 | 365 | 4.4277 | 0.37521 | 4 | 0.80286
6110 | 6.12 | 1 | 365 | 6.948 | 0.98878 | 7 | 0.9368
8816 | 6.63 | 1 | 365 | 7.527 | 0.73785 | 8 | 0.26486
8401 | 6.885 | 1 | 365 | 7.8165 | 0.61238 | 8 | 0.4289
12303 | 11.475 | 1 | 365 | 13.0275 | 0.35397 | 13 | 0.38149
5924 | 3.825 | 1 | 365 | 4.3425 | 0.11799 | 4 | 0.4605
22621 | 10.215 | 1 | 365 | 11.597 | 0.032751 | 11 | 0.6298
18174 | 9.25 | 1 | 365 | 10.5015 | 0.72325 | 11 | 0.22473
13969 | 5.1 | 1 | 365 | 5.79 | 0.49065 | 6 | 0.28066
11472 | 10.8 | 1 | 365 | 12.2612 | 0.039032 | 12 | 0.30023
13349 | 8.28 | 1 | 365 | 9.4003 | 0.39659 | 9 | 0.79684
21289 | 6.375 | 1 | 365 | 7.2375 | 0.86332 | 8 | 0.10083
6608 | 7.5 | 1 | 365 | 8.5147 | 0.72155 | 9 | 0.23627
16870 | 7.14 | 1 | 365 | 8.106 | 0.48692 | 8 | 0.59293
14225 | 9.18 | 1 | 365 | 10.422 | 0.48318 | 10 | 0.90519
7594 | 5.355 | 1 | 365 | 6.0795 | 0.36519 | 6 | 0.4447
16166 | 7.65 | 1 | 365 | 8.685 | 0.23598 | 8 | 0.921
12460 | 5.1 | 1 | 365 | 5.79 | 0.49065 | 6 | 0.28066
16609 | 8.525 | 1 | 365 | 9.6784 | 0.23683 | 9 | 0.91523
7233 | 7.65 | 1 | 365 | 8.685 | 0.23598 | 8 | 0.921
42852 | 9.6 | 1 | 365 | 10.8988 | 0.92358 | 11 | 0.82243
13731 | 5.5 | 1 | 365 | 6.2441 | 0.86247 | 7 | 0.1066
20748 | 5 | 1 | 365 | 5.6765 | 0.1477 | 5 | 0.82418
15620 | 3.825 | 1 | 365 | 4.3425 | 0.11799 | 4 | 0.4605
6370 | 6.63 | 1 | 365 | 7.527 | 0.73785 | 8 | 0.26486
14680 | 7.04 | 1 | 365 | 7.9925 | 0.14396 | 8 | 0.13645
5887 | 6.375 | 1 | 365 | 7.2375 | 0.86332 | 8 | 0.10083
5904 | 7.14 | 1 | 365 | 8.106 | 0.48692 | 8 | 0.59293
18343 | 9.435 | 1 | 365 | 10.7115 | 0.35771 | 11 | 0.069228
5706 | 4.2 | 1 | 365 | 4.7682 | 0.40407 | 5 | 0.17231
12242 | 10.8 | 1 | 365 | 12.2612 | 0.039032 | 12 | 0.30023
10950 | 9.18 | 1 | 365 | 10.422 | 0.48318 | 10 | 0.90519
20698 | 4.95 | 1 | 365 | 5.6197 | 0.97622 | 6 | 0.59594
56352 | 3.825 | 1 | 365 | 4.3425 | 0.11799 | 4 | 0.4605
17168 | 3.85 | 1 | 365 | 4.3709 | 0.20373 | 4 | 0.57462
18643 | 6.05 | 1 | 365 | 6.8685 | 0.74872 | 7 | 0.61726
14486 | 5.47 | 1 | 365 | 6.2101 | 0.75958 | 6 | 0.96965
18796 | 4 | 1 | 365 | 4.5412 | 0.71816 | 5 | 0.25934
26054 | 4.2 | 1 | 365 | 4.7682 | 0.40407 | 5 | 0.17231
5646 | 5.1 | 1 | 365 | 5.79 | 0.49065 | 6 | 0.28066
5717 | 5.355 | 1 | 365 | 6.0795 | 0.36519 | 6 | 0.4447
6464 | 5.4 | 1 | 365 | 6.1306 | 0.51952 | 6 | 0.65011
6014 | 8.1 | 1 | 365 | 9.1959 | 0.77927 | 9 | 0.97517
7677 | 8.64 | 1 | 365 | 9.809 | 0.63123 | 10 | 0.44018
7752 | 11.7 | 1 | 365 | 13.283 | 0.12562 | 13 | 0.40858
9455 | 10.455 | 1 | 365 | 11.8695 | 0.85584 | 12 | 0.72536
11709 | 6.16 | 1 | 365 | 6.9934 | 0.12597 | 7 | 0.11939
9085 | 5.1 | 1 | 365 | 5.79 | 0.49065 | 6 | 0.28066
20429 | 12.915 | 1 | 365 | 14.6623 | 0.29251 | 14 | 0.95486
18530 | 9.35 | 1 | 365 | 10.615 | 0.066199 | 10 | 0.68122
15493 | 7.65 | 1 | 365 | 8.685 | 0.23598 | 8 | 0.921
10657 | 8.67 | 1 | 365 | 9.843 | 0.73411 | 10 | 0.57713
18629 | 7.975 | 1 | 365 | 9.054 | 0.35058 | 9 | 0.40457
33112 | 11.825 | 1 | 365 | 13.4249 | 0.55431 | 13 | 0.97919
20758 | 7.975 | 1 | 365 | 9.054 | 0.35058 | 9 | 0.40457
5719 | 5.3 | 1 | 365 | 6.0171 | 0.17656 | 6 | 0.19363
14536 | 5.47 | 1 | 365 | 6.2101 | 0.75958 | 6 | 0.96965
24036 | 5.1 | 1 | 365 | 5.79 | 0.49065 | 6 | 0.28066
5695 | 4.48 | 1 | 365 | 5.0861 | 0.36434 | 5 | 0.45047
5898 | 6.375 | 1 | 365 | 7.2375 | 0.86332 | 8 | 0.10083
20970 | 5.76 | 1 | 365 | 6.5393 | 0.75415 | 7 | 0.29346
16820 | 8.925 | 1 | 365 | 10.1325 | 0.60864 | 10 | 0.74116
14060 | 6.375 | 1 | 365 | 7.2375 | 0.86332 | 8 | 0.10083
10322 | 5.2 | 1 | 365 | 5.9035 | 0.83361 | 6 | 0.73715
10892 | 8.415 | 1 | 365 | 9.5535 | 0.85958 | 10 | 0.41309
7550 | 4.845 | 1 | 365 | 5.5005 | 0.61612 | 6 | 0.11663
5697 | 4.08 | 1 | 365 | 4.632 | 0.99252 | 5 | 0.62453
25882 | 10.71 | 1 | 365 | 12.159 | 0.73037 | 12 | 0.88939
9790 | 9.435 | 1 | 365 | 10.7115 | 0.35771 | 11 | 0.069228
13266 | 3.57 | 1 | 365 | 4.053 | 0.24346 | 4 | 0.29646
22198 | 3 | 1 | 365 | 3.4059 | 0.28862 | 3 | 0.69451
11862 | 5.355 | 1 | 365 | 6.0795 | 0.36519 | 6 | 0.4447
13012 | 6.885 | 1 | 365 | 7.8165 | 0.61238 | 8 | 0.4289
12103 | 10.26 | 1 | 365 | 11.6481 | 0.18708 | 11 | 0.83522
16705 | 9.945 | 1 | 365 | 11.2905 | 0.10678 | 11 | 0.39729
10982 | 7.28 | 1 | 365 | 8.265 | 0.96705 | 9 | 0.23201
5833 | 6.12 | 1 | 365 | 6.948 | 0.98878 | 7 | 0.9368
6108 | 6 | 1 | 365 | 6.8118 | 0.57724 | 7 | 0.38902
17188 | 4.68 | 1 | 365 | 5.3132 | 0.050247 | 5 | 0.36343
11064 | 3 | 1 | 365 | 3.4059 | 0.28862 | 3 | 0.69451
6554 | 5.355 | 1 | 365 | 6.0795 | 0.36519 | 6 | 0.4447
7146 | 11.475 | 1 | 365 | 13.0275 | 0.35397 | 13 | 0.38149
6563 | 6 | 1 | 365 | 6.8118 | 0.57724 | 7 | 0.38902
5718 | 4.335 | 1 | 365 | 4.9215 | 0.86706 | 5 | 0.78856
6400 | 5.1 | 1 | 365 | 5.79 | 0.49065 | 6 | 0.28066
7062 | 6.885 | 1 | 365 | 7.8165 | 0.61238 | 8 | 0.4289
25164 | 8.215 | 1 | 365 | 9.3265 | 0.17367 | 9 | 0.50013
6510 | 4.59 | 1 | 365 | 5.211 | 0.74159 | 5 | 0.9526
5923 | 6.63 | 1 | 365 | 7.527 | 0.73785 | 8 | 0.26486
15224 | 4.77 | 1 | 365 | 5.4154 | 0.35891 | 5 | 0.77427
9929 | 3.06 | 1 | 365 | 3.474 | 0.49439 | 3 | 0.9684
5708 | 15.12 | 1 | 365 | 17.1657 | 0.85464 | 18 | 0.02032
14696 | 8.215 | 1 | 365 | 9.3265 | 0.17367 | 9 | 0.50013
16463 | 7.65 | 1 | 365 | 8.685 | 0.23598 | 8 | 0.921
6291 | 4.8 | 1 | 365 | 5.4494 | 0.46179 | 5 | 0.91121
5699 | 6 | 1 | 365 | 6.8118 | 0.57724 | 7 | 0.38902
12628 | 4.5 | 1 | 365 | 5.1088 | 0.43293 | 5 | 0.54176
14990 | 5.725 | 1 | 365 | 6.4996 | 0.63412 | 7 | 0.13369
19697 | 15 | 1 | 365 | 17.0294 | 0.4431 | 17 | 0.47254
5649 | 5.25 | 1 | 365 | 5.9603 | 0.005085 | 5 | 0.96539
14467 | 5.215 | 1 | 365 | 5.9206 | 0.88505 | 6 | 0.80562
9937 | 4.335 | 1 | 365 | 4.9215 | 0.86706 | 5 | 0.78856
11158 | 4.335 | 1 | 365 | 4.9215 | 0.86706 | 5 | 0.78856
18682 | 5.865 | 1 | 365 | 6.6585 | 0.34785 | 7 | 0.0063596
8916 | 8.8 | 1 | 365 | 9.9906 | 0.17995 | 10 | 0.17056
24340 | 10.45 | 1 | 365 | 11.8638 | 0.83869 | 12 | 0.70254
8942 | 5.61 | 1 | 365 | 6.369 | 0.23972 | 6 | 0.60873
12429 | 6.6 | 1 | 365 | 7.493 | 0.63496 | 8 | 0.12792
5959 | 7.14 | 1 | 365 | 8.106 | 0.48692 | 8 | 0.59293
8129 | 4.59 | 1 | 365 | 5.211 | 0.74159 | 5 | 0.9526
11066 | 4.2 | 1 | 365 | 4.7682 | 0.40407 | 5 | 0.17231
6683 | 8.16 | 1 | 365 | 9.264 | 0.98505 | 10 | 0.24906
14714 | 6.725 | 1 | 365 | 7.6349 | 0.063657 | 7 | 0.69852
5648 | 6.12 | 1 | 365 | 6.948 | 0.98878 | 7 | 0.9368
9904 | 7.7 | 1 | 365 | 8.7418 | 0.40746 | 9 | 0.14924
11753 | 6.12 | 1 | 365 | 6.948 | 0.98878 | 7 | 0.9368
7056 | 5.865 | 1 | 365 | 6.6585 | 0.11425 | 6 | 0.77276
6637 | 8.502 | 1 | 365 | 9.6523 | 0.15795 | 9 | 0.81024
15109 | 5.04 | 1 | 365 | 5.7219 | 0.28488 | 6 | 0.0067734
36780 | 6.36 | 1 | 365 | 7.2205 | 0.81187 | 8 | 0.032357
13379 | 6.615 | 1 | 365 | 7.51 | 0.68641 | 8 | 0.19639
12161 | 7.848 | 1 | 365 | 8.9098 | 0.91503 | 9 | 0.82483
6611 | 9.156 | 1 | 365 | 10.3948 | 0.40087 | 10 | 0.79564
10606 | 14.04 | 1 | 365 | 15.9396 | 0.15074 | 16 | 0.090297
22770 | 3.27 | 1 | 365 | 3.7124 | 0.2146 | 3 | 0.92701
6629 | 9.81 | 1 | 365 | 11.1373 | 0.64379 | 11 | 0.78104
15703 | 5.5 | 1 | 365 | 6.2441 | 0.86247 | 7 | 0.1066
55273 | 5.5 | 1 | 365 | 6.2441 | 0.86247 | 7 | 0.1066
5647 | 5 | 1 | 365 | 5.6765 | 0.1477 | 5 | 0.82418
11700 | 4.86 | 1 | 365 | 5.5175 | 0.66756 | 6 | 0.1851
5782 | 4.845 | 1 | 365 | 5.5005 | 0.61612 | 6 | 0.11663
8412 | 6 | 1 | 365 | 6.8118 | 0.57724 | 7 | 0.38902
10763 | 5.07 | 1 | 365 | 5.756 | 0.38777 | 6 | 0.14372
21252 | 4.47 | 1 | 365 | 5.0748 | 0.33004 | 5 | 0.40482
14548 | 5.725 | 1 | 365 | 6.4996 | 0.63412 | 7 | 0.13369
12158 | 6.9 | 1 | 365 | 7.8335 | 0.66383 | 8 | 0.49737
12928 | 8.502 | 1 | 365 | 9.6523 | 0.15795 | 9 | 0.81024
5725 | 7.848 | 1 | 365 | 8.9098 | 0.91503 | 9 | 0.82483
6698 | 6 | 1 | 365 | 6.8118 | 0.57724 | 7 | 0.38902
5673 | 4.95 | 1 | 365 | 5.6197 | 0.97622 | 6 | 0.59594
6154 | 8.25 | 1 | 365 | 9.3662 | 0.29371 | 9 | 0.6599
5674 | 7.2 | 1 | 365 | 8.1741 | 0.69269 | 8 | 0.86682
6741 | 6.12 | 1 | 365 | 6.948 | 0.98878 | 7 | 0.9368
6429 | 6.63 | 1 | 365 | 7.527 | 0.73785 | 8 | 0.26486
10871 | 5.4 | 1 | 365 | 6.1306 | 0.51952 | 6 | 0.65011
6643 | 13.08 | 1 | 365 | 14.8497 | 0.85838 | 15 | 0.70805
11497 | 6.72 | 1 | 365 | 7.6292 | 0.046509 | 7 | 0.6757
6638 | 11.772 | 1 | 365 | 13.3647 | 0.37254 | 13 | 0.73725
6739 | 4.75 | 1 | 365 | 5.3927 | 0.29031 | 5 | 0.68297
10298 | 7.56 | 1 | 365 | 8.5828 | 0.92732 | 9 | 0.51016
7612 | 3.924 | 1 | 365 | 4.4549 | 0.45751 | 4 | 0.91242
18499 | 8.8 | 1 | 365 | 9.9906 | 0.17995 | 10 | 0.17056
6641 | 6.54 | 1 | 365 | 7.4248 | 0.42919 | 7 | 0.85403
12267 | 9.18 | 1 | 365 | 10.422 | 0.48318 | 10 | 0.90519
21398 | 4.905 | 1 | 365 | 5.5686 | 0.82189 | 6 | 0.39052
5918 | 7.02 | 1 | 365 | 7.9698 | 0.075371 | 8 | 0.045149
13564 | 6.44 | 1 | 365 | 7.3113 | 0.086238 | 7 | 0.39754
11636 | 4.86 | 1 | 365 | 5.5175 | 0.66756 | 6 | 0.1851
16500 | 7.5 | 1 | 365 | 8.5147 | 0.72155 | 9 | 0.23627
13318 | 6.6 | 1 | 365 | 7.493 | 0.63496 | 8 | 0.12792
12645 | 7.425 | 1 | 365 | 8.4296 | 0.46433 | 8 | 0.89391
11282 | 9.35 | 1 | 365 | 10.615 | 0.066199 | 10 | 0.68122
11142 | 6.12 | 1 | 365 | 6.948 | 0.98878 | 7 | 0.9368
17700 | 3.235 | 1 | 365 | 3.6727 | 0.094562 | 3 | 0.76724
26183 | 5.73 | 1 | 365 | 6.5052 | 0.65126 | 7 | 0.15651
14944 | 6.725 | 1 | 365 | 7.6349 | 0.063657 | 7 | 0.69852
14358 | 6.725 | 1 | 365 | 7.6349 | 0.063657 | 7 | 0.69852
18943 | 10.215 | 1 | 365 | 11.597 | 0.032751 | 11 | 0.6298
15046 | 10.215 | 1 | 365 | 11.597 | 0.032751 | 11 | 0.6298
16028 | 6.725 | 1 | 365 | 7.6349 | 0.063657 | 7 | 0.69852
5641 | 5.1 | 1 | 365 | 5.79 | 0.49065 | 6 | 0.28066
19458 | 6.47 | 1 | 365 | 7.3454 | 0.18912 | 7 | 0.53449
14903 | 5.725 | 1 | 365 | 6.4996 | 0.63412 | 7 | 0.13369
14600 | 6.725 | 1 | 365 | 7.6349 | 0.063657 | 7 | 0.69852
14754 | 4.235 | 1 | 365 | 4.808 | 0.5241 | 5 | 0.33208
14596 | 8.96 | 1 | 365 | 10.1723 | 0.72868 | 10 | 0.90093
14466 | 4.47 | 1 | 365 | 5.0748 | 0.33004 | 5 | 0.40482
14547 | 3.98 | 1 | 365 | 4.5185 | 0.64957 | 5 | 0.16805
14574 | 4.98 | 1 | 365 | 5.6538 | 0.079109 | 5 | 0.73288
14929 | 6.725 | 1 | 365 | 7.6349 | 0.063657 | 7 | 0.69852
15026 | 7.725 | 1 | 365 | 8.7702 | 0.4932 | 9 | 0.26336
20967 | 6.725 | 1 | 365 | 7.6349 | 0.063657 | 7 | 0.69852
14938 | 4.98 | 1 | 365 | 5.6538 | 0.079109 | 5 | 0.73288
26244 | 8.07 | 1 | 365 | 9.1618 | 0.67639 | 9 | 0.83823
20260 | 12.13 | 1 | 365 | 13.7711 | 0.60032 | 14 | 0.37146
25169 | 6.375 | 1 | 365 | 7.2375 | 0.86332 | 8 | 0.10083
14058 | 6.885 | 1 | 365 | 7.8165 | 0.61238 | 8 | 0.4289
7040 | 10.2 | 1 | 365 | 11.58 | 0.98131 | 12 | 0.56133
14742 | 5.98 | 1 | 365 | 6.7891 | 0.50865 | 7 | 0.29772
14353 | 5.725 | 1 | 365 | 6.4996 | 0.63412 | 7 | 0.13369
14459 | 7.47 | 1 | 365 | 8.4807 | 0.61866 | 9 | 0.099325
23298 | 6.725 | 1 | 365 | 7.6349 | 0.063657 | 7 | 0.69852
14638 | 7.14 | 1 | 365 | 8.106 | 0.48692 | 8 | 0.59293
6067 | 4.845 | 1 | 365 | 5.5005 | 0.61612 | 6 | 0.11663
16468 | 6.63 | 1 | 365 | 7.527 | 0.73785 | 8 | 0.26486
22723 | 4.98 | 1 | 365 | 5.6538 | 0.079109 | 5 | 0.73288
18820 | 10.965 | 1 | 365 | 12.4485 | 0.60491 | 13 | 0.053427
23005 | 4.47 | 1 | 365 | 5.0748 | 0.33004 | 5 | 0.40482
10855 | 4.59 | 1 | 365 | 5.211 | 0.74159 | 5 | 0.9526
15905 | 4.845 | 1 | 365 | 5.5005 | 0.61612 | 6 | 0.11663
14118 | 3 | 1 | 365 | 3.4059 | 0.28862 | 3 | 0.69451
21055 | 11.04 | 1 | 365 | 12.5337 | 0.86212 | 13 | 0.39579
14961 | 5.47 | 1 | 365 | 6.2101 | 0.75958 | 6 | 0.96965
11863 | 3.3 | 1 | 365 | 3.7465 | 0.31748 | 4 | 0.063959
9660 | 5.1 | 1 | 365 | 5.79 | 0.49065 | 6 | 0.28066
6577 | 4.59 | 1 | 365 | 5.211 | 0.74159 | 5 | 0.9526
14720 | 3.725 | 1 | 365 | 4.229 | 0.77504 | 5 | 0.0040141
17176 | 5.47 | 1 | 365 | 6.2101 | 0.75958 | 6 | 0.96965
9757 | 4.08 | 1 | 365 | 4.632 | 0.99252 | 5 | 0.62453
17164 | 7.75 | 1 | 365 | 8.7985 | 0.57893 | 9 | 0.37748
15009 | 6.325 | 1 | 365 | 7.1807 | 0.69184 | 7 | 0.87259
15001 | 5.215 | 1 | 365 | 5.9206 | 0.88505 | 6 | 0.80562
14950 | 5.98 | 1 | 365 | 6.7891 | 0.50865 | 7 | 0.29772
23294 | 7.96 | 1 | 365 | 9.037 | 0.29914 | 9 | 0.33609
8895 | 9.66 | 1 | 365 | 10.967 | 0.12936 | 11 | 0.096316
14511 | 6.215 | 1 | 365 | 7.0559 | 0.31459 | 7 | 0.37046
16040 | 9.75 | 1 | 365 | 11.0691 | 0.43801 | 11 | 0.50715
21617 | 8.47 | 1 | 365 | 9.616 | 0.048204 | 9 | 0.66416
20977 | 4.235 | 1 | 365 | 4.808 | 0.5241 | 5 | 0.33208
6021 | 4.59 | 1 | 365 | 5.211 | 0.74159 | 5 | 0.9526
14756 | 5.725 | 1 | 365 | 6.4996 | 0.63412 | 7 | 0.13369
9811 | 5.355 | 1 | 365 | 6.0795 | 0.36519 | 6 | 0.4447
12464 | 10.965 | 1 | 365 | 12.4485 | 0.60491 | 13 | 0.053427
10325 | 7.14 | 1 | 365 | 8.106 | 0.48692 | 8 | 0.59293
6338 | 6.24 | 1 | 365 | 7.0842 | 0.40033 | 7 | 0.48458
6786 | 9.9 | 1 | 365 | 11.2394 | 0.95245 | 12 | 0.19188
20254 | 6.875 | 1 | 365 | 7.8052 | 0.57809 | 8 | 0.38325
11864 | 7.14 | 1 | 365 | 8.106 | 0.48692 | 8 | 0.59293
5643 | 4.5 | 1 | 365 | 5.1088 | 0.43293 | 5 | 0.54176
13858 | 4.08 | 1 | 365 | 4.632 | 0.99252 | 5 | 0.62453
7314 | 6 | 1 | 365 | 6.8118 | 0.57724 | 7 | 0.38902
14083 | 5.1 | 1 | 365 | 5.79 | 0.49065 | 6 | 0.28066
14110 | 4.08 | 1 | 365 | 4.632 | 0.99252 | 5 | 0.62453
12156 | 7.2 | 1 | 365 | 8.1741 | 0.69269 | 8 | 0.86682
16543 | 8.925 | 1 | 365 | 10.1325 | 0.60864 | 10 | 0.74116
18198 | 8.67 | 1 | 365 | 9.843 | 0.73411 | 10 | 0.57713
21890 | 9.715 | 1 | 365 | 11.0294 | 0.31798 | 11 | 0.34738
10305 | 10.07 | 1 | 365 | 11.4324 | 0.53547 | 11 | 0.9679
8679 | 9.075 | 1 | 365 | 10.3028 | 0.12308 | 10 | 0.42589
21077 | 8.35 | 1 | 365 | 9.4797 | 0.63666 | 10 | 0.11638
11793 | 5.94 | 1 | 365 | 6.7437 | 0.37147 | 7 | 0.11513
12179 | 6.213 | 1 | 365 | 7.0536 | 0.30773 | 7 | 0.36133
24319 | 7.725 | 1 | 365 | 8.7702 | 0.4932 | 9 | 0.26336
17174 | 9.215 | 1 | 365 | 10.4618 | 0.60321 | 11 | 0.064964
23000 | 3.98 | 1 | 365 | 4.5185 | 0.64957 | 5 | 0.16805
12953 | 13.77 | 1 | 365 | 15.633 | 0.22477 | 15 | 0.85779
16663 | 2.64 | 1 | 365 | 2.9972 | 0.053986 | 3 | 0.051167
12418 | 11.61 | 1 | 365 | 13.1808 | 0.81696 | 13 | 0.99775
9673 | 3.57 | 1 | 365 | 4.053 | 0.24346 | 4 | 0.29646
15513 | 9.18 | 1 | 365 | 10.422 | 0.48318 | 10 | 0.90519
8968 | 6.3 | 1 | 365 | 7.1524 | 0.6061 | 7 | 0.75847
16344 | 8.1 | 1 | 365 | 9.1959 | 0.77927 | 9 | 0.97517
6316 | 5.865 | 1 | 365 | 6.6585 | 0.11425 | 6 | 0.77276
15857 | 6.3 | 1 | 365 | 7.1524 | 0.6061 | 7 | 0.75847
14969 | 8.47 | 1 | 365 | 9.616 | 0.048204 | 9 | 0.66416
25146 | 8.47 | 1 | 365 | 9.616 | 0.048204 | 9 | 0.66416
10152 | 5.61 | 1 | 365 | 6.369 | 0.23972 | 6 | 0.60873
5814 | 6.63 | 1 | 365 | 7.527 | 0.73785 | 8 | 0.26486
7558 | 7.14 | 1 | 365 | 8.106 | 0.48692 | 8 | 0.59293
5727 | 7.905 | 1 | 365 | 8.9745 | 0.11051 | 9 | 0.085029
29052 | 10.215 | 1 | 365 | 11.597 | 0.032751 | 11 | 0.6298
21692 | 6.215 | 1 | 365 | 7.0559 | 0.31459 | 7 | 0.37046
14973 | 8.47 | 1 | 365 | 9.616 | 0.048204 | 9 | 0.66416
24314 | 5.215 | 1 | 365 | 5.9206 | 0.88505 | 6 | 0.80562
14182 | 9.3 | 1 | 365 | 10.5583 | 0.89472 | 11 | 0.45297
23375 | 5.1 | 1 | 365 | 5.79 | 0.49065 | 6 | 0.28066
24323 | 6.96 | 1 | 365 | 7.9017 | 0.8696 | 8 | 0.77126
12050 | 7.65 | 1 | 365 | 8.685 | 0.23598 | 8 | 0.921
13728 | 6.6 | 1 | 365 | 7.493 | 0.63496 | 8 | 0.12792
8868 | 9.9 | 1 | 365 | 11.2394 | 0.95245 | 12 | 0.19188
58569 | 3.36 | 1 | 365 | 3.8146 | 0.52325 | 4 | 0.33785
12355 | 7.14 | 1 | 365 | 8.106 | 0.48692 | 8 | 0.59293
7680 | 6.72 | 1 | 365 | 7.6292 | 0.046509 | 7 | 0.6757
24227 | 5.4 | 1 | 365 | 6.1306 | 0.51952 | 6 | 0.65011
8872 | 10.6 | 1 | 365 | 12.0341 | 0.35312 | 12 | 0.38726
15358 | 6.44 | 1 | 365 | 7.3113 | 0.086238 | 7 | 0.39754
6918 | 5.1 | 1 | 365 | 5.79 | 0.49065 | 6 | 0.28066
7121 | 6.48 | 1 | 365 | 7.3567 | 0.22342 | 7 | 0.58014
21302 | 5.225 | 1 | 365 | 5.9319 | 0.91935 | 6 | 0.85127
29402 | 9.975 | 1 | 365 | 11.3246 | 0.20966 | 11 | 0.53424
9108 | 6.36 | 1 | 365 | 7.2205 | 0.81187 | 8 | 0.032357
12248 | 5.94 | 1 | 365 | 6.7437 | 0.37147 | 7 | 0.11513
10293 | 14.945 | 1 | 365 | 16.967 | 0.012548 | 16 | 0.97955
11721 | 3 | 1 | 365 | 3.4059 | 0.28862 | 3 | 0.69451
17754 | 3.57 | 1 | 365 | 4.053 | 0.24346 | 4 | 0.29646
10996 | 6.72 | 1 | 365 | 7.6292 | 0.046509 | 7 | 0.6757
11170 | 6.12 | 1 | 365 | 6.948 | 0.98878 | 7 | 0.9368
9106 | 6.12 | 1 | 365 | 6.948 | 0.98878 | 7 | 0.9368
11339 | 6.48 | 1 | 365 | 7.3567 | 0.22342 | 7 | 0.58014
8285 | 5.355 | 1 | 365 | 6.0795 | 0.36519 | 6 | 0.4447
17379 | 4.08 | 1 | 365 | 4.632 | 0.99252 | 5 | 0.62453
35029 | 6.27 | 1 | 365 | 7.1183 | 0.50322 | 7 | 0.62152
15774 | 2.24 | 1 | 365 | 2.5431 | 0.68217 | 3 | 0.22523
15296 | 8.91 | 1 | 365 | 10.1155 | 0.5572 | 10 | 0.67269
6930 | 8.845 | 1 | 365 | 10.0417 | 0.33428 | 10 | 0.37597
10748 | 5.75 | 1 | 365 | 6.528 | 0.71985 | 7 | 0.24781
7291 | 2.805 | 1 | 365 | 3.1845 | 0.61986 | 3 | 0.80436
6939 | 2.04 | 1 | 365 | 2.316 | 0.99626 | 3 | 0.31227
51205 | 4.4 | 1 | 365 | 4.9953 | 0.089976 | 5 | 0.085278
7030 | 9.18 | 1 | 365 | 10.422 | 0.48318 | 10 | 0.90519
11936 | 15 | 1 | 365 | 17.0294 | 0.4431 | 17 | 0.47254
14433 | 9.945 | 1 | 365 | 11.2905 | 0.10678 | 11 | 0.39729
13441 | 8.37 | 1 | 365 | 9.5024 | 0.70525 | 10 | 0.20768
12016 | 6.25 | 1 | 365 | 7.0956 | 0.43462 | 7 | 0.53022
10389 | 6.44 | 1 | 365 | 7.3113 | 0.086238 | 7 | 0.39754
9102 | 5.67 | 1 | 365 | 6.4371 | 0.44549 | 6 | 0.88262
12816 | 7.521 | 1 | 365 | 8.5386 | 0.79357 | 9 | 0.33213
9494 | 9.6 | 1 | 365 | 10.8988 | 0.92358 | 11 | 0.82243
19711 | 14.84 | 1 | 365 | 16.8478 | 0.89437 | 17 | 0.74217
17313 | 4.32 | 1 | 365 | 4.9045 | 0.81561 | 5 | 0.72009
10724 | 4.59 | 1 | 365 | 5.211 | 0.74159 | 5 | 0.9526
7307 | 5.1 | 1 | 365 | 5.79 | 0.49065 | 6 | 0.28066
8127 | 11 | 1 | 365 | 12.4883 | 0.72494 | 13 | 0.2132
11437 | 4.095 | 1 | 365 | 4.649 | 0.043966 | 4 | 0.693
10399 | 6.6 | 1 | 365 | 7.493 | 0.63496 | 8 | 0.12792
22458 | 4.251 | 1 | 365 | 4.8261 | 0.57897 | 5 | 0.40512
12289 | 10.8 | 1 | 365 | 12.2612 | 0.039032 | 12 | 0.30023
18638 | 7.15 | 1 | 365 | 8.1174 | 0.52121 | 8 | 0.63858
10750 | 8.67 | 1 | 365 | 9.843 | 0.73411 | 10 | 0.57713
7771 | 5.865 | 1 | 365 | 6.6585 | 0.11425 | 6 | 0.77276
15972 | 8.75 | 1 | 365 | 9.9338 | 0.008475 | 9 | 0.94231
9343 | 6.75 | 1 | 365 | 7.6632 | 0.1494 | 7 | 0.81264
13832 | 2.04 | 1 | 365 | 2.316 | 0.64273 | 2 | 0.95873
7197 | 3.06 | 1 | 365 | 3.474 | 0.49439 | 3 | 0.9684
7654 | 3.825 | 1 | 365 | 4.3425 | 0.11799 | 4 | 0.4605
9293 | 6.12 | 1 | 365 | 6.948 | 0.98878 | 7 | 0.9368
9524 | 8.415 | 1 | 365 | 9.5535 | 0.85958 | 10 | 0.41309
11642 | 7.83 | 1 | 365 | 8.8894 | 0.8533 | 9 | 0.74267
6794 | 7.14 | 1 | 365 | 8.106 | 0.48692 | 8 | 0.59293
8896 | 6.75 | 1 | 365 | 7.6632 | 0.1494 | 7 | 0.81264
9688 | 5.1 | 1 | 365 | 5.79 | 0.49065 | 6 | 0.28066
9442 | 5.98 | 1 | 365 | 6.7891 | 0.50865 | 7 | 0.29772
7329 | 3.57 | 1 | 365 | 4.053 | 0.24346 | 4 | 0.29646
14558 | 5.98 | 1 | 365 | 6.7891 | 0.50865 | 7 | 0.29772
9177 | 7.2 | 1 | 365 | 8.1741 | 0.69269 | 8 | 0.86682
8277 | 3.57 | 1 | 365 | 4.053 | 0.24346 | 4 | 0.29646
6936 | 6.12 | 1 | 365 | 6.948 | 0.98878 | 7 | 0.9368
7164 | 4.75 | 1 | 365 | 5.3927 | 0.29031 | 5 | 0.68297
11436 | 7.15 | 1 | 365 | 8.1174 | 0.52121 | 8 | 0.63858
6797 | 5.5 | 1 | 365 | 6.2441 | 0.86247 | 7 | 0.1066
6795 | 6.63 | 1 | 365 | 7.527 | 0.73785 | 8 | 0.26486
6800 | 7.42 | 1 | 365 | 8.4239 | 0.44719 | 8 | 0.87108
7474 | 7.5 | 1 | 365 | 8.5147 | 0.72155 | 9 | 0.23627
7235 | 3.597 | 1 | 365 | 4.0837 | 0.33606 | 4 | 0.41972
6799 | 10.464 | 1 | 365 | 11.8797 | 0.88671 | 12 | 0.76644
20278 | 4.335 | 1 | 365 | 4.9215 | 0.86706 | 5 | 0.78856
7289 | 11.5 | 1 | 365 | 13.0559 | 0.43971 | 13 | 0.49561
9628 | 11.5 | 1 | 365 | 13.0559 | 0.43971 | 13 | 0.49561
8327 | 5.61 | 1 | 365 | 6.369 | 0.23972 | 6 | 0.60873
10212 | 4.59 | 1 | 365 | 5.211 | 0.74159 | 5 | 0.9526
10623 | 2.55 | 1 | 365 | 2.895 | 0.74533 | 3 | 0.64033
8291 | 3.06 | 1 | 365 | 3.474 | 0.49439 | 3 | 0.9684
9870 | 6.12 | 1 | 365 | 6.948 | 0.98878 | 7 | 0.9368
6924 | 8.925 | 1 | 365 | 10.1325 | 0.60864 | 10 | 0.74116
11844 | 4.5 | 1 | 365 | 5.1088 | 0.43293 | 5 | 0.54176
12369 | 6.63 | 1 | 365 | 7.527 | 0.73785 | 8 | 0.26486
20450 | 3.57 | 1 | 365 | 4.053 | 0.24346 | 4 | 0.29646
6851 | 5.1 | 1 | 365 | 5.79 | 0.49065 | 6 | 0.28066
23168 | 2.205 | 1 | 365 | 2.5033 | 0.56214 | 3 | 0.065463
11371 | 9.72 | 1 | 365 | 11.0351 | 0.33513 | 11 | 0.37021
16285 | 4.05 | 1 | 365 | 4.5979 | 0.88964 | 5 | 0.48759
34557 | 9.45 | 1 | 365 | 10.7285 | 0.40915 | 11 | 0.1377
20617 | 9.1 | 1 | 365 | 10.3312 | 0.20881 | 10 | 0.54001
7170 | 6.63 | 1 | 365 | 7.527 | 0.73785 | 8 | 0.26486
9941 | 5.2 | 1 | 365 | 5.9035 | 0.83361 | 6 | 0.73715
8481 | 7.395 | 1 | 365 | 8.3955 | 0.36145 | 8 | 0.75696
7842 | 4.05 | 1 | 365 | 4.5979 | 0.88964 | 5 | 0.48759
12748 | 5.355 | 1 | 365 | 6.0795 | 0.36519 | 6 | 0.4447
15883 | 7.65 | 1 | 365 | 8.685 | 0.23598 | 8 | 0.921
20304 | 14.79 | 1 | 365 | 16.791 | 0.7229 | 17 | 0.51392
7765 | 3.06 | 1 | 365 | 3.474 | 0.49439 | 3 | 0.9684
17298 | 7.56 | 1 | 365 | 8.5828 | 0.92732 | 9 | 0.51016
12287 | 8.91 | 1 | 365 | 10.1155 | 0.5572 | 10 | 0.67269
9441 | 9.9 | 1 | 365 | 11.2394 | 0.95245 | 12 | 0.19188
9890 | 5.1 | 1 | 365 | 5.79 | 0.49065 | 6 | 0.28066
9682 | 5.5 | 1 | 365 | 6.2441 | 0.86247 | 7 | 0.1066
15711 | 6.75 | 1 | 365 | 7.6632 | 0.1494 | 7 | 0.81264
9522 | 5.565 | 1 | 365 | 6.3179 | 0.08539 | 6 | 0.40331
9687 | 5.865 | 1 | 365 | 6.6585 | 0.11425 | 6 | 0.77276
15300 | 5.5 | 1 | 365 | 6.2441 | 0.86247 | 7 | 0.1066
20905 | 5.232 | 1 | 365 | 5.9399 | 0.94335 | 6 | 0.88322
7471 | 3.36 | 1 | 365 | 3.8146 | 0.52325 | 4 | 0.33785
22205 | 9.72 | 1 | 365 | 11.0351 | 0.33513 | 11 | 0.37021
8893 | 6.21 | 1 | 365 | 7.0502 | 0.29744 | 7 | 0.34763
9530 | 7.7 | 1 | 365 | 8.7418 | 0.40746 | 9 | 0.14924
16975 | 9.18 | 1 | 365 | 10.422 | 0.48318 | 10 | 0.90519
9404 | 7.7 | 1 | 365 | 8.7418 | 0.40746 | 9 | 0.14924
17043 | 7.14 | 1 | 365 | 8.106 | 0.48692 | 8 | 0.59293
14419 | 7.84 | 1 | 365 | 8.9007 | 0.88759 | 9 | 0.78831
11439 | 9.945 | 1 | 365 | 11.2905 | 0.10678 | 11 | 0.39729
36782 | 6.21 | 1 | 365 | 7.0502 | 0.29744 | 7 | 0.34763
14521 | 9.96 | 1 | 365 | 11.3075 | 0.15822 | 11 | 0.46577
12668 | 3.9 | 1 | 365 | 4.4277 | 0.37521 | 4 | 0.80286
13972 | 5.25 | 1 | 365 | 5.9603 | 0.005085 | 5 | 0.96539
53104 | 12.75 | 1 | 365 | 14.475 | 0.72663 | 15 | 0.20166
42564 | 4.275 | 1 | 365 | 4.8534 | 0.66128 | 5 | 0.51467
17106 | 6.5 | 1 | 365 | 7.3794 | 0.29201 | 7 | 0.67143
8240 | 3.315 | 1 | 365 | 3.7635 | 0.36893 | 4 | 0.13243
10880 | 8.1 | 1 | 365 | 9.1959 | 0.77927 | 9 | 0.97517
11352 | 2.04 | 1 | 365 | 2.316 | 0.99626 | 3 | 0.31227
16306 | 6.375 | 1 | 365 | 7.2375 | 0.86332 | 8 | 0.10083
12284 | 6.885 | 1 | 365 | 7.8165 | 0.61238 | 8 | 0.4289
11120 | 4.08 | 1 | 365 | 4.632 | 0.99252 | 5 | 0.62453
7236 | 8.4 | 1 | 365 | 9.5365 | 0.80814 | 10 | 0.34462
13634 | 4.42 | 1 | 365 | 5.018 | 0.15857 | 5 | 0.17658
8699 | 5.5 | 1 | 365 | 6.2441 | 0.86247 | 7 | 0.1066
21676 | 6.05 | 1 | 365 | 6.8685 | 0.74872 | 7 | 0.61726
56353 | 4.578 | 1 | 365 | 5.1974 | 0.70043 | 5 | 0.89782
6821 | 3.315 | 1 | 365 | 3.7635 | 0.36893 | 4 | 0.13243
8646 | 8.925 | 1 | 365 | 10.1325 | 0.60864 | 10 | 0.74116
16935 | 2.295 | 1 | 365 | 2.6055 | 0.87079 | 3 | 0.4763
7200 | 5.61 | 1 | 365 | 6.369 | 0.23972 | 6 | 0.60873
6971 | 7.65 | 1 | 365 | 8.685 | 0.23598 | 8 | 0.921
6803 | 4.69 | 1 | 365 | 5.3245 | 0.084543 | 5 | 0.40908
7149 | 5.865 | 1 | 365 | 6.6585 | 0.11425 | 6 | 0.77276
7159 | 8.16 | 1 | 365 | 9.264 | 0.98505 | 10 | 0.24906
15541 | 15 | 1 | 365 | 17.0294 | 0.4431 | 17 | 0.47254
13753 | 4.59 | 1 | 365 | 5.211 | 0.74159 | 5 | 0.9526
7122 | 7.245 | 1 | 365 | 8.2252 | 0.84702 | 9 | 0.072237
7096 | 13.11 | 1 | 365 | 14.8837 | 0.96127 | 15 | 0.845
6940 | 6.21 | 1 | 365 | 7.0502 | 0.29744 | 7 | 0.34763
10106 | 8.28 | 1 | 365 | 9.4003 | 0.39659 | 9 | 0.79684
22185 | 5 | 1 | 365 | 5.6765 | 0.1477 | 5 | 0.82418
7156 | 6.75 | 1 | 365 | 7.6632 | 0.1494 | 7 | 0.81264
7152 | 9.75 | 1 | 365 | 11.0691 | 0.43801 | 11 | 0.50715
7261 | 9.435 | 1 | 365 | 10.7115 | 0.35771 | 11 | 0.069228
22127 | 5 | 1 | 365 | 5.6765 | 0.1477 | 5 | 0.82418
22123 | 6 | 1 | 365 | 6.8118 | 0.57724 | 7 | 0.38902
6805 | 4.86 | 1 | 365 | 5.5175 | 0.66756 | 6 | 0.1851
7263 | 8.28 | 1 | 365 | 9.4003 | 0.39659 | 9 | 0.79684
13282 | 14.3 | 1 | 365 | 16.2347 | 0.042422 | 16 | 0.27715
53933 | 4.2 | 1 | 365 | 4.7682 | 0.40407 | 5 | 0.17231
19875 | 5.72 | 1 | 365 | 6.4939 | 0.61697 | 7 | 0.11086
9643 | 6.12 | 1 | 365 | 6.948 | 0.98878 | 7 | 0.9368
10694 | 9.36 | 1 | 365 | 10.6264 | 0.10049 | 10 | 0.72686
6992 | 4.59 | 1 | 365 | 5.211 | 0.74159 | 5 | 0.9526
11183 | 4.335 | 1 | 365 | 4.9215 | 0.86706 | 5 | 0.78856
12688 | 6.885 | 1 | 365 | 7.8165 | 0.61238 | 8 | 0.4289
11646 | 2.55 | 1 | 365 | 2.895 | 0.74533 | 3 | 0.64033
10237 | 8.16 | 1 | 365 | 9.264 | 0.98505 | 10 | 0.24906
7303 | 6.5 | 1 | 365 | 7.3794 | 0.29201 | 7 | 0.67143
7269 | 8.415 | 1 | 365 | 9.5535 | 0.85958 | 10 | 0.41309
10253 | 5.865 | 1 | 365 | 6.6585 | 0.11425 | 6 | 0.77276
7325 | 6.12 | 1 | 365 | 6.948 | 0.98878 | 7 | 0.9368
14852 | 7.54 | 1 | 365 | 8.5601 | 0.85873 | 9 | 0.41886
7173 | 6.375 | 1 | 365 | 7.2375 | 0.86332 | 8 | 0.10083
9711 | 3.57 | 1 | 365 | 4.053 | 0.24346 | 4 | 0.29646
7306 | 3.825 | 1 | 365 | 4.3425 | 0.11799 | 4 | 0.4605
15112 | 7.5 | 1 | 365 | 8.5147 | 0.72155 | 9 | 0.23627
14448 | 8.47 | 1 | 365 | 9.616 | 0.048204 | 9 | 0.66416
18178 | 4.845 | 1 | 365 | 5.5005 | 0.61612 | 6 | 0.11663
12200 | 6 | 1 | 365 | 6.8118 | 0.57724 | 7 | 0.38902
11241 | 7 | 1 | 365 | 7.9471 | 0.00678 | 7 | 0.95385
21372 | 5.72 | 1 | 365 | 6.4939 | 0.61697 | 7 | 0.11086
61488 | 14.79 | 1 | 365 | 16.791 | 0.7229 | 17 | 0.51392
12728 | 6.6 | 1 | 365 | 7.493 | 0.63496 | 8 | 0.12792
16698 | 5.88 | 1 | 365 | 6.6755 | 0.1657 | 6 | 0.84124
23637 | 6.16 | 1 | 365 | 6.9934 | 0.12597 | 7 | 0.11939
6895 | 8.67 | 1 | 365 | 9.843 | 0.73411 | 10 | 0.57713
10094 | 7.56 | 1 | 365 | 8.5828 | 0.92732 | 9 | 0.51016
18601 | 4.8 | 1 | 365 | 5.4494 | 0.46179 | 5 | 0.91121
18186 | 5.7 | 1 | 365 | 6.4712 | 0.54838 | 7 | 0.019565
10060 | 7.65 | 1 | 365 | 8.685 | 0.23598 | 8 | 0.921
8855 | 11.118 | 1 | 365 | 12.6222 | 0.12963 | 12 | 0.75185
9428 | 10.08 | 1 | 365 | 11.4438 | 0.56976 | 12 | 0.013547
16821 | 3.825 | 1 | 365 | 4.3425 | 0.11799 | 4 | 0.4605
11610 | 4.4 | 1 | 365 | 4.9953 | 0.089976 | 5 | 0.085278
24635 | 12.24 | 1 | 365 | 13.896 | 0.97757 | 14 | 0.87359
23652 | 10.4 | 1 | 365 | 11.8071 | 0.66722 | 12 | 0.47429
9275 | 3.5 | 1 | 365 | 3.9735 | 0.00339 | 3 | 0.97693
9859 | 6 | 1 | 365 | 6.8118 | 0.57724 | 7 | 0.38902
13286 | 10.8 | 1 | 365 | 12.2612 | 0.039032 | 12 | 0.30023
22075 | 5.355 | 1 | 365 | 6.0795 | 0.36519 | 6 | 0.4447
14958 | 4.94 | 1 | 365 | 5.6084 | 0.94193 | 6 | 0.55029
12967 | 8.32 | 1 | 365 | 9.4457 | 0.53377 | 9 | 0.97944
7321 | 5.865 | 1 | 365 | 6.6585 | 0.11425 | 6 | 0.77276
11812 | 6.12 | 1 | 365 | 6.948 | 0.98878 | 7 | 0.9368
14683 | 4.725 | 1 | 365 | 5.3643 | 0.20458 | 5 | 0.56885
7283 | 5.61 | 1 | 365 | 6.369 | 0.23972 | 6 | 0.60873
14525 | 4.98 | 1 | 365 | 5.6538 | 0.079109 | 5 | 0.73288
22891 | 5 | 1 | 365 | 5.6765 | 0.1477 | 5 | 0.82418
58975 | 8.06 | 1 | 365 | 9.1505 | 0.64209 | 9 | 0.79258
15007 | 4.725 | 1 | 365 | 5.3643 | 0.20458 | 5 | 0.56885
7161 | 4.845 | 1 | 365 | 5.5005 | 0.61612 | 6 | 0.11663
7290 | 4.335 | 1 | 365 | 4.9215 | 0.86706 | 5 | 0.78856
13741 | 3.315 | 1 | 365 | 3.7635 | 0.36893 | 4 | 0.13243
18500 | 10.455 | 1 | 365 | 11.8695 | 0.85584 | 12 | 0.72536
6807 | 9.625 | 1 | 365 | 10.9272 | 0.0093225 | 10 | 0.93655
16328 | 6.6 | 1 | 365 | 7.493 | 0.63496 | 8 | 0.12792
14414 | 7.56 | 1 | 365 | 8.5828 | 0.92732 | 9 | 0.51016
17390 | 3.825 | 1 | 365 | 4.3425 | 0.11799 | 4 | 0.4605
14431 | 8.67 | 1 | 365 | 9.843 | 0.73411 | 10 | 0.57713
15765 | 10.4 | 1 | 365 | 11.8071 | 0.66722 | 12 | 0.47429
18657 | 10.4 | 1 | 365 | 11.8071 | 0.66722 | 12 | 0.47429
10832 | 6.375 | 1 | 365 | 7.2375 | 0.86332 | 8 | 0.10083
9626 | 3.825 | 1 | 365 | 4.3425 | 0.11799 | 4 | 0.4605
7193 | 5.61 | 1 | 365 | 6.369 | 0.23972 | 6 | 0.60873
13231 | 7.15 | 1 | 365 | 8.1174 | 0.52121 | 8 | 0.63858
22640 | 6.215 | 1 | 365 | 7.0559 | 0.31459 | 7 | 0.37046
8381 | 8.16 | 1 | 365 | 9.264 | 0.98505 | 10 | 0.24906
14987 | 8.47 | 1 | 365 | 9.616 | 0.048204 | 9 | 0.66416
22730 | 4.235 | 1 | 365 | 4.808 | 0.5241 | 5 | 0.33208
9638 | 4.59 | 1 | 365 | 5.211 | 0.74159 | 5 | 0.9526
10943 | 4.5 | 1 | 365 | 5.1088 | 0.43293 | 5 | 0.54176
20962 | 6.24 | 1 | 365 | 7.0842 | 0.40033 | 7 | 0.48458
10740 | 3.825 | 1 | 365 | 4.3425 | 0.11799 | 4 | 0.4605
11119 | 2.55 | 1 | 365 | 2.895 | 0.74533 | 3 | 0.64033
15429 | 8.64 | 1 | 365 | 9.809 | 0.63123 | 10 | 0.44018
21149 | 9.81 | 1 | 365 | 11.1373 | 0.64379 | 11 | 0.78104
50046 | 4.95 | 1 | 365 | 5.6197 | 0.97622 | 6 | 0.59594
15461 | 5.355 | 1 | 365 | 6.0795 | 0.36519 | 6 | 0.4447
12625 | 6.375 | 1 | 365 | 7.2375 | 0.86332 | 8 | 0.10083
7281 | 9.18 | 1 | 365 | 10.422 | 0.48318 | 10 | 0.90519
9596 | 8.16 | 1 | 365 | 9.264 | 0.98505 | 10 | 0.24906
8867 | 14.84 | 1 | 365 | 16.8478 | 0.89437 | 17 | 0.74217
7068 | 3.825 | 1 | 365 | 4.3425 | 0.11799 | 4 | 0.4605
11294 | 14.84 | 1 | 365 | 16.8478 | 0.89437 | 17 | 0.74217
9931 | 9.483 | 1 | 365 | 10.766 | 0.52233 | 11 | 0.28834
17968 | 9.18 | 1 | 365 | 10.422 | 0.48318 | 10 | 0.90519
22907 | 7.44 | 1 | 365 | 8.4466 | 0.51578 | 8 | 0.96238
53932 | 7.6 | 1 | 365 | 8.6282 | 0.064504 | 8 | 0.69275
50992 | 13.77 | 1 | 365 | 15.633 | 0.22477 | 15 | 0.85779
6982 | 7.7 | 1 | 365 | 8.7418 | 0.40746 | 9 | 0.14924
12037 | 2.08 | 1 | 365 | 2.3614 | 0.13344 | 2 | 0.49486
18154 | 4.59 | 1 | 365 | 5.211 | 0.74159 | 5 | 0.9526
12835 | 5.7 | 1 | 365 | 6.4712 | 0.54838 | 7 | 0.019565
12814 | 10.8 | 1 | 365 | 12.2612 | 0.039032 | 12 | 0.30023
6933 | 7.395 | 1 | 365 | 8.3955 | 0.36145 | 8 | 0.75696
9916 | 9.69 | 1 | 365 | 11.001 | 0.23224 | 11 | 0.23326
7180 | 4.25 | 1 | 365 | 4.825 | 0.57554 | 5 | 0.40055
6929 | 6.885 | 1 | 365 | 7.8165 | 0.61238 | 8 | 0.4289
7656 | 4.59 | 1 | 365 | 5.211 | 0.74159 | 5 | 0.9526
7310 | 8.925 | 1 | 365 | 10.1325 | 0.60864 | 10 | 0.74116
11441 | 5.865 | 1 | 365 | 6.6585 | 0.11425 | 6 | 0.77276
49982 | 8.415 | 1 | 365 | 9.5535 | 0.85958 | 10 | 0.41309
7618 | 5.88 | 1 | 365 | 6.6755 | 0.1657 | 6 | 0.84124
10688 | 8.415 | 1 | 365 | 9.5535 | 0.85958 | 10 | 0.41309
23876 | 11.96 | 1 | 365 | 13.5781 | 0.017298 | 13 | 0.59544
14967 | 7.96 | 1 | 365 | 9.037 | 0.29914 | 9 | 0.33609
15030 | 4.725 | 1 | 365 | 5.3643 | 0.20458 | 5 | 0.56885
25165 | 6.725 | 1 | 365 | 7.6349 | 0.063657 | 7 | 0.69852
16052 | 5.215 | 1 | 365 | 5.9206 | 0.88505 | 6 | 0.80562
23927 | 10.965 | 1 | 365 | 12.4485 | 0.60491 | 13 | 0.053427
14957 | 6.725 | 1 | 365 | 7.6349 | 0.063657 | 7 | 0.69852
26045 | 3.47 | 1 | 365 | 3.9395 | 0.9005 | 4 | 0.83998
14981 | 9.96 | 1 | 365 | 11.3075 | 0.15822 | 11 | 0.46577
13722 | 6.325 | 1 | 365 | 7.1807 | 0.69184 | 7 | 0.87259
16023 | 9.065 | 1 | 365 | 10.2915 | 0.08878 | 10 | 0.38024
14575 | 3.675 | 1 | 365 | 4.1722 | 0.60356 | 4 | 0.77577
14476 | 11.45 | 1 | 365 | 12.9991 | 0.26823 | 13 | 0.26737
14687 | 5.725 | 1 | 365 | 6.4996 | 0.63412 | 7 | 0.13369
15005 | 5.98 | 1 | 365 | 6.7891 | 0.50865 | 7 | 0.29772
12669 | 4.16 | 1 | 365 | 4.7228 | 0.26689 | 4 | 0.98972
8981 | 5.1 | 1 | 365 | 5.79 | 0.49065 | 6 | 0.28066
58351 | 6 | 1 | 365 | 6.8118 | 0.57724 | 7 | 0.38902
11348 | 6.63 | 1 | 365 | 7.527 | 0.73785 | 8 | 0.26486
10567 | 5.355 | 1 | 365 | 6.0795 | 0.36519 | 6 | 0.4447
14669 | 5.98 | 1 | 365 | 6.7891 | 0.50865 | 7 | 0.29772
12916 | 5.67 | 1 | 365 | 6.4371 | 0.44549 | 6 | 0.88262
16466 | 5.4 | 1 | 365 | 6.1306 | 0.51952 | 6 | 0.65011
7199 | 5.5 | 1 | 365 | 6.2441 | 0.86247 | 7 | 0.1066
16042 | 8.47 | 1 | 365 | 9.616 | 0.048204 | 9 | 0.66416
6925 | 5.1 | 1 | 365 | 5.79 | 0.49065 | 6 | 0.28066
8130 | 7.905 | 1 | 365 | 8.9745 | 0.11051 | 9 | 0.085029
7649 | 8.67 | 1 | 365 | 9.843 | 0.73411 | 10 | 0.57713
18340 | 3.57 | 1 | 365 | 4.053 | 0.24346 | 4 | 0.29646
9896 | 8.925 | 1 | 365 | 10.1325 | 0.60864 | 10 | 0.74116
8491 | 5.355 | 1 | 365 | 6.0795 | 0.36519 | 6 | 0.4447
7311 | 6.63 | 1 | 365 | 7.527 | 0.73785 | 8 | 0.26486
10767 | 6.885 | 1 | 365 | 7.8165 | 0.61238 | 8 | 0.4289
14442 | 6.63 | 1 | 365 | 7.527 | 0.73785 | 8 | 0.26486
12923 | 2.04 | 1 | 365 | 2.316 | 0.99626 | 3 | 0.31227
12292 | 10.8 | 1 | 365 | 12.2612 | 0.039032 | 12 | 0.30023
59049 | 5.72 | 1 | 365 | 6.4939 | 0.61697 | 7 | 0.11086
11585 | 3.57 | 1 | 365 | 4.053 | 0.24346 | 4 | 0.29646
6921 | 4.59 | 1 | 365 | 5.211 | 0.74159 | 5 | 0.9526
12567 | 5.61 | 1 | 365 | 6.369 | 0.23972 | 6 | 0.60873
12624 | 9.18 | 1 | 365 | 10.422 | 0.48318 | 10 | 0.90519
10528 | 7.14 | 1 | 365 | 8.106 | 0.48692 | 8 | 0.59293
7171 | 2.55 | 1 | 365 | 2.895 | 0.74533 | 3 | 0.64033
11393 | 4.94 | 1 | 365 | 5.6084 | 0.94193 | 6 | 0.55029
67858 | 2.295 | 1 | 365 | 2.6055 | 0.87079 | 3 | 0.4763
14980 | 6.725 | 1 | 365 | 7.6349 | 0.063657 | 7 | 0.69852
15068 | 4.335 | 1 | 365 | 4.9215 | 0.86706 | 5 | 0.78856
6806 | 5.232 | 1 | 365 | 5.9399 | 0.94335 | 6 | 0.88322
37579 | 6.725 | 1 | 365 | 7.6349 | 0.063657 | 7 | 0.69852
22023 | 9.72 | 1 | 365 | 11.0351 | 0.12124 | 11 | 0.15632
7601 | 14.85 | 1 | 365 | 16.8591 | 0.92867 | 17 | 0.78781
7234 | 4.335 | 1 | 365 | 4.9215 | 0.86706 | 5 | 0.78856
6842 | 6.72 | 1 | 365 | 7.6292 | 0.046509 | 7 | 0.6757
14117 | 7.65 | 1 | 365 | 8.685 | 0.23598 | 8 | 0.921
16142 | 3.825 | 1 | 365 | 4.3425 | 0.11799 | 4 | 0.4605
18031 | 3.6 | 1 | 365 | 4.0871 | 0.34634 | 4 | 0.43341
6860 | 10.6 | 1 | 365 | 12.0341 | 0.35312 | 12 | 0.38726
7429 | 9.625 | 1 | 365 | 10.9272 | 0.0093225 | 10 | 0.93655
11510 | 6.63 | 1 | 365 | 7.527 | 0.73785 | 8 | 0.26486
9925 | 7.245 | 1 | 365 | 8.2252 | 0.84702 | 9 | 0.072237
7480 | 11.115 | 1 | 365 | 12.6188 | 0.11934 | 12 | 0.73815
7600 | 7.37 | 1 | 365 | 8.3671 | 0.27571 | 8 | 0.64284
7201 | 5.61 | 1 | 365 | 6.369 | 0.23972 | 6 | 0.60873
37144 | 3.3 | 1 | 365 | 3.7465 | 0.31748 | 4 | 0.063959
12331 | 10.725 | 1 | 365 | 12.176 | 0.78182 | 12 | 0.95787
7202 | 7.905 | 1 | 365 | 8.9745 | 0.11051 | 9 | 0.085029
6804 | 5.6 | 1 | 365 | 6.3577 | 0.20542 | 6 | 0.56308
9930 | 12.72 | 1 | 365 | 14.441 | 0.62375 | 15 | 0.064714
9958 | 11.22 | 1 | 365 | 12.738 | 0.47944 | 13 | 0.21746
6798 | 7.848 | 1 | 365 | 8.9098 | 0.91503 | 9 | 0.82483
10459 | 5.75 | 1 | 365 | 6.528 | 0.71985 | 7 | 0.24781
7626 | 9.52 | 1 | 365 | 10.808 | 0.64922 | 11 | 0.45724
8931 | 8.68 | 1 | 365 | 9.8544 | 0.76841 | 10 | 0.62278
2091 | 11 | 1 | 365 | 12.4883 | 0.72494 | 13 | 0.2132
2904 | 14.56 | 1 | 365 | 16.5299 | 0.9341 | 17 | 0.46401
8711 | 12 | 1 | 365 | 13.6236 | 0.15448 | 13 | 0.77803
11251 | 8.68 | 1 | 365 | 9.8544 | 0.76841 | 10 | 0.62278
9707 | 5.865 | 1 | 365 | 6.6585 | 0.11425 | 6 | 0.77276
77445 | 7.25 | 1 | 365 | 8.2309 | 0.86416 | 9 | 0.095061
15907 | 8.16 | 1 | 365 | 9.264 | 0.98505 | 10 | 0.24906
8714 | 5.61 | 1 | 365 | 6.369 | 0.23972 | 6 | 0.60873
15949 | 4.001 | 1 | 365 | 4.5423 | 0.72159 | 5 | 0.26391
20481 | 6.6 | 1 | 365 | 7.493 | 0.63496 | 8 | 0.12792
65217 | 4.8 | 1 | 365 | 5.4494 | 0.46179 | 5 | 0.91121
18651 | 6.213 | 1 | 365 | 7.0536 | 0.30773 | 7 | 0.36133
16868 | 5.06 | 1 | 365 | 5.7446 | 0.35347 | 6 | 0.09807
14243 | 8.04 | 1 | 365 | 9.1278 | 0.5735 | 9 | 0.70128
10788 | 9.36 | 1 | 365 | 10.6264 | 0.10049 | 10 | 0.72686
10453 | 6.24 | 1 | 365 | 7.0842 | 0.40033 | 7 | 0.48458
12881 | 5.5 | 1 | 365 | 6.2441 | 0.86247 | 7 | 0.1066
10151 | 6.12 | 1 | 365 | 6.948 | 0.98878 | 7 | 0.9368
12276 | 5.4 | 1 | 365 | 6.1306 | 0.51952 | 6 | 0.65011
11624 | 6.6 | 1 | 365 | 7.493 | 0.63496 | 8 | 0.12792
12412 | 4.335 | 1 | 365 | 4.9215 | 0.86706 | 5 | 0.78856
12538 | 7.8 | 1 | 365 | 8.8553 | 0.75041 | 9 | 0.60572
13705 | 5.2 | 1 | 365 | 5.9035 | 0.83361 | 6 | 0.73715
11852 | 5.1 | 1 | 365 | 5.79 | 0.49065 | 6 | 0.28066
15190 | 5.1 | 1 | 365 | 5.79 | 0.49065 | 6 | 0.28066
12856 | 9.435 | 1 | 365 | 10.7115 | 0.35771 | 11 | 0.069228
19963 | 7.65 | 1 | 365 | 8.685 | 0.23598 | 8 | 0.921
13956 | 6.375 | 1 | 365 | 7.2375 | 0.86332 | 8 | 0.10083
15111 | 8.525 | 1 | 365 | 9.6784 | 0.23683 | 9 | 0.91523
19355 | 8.28 | 1 | 365 | 9.4003 | 0.39659 | 9 | 0.79684
15952 | 7.2 | 1 | 365 | 8.1741 | 0.69269 | 8 | 0.86682
14906 | 4.725 | 1 | 365 | 5.3643 | 0.20458 | 5 | 0.56885
9537 | 10.2 | 1 | 365 | 11.58 | 0.98131 | 12 | 0.56133
22590 | 5.1 | 1 | 365 | 5.79 | 0.49065 | 6 | 0.28066
53705 | 3.315 | 1 | 365 | 3.7635 | 0.36893 | 4 | 0.13243
9478 | 2.25 | 1 | 365 | 2.5544 | 0.12066 | 2 | 0.67507
14250 | 4.25 | 1 | 365 | 4.825 | 0.57554 | 5 | 0.40055
51866 | 8.415 | 1 | 365 | 9.5535 | 0.85958 | 10 | 0.41309
12018 | 5.25 | 1 | 365 | 5.9603 | 0.005085 | 5 | 0.96539
16188 | 11 | 1 | 365 | 12.4883 | 0.72494 | 13 | 0.2132
15495 | 11.88 | 1 | 365 | 13.4873 | 0.74294 | 14 | 0.23025
8741 | 8.67 | 1 | 365 | 9.843 | 0.73411 | 10 | 0.57713
8852 | 4.69 | 1 | 365 | 5.3245 | 0.084543 | 5 | 0.40908
15911 | 6.885 | 1 | 365 | 7.8165 | 0.61238 | 8 | 0.4289
26876 | 7.5 | 1 | 365 | 8.5147 | 0.72155 | 9 | 0.23627
11301 | 5.2 | 1 | 365 | 5.9035 | 0.83361 | 6 | 0.73715
9434 | 5.4 | 1 | 365 | 6.1306 | 0.51952 | 6 | 0.65011
13801 | 13.75 | 1 | 365 | 15.6103 | 0.15617 | 15 | 0.76649
10342 | 6.48 | 1 | 365 | 7.3567 | 0.7475 | 8 | 0.10421
37148 | 9.81 | 1 | 365 | 11.1373 | 0.64379 | 11 | 0.78104
52035 | 7.75 | 1 | 365 | 8.7985 | 0.57893 | 9 | 0.37748
21782 | 5.67 | 1 | 365 | 6.4371 | 0.44549 | 6 | 0.88262
15647 | 3.25 | 1 | 365 | 3.6897 | 0.146 | 3 | 0.83572
19472 | 5 | 1 | 365 | 5.6765 | 0.1477 | 5 | 0.82418
10032 | 8.25 | 1 | 365 | 9.3662 | 0.29371 | 9 | 0.6599
18649 | 14.715 | 1 | 365 | 16.7059 | 0.46568 | 17 | 0.17156
9872 | 6.12 | 1 | 365 | 6.948 | 0.98878 | 7 | 0.9368
12357 | 7.848 | 1 | 365 | 8.9098 | 0.91503 | 9 | 0.82483
19028 | 4.48 | 1 | 365 | 5.0861 | 0.36434 | 5 | 0.45047
11296 | 6.05 | 1 | 365 | 6.8685 | 0.74872 | 7 | 0.61726
10401 | 7.425 | 1 | 365 | 8.4296 | 0.46433 | 8 | 0.89391
8901 | 8.829 | 1 | 365 | 10.0235 | 0.27941 | 10 | 0.30294
10197 | 12.375 | 1 | 365 | 14.0493 | 0.44056 | 14 | 0.48985
8902 | 8.8 | 1 | 365 | 9.9906 | 0.17995 | 10 | 0.17056
12019 | 10 | 1 | 365 | 11.353 | 0.2954 | 11 | 0.64836
23560 | 6.63 | 1 | 365 | 7.527 | 0.73785 | 8 | 0.26486
9861 | 6.9 | 1 | 365 | 7.8335 | 0.66383 | 8 | 0.49737
12323 | 7.395 | 1 | 365 | 8.3955 | 0.36145 | 8 | 0.75696
12159 | 6.12 | 1 | 365 | 6.948 | 0.98878 | 7 | 0.9368
12882 | 6.5 | 1 | 365 | 7.3794 | 0.29201 | 7 | 0.67143
14336 | 6.12 | 1 | 365 | 6.948 | 0.98878 | 7 | 0.9368
29973 | 9.9 | 1 | 365 | 11.2394 | 0.95245 | 12 | 0.19188
13768 | 9.18 | 1 | 365 | 10.422 | 0.48318 | 10 | 0.90519
12230 | 9.18 | 1 | 365 | 10.422 | 0.48318 | 10 | 0.90519
13946 | 5.355 | 1 | 365 | 6.0795 | 0.36519 | 6 | 0.4447
13775 | 5.61 | 1 | 365 | 6.369 | 0.23972 | 6 | 0.60873
47695 | 4.125 | 1 | 365 | 4.6831 | 0.14685 | 4 | 0.82995
22019 | 6.375 | 1 | 365 | 7.2375 | 0.86332 | 8 | 0.10083
17843 | 6.54 | 1 | 365 | 7.4248 | 0.42919 | 7 | 0.85403
17485 | 5.5 | 1 | 365 | 6.2441 | 0.86247 | 7 | 0.1066
9462 | 7.905 | 1 | 365 | 8.9745 | 0.11051 | 9 | 0.085029
12324 | 6.375 | 1 | 365 | 7.2375 | 0.86332 | 8 | 0.10083
13537 | 7.848 | 1 | 365 | 8.9098 | 0.91503 | 9 | 0.82483
9464 | 2.805 | 1 | 365 | 3.1845 | 0.61986 | 3 | 0.80436
22829 | 6.885 | 1 | 365 | 7.8165 | 0.61238 | 8 | 0.4289
21502 | 6.48 | 1 | 365 | 7.3567 | 0.22342 | 7 | 0.58014
12798 | 6.12 | 1 | 365 | 6.948 | 0.98878 | 7 | 0.9368
20466 | 3.825 | 1 | 365 | 4.3425 | 0.11799 | 4 | 0.4605
9468 | 7.395 | 1 | 365 | 8.3955 | 0.36145 | 8 | 0.75696
9905 | 5.1 | 1 | 365 | 5.79 | 0.49065 | 6 | 0.28066
23523 | 3.315 | 1 | 365 | 3.7635 | 0.36893 | 4 | 0.13243
8730 | 8.16 | 1 | 365 | 9.264 | 0.98505 | 10 | 0.24906
8747 | 9.18 | 1 | 365 | 10.422 | 0.48318 | 10 | 0.90519
12004 | 9.36 | 1 | 365 | 10.6264 | 0.10049 | 10 | 0.72686
21058 | 12.04 | 1 | 365 | 13.669 | 0.29166 | 13 | 0.96063
8744 | 6.12 | 1 | 365 | 6.948 | 0.98878 | 7 | 0.9368
9597 | 5.61 | 1 | 365 | 6.369 | 0.23972 | 6 | 0.60873
16299 | 4.86 | 1 | 365 | 5.5175 | 0.66756 | 6 | 0.1851
12187 | 9.435 | 1 | 365 | 10.7115 | 0.35771 | 11 | 0.069228
8843 | 4.59 | 1 | 365 | 5.211 | 0.74159 | 5 | 0.9526
9474 | 5.355 | 1 | 365 | 6.0795 | 0.18717 | 6 | 0.26668
12110 | 5.865 | 1 | 365 | 6.6585 | 0.11425 | 6 | 0.77276
10053 | 5.175 | 1 | 365 | 5.8752 | 0.74787 | 6 | 0.62303
10602 | 8.829 | 1 | 365 | 10.0235 | 0.27941 | 10 | 0.30294
53837 | 8.32 | 1 | 365 | 9.4457 | 0.53377 | 9 | 0.97944
9476 | 6.885 | 1 | 365 | 7.8165 | 0.61238 | 8 | 0.4289
19102 | 10.8 | 1 | 365 | 12.2612 | 0.039032 | 12 | 0.30023
10773 | 10.965 | 1 | 365 | 12.4485 | 0.60491 | 13 | 0.053427
15257 | 7.035 | 1 | 365 | 7.9868 | 0.12681 | 8 | 0.11362
18107 | 4.8 | 1 | 365 | 5.4494 | 0.46179 | 5 | 0.91121
13065 | 4.48 | 1 | 365 | 5.0861 | 0.36434 | 5 | 0.45047
9491 | 10.2 | 1 | 365 | 11.58 | 0.98131 | 12 | 0.56133
9718 | 7.65 | 1 | 365 | 8.685 | 0.23598 | 8 | 0.921
9953 | 2.805 | 1 | 365 | 3.1845 | 0.61986 | 3 | 0.80436
13806 | 5 | 1 | 365 | 5.6765 | 0.1477 | 5 | 0.82418
9686 | 7.25 | 1 | 365 | 8.2309 | 0.86416 | 9 | 0.095061
21897 | 4.76 | 1 | 365 | 5.404 | 0.32461 | 5 | 0.72862
8733 | 5.355 | 1 | 365 | 6.0795 | 0.36519 | 6 | 0.4447
10873 | 6 | 1 | 365 | 6.8118 | 0.57724 | 7 | 0.38902
9487 | 6.63 | 1 | 365 | 7.527 | 0.73785 | 8 | 0.26486
16734 | 7.848 | 1 | 365 | 8.9098 | 0.91503 | 9 | 0.82483
9884 | 7.65 | 1 | 365 | 8.685 | 0.23598 | 8 | 0.921
9493 | 3.825 | 1 | 365 | 4.3425 | 0.11799 | 4 | 0.4605
8718 | 4.08 | 1 | 365 | 4.632 | 0.99252 | 5 | 0.62453
16647 | 6.05 | 1 | 365 | 6.8685 | 0.74872 | 7 | 0.61726
8905 | 5.04 | 1 | 365 | 5.7219 | 0.28488 | 6 | 0.0067734
11608 | 7.425 | 1 | 365 | 8.4296 | 0.46433 | 8 | 0.89391
21993 | 7.848 | 1 | 365 | 8.9098 | 0.91503 | 9 | 0.82483
9829 | 4.845 | 1 | 365 | 5.5005 | 0.61612 | 6 | 0.11663
9066 | 7.425 | 1 | 365 | 8.4296 | 0.46433 | 8 | 0.89391
16680 | 6.54 | 1 | 365 | 7.4248 | 0.42919 | 7 | 0.85403
21054 | 7.521 | 1 | 365 | 8.5386 | 0.79357 | 9 | 0.33213
10690 | 11.22 | 1 | 365 | 12.738 | 0.47944 | 13 | 0.21746
17102 | 3.64 | 1 | 365 | 4.1325 | 0.48353 | 4 | 0.616
13863 | 7.02 | 1 | 365 | 7.9698 | 0.075371 | 8 | 0.045149
25518 | 4.95 | 1 | 365 | 5.6197 | 0.97622 | 6 | 0.59594
14328 | 8.829 | 1 | 365 | 10.0235 | 0.27941 | 10 | 0.30294
13210 | 11.22 | 1 | 365 | 12.738 | 0.47944 | 13 | 0.21746
12806 | 5.865 | 1 | 365 | 6.6585 | 0.11425 | 6 | 0.77276
13944 | 8.75 | 1 | 365 | 9.9338 | 0.008475 | 9 | 0.94231
14496 | 9.9 | 1 | 365 | 11.2394 | 0.95245 | 12 | 0.19188
16968 | 5.232 | 1 | 365 | 5.9399 | 0.94335 | 6 | 0.88322
13903 | 7.83 | 1 | 365 | 8.8894 | 0.8533 | 9 | 0.74267
17587 | 6.72 | 1 | 365 | 7.6292 | 0.046509 | 7 | 0.6757
14257 | 6.885 | 1 | 365 | 7.8165 | 0.61238 | 8 | 0.4289
15338 | 6.09 | 1 | 365 | 6.914 | 0.8859 | 7 | 0.79985
27232 | 6.12 | 1 | 365 | 6.948 | 0.98878 | 7 | 0.9368
13599 | 4.95 | 1 | 365 | 5.6197 | 0.97622 | 6 | 0.59594
27079 | 6.05 | 1 | 365 | 6.8685 | 0.74872 | 7 | 0.61726
9831 | 3.57 | 1 | 365 | 4.053 | 0.24346 | 4 | 0.29646
16830 | 9.156 | 1 | 365 | 10.3948 | 0.40087 | 10 | 0.79564
9458 | 2.295 | 1 | 365 | 2.6055 | 0.87079 | 3 | 0.4763
29727 | 4.98 | 1 | 365 | 5.6538 | 0.33372 | 5 | 0.9875
12797 | 4.08 | 1 | 365 | 4.632 | 0.99252 | 5 | 0.62453
42159 | 4.86 | 1 | 365 | 5.5175 | 0.66756 | 6 | 0.1851
12720 | 5.775 | 1 | 365 | 6.5563 | 0.80559 | 7 | 0.36193
15192 | 3.825 | 1 | 365 | 4.3425 | 0.11799 | 4 | 0.4605
15926 | 5.67 | 1 | 365 | 6.4371 | 0.44549 | 6 | 0.88262
12399 | 6.12 | 1 | 365 | 6.948 | 0.98878 | 7 | 0.9368
16639 | 9.18 | 1 | 365 | 10.422 | 0.48318 | 10 | 0.90519
12727 | 13.25 | 1 | 365 | 15.0427 | 0.4414 | 15 | 0.48408
10405 | 9.8 | 1 | 365 | 11.1259 | 0.60949 | 11 | 0.73539
9486 | 7.521 | 1 | 365 | 8.5386 | 0.79357 | 9 | 0.33213
12393 | 11.07 | 1 | 365 | 12.5677 | 0.96501 | 13 | 0.53273
19153 | 9.81 | 1 | 365 | 11.1373 | 0.64379 | 11 | 0.78104
56198 | 7.65 | 1 | 365 | 8.685 | 0.23598 | 8 | 0.921
46123 | 5.775 | 1 | 365 | 6.5563 | 0.80559 | 7 | 0.36193
15260 | 2.616 | 1 | 365 | 2.9699 | 0.97168 | 3 | 0.94161
13952 | 10.455 | 1 | 365 | 11.8695 | 0.85584 | 12 | 0.72536
12845 | 8.64 | 1 | 365 | 9.809 | 0.63123 | 10 | 0.44018
13076 | 6.75 | 1 | 365 | 7.6632 | 0.1494 | 7 | 0.81264
14287 | 6.21 | 1 | 365 | 7.0502 | 0.29744 | 7 | 0.34763
11137 | 4.905 | 1 | 365 | 5.5686 | 0.82189 | 6 | 0.39052
11005 | 8.415 | 1 | 365 | 9.5535 | 0.85958 | 10 | 0.41309
15902 | 7.65 | 1 | 365 | 8.685 | 0.23598 | 8 | 0.921
63742 | 5.32 | 1 | 365 | 6.0398 | 0.24515 | 6 | 0.28493
8954 | 6.16 | 1 | 365 | 6.9934 | 0.12597 | 7 | 0.11939
12734 | 7.02 | 1 | 365 | 7.9698 | 0.075371 | 8 | 0.045149
15652 | 6.5 | 1 | 365 | 7.3794 | 0.29201 | 7 | 0.67143
15976 | 5.2 | 1 | 365 | 5.9035 | 0.83361 | 6 | 0.73715
10680 | 3.825 | 1 | 365 | 4.3425 | 0.11799 | 4 | 0.4605
12162 | 9.1 | 1 | 365 | 10.3312 | 0.20881 | 10 | 0.54001
19635 | 5.52 | 1 | 365 | 6.2668 | 0.93106 | 7 | 0.19789
12249 | 7.83 | 1 | 365 | 8.8894 | 0.8533 | 9 | 0.74267
9378 | 10.2 | 1 | 365 | 11.58 | 0.98131 | 12 | 0.56133
77447 | 9.62 | 1 | 365 | 10.9215 | 0.99217 | 11 | 0.91372
16477 | 5.5 | 1 | 365 | 6.2441 | 0.86247 | 7 | 0.1066
11112 | 5.1 | 1 | 365 | 5.79 | 0.49065 | 6 | 0.28066
11315 | 7.848 | 1 | 365 | 8.9098 | 0.91503 | 9 | 0.82483
24615 | 3.27 | 1 | 365 | 3.7124 | 0.2146 | 3 | 0.92701
9439 | 6.195 | 1 | 365 | 7.0332 | 0.246 | 7 | 0.27916
10147 | 6.63 | 1 | 365 | 7.527 | 0.73785 | 8 | 0.26486
15671 | 5.5 | 1 | 365 | 6.2441 | 0.86247 | 7 | 0.1066
12013 | 7 | 1 | 365 | 7.9471 | 0.00678 | 7 | 0.95385
14142 | 6.885 | 1 | 365 | 7.8165 | 0.61238 | 8 | 0.4289
8720 | 3.57 | 1 | 365 | 4.053 | 0.24346 | 4 | 0.29646
9280 | 5.75 | 1 | 365 | 6.528 | 0.71985 | 7 | 0.24781
58956 | 5.355 | 1 | 365 | 6.0795 | 0.36519 | 6 | 0.4447
10444 | 8.58 | 1 | 365 | 9.7408 | 0.42545 | 10 | 0.16629
12850 | 2.08 | 1 | 365 | 2.3614 | 0.13344 | 2 | 0.49486
8900 | 3.3 | 1 | 365 | 3.7465 | 0.31748 | 4 | 0.063959
23153 | 5.1 | 1 | 365 | 5.79 | 0.49065 | 6 | 0.28066
11443 | 11.5 | 1 | 365 | 13.0559 | 0.43971 | 13 | 0.49561
16472 | 6.63 | 1 | 365 | 7.527 | 0.73785 | 8 | 0.26486
12500 | 6.12 | 1 | 365 | 6.948 | 0.98878 | 7 | 0.9368
13019 | 8.8 | 1 | 365 | 9.9906 | 0.17995 | 10 | 0.17056
15027 | 4.59 | 1 | 365 | 5.211 | 0.74159 | 5 | 0.9526
8782 | 7.245 | 1 | 365 | 8.2252 | 0.84702 | 9 | 0.072237
20816 | 6.72 | 1 | 365 | 7.6292 | 0.046509 | 7 | 0.6757
17673 | 6.6 | 1 | 365 | 7.493 | 0.63496 | 8 | 0.12792
9955 | 9.9 | 1 | 365 | 11.2394 | 0.95245 | 12 | 0.19188
16857 | 7.14 | 1 | 365 | 8.106 | 0.48692 | 8 | 0.59293
9076 | 6.63 | 1 | 365 | 7.527 | 0.73785 | 8 | 0.26486
22459 | 7.59 | 1 | 365 | 8.6169 | 0.030209 | 8 | 0.64711
9454 | 6.12 | 1 | 365 | 6.948 | 0.98878 | 7 | 0.9368
10107 | 8.8 | 1 | 365 | 9.9906 | 0.17995 | 10 | 0.17056
14578 | 9.69 | 1 | 365 | 11.001 | 0.23224 | 11 | 0.23326
57157 | 10.45 | 1 | 365 | 11.8638 | 0.83869 | 12 | 0.70254
8914 | 8.415 | 1 | 365 | 9.5535 | 0.85958 | 10 | 0.41309
29742 | 4.578 | 1 | 365 | 5.1974 | 0.70043 | 5 | 0.89782
12866 | 9.156 | 1 | 365 | 10.3948 | 0.40087 | 10 | 0.79564
12014 | 5.2 | 1 | 365 | 5.9035 | 0.83361 | 6 | 0.73715
8719 | 6.12 | 1 | 365 | 6.948 | 0.98878 | 7 | 0.9368
10845 | 2.295 | 1 | 365 | 2.6055 | 0.87079 | 3 | 0.4763
16483 | 14.3 | 1 | 365 | 16.2347 | 0.042422 | 16 | 0.27715
11421 | 13.005 | 1 | 365 | 14.7645 | 0.60117 | 15 | 0.36569
53044 | 9.156 | 1 | 365 | 10.3948 | 0.40087 | 10 | 0.79564
8725 | 7.905 | 1 | 365 | 8.9745 | 0.11051 | 9 | 0.085029
13976 | 11.445 | 1 | 365 | 12.9935 | 0.25109 | 13 | 0.24455
42987 | 6.27 | 1 | 365 | 7.1183 | 0.50322 | 7 | 0.62152
77448 | 6.76 | 1 | 365 | 7.6746 | 0.18369 | 7 | 0.85829
16441 | 7.75 | 1 | 365 | 8.7985 | 0.57893 | 9 | 0.37748
17522 | 4.75 | 1 | 365 | 5.3927 | 0.29031 | 5 | 0.68297
10743 | 3.315 | 1 | 365 | 3.7635 | 0.36893 | 4 | 0.13243
29466 | 9.52 | 1 | 365 | 10.808 | 0.64922 | 11 | 0.45724
14673 | 3.924 | 1 | 365 | 4.4549 | 0.45751 | 4 | 0.91242
8918 | 8.25 | 1 | 365 | 9.3662 | 0.29371 | 9 | 0.6599
20430 | 5.175 | 1 | 365 | 5.8752 | 0.74787 | 6 | 0.62303
12229 | 8.16 | 1 | 365 | 9.264 | 0.98505 | 10 | 0.24906
18940 | 5.47 | 1 | 365 | 6.2101 | 0.75958 | 6 | 0.96965
14490 | 5.215 | 1 | 365 | 5.9206 | 0.88505 | 6 | 0.80562
24725 | 6.12 | 1 | 365 | 6.948 | 0.98878 | 7 | 0.9368
9944 | 7.905 | 1 | 365 | 8.9745 | 0.11051 | 9 | 0.085029
22146 | 5.98 | 1 | 365 | 6.7891 | 0.50865 | 7 | 0.29772
14038 | 6.885 | 1 | 365 | 7.8165 | 0.61238 | 8 | 0.4289
24329 | 6.725 | 1 | 365 | 7.6349 | 0.063657 | 7 | 0.69852
20252 | 8.25 | 1 | 365 | 9.3662 | 0.29371 | 9 | 0.6599
26182 | 3.725 | 1 | 365 | 4.229 | 0.77504 | 5 | 0.0040141
15055 | 11.96 | 1 | 365 | 13.5781 | 0.017298 | 13 | 0.59544
15947 | 6.375 | 1 | 365 | 7.2375 | 0.86332 | 8 | 0.10083
29044 | 9.215 | 1 | 365 | 10.4618 | 0.60321 | 11 | 0.064964
36722 | 5.215 | 1 | 365 | 5.9206 | 0.88505 | 6 | 0.80562
14619 | 5.395 | 1 | 365 | 6.1249 | 0.50237 | 6 | 0.62729
21293 | 3.6 | 1 | 365 | 4.0871 | 0.34634 | 4 | 0.43341
53936 | 5.25 | 1 | 365 | 5.9603 | 0.005085 | 5 | 0.96539
18880 | 11.04 | 1 | 365 | 12.5337 | 0.86212 | 13 | 0.39579
15195 | 5.94 | 1 | 365 | 6.7437 | 0.37147 | 7 | 0.11513
21400 | 6.9 | 1 | 365 | 7.8335 | 0.66383 | 8 | 0.49737
12569 | 4.335 | 1 | 365 | 4.9215 | 0.86706 | 5 | 0.78856
18892 | 7.59 | 1 | 365 | 8.6169 | 0.030209 | 8 | 0.64711
24724 | 5.72 | 1 | 365 | 6.4939 | 0.61697 | 7 | 0.11086
15312 | 7.14 | 1 | 365 | 8.106 | 0.48692 | 8 | 0.59293
17903 | 6.5 | 1 | 365 | 7.3794 | 0.29201 | 7 | 0.67143
13686 | 5.04 | 1 | 365 | 5.7219 | 0.28488 | 6 | 0.0067734
12025 | 4.95 | 1 | 365 | 5.6197 | 0.97622 | 6 | 0.59594
12496 | 8.37 | 1 | 365 | 9.5024 | 0.70525 | 10 | 0.20768
58465 | 4.95 | 1 | 365 | 5.6197 | 0.97622 | 6 | 0.59594
16984 | 6.12 | 1 | 365 | 6.948 | 0.98878 | 7 | 0.9368
19052 | 8.1 | 1 | 365 | 9.1959 | 0.77927 | 9 | 0.97517
26658 | 3.52 | 1 | 365 | 3.9962 | 0.071981 | 4 | 0.068223
52194 | 6.12 | 1 | 365 | 6.948 | 0.98878 | 7 | 0.9368
10618 | 3.06 | 1 | 365 | 3.474 | 0.49439 | 3 | 0.9684
8753 | 9 | 1 | 365 | 10.2177 | 0.86586 | 11 | 0.083524
9053 | 6 | 1 | 365 | 6.8118 | 0.57724 | 7 | 0.38902
23770 | 4.675 | 1 | 365 | 5.3075 | 0.033099 | 5 | 0.34061
32350 | 14.85 | 1 | 365 | 16.8591 | 0.92867 | 17 | 0.78781
8724 | 7.14 | 1 | 365 | 8.106 | 0.48692 | 8 | 0.59293
13640 | 4.845 | 1 | 365 | 5.5005 | 0.61612 | 6 | 0.11663
53099 | 8.04 | 1 | 365 | 9.1278 | 0.5735 | 9 | 0.70128
13888 | 5.1 | 1 | 365 | 5.79 | 0.49065 | 6 | 0.28066
15574 | 5.4 | 1 | 365 | 6.1306 | 0.51952 | 6 | 0.65011
12281 | 8.37 | 1 | 365 | 9.5024 | 0.70525 | 10 | 0.20768
24321 | 5.4 | 1 | 365 | 6.1306 | 0.51952 | 6 | 0.65011
13353 | 13.44 | 1 | 365 | 15.2584 | 0.093018 | 15 | 0.3514
17899 | 12.15 | 1 | 365 | 13.7938 | 0.66891 | 14 | 0.46276
13656 | 6.03 | 1 | 365 | 6.8458 | 0.68013 | 7 | 0.52596
16795 | 4.5 | 1 | 365 | 5.1088 | 0.43293 | 5 | 0.54176
9483 | 7.14 | 1 | 365 | 8.106 | 0.48692 | 8 | 0.59293
23117 | 2.55 | 1 | 365 | 2.895 | 0.74533 | 3 | 0.64033
9498 | 9.945 | 1 | 365 | 11.2905 | 0.10678 | 11 | 0.39729
12550 | 4.845 | 1 | 365 | 5.5005 | 0.61612 | 6 | 0.11663
15942 | 7.65 | 1 | 365 | 8.685 | 0.23598 | 8 | 0.921
17450 | 14.145 | 1 | 365 | 16.0588 | 0.51084 | 16 | 0.56961
62161 | 6.885 | 1 | 365 | 7.8165 | 0.61238 | 8 | 0.4289
11026 | 5 | 1 | 365 | 5.6765 | 0.1477 | 5 | 0.82418
17921 | 7.905 | 1 | 365 | 8.9745 | 0.11051 | 9 | 0.085029
12568 | 8.415 | 1 | 365 | 9.5535 | 0.85958 | 10 | 0.41309
16835 | 3.57 | 1 | 365 | 4.053 | 0.24346 | 4 | 0.29646
19502 | 8.75 | 1 | 365 | 9.9338 | 0.008475 | 9 | 0.94231
12391 | 6.375 | 1 | 365 | 7.2375 | 0.86332 | 8 | 0.10083
12929 | 7.705 | 1 | 365 | 8.7475 | 0.42461 | 9 | 0.17206
8857 | 9.81 | 1 | 365 | 11.1373 | 0.64379 | 11 | 0.78104
17315 | 5.25 | 1 | 365 | 5.9603 | 0.005085 | 5 | 0.96539
37426 | 14.85 | 1 | 365 | 16.8591 | 0.92867 | 17 | 0.78781
24545 | 5 | 1 | 365 | 5.6765 | 0.1477 | 5 | 0.82418
14818 | 8.4 | 1 | 365 | 9.5365 | 0.80814 | 10 | 0.34462
11558 | 6.48 | 1 | 365 | 7.3567 | 0.22342 | 7 | 0.58014
9470 | 11.985 | 1 | 365 | 13.6065 | 0.10304 | 13 | 0.70956
77449 | 6.25 | 1 | 365 | 7.0956 | 0.43462 | 7 | 0.53022
15770 | 5.225 | 1 | 365 | 5.9319 | 0.91935 | 6 | 0.85127
9433 | 7.29 | 1 | 365 | 8.2763 | 0.0013466 | 8 | 0.27765
8716 | 2.75 | 1 | 365 | 3.1221 | 0.43124 | 3 | 0.5533
12559 | 3.06 | 1 | 365 | 3.474 | 0.49439 | 3 | 0.9684
8906 | 12.24 | 1 | 365 | 13.896 | 0.97757 | 14 | 0.87359
8907 | 4.845 | 1 | 365 | 5.5005 | 0.61612 | 6 | 0.11663
15649 | 12.25 | 1 | 365 | 13.9074 | 0.011865 | 13 | 0.91924
11955 | 7.65 | 1 | 365 | 8.685 | 0.23598 | 8 | 0.921
8908 | 8.1 | 1 | 365 | 9.1959 | 0.77927 | 9 | 0.97517
14743 | 4.8 | 1 | 365 | 5.4494 | 0.46179 | 5 | 0.91121
8723 | 3.57 | 1 | 365 | 4.053 | 0.24346 | 4 | 0.29646
13509 | 6.12 | 1 | 365 | 6.948 | 0.98878 | 7 | 0.9368
23167 | 9.72 | 1 | 365 | 11.0351 | 0.33513 | 11 | 0.37021
14132 | 4.42 | 1 | 365 | 5.018 | 0.15857 | 5 | 0.17658
8729 | 5.865 | 1 | 365 | 6.6585 | 0.11425 | 6 | 0.77276
14281 | 4.335 | 1 | 365 | 4.9215 | 0.86706 | 5 | 0.78856
15306 | 11.22 | 1 | 365 | 12.738 | 0.47944 | 13 | 0.21746
15639 | 9.75 | 1 | 365 | 11.0691 | 0.43801 | 11 | 0.50715
9900 | 5.61 | 1 | 365 | 6.369 | 0.23972 | 6 | 0.60873
14295 | 11.475 | 1 | 365 | 13.0275 | 0.35397 | 13 | 0.38149
11587 | 8.67 | 1 | 365 | 9.843 | 0.73411 | 10 | 0.57713
14292 | 7.15 | 1 | 365 | 8.1174 | 0.52121 | 8 | 0.63858
17653 | 9.075 | 1 | 365 | 10.3028 | 0.12308 | 10 | 0.42589
14984 | 8.47 | 1 | 365 | 9.616 | 0.048204 | 9 | 0.66416
8822 | 4.83 | 1 | 365 | 5.4835 | 0.56468 | 6 | 0.048158
8866 | 4.83 | 1 | 365 | 5.4835 | 0.56468 | 6 | 0.048158
16456 | 6.21 | 1 | 365 | 7.0502 | 0.29744 | 7 | 0.34763
15058 | 3.825 | 1 | 365 | 4.3425 | 0.11799 | 4 | 0.4605
14797 | 3.5 | 1 | 365 | 3.9735 | 0.00339 | 3 | 0.97693
19023 | 6.05 | 1 | 365 | 6.8685 | 0.74872 | 7 | 0.61726
8728 | 3.57 | 1 | 365 | 4.053 | 0.24346 | 4 | 0.29646
18561 | 11.44 | 1 | 365 | 12.9878 | 0.23394 | 13 | 0.22172
10096 | 6.72 | 1 | 365 | 7.6292 | 0.046509 | 7 | 0.6757
14675 | 8.4 | 1 | 365 | 9.5365 | 0.80814 | 10 | 0.34462
8804 | 5.61 | 1 | 365 | 6.369 | 0.23972 | 6 | 0.60873
9049 | 8.67 | 1 | 365 | 9.843 | 0.73411 | 10 | 0.57713
10772 | 3.315 | 1 | 365 | 3.7635 | 0.36893 | 4 | 0.13243
15783 | 8.67 | 1 | 365 | 9.843 | 0.73411 | 10 | 0.57713
9067 | 8.12 | 1 | 365 | 9.2186 | 0.84786 | 10 | 0.066468
21987 | 6.867 | 1 | 365 | 7.7961 | 0.55065 | 8 | 0.34673
10582 | 12.06 | 1 | 365 | 13.6917 | 0.36025 | 14 | 0.051922
15637 | 7.65 | 1 | 365 | 8.685 | 0.23598 | 8 | 0.921
8820 | 5.175 | 1 | 365 | 5.8752 | 0.74787 | 6 | 0.62303
15188 | 2.75 | 1 | 365 | 3.1221 | 0.43124 | 3 | 0.5533
13900 | 6 | 1 | 365 | 6.8118 | 0.57724 | 7 | 0.38902
8869 | 7.32 | 1 | 365 | 8.3104 | 0.10423 | 8 | 0.4146
9270 | 3.57 | 1 | 365 | 4.053 | 0.24346 | 4 | 0.29646
8863 | 6.867 | 1 | 365 | 7.7961 | 0.55065 | 8 | 0.34673
10191 | 6.48 | 1 | 365 | 7.3567 | 0.22342 | 7 | 0.58014
11007 | 4.845 | 1 | 365 | 5.5005 | 0.61612 | 6 | 0.11663
11334 | 5.94 | 1 | 365 | 6.7437 | 0.37147 | 7 | 0.11513
8800 | 8.415 | 1 | 365 | 9.5535 | 0.85958 | 10 | 0.41309
8734 | 3.06 | 1 | 365 | 3.474 | 0.49439 | 3 | 0.9684
22520 | 8.1 | 1 | 365 | 9.1959 | 0.77927 | 9 | 0.97517
11865 | 5.175 | 1 | 365 | 5.8752 | 0.74787 | 6 | 0.62303
9079 | 5.865 | 1 | 365 | 6.6585 | 0.11425 | 6 | 0.77276
25217 | 5.232 | 1 | 365 | 5.9399 | 0.94335 | 6 | 0.88322
11632 | 9.81 | 1 | 365 | 11.1373 | 0.64379 | 11 | 0.78104
16646 | 6.05 | 1 | 365 | 6.8685 | 0.74872 | 7 | 0.61726
9490 | 6.12 | 1 | 365 | 6.948 | 0.98878 | 7 | 0.9368
9919 | 9.435 | 1 | 365 | 10.7115 | 0.35771 | 11 | 0.069228
13812 | 6 | 1 | 365 | 6.8118 | 0.57724 | 7 | 0.38902
19061 | 6.375 | 1 | 365 | 7.2375 | 0.86332 | 8 | 0.10083
13624 | 8.58 | 1 | 365 | 9.7408 | 0.42545 | 10 | 0.16629
9501 | 6.12 | 1 | 365 | 6.948 | 0.98878 | 7 | 0.9368
8792 | 13.8 | 1 | 365 | 15.6671 | 0.32765 | 15 | 0.99474
11763 | 3.025 | 1 | 365 | 3.4343 | 0.37436 | 3 | 0.80863
17975 | 4.5 | 1 | 365 | 5.1088 | 0.43293 | 5 | 0.54176
50883 | 9.72 | 1 | 365 | 11.0351 | 0.33513 | 11 | 0.37021
9776 | 8.415 | 1 | 365 | 9.5535 | 0.85958 | 10 | 0.41309
12479 | 7.65 | 1 | 365 | 8.685 | 0.23598 | 8 | 0.921
16352 | 7.155 | 1 | 365 | 8.123 | 0.53836 | 8 | 0.6614
9671 | 8.925 | 1 | 365 | 10.1325 | 0.60864 | 10 | 0.74116
9540 | 7.56 | 1 | 365 | 8.5828 | 0.92732 | 9 | 0.51016
9545 | 6.72 | 1 | 365 | 7.6292 | 0.046509 | 7 | 0.6757
9509 | 5.1 | 1 | 365 | 5.79 | 0.49065 | 6 | 0.28066
12236 | 5.4 | 1 | 365 | 6.1306 | 0.51952 | 6 | 0.65011
12571 | 6.63 | 1 | 365 | 7.527 | 0.73785 | 8 | 0.26486
14054 | 9.435 | 1 | 365 | 10.7115 | 0.35771 | 11 | 0.069228
21304 | 7 | 1 | 365 | 7.9471 | 0.00678 | 7 | 0.95385
12378 | 8.67 | 1 | 365 | 9.843 | 0.73411 | 10 | 0.57713
12366 | 4.845 | 1 | 365 | 5.5005 | 0.61612 | 6 | 0.11663
14582 | 5.61 | 1 | 365 | 6.369 | 0.23972 | 6 | 0.60873
23312 | 5.47 | 1 | 365 | 6.2101 | 0.75958 | 6 | 0.96965
12563 | 7.14 | 1 | 365 | 8.106 | 0.48692 | 8 | 0.59293
15897 | 4.335 | 1 | 365 | 4.9215 | 0.86706 | 5 | 0.78856
23875 | 4.98 | 1 | 365 | 5.6538 | 0.079109 | 5 | 0.73288
9531 | 15 | 1 | 365 | 17.0294 | 0.4431 | 17 | 0.47254
21237 | 5.215 | 1 | 365 | 5.9206 | 0.88505 | 6 | 0.80562
21245 | 4.725 | 1 | 365 | 5.3643 | 0.20458 | 5 | 0.56885
21611 | 8.47 | 1 | 365 | 9.616 | 0.048204 | 9 | 0.66416
22739 | 7.96 | 1 | 365 | 9.037 | 0.29914 | 9 | 0.33609
23315 | 3.47 | 1 | 365 | 3.9395 | 0.9005 | 4 | 0.83998
46647 | 5.61 | 1 | 365 | 6.369 | 0.23972 | 6 | 0.60873
31319 | 12.426 | 1 | 365 | 14.1072 | 0.61546 | 14 | 0.72265
22707 | 5.725 | 1 | 365 | 6.4996 | 0.63412 | 7 | 0.13369
16819 | 9.18 | 1 | 365 | 10.422 | 0.48318 | 10 | 0.90519
23013 | 6.725 | 1 | 365 | 7.6349 | 0.063657 | 7 | 0.69852
20093 | 5.47 | 1 | 365 | 6.2101 | 0.75958 | 6 | 0.96965
13860 | 5.1 | 1 | 365 | 5.79 | 0.49065 | 6 | 0.28066
15101 | 8.47 | 1 | 365 | 9.616 | 0.048204 | 9 | 0.66416
20539 | 6.725 | 1 | 365 | 7.6349 | 0.063657 | 7 | 0.69852
20088 | 8.705 | 1 | 365 | 9.8828 | 0.85415 | 10 | 0.7369
47242 | 7.395 | 1 | 365 | 8.3955 | 0.36145 | 8 | 0.75696
16068 | 6.725 | 1 | 365 | 7.6349 | 0.063657 | 7 | 0.69852
26253 | 6.47 | 1 | 365 | 7.3454 | 0.18912 | 7 | 0.53449
15063 | 9.705 | 1 | 365 | 11.018 | 0.28369 | 11 | 0.30173
26898 | 4.59 | 1 | 365 | 5.211 | 0.74159 | 5 | 0.9526
23308 | 6.725 | 1 | 365 | 7.6349 | 0.063657 | 7 | 0.69852
9481 | 8.16 | 1 | 365 | 9.264 | 0.98505 | 10 | 0.24906
17302 | 7.75 | 1 | 365 | 8.7985 | 0.57893 | 9 | 0.37748
11471 | 5.5 | 1 | 365 | 6.2441 | 0.86247 | 7 | 0.1066
20685 | 4.95 | 1 | 365 | 5.6197 | 0.97622 | 6 | 0.59594
11910 | 8.32 | 1 | 365 | 9.4457 | 0.53377 | 9 | 0.97944
9525 | 4.845 | 1 | 365 | 5.5005 | 0.61612 | 6 | 0.11663
13209 | 7.7 | 1 | 365 | 8.7418 | 0.40746 | 9 | 0.14924
60197 | 7.28 | 1 | 365 | 8.265 | 0.96705 | 9 | 0.23201
9506 | 4.59 | 1 | 365 | 5.211 | 0.74159 | 5 | 0.9526
15900 | 5.1 | 1 | 365 | 5.79 | 0.49065 | 6 | 0.28066
11627 | 8.625 | 1 | 365 | 9.7919 | 0.57978 | 10 | 0.37171
15648 | 8.75 | 1 | 365 | 9.9338 | 0.008475 | 9 | 0.94231
10140 | 6.12 | 1 | 365 | 6.948 | 0.98878 | 7 | 0.9368
16201 | 7.975 | 1 | 365 | 9.054 | 0.35058 | 9 | 0.40457
11483 | 13.44 | 1 | 365 | 15.2584 | 0.093018 | 15 | 0.3514
14554 | 7.56 | 1 | 365 | 8.5828 | 0.92732 | 9 | 0.51016
9482 | 6.6 | 1 | 365 | 7.493 | 0.63496 | 8 | 0.12792
19622 | 8.625 | 1 | 365 | 9.7919 | 0.57978 | 10 | 0.37171
49985 | 10.14 | 1 | 365 | 11.5119 | 0.77554 | 12 | 0.28744
19404 | 6 | 1 | 365 | 6.8118 | 0.57724 | 7 | 0.38902
14568 | 9.435 | 1 | 365 | 10.7115 | 0.35771 | 11 | 0.069228
26385 | 4.125 | 1 | 365 | 4.6831 | 0.14685 | 4 | 0.82995
16843 | 6.375 | 1 | 365 | 7.2375 | 0.86332 | 8 | 0.10083
18215 | 6.16 | 1 | 365 | 6.9934 | 0.12597 | 7 | 0.11939
19700 | 7.848 | 1 | 365 | 8.9098 | 0.91503 | 9 | 0.82483
9538 | 8.829 | 1 | 365 | 10.0235 | 0.27941 | 10 | 0.30294
14415 | 8.47 | 1 | 365 | 9.616 | 0.048204 | 9 | 0.66416
14062 | 7.65 | 1 | 365 | 8.685 | 0.23598 | 8 | 0.921
77850 | 7.14 | 1 | 365 | 8.106 | 0.48692 | 8 | 0.59293
12721 | 5.5 | 1 | 365 | 6.2441 | 0.86247 | 7 | 0.1066
16560 | 2.7 | 1 | 365 | 3.0653 | 0.25976 | 3 | 0.32506
14279 | 14.535 | 1 | 365 | 16.5015 | 0.84836 | 17 | 0.34989
18204 | 10.8 | 1 | 365 | 12.2612 | 0.039032 | 12 | 0.30023
9888 | 5.1 | 1 | 365 | 5.79 | 0.49065 | 6 | 0.28066
9913 | 5.1 | 1 | 365 | 5.79 | 0.49065 | 6 | 0.28066
20728 | 13.77 | 1 | 365 | 15.633 | 0.22477 | 15 | 0.85779
24225 | 8.175 | 1 | 365 | 9.281 | 0.03649 | 9 | 0.31753
16479 | 12.75 | 1 | 365 | 14.475 | 0.72663 | 15 | 0.20166
11962 | 9.435 | 1 | 365 | 10.7115 | 0.35771 | 11 | 0.069228
18526 | 8.4 | 1 | 365 | 9.5365 | 0.80814 | 10 | 0.34462
11512 | 7.7 | 1 | 365 | 8.7418 | 0.40746 | 9 | 0.14924
12332 | 8.525 | 1 | 365 | 9.6784 | 0.23683 | 9 | 0.91523
10607 | 7.425 | 1 | 365 | 8.4296 | 0.46433 | 8 | 0.89391
11270 | 6.885 | 1 | 365 | 7.8165 | 0.61238 | 8 | 0.4289
24616 | 5.232 | 1 | 365 | 5.9399 | 0.94335 | 6 | 0.88322
13454 | 8.96 | 1 | 365 | 10.1723 | 0.72868 | 10 | 0.90093
16633 | 9.81 | 1 | 365 | 11.1373 | 0.64379 | 11 | 0.78104
24326 | 7.14 | 1 | 365 | 8.106 | 0.48692 | 8 | 0.59293
11379 | 3.06 | 1 | 365 | 3.474 | 0.49439 | 3 | 0.9684
16524 | 6.12 | 1 | 365 | 6.948 | 0.98878 | 7 | 0.9368
21576 | 3.135 | 1 | 365 | 3.5592 | 0.75161 | 4 | 0.31076
20999 | 7.14 | 1 | 365 | 8.106 | 0.48692 | 8 | 0.59293
10137 | 5.61 | 1 | 365 | 6.369 | 0.23972 | 6 | 0.60873
19399 | 12.22 | 1 | 365 | 13.8733 | 0.90898 | 14 | 0.7823
10760 | 9.9 | 1 | 365 | 11.2394 | 0.95245 | 12 | 0.19188
9484 | 7.7 | 1 | 365 | 8.7418 | 0.40746 | 9 | 0.14924
13614 | 6.84 | 1 | 365 | 7.7654 | 0.45805 | 8 | 0.22348
23034 | 4.59 | 1 | 365 | 5.211 | 0.74159 | 5 | 0.9526
24731 | 4.25 | 1 | 365 | 4.825 | 0.57554 | 5 | 0.40055
9430 | 9.81 | 1 | 365 | 11.1373 | 0.64379 | 11 | 0.78104
9549 | 9.8 | 1 | 365 | 11.1259 | 0.60949 | 11 | 0.73539
11631 | 8.1 | 1 | 365 | 9.1959 | 0.77927 | 9 | 0.97517
12325 | 8.64 | 1 | 365 | 9.809 | 0.63123 | 10 | 0.44018
20182 | 4.335 | 1 | 365 | 4.9215 | 0.86706 | 5 | 0.78856
13015 | 5.61 | 1 | 365 | 6.369 | 0.23972 | 6 | 0.60873
9534 | 5.04 | 1 | 365 | 5.7219 | 0.28488 | 6 | 0.0067734
15002 | 2.7 | 1 | 365 | 3.0653 | 0.25976 | 3 | 0.32506
14055 | 6.12 | 1 | 365 | 6.948 | 0.98878 | 7 | 0.9368
77790 | 3.315 | 1 | 365 | 3.7635 | 0.36893 | 4 | 0.13243
16635 | 8.4 | 1 | 365 | 9.5365 | 0.80814 | 10 | 0.34462
9436 | 8.25 | 1 | 365 | 9.3662 | 0.29371 | 9 | 0.6599
9821 | 10.965 | 1 | 365 | 12.4485 | 0.60491 | 13 | 0.053427
18510 | 11.985 | 1 | 365 | 13.6065 | 0.10304 | 13 | 0.70956
14061 | 5.1 | 1 | 365 | 5.79 | 0.49065 | 6 | 0.28066
10699 | 9.69 | 1 | 365 | 11.001 | 0.23224 | 11 | 0.23326
9867 | 3.315 | 1 | 365 | 3.7635 | 0.36893 | 4 | 0.13243
20444 | 5.865 | 1 | 365 | 6.6585 | 0.11425 | 6 | 0.77276
14059 | 7.395 | 1 | 365 | 8.3955 | 0.36145 | 8 | 0.75696
14347 | 2.7 | 1 | 365 | 3.0653 | 0.25976 | 3 | 0.32506
20064 | 8.91 | 1 | 365 | 10.1155 | 0.5572 | 10 | 0.67269
14053 | 4.59 | 1 | 365 | 5.211 | 0.74159 | 5 | 0.9526
16621 | 4.4 | 1 | 365 | 4.9953 | 0.089976 | 5 | 0.085278
13459 | 8.4 | 1 | 365 | 9.5365 | 0.80814 | 10 | 0.34462
23021 | 5.215 | 1 | 365 | 5.9206 | 0.88505 | 6 | 0.80562
12361 | 7.14 | 1 | 365 | 8.106 | 0.48692 | 8 | 0.59293
18914 | 6.12 | 1 | 365 | 6.948 | 0.98878 | 7 | 0.9368
10141 | 6.63 | 1 | 365 | 7.527 | 0.73785 | 8 | 0.26486
51837 | 10.2 | 1 | 365 | 11.58 | 0.98131 | 12 | 0.56133
11008 | 5.355 | 1 | 365 | 6.0795 | 0.36519 | 6 | 0.4447
10134 | 12.75 | 1 | 365 | 14.475 | 0.72663 | 15 | 0.20166
23525 | 8.925 | 1 | 365 | 10.1325 | 0.60864 | 10 | 0.74116
15056 | 9.18 | 1 | 365 | 10.422 | 0.48318 | 10 | 0.90519
9816 | 9.435 | 1 | 365 | 10.7115 | 0.35771 | 11 | 0.069228
13350 | 7.035 | 1 | 365 | 7.9868 | 0.12681 | 8 | 0.11362
11759 | 8.91 | 1 | 365 | 10.1155 | 0.5572 | 10 | 0.67269
51871 | 4.5 | 1 | 365 | 5.1088 | 0.43293 | 5 | 0.54176
9477 | 5.1 | 1 | 365 | 5.79 | 0.49065 | 6 | 0.28066
10840 | 5.1 | 1 | 365 | 5.79 | 0.49065 | 6 | 0.28066
11378 | 8.745 | 1 | 365 | 9.9282 | 0.99133 | 10 | 0.91949
10122 | 7.905 | 1 | 365 | 8.9745 | 0.11051 | 9 | 0.085029
11200 | 5.886 | 1 | 365 | 6.6824 | 0.18627 | 6 | 0.86862
50790 | 10.71 | 1 | 365 | 12.159 | 0.37433 | 12 | 0.53335
10124 | 6.63 | 1 | 365 | 7.527 | 0.73785 | 8 | 0.26486
10774 | 4.335 | 1 | 365 | 4.9215 | 0.86706 | 5 | 0.78856
21409 | 11.73 | 1 | 365 | 13.317 | 0.2285 | 13 | 0.54553
15904 | 4.335 | 1 | 365 | 4.9215 | 0.86706 | 5 | 0.78856
16098 | 4.47 | 1 | 365 | 5.0748 | 0.33004 | 5 | 0.40482
19103 | 5.61 | 1 | 365 | 6.369 | 0.23972 | 6 | 0.60873
9543 | 5.865 | 1 | 365 | 6.6585 | 0.11425 | 6 | 0.77276
13653 | 7.395 | 1 | 365 | 8.3955 | 0.36145 | 8 | 0.75696
13684 | 6.9 | 1 | 365 | 7.8335 | 0.66383 | 8 | 0.49737
15932 | 5.355 | 1 | 365 | 6.0795 | 0.36519 | 6 | 0.4447
33004 | 9.5 | 1 | 365 | 10.7853 | 0.58063 | 11 | 0.36594
14100 | 6.89 | 1 | 365 | 7.8222 | 0.62953 | 8 | 0.45172
13373 | 4.02 | 1 | 365 | 4.5639 | 0.78675 | 5 | 0.35064
14999 | 14.31 | 1 | 365 | 16.2461 | 0.076717 | 16 | 0.3228
12749 | 8.415 | 1 | 365 | 9.5535 | 0.85958 | 10 | 0.41309
22769 | 8.175 | 1 | 365 | 9.281 | 0.03649 | 9 | 0.31753
13857 | 10.35 | 1 | 365 | 11.7503 | 0.49574 | 12 | 0.24605
21687 | 5.75 | 1 | 365 | 6.528 | 0.71985 | 7 | 0.24781
11485 | 8.829 | 1 | 365 | 10.0235 | 0.27941 | 10 | 0.30294
9909 | 8.415 | 1 | 365 | 9.5535 | 0.85958 | 10 | 0.41309
9480 | 4.125 | 1 | 365 | 4.6831 | 0.14685 | 4 | 0.82995
12595 | 5.886 | 1 | 365 | 6.6824 | 0.18627 | 6 | 0.86862
11454 | 7.705 | 1 | 365 | 8.7475 | 0.42461 | 9 | 0.17206
15641 | 2.55 | 1 | 365 | 2.895 | 0.74533 | 3 | 0.64033
11203 | 5.52 | 1 | 365 | 6.2668 | 0.93106 | 7 | 0.19789
11586 | 9.3 | 1 | 365 | 10.5583 | 0.89472 | 11 | 0.45297
13790 | 7.14 | 1 | 365 | 8.106 | 0.48692 | 8 | 0.59293
42570 | 12.96 | 1 | 365 | 14.7134 | 0.44684 | 15 | 0.16027
13072 | 9.625 | 1 | 365 | 10.9272 | 0.0093225 | 10 | 0.93655
13544 | 10.71 | 1 | 365 | 12.159 | 0.73037 | 12 | 0.88939
10196 | 2.91 | 1 | 365 | 3.3037 | 0.97996 | 4 | 0.28367
12290 | 8.415 | 1 | 365 | 9.5535 | 0.85958 | 10 | 0.41309
9672 | 7.14 | 1 | 365 | 8.106 | 0.48692 | 8 | 0.59293
32290 | 5.175 | 1 | 365 | 5.8752 | 0.74787 | 6 | 0.62303
9521 | 7.65 | 1 | 365 | 8.685 | 0.23598 | 8 | 0.921
15651 | 7 | 1 | 365 | 7.9471 | 0.00678 | 7 | 0.95385
9654 | 10.965 | 1 | 365 | 12.4485 | 0.60491 | 13 | 0.053427
9779 | 5.1 | 1 | 365 | 5.79 | 0.49065 | 6 | 0.28066
13287 | 4.578 | 1 | 365 | 5.1974 | 0.70043 | 5 | 0.89782
11346 | 7.5 | 1 | 365 | 8.5147 | 0.72155 | 9 | 0.23627
15921 | 6.44 | 1 | 365 | 7.3113 | 0.086238 | 7 | 0.39754
13607 | 4.335 | 1 | 365 | 4.9215 | 0.86706 | 5 | 0.78856
12573 | 4.845 | 1 | 365 | 5.5005 | 0.61612 | 6 | 0.11663
14242 | 3.825 | 1 | 365 | 4.3425 | 0.11799 | 4 | 0.4605
11797 | 5.61 | 1 | 365 | 6.369 | 0.23972 | 6 | 0.60873
16055 | 3.92 | 1 | 365 | 4.4504 | 0.4438 | 4 | 0.89416
16588 | 8.37 | 1 | 365 | 9.5024 | 0.70525 | 10 | 0.20768
16833 | 4.845 | 1 | 365 | 5.5005 | 0.61612 | 6 | 0.11663
19405 | 7.395 | 1 | 365 | 8.3955 | 0.36145 | 8 | 0.75696
11733 | 9.45 | 1 | 365 | 10.7285 | 0.40915 | 11 | 0.1377
9847 | 2.04 | 1 | 365 | 2.316 | 0.99626 | 3 | 0.31227
13608 | 4.59 | 1 | 365 | 5.211 | 0.74159 | 5 | 0.9526
9803 | 4.59 | 1 | 365 | 5.211 | 0.74159 | 5 | 0.9526
16481 | 3.5 | 1 | 365 | 3.9735 | 0.00339 | 3 | 0.97693
14758 | 6.885 | 1 | 365 | 7.8165 | 0.61238 | 8 | 0.4289
17760 | 5.61 | 1 | 365 | 6.369 | 0.23972 | 6 | 0.60873
16356 | 11.88 | 1 | 365 | 13.4873 | 0.74294 | 14 | 0.23025
11385 | 3.57 | 1 | 365 | 4.053 | 0.24346 | 4 | 0.29646
19171 | 5.67 | 1 | 365 | 6.4371 | 0.44549 | 6 | 0.88262
15036 | 6.47 | 1 | 365 | 7.3454 | 0.18912 | 7 | 0.53449
9437 | 9.995 | 1 | 365 | 11.3473 | 0.27825 | 11 | 0.62554
33002 | 9.075 | 1 | 365 | 10.3028 | 0.12308 | 10 | 0.42589
19707 | 6.05 | 1 | 365 | 6.8685 | 0.74872 | 7 | 0.61726
13541 | 5.4 | 1 | 365 | 6.1306 | 0.51952 | 6 | 0.65011
9646 | 3.825 | 1 | 365 | 4.3425 | 0.11799 | 4 | 0.4605
14341 | 5.4 | 1 | 365 | 6.1306 | 0.51952 | 6 | 0.65011
9446 | 5.4 | 1 | 365 | 6.1306 | 0.51952 | 6 | 0.65011
13017 | 4.83 | 1 | 365 | 5.4835 | 0.56468 | 6 | 0.048158
11549 | 5.559 | 1 | 365 | 6.3111 | 0.064813 | 6 | 0.37592
14251 | 6.867 | 1 | 365 | 7.7961 | 0.55065 | 8 | 0.34673
10092 | 8.97 | 1 | 365 | 10.1836 | 0.76297 | 10 | 0.94658
10142 | 8.175 | 1 | 365 | 9.281 | 0.03649 | 9 | 0.31753
15914 | 4.335 | 1 | 365 | 4.9215 | 0.86706 | 5 | 0.78856
17890 | 7.83 | 1 | 365 | 8.8894 | 0.8533 | 9 | 0.74267
9513 | 5.1 | 1 | 365 | 5.79 | 0.49065 | 6 | 0.28066
20626 | 10.5 | 1 | 365 | 11.9206 | 0.01017 | 11 | 0.93078
10589 | 6.375 | 1 | 365 | 7.2375 | 0.86332 | 8 | 0.10083
16010 | 6.05 | 1 | 365 | 6.8685 | 0.74872 | 7 | 0.61726
17172 | 9.435 | 1 | 365 | 10.7115 | 0.35771 | 11 | 0.069228
3552 | 34.008 | 0.9 | 365 | 34.7482 | 0.96862 | 35 | 0.71685
4733 | 6.12 | 1 | 365 | 6.948 | 0.98878 | 7 | 0.9368
4749 | 8 | 1 | 365 | 9.0824 | 0.43632 | 9 | 0.51869
4943 | 4.5 | 1 | 365 | 5.1088 | 0.43293 | 5 | 0.54176
10708 | 7.65 | 1 | 365 | 8.685 | 0.23598 | 8 | 0.921
11853 | 9.325 | 1 | 365 | 10.5866 | 0.98046 | 11 | 0.5671
13444 | 8.97 | 1 | 365 | 10.1836 | 0.76297 | 10 | 0.94658
21140 | 14.74 | 1 | 365 | 16.7343 | 0.55142 | 17 | 0.28568
16792 | 7.28 | 1 | 365 | 8.265 | 0.96705 | 9 | 0.23201
13901 | 7 | 1 | 365 | 7.9471 | 0.00678 | 7 | 0.95385
12404 | 5.886 | 1 | 365 | 6.6824 | 0.18627 | 6 | 0.86862
51873 | 8 | 1 | 365 | 9.0824 | 0.43632 | 9 | 0.51869
13524 | 5.25 | 1 | 365 | 5.9603 | 0.005085 | 5 | 0.96539
50550 | 7.56 | 1 | 365 | 8.5828 | 0.92732 | 9 | 0.51016
19272 | 10.53 | 1 | 365 | 11.9547 | 0.11306 | 12 | 0.067723
25056 | 6 | 1 | 365 | 6.8118 | 0.57724 | 7 | 0.38902
11293 | 4.125 | 1 | 365 | 4.6831 | 0.14685 | 4 | 0.82995
11299 | 6.6 | 1 | 365 | 7.493 | 0.63496 | 8 | 0.12792
54188 | 7 | 1 | 365 | 7.9471 | 0.00678 | 7 | 0.95385
11856 | 6.89 | 1 | 365 | 7.8222 | 0.62953 | 8 | 0.45172
20192 | 2.616 | 1 | 365 | 2.9699 | 0.97168 | 3 | 0.94161
26886 | 4.9 | 1 | 365 | 5.563 | 0.80475 | 6 | 0.3677
17170 | 8.525 | 1 | 365 | 9.6784 | 0.23683 | 9 | 0.91523
16082 | 3.57 | 1 | 365 | 4.053 | 0.24346 | 4 | 0.29646
51128 | 7.35 | 1 | 365 | 8.3444 | 0.20712 | 8 | 0.55154
11964 | 11.475 | 1 | 365 | 13.0275 | 0.35397 | 13 | 0.38149
17077 | 4.845 | 1 | 365 | 5.5005 | 0.61612 | 6 | 0.11663
26925 | 8.415 | 1 | 365 | 9.5535 | 0.85958 | 10 | 0.41309
16030 | 6.215 | 1 | 365 | 7.0559 | 0.31459 | 7 | 0.37046
25166 | 6.47 | 1 | 365 | 7.3454 | 0.18912 | 7 | 0.53449
14719 | 5.47 | 1 | 365 | 6.2101 | 0.75958 | 6 | 0.96965
52706 | 13.26 | 1 | 365 | 15.054 | 0.4757 | 15 | 0.52973
20880 | 6.89 | 1 | 365 | 7.8222 | 0.62953 | 8 | 0.45172
12125 | 2.55 | 1 | 365 | 2.895 | 0.74533 | 3 | 0.64033
13518 | 4.16 | 1 | 365 | 4.7228 | 0.26689 | 4 | 0.98972
10867 | 7.245 | 1 | 365 | 8.2252 | 0.84702 | 9 | 0.072237
16277 | 8.505 | 1 | 365 | 9.6557 | 0.16824 | 9 | 0.82393
30751 | 4.98 | 1 | 365 | 5.6538 | 0.079109 | 5 | 0.73288
10753 | 6.44 | 1 | 365 | 7.3113 | 0.086238 | 7 | 0.39754
30994 | 7.905 | 1 | 365 | 8.9745 | 0.11051 | 9 | 0.085029
10739 | 8.25 | 1 | 365 | 9.3662 | 0.29371 | 9 | 0.6599
11440 | 6.555 | 1 | 365 | 7.4419 | 0.48063 | 7 | 0.9225
10677 | 6.885 | 1 | 365 | 7.8165 | 0.61238 | 8 | 0.4289
10953 | 6.54 | 1 | 365 | 7.4248 | 0.42919 | 7 | 0.85403
13073 | 5.1 | 1 | 365 | 5.79 | 0.49065 | 6 | 0.28066
10752 | 7.25 | 1 | 365 | 8.2309 | 0.86416 | 9 | 0.095061
10730 | 3.825 | 1 | 365 | 4.3425 | 0.11799 | 4 | 0.4605
10693 | 3.315 | 1 | 365 | 3.7635 | 0.36893 | 4 | 0.13243
16622 | 5.75 | 1 | 365 | 6.528 | 0.71985 | 7 | 0.24781
17469 | 6.63 | 1 | 365 | 7.527 | 0.73785 | 8 | 0.26486
13910 | 7.84 | 1 | 365 | 8.9007 | 0.88759 | 9 | 0.78831
13950 | 3.92 | 1 | 365 | 4.4504 | 0.4438 | 4 | 0.89416
19498 | 6.63 | 1 | 365 | 7.527 | 0.73785 | 8 | 0.26486
53983 | 10.71 | 1 | 365 | 12.159 | 0.73037 | 12 | 0.88939
51874 | 7.84 | 1 | 365 | 8.9007 | 0.88759 | 9 | 0.78831
42582 | 7.65 | 1 | 365 | 8.685 | 0.23598 | 8 | 0.921
14418 | 4.08 | 1 | 365 | 4.632 | 0.99252 | 5 | 0.62453
22197 | 8.25 | 1 | 365 | 9.3662 | 0.29371 | 9 | 0.6599
12169 | 10.08 | 1 | 365 | 11.4438 | 0.56976 | 12 | 0.013547
16349 | 9.72 | 1 | 365 | 11.0351 | 0.33513 | 11 | 0.37021
23019 | 10.215 | 1 | 365 | 11.597 | 0.032751 | 11 | 0.6298
24093 | 6.21 | 1 | 365 | 7.0502 | 0.29744 | 7 | 0.34763
80797 | 4.95 | 1 | 365 | 5.6197 | 0.97622 | 6 | 0.59594
20474 | 14.84 | 1 | 365 | 16.8478 | 0.89437 | 17 | 0.74217
18831 | 4.335 | 1 | 365 | 4.9215 | 0.86706 | 5 | 0.78856
21057 | 9.12 | 1 | 365 | 10.3539 | 0.2774 | 10 | 0.6313
13075 | 2.7 | 1 | 365 | 3.0653 | 0.25976 | 3 | 0.32506
48622 | 9.045 | 1 | 365 | 10.2688 | 0.020189 | 10 | 0.28894
16697 | 6.375 | 1 | 365 | 7.2375 | 0.86332 | 8 | 0.10083
24445 | 4.4 | 1 | 365 | 4.9953 | 0.089976 | 5 | 0.085278
17082 | 6.03 | 1 | 365 | 6.8458 | 0.68013 | 7 | 0.52596
21124 | 7.02 | 1 | 365 | 7.9698 | 0.075371 | 8 | 0.045149
10696 | 9.6 | 1 | 365 | 10.8988 | 0.92358 | 11 | 0.82243
12860 | 10.71 | 1 | 365 | 12.159 | 0.73037 | 12 | 0.88939
11264 | 9.18 | 1 | 365 | 10.422 | 0.48318 | 10 | 0.90519
11747 | 8.25 | 1 | 365 | 9.3662 | 0.29371 | 9 | 0.6599
25095 | 5.25 | 1 | 365 | 5.9603 | 0.005085 | 5 | 0.96539
12330 | 14.85 | 1 | 365 | 16.8591 | 0.92867 | 17 | 0.78781
12780 | 8.28 | 1 | 365 | 9.4003 | 0.39659 | 9 | 0.79684
15110 | 7.245 | 1 | 365 | 8.2252 | 0.84702 | 9 | 0.072237
12936 | 7.15 | 1 | 365 | 8.1174 | 0.52121 | 8 | 0.63858
15653 | 11.75 | 1 | 365 | 13.3397 | 0.29709 | 13 | 0.63682
16364 | 12.42 | 1 | 365 | 14.1004 | 0.59489 | 14 | 0.69526
19179 | 10.2 | 1 | 365 | 11.58 | 0.98131 | 12 | 0.56133
16872 | 3 | 1 | 365 | 3.4059 | 0.28862 | 3 | 0.69451
20486 | 10.98 | 1 | 365 | 12.4656 | 0.65635 | 13 | 0.1219
21271 | 4.08 | 1 | 365 | 4.632 | 0.99252 | 5 | 0.62453
13984 | 2.75 | 1 | 365 | 3.1221 | 0.43124 | 3 | 0.5533
10711 | 6.12 | 1 | 365 | 6.948 | 0.98878 | 7 | 0.9368
51947 | 5.75 | 1 | 365 | 6.528 | 0.71985 | 7 | 0.24781
10771 | 12 | 1 | 365 | 13.6236 | 0.15448 | 13 | 0.77803
16591 | 5.88 | 1 | 365 | 6.6755 | 0.1657 | 6 | 0.84124
11442 | 6.375 | 1 | 365 | 7.2375 | 0.86332 | 8 | 0.10083
13610 | 5.88 | 1 | 365 | 6.6755 | 0.1657 | 6 | 0.84124
45242 | 4.8 | 1 | 365 | 5.4494 | 0.46179 | 5 | 0.91121
10751 | 10.464 | 1 | 365 | 11.8797 | 0.88671 | 12 | 0.76644
20813 | 7.14 | 1 | 365 | 8.106 | 0.48692 | 8 | 0.59293
12234 | 6.21 | 1 | 365 | 7.0502 | 0.29744 | 7 | 0.34763
15000 | 2.7 | 1 | 365 | 3.0653 | 0.25976 | 3 | 0.32506
51156 | 5.98 | 1 | 365 | 6.7891 | 0.50865 | 7 | 0.29772
15691 | 5.7 | 1 | 365 | 6.4712 | 0.54838 | 7 | 0.019565
32882 | 5.61 | 1 | 365 | 6.369 | 0.23972 | 6 | 0.60873
17148 | 6.72 | 1 | 365 | 7.6292 | 0.046509 | 7 | 0.6757
51901 | 5.1 | 1 | 365 | 5.79 | 0.49065 | 6 | 0.28066
15785 | 9.18 | 1 | 365 | 10.422 | 0.48318 | 10 | 0.90519
15490 | 4.08 | 1 | 365 | 4.632 | 0.99252 | 5 | 0.62453
10737 | 8.75 | 1 | 365 | 9.9338 | 0.008475 | 9 | 0.94231
11259 | 9.69 | 1 | 365 | 11.001 | 0.23224 | 11 | 0.23326
10741 | 8.67 | 1 | 365 | 9.843 | 0.73411 | 10 | 0.57713
10684 | 6.75 | 1 | 365 | 7.6632 | 0.1494 | 7 | 0.81264
15488 | 8.25 | 1 | 365 | 9.3662 | 0.29371 | 9 | 0.6599
11484 | 9.156 | 1 | 365 | 10.3948 | 0.40087 | 10 | 0.79564
12925 | 11.44 | 1 | 365 | 12.9878 | 0.23394 | 13 | 0.22172
10691 | 4.08 | 1 | 365 | 4.632 | 0.99252 | 5 | 0.62453
10876 | 10.92 | 1 | 365 | 12.3974 | 0.45058 | 12 | 0.84801
12577 | 7.395 | 1 | 365 | 8.3955 | 0.36145 | 8 | 0.75696
16279 | 8.8 | 1 | 365 | 9.9906 | 0.17995 | 10 | 0.17056
10736 | 5.1 | 1 | 365 | 5.79 | 0.49065 | 6 | 0.28066
10692 | 2.295 | 1 | 365 | 2.6055 | 0.87079 | 3 | 0.4763
11325 | 5.865 | 1 | 365 | 6.6585 | 0.11425 | 6 | 0.77276
10916 | 5.2 | 1 | 365 | 5.9035 | 0.83361 | 6 | 0.73715
11748 | 10.5 | 1 | 365 | 11.9206 | 0.01017 | 11 | 0.93078
10695 | 5.865 | 1 | 365 | 6.6585 | 0.11425 | 6 | 0.77276
10697 | 3.06 | 1 | 365 | 3.474 | 0.49439 | 3 | 0.9684
10689 | 5.83 | 1 | 365 | 6.6188 | 0.99422 | 7 | 0.61299
10875 | 11.22 | 1 | 365 | 12.738 | 0.47944 | 13 | 0.21746
10755 | 10.791 | 1 | 365 | 12.251 | 0.0081661 | 12 | 0.25915
10877 | 7.5 | 1 | 365 | 8.5147 | 0.72155 | 9 | 0.23627
10776 | 9.38 | 1 | 365 | 10.6491 | 0.16909 | 10 | 0.81816
67830 | 6.555 | 1 | 365 | 7.4419 | 0.48063 | 7 | 0.9225
18600 | 5.5 | 1 | 365 | 6.2441 | 0.86247 | 7 | 0.1066
26885 | 3.675 | 1 | 365 | 4.1722 | 0.60356 | 4 | 0.77577
11202 | 7.56 | 1 | 365 | 8.5828 | 0.92732 | 9 | 0.51016
25075 | 8.12 | 1 | 365 | 9.2186 | 0.84786 | 10 | 0.066468
32854 | 11.88 | 1 | 365 | 13.4873 | 0.74294 | 14 | 0.23025
21792 | 4.5 | 1 | 365 | 5.1088 | 0.43293 | 5 | 0.54176
18219 | 6.05 | 1 | 365 | 6.8685 | 0.74872 | 7 | 0.61726
19383 | 6 | 1 | 365 | 6.8118 | 0.57724 | 7 | 0.38902
30524 | 3.78 | 1 | 365 | 4.2914 | 0.96366 | 5 | 0.25508
22588 | 3.64 | 1 | 365 | 4.1325 | 0.48353 | 4 | 0.616
14438 | 3.85 | 1 | 365 | 4.3709 | 0.20373 | 4 | 0.57462
17155 | 7.84 | 1 | 365 | 8.9007 | 0.88759 | 9 | 0.78831
13570 | 5.1 | 1 | 365 | 5.79 | 0.49065 | 6 | 0.28066
20274 | 8.16 | 1 | 365 | 9.264 | 0.98505 | 10 | 0.24906
13958 | 14.535 | 1 | 365 | 16.5015 | 0.84836 | 17 | 0.34989
25589 | 9.483 | 1 | 365 | 10.766 | 0.52233 | 11 | 0.28834
26650 | 6.36 | 1 | 365 | 7.2205 | 0.81187 | 8 | 0.032357
22068 | 6.3 | 1 | 365 | 7.1524 | 0.6061 | 7 | 0.75847
80891 | 10.965 | 1 | 365 | 12.4485 | 0.60491 | 13 | 0.053427
18514 | 4.24 | 1 | 365 | 4.8137 | 0.54125 | 5 | 0.3549
14339 | 5.61 | 1 | 365 | 6.369 | 0.23972 | 6 | 0.60873
16586 | 11.925 | 1 | 365 | 13.5384 | 0.89726 | 14 | 0.43567
10726 | 8.75 | 1 | 365 | 9.9338 | 0.008475 | 9 | 0.94231
10954 | 12.06 | 1 | 365 | 13.6917 | 0.36025 | 14 | 0.051922
10775 | 5.355 | 1 | 365 | 6.0795 | 0.36519 | 6 | 0.4447
18326 | 8.8 | 1 | 365 | 9.9906 | 0.17995 | 10 | 0.17056
11071 | 11 | 1 | 365 | 12.4883 | 0.72494 | 13 | 0.2132
17591 | 6.72 | 1 | 365 | 7.6292 | 0.046509 | 7 | 0.6757
20946 | 5.886 | 1 | 365 | 6.6824 | 0.18627 | 6 | 0.86862
48818 | 4.86 | 1 | 365 | 5.5175 | 0.66756 | 6 | 0.1851
16607 | 8.4 | 1 | 365 | 9.5365 | 0.80814 | 10 | 0.34462
54393 | 13.5 | 1 | 365 | 15.3265 | 0.29879 | 15 | 0.62529
11509 | 7.75 | 1 | 365 | 8.7985 | 0.57893 | 9 | 0.37748
18596 | 2.7 | 1 | 365 | 3.0653 | 0.25976 | 3 | 0.32506
11268 | 10.05 | 1 | 365 | 11.4097 | 0.46688 | 11 | 0.8766
10714 | 3.25 | 1 | 365 | 3.6897 | 0.146 | 3 | 0.83572
11488 | 6.7 | 1 | 365 | 7.6065 | 0.97792 | 8 | 0.5844
21000 | 8.4 | 1 | 365 | 9.5365 | 0.80814 | 10 | 0.34462
13120 | 9.483 | 1 | 365 | 10.766 | 0.52233 | 11 | 0.28834
22586 | 7.28 | 1 | 365 | 8.265 | 0.96705 | 9 | 0.23201
33547 | 5.5 | 1 | 365 | 6.2441 | 0.86247 | 7 | 0.1066
14931 | 12 | 1 | 365 | 13.6236 | 0.15448 | 13 | 0.77803
77451 | 3.06 | 1 | 365 | 3.474 | 0.49439 | 3 | 0.9684
31240 | 4.48 | 1 | 365 | 5.0861 | 0.36434 | 5 | 0.45047
11772 | 4.76 | 1 | 365 | 5.404 | 0.32461 | 5 | 0.72862
26880 | 3.43 | 1 | 365 | 3.8941 | 0.76332 | 4 | 0.65739
20245 | 4.4 | 1 | 365 | 4.9953 | 0.089976 | 5 | 0.085278
53970 | 6.63 | 1 | 365 | 7.527 | 0.73785 | 8 | 0.26486
26883 | 4.9 | 1 | 365 | 5.563 | 0.80475 | 6 | 0.3677
32840 | 10.64 | 1 | 365 | 12.0795 | 0.49031 | 12 | 0.56986
14828 | 5.88 | 1 | 365 | 6.6755 | 0.1657 | 6 | 0.84124
14170 | 5.61 | 1 | 365 | 6.369 | 0.23972 | 6 | 0.60873
26400 | 6.12 | 1 | 365 | 6.948 | 0.98878 | 7 | 0.9368
11487 | 12.395 | 1 | 365 | 14.072 | 0.50915 | 14 | 0.58114
17844 | 4.8 | 1 | 365 | 5.4494 | 0.46179 | 5 | 0.91121
15694 | 7.2 | 1 | 365 | 8.1741 | 0.69269 | 8 | 0.86682
22614 | 8.4 | 1 | 365 | 9.5365 | 0.80814 | 10 | 0.34462
11907 | 5.61 | 1 | 365 | 6.369 | 0.23972 | 6 | 0.60873
14499 | 8.925 | 1 | 365 | 10.1325 | 0.60864 | 10 | 0.74116
21068 | 3.924 | 1 | 365 | 4.4549 | 0.45751 | 4 | 0.91242
17798 | 5.61 | 1 | 365 | 6.369 | 0.23972 | 6 | 0.60873
12455 | 6.54 | 1 | 365 | 7.4248 | 0.42919 | 7 | 0.85403
10682 | 11.22 | 1 | 365 | 12.738 | 0.47944 | 13 | 0.21746
10998 | 7.7 | 1 | 365 | 8.7418 | 0.40746 | 9 | 0.14924
13643 | 11.475 | 1 | 365 | 13.0275 | 0.35397 | 13 | 0.38149
12239 | 7 | 1 | 365 | 7.9471 | 0.00678 | 7 | 0.95385
12775 | 5.225 | 1 | 365 | 5.9319 | 0.91935 | 6 | 0.85127
10679 | 3.57 | 1 | 365 | 4.053 | 0.24346 | 4 | 0.29646
19587 | 8.37 | 1 | 365 | 9.5024 | 0.70525 | 10 | 0.20768
13520 | 7 | 1 | 365 | 7.9471 | 0.00678 | 7 | 0.95385
23576 | 4.59 | 1 | 365 | 5.211 | 0.74159 | 5 | 0.9526
14125 | 5.3 | 1 | 365 | 6.0171 | 0.17656 | 6 | 0.19363
19501 | 6 | 1 | 365 | 6.8118 | 0.57724 | 7 | 0.38902
20195 | 5.04 | 1 | 365 | 5.7219 | 0.28488 | 6 | 0.0067734
12827 | 7.29 | 1 | 365 | 8.2763 | 0.0013466 | 8 | 0.27765
17177 | 6.9 | 1 | 365 | 7.8335 | 0.66383 | 8 | 0.49737
21615 | 4.98 | 1 | 365 | 5.6538 | 0.079109 | 5 | 0.73288
13457 | 8.8 | 1 | 365 | 9.9906 | 0.17995 | 10 | 0.17056
20243 | 7.975 | 1 | 365 | 9.054 | 0.35058 | 9 | 0.40457
16291 | 6.325 | 1 | 365 | 7.1807 | 0.69184 | 7 | 0.87259
12905 | 7.2 | 1 | 365 | 8.1741 | 0.69269 | 8 | 0.86682
54265 | 5.4 | 1 | 365 | 6.1306 | 0.51952 | 6 | 0.65011
11536 | 9.945 | 1 | 365 | 11.2905 | 0.10678 | 11 | 0.39729
31128 | 6.615 | 1 | 365 | 7.51 | 0.68641 | 8 | 0.19639
13534 | 6.12 | 1 | 365 | 6.948 | 0.98878 | 7 | 0.9368
49273 | 5.1 | 1 | 365 | 5.79 | 0.49065 | 6 | 0.28066
21011 | 4.95 | 1 | 365 | 5.6197 | 0.97622 | 6 | 0.59594
15065 | 7.02 | 1 | 365 | 7.9698 | 0.075371 | 8 | 0.045149
12596 | 9.81 | 1 | 365 | 11.1373 | 0.64379 | 11 | 0.78104
13363 | 5.7 | 1 | 365 | 6.4712 | 0.54838 | 7 | 0.019565
20077 | 4.86 | 1 | 365 | 5.5175 | 0.66756 | 6 | 0.1851
45249 | 8.1 | 1 | 365 | 9.1959 | 0.77927 | 9 | 0.97517
25047 | 10.64 | 1 | 365 | 12.0795 | 0.49031 | 12 | 0.56986
11002 | 5.232 | 1 | 365 | 5.9399 | 0.94335 | 6 | 0.88322
13283 | 9.81 | 1 | 365 | 11.1373 | 0.64379 | 11 | 0.78104
16836 | 7.84 | 1 | 365 | 8.9007 | 0.88759 | 9 | 0.78831
17433 | 4.578 | 1 | 365 | 5.1974 | 0.70043 | 5 | 0.89782
23040 | 9.315 | 1 | 365 | 10.5753 | 0.94617 | 11 | 0.52145
18347 | 6.5 | 1 | 365 | 7.3794 | 0.29201 | 7 | 0.67143
50593 | 6.12 | 1 | 365 | 6.948 | 0.98878 | 7 | 0.9368
10754 | 6.72 | 1 | 365 | 7.6292 | 0.046509 | 7 | 0.6757
18690 | 4.32 | 1 | 365 | 4.9045 | 0.81561 | 5 | 0.72009
51090 | 11.275 | 1 | 365 | 12.8005 | 0.66806 | 13 | 0.46853
12822 | 8.67 | 1 | 365 | 9.843 | 0.73411 | 10 | 0.57713
15198 | 9.99 | 1 | 365 | 11.3416 | 0.2611 | 11 | 0.60271
11486 | 12.753 | 1 | 365 | 14.4784 | 0.73692 | 15 | 0.21535
23035 | 3.3 | 1 | 365 | 3.7465 | 0.31748 | 4 | 0.063959
19710 | 6.6 | 1 | 365 | 7.493 | 0.63496 | 8 | 0.12792
11069 | 6.6 | 1 | 365 | 7.493 | 0.63496 | 8 | 0.12792
18598 | 6.6 | 1 | 365 | 7.493 | 0.63496 | 8 | 0.12792
14922 | 5.04 | 1 | 365 | 5.7219 | 0.28488 | 6 | 0.0067734
12286 | 7.245 | 1 | 365 | 8.2252 | 0.84702 | 9 | 0.072237
19193 | 5.895 | 1 | 365 | 6.6926 | 0.21714 | 6 | 0.90971
14553 | 5.83 | 1 | 365 | 6.6188 | 0.99422 | 7 | 0.61299
14019 | 3.924 | 1 | 365 | 4.4549 | 0.45751 | 4 | 0.91242
24137 | 6.21 | 1 | 365 | 7.0502 | 0.29744 | 7 | 0.34763
13384 | 7.7 | 1 | 365 | 8.7418 | 0.40746 | 9 | 0.14924
11262 | 9.69 | 1 | 365 | 11.001 | 0.23224 | 11 | 0.23326
14824 | 4.125 | 1 | 365 | 4.6831 | 0.14685 | 4 | 0.82995
10685 | 9.435 | 1 | 365 | 10.7115 | 0.35771 | 11 | 0.069228
13611 | 7.905 | 1 | 365 | 8.9745 | 0.11051 | 9 | 0.085029
16692 | 5.232 | 1 | 365 | 5.9399 | 0.94335 | 6 | 0.88322
59054 | 4.83 | 1 | 365 | 5.4835 | 0.56468 | 6 | 0.048158
19320 | 11.25 | 1 | 365 | 12.7721 | 0.58232 | 13 | 0.3544
13442 | 9.72 | 1 | 365 | 11.0351 | 0.33513 | 11 | 0.37021
51946 | 7.5 | 1 | 365 | 8.5147 | 0.72155 | 9 | 0.23627
51945 | 6.25 | 1 | 365 | 7.0956 | 0.43462 | 7 | 0.53022
10744 | 3.92 | 1 | 365 | 4.4504 | 0.4438 | 4 | 0.89416
16826 | 4.845 | 1 | 365 | 5.5005 | 0.61612 | 6 | 0.11663
47245 | 4.335 | 1 | 365 | 4.9215 | 0.8658 | 5 | 0.78731
5594 | 8 | 1 | 365 | 9.0824 | 0.43632 | 9 | 0.51869
6106 | 6.48 | 1 | 365 | 7.3567 | 0.22342 | 7 | 0.58014
23230 | 6.375 | 1 | 365 | 7.2375 | 0.86332 | 8 | 0.10083
32077 | 7.14 | 1 | 365 | 8.106 | 0.48692 | 8 | 0.59293
11861 | 8.4 | 1 | 365 | 9.5365 | 0.80814 | 10 | 0.34462
13074 | 9.18 | 1 | 365 | 10.422 | 0.48318 | 10 | 0.90519
20542 | 4.4 | 1 | 365 | 4.9953 | 0.089976 | 5 | 0.085278
36720 | 5.47 | 1 | 365 | 6.2101 | 0.75958 | 6 | 0.96965
14672 | 7.7 | 1 | 365 | 8.7418 | 0.40746 | 9 | 0.14924
18006 | 11.76 | 1 | 365 | 13.3511 | 0.33139 | 13 | 0.68247
13796 | 5.61 | 1 | 365 | 6.369 | 0.23972 | 6 | 0.60873
16322 | 4.08 | 1 | 365 | 4.632 | 0.99252 | 5 | 0.62453
26630 | 8.16 | 1 | 365 | 9.264 | 0.98505 | 10 | 0.24906
14253 | 5.5 | 1 | 365 | 6.2441 | 0.86247 | 7 | 0.1066
22434 | 7.848 | 1 | 365 | 8.9098 | 0.91503 | 9 | 0.82483
18349 | 7.905 | 1 | 365 | 8.9745 | 0.11051 | 9 | 0.085029
25740 | 7.395 | 1 | 365 | 8.3955 | 0.36145 | 8 | 0.75696
12931 | 4.32 | 1 | 365 | 4.9045 | 0.81561 | 5 | 0.72009
24108 | 7.905 | 1 | 365 | 8.9745 | 0.11051 | 9 | 0.085029
56204 | 8.88 | 1 | 365 | 10.0814 | 0.45432 | 10 | 0.53574
10881 | 3.57 | 1 | 365 | 4.053 | 0.24346 | 4 | 0.29646
16894 | 5.775 | 1 | 365 | 6.5563 | 0.80559 | 7 | 0.36193
10883 | 6.3 | 1 | 365 | 7.1524 | 0.6061 | 7 | 0.75847
10886 | 4.5 | 1 | 365 | 5.1088 | 0.43293 | 5 | 0.54176
11017 | 8.16 | 1 | 365 | 9.264 | 0.98505 | 10 | 0.24906
12348 | 5.13 | 1 | 365 | 5.8241 | 0.59354 | 6 | 0.41761
10946 | 10.71 | 1 | 365 | 12.159 | 0.73037 | 12 | 0.88939
12594 | 6.875 | 1 | 365 | 7.8052 | 0.57809 | 8 | 0.38325
56595 | 7.5 | 1 | 365 | 8.5147 | 0.72155 | 9 | 0.23627
10882 | 7.2 | 1 | 365 | 8.1741 | 0.69269 | 8 | 0.86682
10878 | 4.08 | 1 | 365 | 4.632 | 0.99252 | 5 | 0.62453
11015 | 2.55 | 1 | 365 | 2.895 | 0.74533 | 3 | 0.64033
12592 | 5.775 | 1 | 365 | 6.5563 | 0.80559 | 7 | 0.36193
15391 | 12.96 | 1 | 365 | 14.7134 | 0.44684 | 15 | 0.16027
14907 | 9.045 | 1 | 365 | 10.2688 | 0.020189 | 10 | 0.28894
51364 | 9.69 | 1 | 365 | 11.001 | 0.23224 | 11 | 0.23326
21125 | 9.81 | 1 | 365 | 11.1373 | 0.64379 | 11 | 0.78104
32011 | 3.92 | 1 | 365 | 4.4504 | 0.4438 | 4 | 0.89416
12403 | 12.099 | 1 | 365 | 13.7359 | 0.494 | 14 | 0.22995
16890 | 6 | 1 | 365 | 6.8118 | 0.57724 | 7 | 0.38902
22553 | 5.04 | 1 | 365 | 5.7219 | 0.28488 | 6 | 0.0067734
26851 | 4.08 | 1 | 365 | 4.632 | 0.99252 | 5 | 0.62453
51916 | 3.315 | 1 | 365 | 3.7635 | 0.36893 | 4 | 0.13243
13533 | 5.865 | 1 | 365 | 6.6585 | 0.11425 | 6 | 0.77276
15645 | 8.4 | 1 | 365 | 9.5365 | 0.80814 | 10 | 0.34462
20096 | 8.525 | 1 | 365 | 9.6784 | 0.23683 | 9 | 0.91523
11300 | 7.8 | 1 | 365 | 8.8553 | 0.75041 | 9 | 0.60572
12811 | 6.375 | 1 | 365 | 7.2375 | 0.86332 | 8 | 0.10083
18864 | 4.08 | 1 | 365 | 4.632 | 0.99252 | 5 | 0.62453
15925 | 7.95 | 1 | 365 | 9.0256 | 0.26484 | 9 | 0.29045
23042 | 6.03 | 1 | 365 | 6.8458 | 0.68013 | 7 | 0.52596
13953 | 7.245 | 1 | 365 | 8.2252 | 0.84702 | 9 | 0.072237
20642 | 3.575 | 1 | 365 | 4.0587 | 0.26061 | 4 | 0.31929
14899 | 5 | 1 | 365 | 5.6765 | 0.1477 | 5 | 0.82418
17907 | 9.15 | 1 | 365 | 10.388 | 0.38029 | 10 | 0.76825
16353 | 5.3 | 1 | 365 | 6.0171 | 0.17656 | 6 | 0.19363
21126 | 5.232 | 1 | 365 | 5.9399 | 0.94335 | 6 | 0.88322
16365 | 6.63 | 1 | 365 | 7.527 | 0.73785 | 8 | 0.26486
11254 | 2.8 | 1 | 365 | 3.1788 | 0.60271 | 3 | 0.78154
13281 | 6.05 | 1 | 365 | 6.8685 | 0.74872 | 7 | 0.61726
13013 | 10.725 | 1 | 365 | 12.176 | 0.78182 | 12 | 0.95787
13460 | 4.95 | 1 | 365 | 5.6197 | 0.97622 | 6 | 0.59594
11628 | 4.675 | 1 | 365 | 5.3075 | 0.033099 | 5 | 0.34061
14551 | 5.232 | 1 | 365 | 5.9399 | 0.94335 | 6 | 0.88322
19701 | 7.29 | 1 | 365 | 8.2763 | 0.0013466 | 8 | 0.27765
13138 | 8.71 | 1 | 365 | 9.8884 | 0.87129 | 10 | 0.75972
13449 | 7.95 | 1 | 365 | 9.0256 | 0.26484 | 9 | 0.29045
46954 | 8.55 | 1 | 365 | 9.7068 | 0.32257 | 10 | 0.029348
17088 | 7.2 | 1 | 365 | 8.1741 | 0.69269 | 8 | 0.86682
16860 | 7.28 | 1 | 365 | 8.265 | 0.96705 | 9 | 0.23201
11062 | 5.6 | 1 | 365 | 6.3577 | 0.20542 | 6 | 0.56308
13470 | 5.5 | 1 | 365 | 6.2441 | 0.86247 | 7 | 0.1066
31575 | 14.4 | 1 | 365 | 16.3483 | 0.38538 | 16 | 0.73364
13612 | 7.848 | 1 | 365 | 8.9098 | 0.91503 | 9 | 0.82483
18699 | 10.36 | 1 | 365 | 11.7617 | 0.53003 | 12 | 0.2917
26171 | 9.045 | 1 | 365 | 10.2688 | 0.020189 | 10 | 0.28894
24181 | 7.15 | 1 | 365 | 8.1174 | 0.52121 | 8 | 0.63858
13352 | 7.84 | 1 | 365 | 8.9007 | 0.88759 | 9 | 0.78831
21186 | 7.65 | 1 | 365 | 8.685 | 0.23598 | 8 | 0.921
17467 | 4.05 | 1 | 365 | 4.5979 | 0.88964 | 5 | 0.48759
20427 | 4.578 | 1 | 365 | 5.1974 | 0.70043 | 5 | 0.89782
10890 | 6.75 | 1 | 365 | 7.6632 | 0.1494 | 7 | 0.81264
19706 | 10.92 | 1 | 365 | 12.3974 | 0.45058 | 12 | 0.84801
12166 | 6.44 | 1 | 365 | 7.3113 | 0.086238 | 7 | 0.39754
12150 | 6.54 | 1 | 365 | 7.4248 | 0.42919 | 7 | 0.85403
17317 | 8.84 | 1 | 365 | 10.036 | 0.31713 | 10 | 0.35315
13285 | 6.72 | 1 | 365 | 7.6292 | 0.046509 | 7 | 0.6757
20761 | 9.075 | 1 | 365 | 10.3028 | 0.12308 | 10 | 0.42589
11070 | 7.84 | 1 | 365 | 8.9007 | 0.88759 | 9 | 0.78831
15636 | 4.08 | 1 | 365 | 4.632 | 0.99252 | 5 | 0.62453
16581 | 6.48 | 1 | 365 | 7.3567 | 0.22342 | 7 | 0.58014
10951 | 7.84 | 1 | 365 | 8.9007 | 0.88759 | 9 | 0.78831
14195 | 4.8 | 1 | 365 | 5.4494 | 0.46179 | 5 | 0.91121
11204 | 7.42 | 1 | 365 | 8.4239 | 0.44719 | 8 | 0.87108
26542 | 10.78 | 1 | 365 | 12.2385 | 0.97044 | 13 | 0.20893
26524 | 6.12 | 1 | 365 | 6.948 | 0.98878 | 7 | 0.9368
51902 | 3.57 | 1 | 365 | 4.053 | 0.24346 | 4 | 0.29646
42990 | 8.835 | 1 | 365 | 10.0303 | 0.29999 | 10 | 0.33033
18521 | 6.63 | 1 | 365 | 7.527 | 0.73785 | 8 | 0.26486
16866 | 9.35 | 1 | 365 | 10.615 | 0.066199 | 10 | 0.68122
24981 | 14.04 | 1 | 365 | 15.9396 | 0.15074 | 16 | 0.090297
21191 | 6.75 | 1 | 365 | 7.6632 | 0.1494 | 7 | 0.81264
19152 | 8.4 | 1 | 365 | 9.5365 | 0.80814 | 10 | 0.34462
10952 | 6.875 | 1 | 365 | 7.8052 | 0.57809 | 8 | 0.38325
13565 | 4.86 | 1 | 365 | 5.5175 | 0.66756 | 6 | 0.1851
19619 | 7.28 | 1 | 365 | 8.265 | 0.96705 | 9 | 0.23201
16280 | 8.1 | 1 | 365 | 9.1959 | 0.77927 | 9 | 0.97517
14407 | 8.68 | 1 | 365 | 9.8544 | 0.76841 | 10 | 0.62278
22533 | 9.715 | 1 | 365 | 11.0294 | 0.31798 | 11 | 0.34738
14820 | 7.28 | 1 | 365 | 8.265 | 0.96705 | 9 | 0.23201
51943 | 8.75 | 1 | 365 | 9.9338 | 0.008475 | 9 | 0.94231
24158 | 5.5 | 1 | 365 | 6.2441 | 0.86247 | 7 | 0.1066
22457 | 7.521 | 1 | 365 | 8.5386 | 0.79357 | 9 | 0.33213
22782 | 8.75 | 1 | 365 | 9.9338 | 0.008475 | 9 | 0.94231
21549 | 3.135 | 1 | 365 | 3.5592 | 0.75161 | 4 | 0.31076
23947 | 2 | 1 | 365 | 2.2706 | 0.85908 | 3 | 0.12967
10889 | 6 | 1 | 365 | 6.8118 | 0.57724 | 7 | 0.38902
13576 | 5.5 | 1 | 365 | 6.2441 | 0.86247 | 7 | 0.1066
24868 | 6.05 | 1 | 365 | 6.8685 | 0.74872 | 7 | 0.61726
12402 | 9.156 | 1 | 365 | 10.3948 | 0.40087 | 10 | 0.79564
34037 | 9.9 | 1 | 365 | 11.2394 | 0.95245 | 12 | 0.19188
13732 | 10.71 | 1 | 365 | 12.159 | 0.73037 | 12 | 0.88939
14793 | 7.7 | 1 | 365 | 8.7418 | 0.40746 | 9 | 0.14924
17389 | 8.25 | 1 | 365 | 9.3662 | 0.29371 | 9 | 0.6599
26529 | 10.2 | 1 | 365 | 11.58 | 0.98131 | 12 | 0.56133
23642 | 9.435 | 1 | 365 | 10.7115 | 0.35771 | 11 | 0.069228
26416 | 6.125 | 1 | 365 | 6.9537 | 0.0059325 | 6 | 0.95962
26517 | 3.675 | 1 | 365 | 4.1722 | 0.60356 | 4 | 0.77577
26417 | 6.37 | 1 | 365 | 7.2318 | 0.84617 | 8 | 0.078005
26513 | 7.65 | 1 | 365 | 8.685 | 0.23598 | 8 | 0.921
22336 | 7.65 | 1 | 365 | 8.685 | 0.23598 | 8 | 0.921
18364 | 6 | 1 | 365 | 6.8118 | 0.57724 | 7 | 0.38902
13600 | 8.925 | 1 | 365 | 10.1325 | 0.60864 | 10 | 0.74116
29679 | 8.829 | 1 | 365 | 10.0235 | 0.27941 | 10 | 0.30294
17770 | 7.84 | 1 | 365 | 8.9007 | 0.88759 | 9 | 0.78831
17045 | 7.395 | 1 | 365 | 8.3955 | 0.36145 | 8 | 0.75696
11752 | 9.18 | 1 | 365 | 10.422 | 0.48318 | 10 | 0.90519
23997 | 5.9 | 1 | 365 | 6.6982 | 0.23429 | 6 | 0.93253
22856 | 7.75 | 1 | 365 | 8.7985 | 0.57893 | 9 | 0.37748
19064 | 4.8 | 1 | 365 | 5.4494 | 0.46179 | 5 | 0.91121
42578 | 7.42 | 1 | 365 | 8.4239 | 0.44719 | 8 | 0.87108
13462 | 7.15 | 1 | 365 | 8.1174 | 0.52121 | 8 | 0.63858
28569 | 5.72 | 1 | 365 | 6.4939 | 0.61697 | 7 | 0.11086
13064 | 6.9 | 1 | 365 | 7.8335 | 0.66383 | 8 | 0.49737
16361 | 5.6 | 1 | 365 | 6.3577 | 0.20542 | 6 | 0.56308
26916 | 8.42 | 1 | 365 | 9.5592 | 0.87673 | 10 | 0.43592
17305 | 6.48 | 1 | 365 | 7.3567 | 0.22342 | 7 | 0.58014
18220 | 12.753 | 1 | 365 | 14.4784 | 0.73692 | 15 | 0.21535
21129 | 8.04 | 1 | 365 | 9.1278 | 0.5735 | 9 | 0.70128
14310 | 5.61 | 1 | 365 | 6.369 | 0.23972 | 6 | 0.60873
21672 | 4.16 | 1 | 365 | 4.7228 | 0.26689 | 4 | 0.98972
11625 | 7.2 | 1 | 365 | 8.1741 | 0.69269 | 8 | 0.86682
11837 | 9.45 | 1 | 365 | 10.7285 | 0.40915 | 11 | 0.1377
16371 | 8.16 | 1 | 365 | 9.264 | 0.98505 | 10 | 0.24906
23136 | 6.875 | 1 | 365 | 7.8052 | 0.57809 | 8 | 0.38325
19439 | 7.848 | 1 | 365 | 8.9098 | 0.91503 | 9 | 0.82483
48723 | 5.04 | 1 | 365 | 5.7219 | 0.28488 | 6 | 0.0067734
15688 | 5 | 1 | 365 | 5.6765 | 0.1477 | 5 | 0.82418
26538 | 3.185 | 1 | 365 | 3.6159 | 0.92308 | 4 | 0.539
15673 | 8.8 | 1 | 365 | 9.9906 | 0.17995 | 10 | 0.17056
13450 | 4.59 | 1 | 365 | 5.211 | 0.74159 | 5 | 0.9526
17908 | 6.3 | 1 | 365 | 7.1524 | 0.6061 | 7 | 0.75847
18720 | 4.905 | 1 | 365 | 5.5686 | 0.82189 | 6 | 0.39052
16471 | 8.1 | 1 | 365 | 9.1959 | 0.77927 | 9 | 0.97517
15546 | 6.54 | 1 | 365 | 7.4248 | 0.42919 | 7 | 0.85403
25940 | 6.6 | 1 | 365 | 7.493 | 0.63496 | 8 | 0.12792
17314 | 4.95 | 1 | 365 | 5.6197 | 0.97622 | 6 | 0.59594
14909 | 5.775 | 1 | 365 | 6.5563 | 0.80559 | 7 | 0.36193
25793 | 7.15 | 1 | 365 | 8.1174 | 0.52121 | 8 | 0.63858
12160 | 3.6 | 1 | 365 | 4.0871 | 0.34634 | 4 | 0.43341
12419 | 7.7 | 1 | 365 | 8.7418 | 0.40746 | 9 | 0.14924
22335 | 7 | 1 | 365 | 7.9471 | 0.00678 | 7 | 0.95385
25191 | 7.2 | 1 | 365 | 8.1741 | 0.69269 | 8 | 0.86682
32858 | 4.77 | 1 | 365 | 5.4154 | 0.35891 | 5 | 0.77427
20751 | 14.74 | 1 | 365 | 16.7343 | 0.55142 | 17 | 0.28568
51941 | 5.25 | 1 | 365 | 5.9603 | 0.005085 | 5 | 0.96539
17087 | 9.66 | 1 | 365 | 10.967 | 0.12936 | 11 | 0.096316
15918 | 5.98 | 1 | 365 | 6.7891 | 0.50865 | 7 | 0.29772
51940 | 2.75 | 1 | 365 | 3.1221 | 0.43124 | 3 | 0.5533
33215 | 9.12 | 1 | 365 | 10.3539 | 0.2774 | 10 | 0.6313
11548 | 5.61 | 1 | 365 | 6.369 | 0.23972 | 6 | 0.60873
11565 | 9.435 | 1 | 365 | 10.7115 | 0.35771 | 11 | 0.069228
77462 | 12.375 | 1 | 365 | 14.0493 | 0.44056 | 14 | 0.48985
17675 | 3.3 | 1 | 365 | 3.7465 | 0.31748 | 4 | 0.063959
13798 | 4.335 | 1 | 365 | 4.9215 | 0.86706 | 5 | 0.78856
36325 | 4.905 | 1 | 365 | 5.5686 | 0.82189 | 6 | 0.39052
19503 | 6.75 | 1 | 365 | 7.6632 | 0.1494 | 7 | 0.81264
6836 | 7.56 | 1 | 365 | 8.5828 | 0.92732 | 9 | 0.51016
5591 | 4.5 | 1 | 365 | 5.1088 | 0.43293 | 5 | 0.54176
8691 | 5.5 | 1 | 365 | 6.2441 | 0.86247 | 7 | 0.1066
13826 | 6.885 | 1 | 365 | 7.8165 | 0.61238 | 8 | 0.4289
13471 | 7.7 | 1 | 365 | 8.7418 | 0.40746 | 9 | 0.14924
11851 | 4.59 | 1 | 365 | 5.211 | 0.74159 | 5 | 0.9526
16295 | 10.175 | 1 | 365 | 11.5516 | 0.89557 | 12 | 0.44721
31286 | 4.9 | 1 | 365 | 5.563 | 0.80475 | 6 | 0.3677
50554 | 14.28 | 1 | 365 | 16.212 | 0.97383 | 17 | 0.18586
17311 | 9 | 1 | 365 | 10.2177 | 0.86586 | 11 | 0.083524
15123 | 8.415 | 1 | 365 | 9.5535 | 0.85958 | 10 | 0.41309
19316 | 3.5 | 1 | 365 | 3.9735 | 0.00339 | 3 | 0.97693
13439 | 13.16 | 1 | 365 | 14.9405 | 0.13275 | 15 | 0.073242
25567 | 5.61 | 1 | 365 | 6.369 | 0.23972 | 6 | 0.60873
15218 | 6.885 | 1 | 365 | 7.8165 | 0.61238 | 8 | 0.4289
30469 | 6.21 | 1 | 365 | 7.0502 | 0.29744 | 7 | 0.34763
29305 | 9.18 | 1 | 365 | 10.422 | 0.48318 | 10 | 0.90519
18285 | 3.597 | 1 | 365 | 4.0837 | 0.33606 | 4 | 0.41972
13437 | 5.355 | 1 | 365 | 6.0795 | 0.36519 | 6 | 0.4447
21449 | 7.59 | 1 | 365 | 8.6169 | 0.030209 | 8 | 0.64711
28527 | 4.95 | 1 | 365 | 5.6197 | 0.97622 | 6 | 0.59594
15715 | 7.56 | 1 | 365 | 8.5828 | 0.92732 | 9 | 0.51016
16182 | 7.425 | 1 | 365 | 8.4296 | 0.46433 | 8 | 0.89391
18247 | 6.05 | 1 | 365 | 6.8685 | 0.74872 | 7 | 0.61726
25027 | 6.375 | 1 | 365 | 7.2375 | 0.86332 | 8 | 0.10083
25524 | 10.5 | 1 | 365 | 11.9206 | 0.01017 | 11 | 0.93078
12247 | 11.445 | 1 | 365 | 12.9935 | 0.25109 | 13 | 0.24455
13664 | 7.83 | 1 | 365 | 8.8894 | 0.8533 | 9 | 0.74267
11546 | 8.829 | 1 | 365 | 10.0235 | 0.27941 | 10 | 0.30294
42981 | 5.985 | 1 | 365 | 6.7947 | 0.5258 | 7 | 0.32054
11518 | 4.845 | 1 | 365 | 5.5005 | 0.61612 | 6 | 0.11663
60899 | 9.69 | 1 | 365 | 11.001 | 0.23224 | 11 | 0.23326
30544 | 7.36 | 1 | 365 | 8.3558 | 0.24141 | 8 | 0.59719
12333 | 6.6 | 1 | 365 | 7.493 | 0.63496 | 8 | 0.12792
13458 | 3.92 | 1 | 365 | 4.4504 | 0.4438 | 4 | 0.89416
20896 | 10.695 | 1 | 365 | 12.142 | 0.67893 | 12 | 0.82092
19699 | 4.08 | 1 | 365 | 4.632 | 0.99252 | 5 | 0.62453
50559 | 6.89 | 1 | 365 | 7.8222 | 0.62953 | 8 | 0.45172
46561 | 9.88 | 1 | 365 | 11.2167 | 0.88386 | 12 | 0.10058
26378 | 2.6 | 1 | 365 | 2.9518 | 0.9168 | 3 | 0.86857
18756 | 4 | 1 | 365 | 4.5412 | 0.71816 | 5 | 0.25934
16503 | 8.415 | 1 | 365 | 9.5535 | 0.85958 | 10 | 0.41309
26019 | 6.885 | 1 | 365 | 7.8165 | 0.61238 | 8 | 0.4289
52736 | 5.1 | 1 | 365 | 5.79 | 0.49065 | 6 | 0.28066
15660 | 6 | 1 | 365 | 6.8118 | 0.57724 | 7 | 0.38902
19049 | 7.84 | 1 | 365 | 8.9007 | 0.88759 | 9 | 0.78831
18839 | 9.35 | 1 | 365 | 10.615 | 0.066199 | 10 | 0.68122
21635 | 8.925 | 1 | 365 | 10.1325 | 0.60864 | 10 | 0.74116
14996 | 5.865 | 1 | 365 | 6.6585 | 0.11425 | 6 | 0.77276
19690 | 13.2 | 1 | 365 | 14.9859 | 0.26993 | 15 | 0.25584
14678 | 9.945 | 1 | 365 | 11.2905 | 0.10678 | 11 | 0.39729
25225 | 3.924 | 1 | 365 | 4.4549 | 0.45751 | 4 | 0.91242
24394 | 7.28 | 1 | 365 | 8.265 | 0.96705 | 9 | 0.23201
15654 | 12.5 | 1 | 365 | 14.1912 | 0.86925 | 15 | 0.06045
53199 | 8.502 | 1 | 365 | 9.6523 | 0.15795 | 9 | 0.81024
21051 | 13.68 | 1 | 365 | 15.5308 | 0.91611 | 16 | 0.44696
51164 | 3.06 | 1 | 365 | 3.474 | 0.49439 | 3 | 0.9684
25569 | 5.2 | 1 | 365 | 5.9035 | 0.83361 | 6 | 0.73715
18348 | 4.59 | 1 | 365 | 5.211 | 0.74159 | 5 | 0.9526
26535 | 6.12 | 1 | 365 | 6.948 | 0.98878 | 7 | 0.9368
11633 | 9.156 | 1 | 365 | 10.3948 | 0.40087 | 10 | 0.79564
24882 | 9.76 | 1 | 365 | 11.0805 | 0.47231 | 11 | 0.5528
25665 | 8.829 | 1 | 365 | 10.0235 | 0.27941 | 10 | 0.30294
21003 | 4.95 | 1 | 365 | 5.6197 | 0.97622 | 6 | 0.59594
11613 | 7.8 | 1 | 365 | 8.8553 | 0.75041 | 9 | 0.60572
48824 | 4.9 | 1 | 365 | 5.563 | 0.80475 | 6 | 0.3677
18523 | 7.7 | 1 | 365 | 8.7418 | 0.40746 | 9 | 0.14924
35345 | 6.72 | 1 | 365 | 7.6292 | 0.046509 | 7 | 0.6757
13451 | 5.61 | 1 | 365 | 6.369 | 0.23972 | 6 | 0.60873
15657 | 5.75 | 1 | 365 | 6.528 | 0.71985 | 7 | 0.24781
18850 | 14.84 | 1 | 365 | 16.8478 | 0.89437 | 17 | 0.74217
15655 | 5.75 | 1 | 365 | 6.528 | 0.71985 | 7 | 0.24781
17840 | 10.26 | 1 | 365 | 11.6481 | 0.18708 | 11 | 0.83522
17318 | 4 | 1 | 365 | 4.5412 | 0.71816 | 5 | 0.25934
14247 | 9.81 | 1 | 365 | 11.1373 | 0.64379 | 11 | 0.78104
51932 | 5.61 | 1 | 365 | 6.369 | 0.23972 | 6 | 0.60873
13345 | 8.1 | 1 | 365 | 9.1959 | 0.77927 | 9 | 0.97517
26494 | 5.1 | 1 | 365 | 5.79 | 0.49065 | 6 | 0.28066
19430 | 5.175 | 1 | 365 | 5.8752 | 0.74787 | 6 | 0.62303
13808 | 11.475 | 1 | 365 | 13.0275 | 0.35397 | 13 | 0.38149
18246 | 3.3 | 1 | 365 | 3.7465 | 0.31748 | 4 | 0.063959
23183 | 7.705 | 1 | 365 | 8.7475 | 0.42461 | 9 | 0.17206
15701 | 9.18 | 1 | 365 | 10.422 | 0.48318 | 10 | 0.90519
20241 | 10.791 | 1 | 365 | 12.251 | 0.0081661 | 12 | 0.25915
16971 | 6.12 | 1 | 365 | 6.948 | 0.98878 | 7 | 0.9368
23922 | 8.67 | 1 | 365 | 9.843 | 0.73411 | 10 | 0.57713
14015 | 5 | 1 | 365 | 5.6765 | 0.1477 | 5 | 0.82418
16993 | 5.4 | 1 | 365 | 6.1306 | 0.51952 | 6 | 0.65011
29676 | 12.54 | 1 | 365 | 14.2366 | 0.0064316 | 14 | 0.24304
17165 | 11.2 | 1 | 365 | 12.7153 | 0.41085 | 13 | 0.12616
53101 | 5.36 | 1 | 365 | 6.0852 | 0.38233 | 6 | 0.46752
26176 | 10 | 1 | 365 | 11.353 | 0.2954 | 11 | 0.64836
54308 | 5.1 | 1 | 365 | 5.79 | 0.49065 | 6 | 0.28066
17083 | 7.7 | 1 | 365 | 8.7418 | 0.40746 | 9 | 0.14924
12820 | 7.8 | 1 | 365 | 8.8553 | 0.75041 | 9 | 0.60572
11697 | 6.6 | 1 | 365 | 7.493 | 0.63496 | 8 | 0.12792
22906 | 4.8 | 1 | 365 | 5.4494 | 0.46179 | 5 | 0.91121
52034 | 13.2 | 1 | 365 | 14.9859 | 0.26993 | 15 | 0.25584
23106 | 15.12 | 1 | 365 | 17.1657 | 0.85464 | 18 | 0.02032
22714 | 8.32 | 1 | 365 | 9.4457 | 0.53377 | 9 | 0.97944
13351 | 5.6 | 1 | 365 | 6.3577 | 0.20542 | 6 | 0.56308
13371 | 9.81 | 1 | 365 | 11.1373 | 0.64379 | 11 | 0.78104
19704 | 10.965 | 1 | 365 | 12.4485 | 0.60491 | 13 | 0.053427
18224 | 14.85 | 1 | 365 | 16.8591 | 0.92867 | 17 | 0.78781
22470 | 5.1 | 1 | 365 | 5.79 | 0.49065 | 6 | 0.28066
12406 | 9.315 | 1 | 365 | 10.5753 | 0.94617 | 11 | 0.52145
17864 | 9.69 | 1 | 365 | 11.001 | 0.23224 | 11 | 0.23326
21183 | 9.52 | 1 | 365 | 10.808 | 0.64922 | 11 | 0.45724
17884 | 9.8 | 1 | 365 | 11.1259 | 0.60949 | 11 | 0.73539
20762 | 3.924 | 1 | 365 | 4.4549 | 0.45751 | 4 | 0.91242
18346 | 7.7 | 1 | 365 | 8.7418 | 0.40746 | 9 | 0.14924
13609 | 3.924 | 1 | 365 | 4.4549 | 0.45751 | 4 | 0.91242
32598 | 2.55 | 1 | 365 | 2.895 | 0.74533 | 3 | 0.64033
18906 | 12.426 | 1 | 365 | 14.1072 | 0.61546 | 14 | 0.72265
12401 | 7.521 | 1 | 365 | 8.5386 | 0.79357 | 9 | 0.33213
24800 | 8.4 | 1 | 365 | 9.5365 | 0.80814 | 10 | 0.34462
31047 | 5.232 | 1 | 365 | 5.9399 | 0.94335 | 6 | 0.88322
26978 | 8.415 | 1 | 365 | 9.5535 | 0.85958 | 10 | 0.41309
11559 | 6.6 | 1 | 365 | 7.493 | 0.63496 | 8 | 0.12792
15709 | 5.52 | 1 | 365 | 6.2668 | 0.93106 | 7 | 0.19789
30525 | 8.925 | 1 | 365 | 10.1325 | 0.60864 | 10 | 0.74116
18023 | 5.886 | 1 | 365 | 6.6824 | 0.18627 | 6 | 0.86862
21056 | 10.36 | 1 | 365 | 11.7617 | 0.53003 | 12 | 0.2917
58353 | 5.355 | 1 | 365 | 6.0795 | 0.36519 | 6 | 0.4447
19178 | 10.35 | 1 | 365 | 11.7503 | 0.49574 | 12 | 0.24605
26694 | 8.25 | 1 | 365 | 9.3662 | 0.29371 | 9 | 0.6599
17393 | 3.57 | 1 | 365 | 4.053 | 0.24346 | 4 | 0.29646
22116 | 6.36 | 1 | 365 | 7.2205 | 0.81187 | 8 | 0.032357
26497 | 4.08 | 1 | 365 | 4.632 | 0.99252 | 5 | 0.62453
22483 | 5 | 1 | 365 | 5.6765 | 0.1477 | 5 | 0.82418
35946 | 6.12 | 1 | 365 | 6.948 | 0.98878 | 7 | 0.9368
18681 | 7.848 | 1 | 365 | 8.9098 | 0.91503 | 9 | 0.82483
13623 | 5.88 | 1 | 365 | 6.6755 | 0.1657 | 6 | 0.84124
45229 | 7.98 | 1 | 365 | 9.0597 | 0.36773 | 9 | 0.42739
13455 | 4.125 | 1 | 365 | 4.6831 | 0.14685 | 4 | 0.82995
19172 | 3.24 | 1 | 365 | 3.6784 | 0.11171 | 3 | 0.79007
77452 | 7 | 1 | 365 | 7.9471 | 0.00678 | 7 | 0.95385
15658 | 8 | 1 | 365 | 9.0824 | 0.43632 | 9 | 0.51869
13994 | 6.25 | 1 | 365 | 7.0956 | 0.43462 | 7 | 0.53022
21142 | 5.1 | 1 | 365 | 5.79 | 0.49065 | 6 | 0.28066
27265 | 10.4 | 1 | 365 | 11.8071 | 0.66722 | 12 | 0.47429
22202 | 6.44 | 1 | 365 | 7.3113 | 0.086238 | 7 | 0.39754
16751 | 12 | 1 | 365 | 13.6236 | 0.15448 | 13 | 0.77803
15644 | 5.1 | 1 | 365 | 5.79 | 0.49065 | 6 | 0.28066
22467 | 7 | 1 | 365 | 7.9471 | 0.00678 | 7 | 0.95385
20071 | 7.395 | 1 | 365 | 8.3955 | 0.36145 | 8 | 0.75696
48673 | 5.232 | 1 | 365 | 5.9399 | 0.94335 | 6 | 0.88322
29970 | 11.4 | 1 | 365 | 12.9424 | 0.096756 | 13 | 0.03913
12503 | 6.48 | 1 | 365 | 7.3567 | 0.22342 | 7 | 0.58014
16465 | 6.3 | 1 | 365 | 7.1524 | 0.6061 | 7 | 0.75847
12580 | 7.7 | 1 | 365 | 8.7418 | 0.40746 | 9 | 0.14924
12772 | 9.3 | 1 | 365 | 10.5583 | 0.89472 | 11 | 0.45297
16944 | 8.4 | 1 | 365 | 9.5365 | 0.80814 | 10 | 0.34462
18208 | 5.559 | 1 | 365 | 6.3111 | 0.064813 | 6 | 0.37592
20868 | 5.1 | 1 | 365 | 5.79 | 0.49065 | 6 | 0.28066
18923 | 5.1 | 1 | 365 | 5.79 | 0.49065 | 6 | 0.28066
18313 | 4.14 | 1 | 365 | 4.7001 | 0.1983 | 4 | 0.89842
38412 | 11 | 1 | 365 | 12.4883 | 0.72494 | 13 | 0.2132
14771 | 9.72 | 1 | 365 | 11.0351 | 0.33513 | 11 | 0.37021
15667 | 5.4 | 1 | 365 | 6.1306 | 0.51952 | 6 | 0.65011
17468 | 7.14 | 1 | 365 | 8.106 | 0.48692 | 8 | 0.59293
12802 | 7.02 | 1 | 365 | 7.9698 | 0.075371 | 8 | 0.045149
17160 | 6 | 1 | 365 | 6.8118 | 0.57724 | 7 | 0.38902
18817 | 3.57 | 1 | 365 | 4.053 | 0.24346 | 4 | 0.29646
14412 | 5.232 | 1 | 365 | 5.9399 | 0.94335 | 6 | 0.88322
37471 | 10.464 | 1 | 365 | 11.8797 | 0.88671 | 12 | 0.76644
12602 | 9.99 | 1 | 365 | 11.3416 | 0.2611 | 11 | 0.60271
15543 | 6.12 | 1 | 365 | 6.948 | 0.98878 | 7 | 0.9368
18563 | 7.14 | 1 | 365 | 8.106 | 0.48692 | 8 | 0.59293
19020 | 4.675 | 1 | 365 | 5.3075 | 0.033099 | 5 | 0.34061
22274 | 7.83 | 1 | 365 | 8.8894 | 0.8533 | 9 | 0.74267
18273 | 6.885 | 1 | 365 | 7.8165 | 0.61238 | 8 | 0.4289
12385 | 7.56 | 1 | 365 | 8.5828 | 0.92732 | 9 | 0.51016
22606 | 3.36 | 1 | 365 | 3.8146 | 0.52325 | 4 | 0.33785
12930 | 5.5 | 1 | 365 | 6.2441 | 0.86247 | 7 | 0.1066
14244 | 7.848 | 1 | 365 | 8.9098 | 0.91503 | 9 | 0.82483
16638 | 3 | 1 | 365 | 3.4059 | 0.28862 | 3 | 0.69451
30142 | 3.924 | 1 | 365 | 4.4549 | 0.45751 | 4 | 0.91242
55271 | 9.35 | 1 | 365 | 10.615 | 0.066199 | 10 | 0.68122
20172 | 5.6 | 1 | 365 | 6.3577 | 0.20542 | 6 | 0.56308
42555 | 6.3 | 1 | 365 | 7.1524 | 0.6061 | 7 | 0.75847
13687 | 9.35 | 1 | 365 | 10.615 | 0.066199 | 10 | 0.68122
15547 | 9.45 | 1 | 365 | 10.7285 | 0.40915 | 11 | 0.1377
19006 | 10.5 | 1 | 365 | 11.9206 | 0.01017 | 11 | 0.93078
18516 | 6.3 | 1 | 365 | 7.1524 | 0.6061 | 7 | 0.75847
13118 | 9.625 | 1 | 365 | 10.9272 | 0.0093225 | 10 | 0.93655
33027 | 5.2 | 1 | 365 | 5.9035 | 0.83361 | 6 | 0.73715
19074 | 6.6 | 1 | 365 | 7.493 | 0.63496 | 8 | 0.12792
11555 | 5.72 | 1 | 365 | 6.4939 | 0.61697 | 7 | 0.11086
11648 | 8.67 | 1 | 365 | 9.843 | 0.73411 | 10 | 0.57713
16864 | 9 | 1 | 365 | 10.2177 | 0.86586 | 11 | 0.083524
20639 | 4.8 | 1 | 365 | 5.4494 | 0.46179 | 5 | 0.91121
19071 | 7.395 | 1 | 365 | 8.3955 | 0.36145 | 8 | 0.75696
20488 | 4.335 | 1 | 365 | 4.9215 | 0.86706 | 5 | 0.78856
21647 | 4.95 | 1 | 365 | 5.6197 | 0.97622 | 6 | 0.59594
52623 | 8.25 | 1 | 365 | 9.3662 | 0.29371 | 9 | 0.6599
12586 | 4.2 | 1 | 365 | 4.7682 | 0.40407 | 5 | 0.17231
49261 | 4.08 | 1 | 365 | 4.632 | 0.99252 | 5 | 0.62453
18037 | 8.68 | 1 | 365 | 9.8544 | 0.76841 | 10 | 0.62278
34195 | 7.65 | 1 | 365 | 8.685 | 0.23598 | 8 | 0.921
17081 | 9.6 | 1 | 365 | 10.8988 | 0.92358 | 11 | 0.82243
14550 | 7.65 | 1 | 365 | 8.685 | 0.23598 | 8 | 0.921
18242 | 4.675 | 1 | 365 | 5.3075 | 0.033099 | 5 | 0.34061
14413 | 3.85 | 1 | 365 | 4.3709 | 0.20373 | 4 | 0.57462
19597 | 7.65 | 1 | 365 | 8.685 | 0.23598 | 8 | 0.921
17166 | 5.61 | 1 | 365 | 6.369 | 0.23972 | 6 | 0.60873
16284 | 5.7 | 1 | 365 | 6.4712 | 0.54838 | 7 | 0.019565
15642 | 8.5 | 1 | 365 | 9.65 | 0.15109 | 9 | 0.80111
12417 | 9.156 | 1 | 365 | 10.3948 | 0.40087 | 10 | 0.79564
20625 | 4.59 | 1 | 365 | 5.211 | 0.74159 | 5 | 0.9526
27167 | 6.16 | 1 | 365 | 6.9934 | 0.12597 | 7 | 0.11939
21564 | 12.375 | 1 | 365 | 14.0493 | 0.44056 | 14 | 0.48985
13357 | 9.483 | 1 | 365 | 10.766 | 0.52233 | 11 | 0.28834
18243 | 8.71 | 1 | 365 | 9.8884 | 0.87129 | 10 | 0.75972
14739 | 7.2 | 1 | 365 | 8.1741 | 0.69269 | 8 | 0.86682
26086 | 5.775 | 1 | 365 | 6.5563 | 0.80559 | 7 | 0.36193
24993 | 6.21 | 1 | 365 | 7.0502 | 0.29744 | 7 | 0.34763
46201 | 11 | 1 | 365 | 12.4883 | 0.72494 | 13 | 0.2132
31605 | 8.4 | 1 | 365 | 9.5365 | 0.80814 | 10 | 0.34462
24000 | 10.8 | 1 | 365 | 12.2612 | 0.039032 | 12 | 0.30023
53294 | 2.2 | 1 | 365 | 2.4977 | 0.54499 | 3 | 0.042639
21396 | 4.95 | 1 | 365 | 5.6197 | 0.97622 | 6 | 0.59594
53916 | 2.8 | 1 | 365 | 3.1788 | 0.60271 | 3 | 0.78154
24110 | 7.14 | 1 | 365 | 8.106 | 0.48692 | 8 | 0.59293
27918 | 8.16 | 1 | 365 | 9.264 | 0.98505 | 10 | 0.24906
16452 | 7.02 | 1 | 365 | 7.9698 | 0.075371 | 8 | 0.045149
42587 | 4.16 | 1 | 365 | 4.7228 | 0.26689 | 4 | 0.98972
22990 | 6.6 | 1 | 365 | 7.493 | 0.63496 | 8 | 0.12792
21163 | 10.8 | 1 | 365 | 12.2612 | 0.039032 | 12 | 0.30023
66682 | 9.12 | 1 | 365 | 10.3539 | 0.2774 | 10 | 0.6313
15299 | 4.95 | 1 | 365 | 5.6197 | 0.97622 | 6 | 0.59594
22988 | 6.12 | 1 | 365 | 6.948 | 0.98878 | 7 | 0.9368
20031 | 8.25 | 1 | 365 | 9.3662 | 0.29371 | 9 | 0.6599
13849 | 10.455 | 1 | 365 | 11.8695 | 0.85584 | 12 | 0.72536
13528 | 5.1 | 1 | 365 | 5.79 | 0.49065 | 6 | 0.28066
16192 | 9.92 | 1 | 365 | 11.2621 | 0.021037 | 11 | 0.28317
17871 | 6.375 | 1 | 365 | 7.2375 | 0.86332 | 8 | 0.10083
16592 | 9.625 | 1 | 365 | 10.9272 | 0.0093225 | 10 | 0.93655
22280 | 6.76 | 1 | 365 | 7.6746 | 0.18369 | 7 | 0.85829
28022 | 7.2 | 1 | 365 | 8.1741 | 0.69269 | 8 | 0.86682
69662 | 10.464 | 1 | 365 | 11.8797 | 0.88671 | 12 | 0.76644
14421 | 7.848 | 1 | 365 | 8.9098 | 0.91503 | 9 | 0.82483
14925 | 6.3 | 1 | 365 | 7.1524 | 0.6061 | 7 | 0.75847
78439 | 6.84 | 1 | 365 | 7.7654 | 0.45805 | 8 | 0.22348
18869 | 4.845 | 1 | 365 | 5.5005 | 0.61612 | 6 | 0.11663
20756 | 3.9 | 1 | 365 | 4.4277 | 0.37521 | 4 | 0.80286
18153 | 11.2 | 1 | 365 | 12.7153 | 0.41085 | 13 | 0.12616
19079 | 5.1 | 1 | 365 | 5.79 | 0.49065 | 6 | 0.28066
16305 | 6.36 | 1 | 365 | 7.2205 | 0.81187 | 8 | 0.032357
23416 | 5.61 | 1 | 365 | 6.369 | 0.23972 | 6 | 0.60873
49116 | 5.865 | 1 | 365 | 6.6585 | 0.11425 | 6 | 0.77276
11649 | 6.05 | 1 | 365 | 6.8685 | 0.74872 | 7 | 0.61726
23018 | 7.15 | 1 | 365 | 8.1174 | 0.52121 | 8 | 0.63858
17662 | 6.72 | 1 | 365 | 7.6292 | 0.046509 | 7 | 0.6757
15389 | 9.99 | 1 | 365 | 11.3416 | 0.2611 | 11 | 0.60271
19864 | 4.95 | 1 | 365 | 5.6197 | 0.97622 | 6 | 0.59594
17392 | 7.7 | 1 | 365 | 8.7418 | 0.40746 | 9 | 0.14924
12800 | 9.18 | 1 | 365 | 10.422 | 0.48318 | 10 | 0.90519
20478 | 5.175 | 1 | 365 | 5.8752 | 0.74787 | 6 | 0.62303
19466 | 8.415 | 1 | 365 | 9.5535 | 0.85958 | 10 | 0.41309
21580 | 6.05 | 1 | 365 | 6.8685 | 0.74872 | 7 | 0.61726
17474 | 7.29 | 1 | 365 | 8.2763 | 0.0013466 | 8 | 0.27765
15209 | 13.5 | 1 | 365 | 15.3265 | 0.29879 | 15 | 0.62529
49264 | 5.88 | 1 | 365 | 6.6755 | 0.1657 | 6 | 0.84124
37470 | 3.575 | 1 | 365 | 4.0587 | 0.26061 | 4 | 0.31929
25588 | 2.75 | 1 | 365 | 3.1221 | 0.43124 | 3 | 0.5533
20405 | 10 | 1 | 365 | 11.353 | 0.2954 | 11 | 0.64836
13977 | 6.5 | 1 | 365 | 7.3794 | 0.29201 | 7 | 0.67143
13889 | 6 | 1 | 365 | 6.8118 | 0.57724 | 7 | 0.38902
15136 | 8.67 | 1 | 365 | 9.843 | 0.73411 | 10 | 0.57713
21196 | 8.1 | 1 | 365 | 9.1959 | 0.77927 | 9 | 0.97517
58352 | 5.1 | 1 | 365 | 5.79 | 0.49065 | 6 | 0.28066
17162 | 12.32 | 1 | 365 | 13.9868 | 0.25193 | 14 | 0.23878
12944 | 3.825 | 1 | 365 | 4.3425 | 0.11799 | 4 | 0.4605
18520 | 8.925 | 1 | 365 | 10.1325 | 0.60864 | 10 | 0.74116
14245 | 6.867 | 1 | 365 | 7.7961 | 0.55065 | 8 | 0.34673
26510 | 6.12 | 1 | 365 | 6.948 | 0.98878 | 7 | 0.9368
15698 | 7.7 | 1 | 365 | 8.7418 | 0.40746 | 9 | 0.14924
11547 | 5.1 | 1 | 365 | 5.79 | 0.49065 | 6 | 0.28066
13069 | 5.6 | 1 | 365 | 6.3577 | 0.20542 | 6 | 0.56308
26491 | 4.08 | 1 | 365 | 4.632 | 0.99252 | 5 | 0.62453
19263 | 6.12 | 1 | 365 | 6.948 | 0.98878 | 7 | 0.9368
51171 | 3.06 | 1 | 365 | 3.474 | 0.49439 | 3 | 0.9684
13472 | 3.3 | 1 | 365 | 3.7465 | 0.31748 | 4 | 0.063959
25019 | 5.865 | 1 | 365 | 6.6585 | 0.11425 | 6 | 0.77276
18218 | 5.225 | 1 | 365 | 5.9319 | 0.91935 | 6 | 0.85127
14676 | 7.14 | 1 | 365 | 8.106 | 0.48692 | 8 | 0.59293
23698 | 10.8 | 1 | 365 | 12.2612 | 0.039032 | 12 | 0.30023
42569 | 5.355 | 1 | 365 | 6.0795 | 0.36519 | 6 | 0.4447
16157 | 10.05 | 1 | 365 | 11.4097 | 0.46688 | 11 | 0.8766
51919 | 8 | 1 | 365 | 9.0824 | 0.43632 | 9 | 0.51869
11774 | 6.5 | 1 | 365 | 7.3794 | 0.29201 | 7 | 0.67143
13918 | 2.75 | 1 | 365 | 3.1221 | 0.43124 | 3 | 0.5533
6728 | 7.905 | 1 | 365 | 8.9745 | 0.11051 | 9 | 0.085029
6516 | 5.355 | 1 | 365 | 6.0795 | 0.36519 | 6 | 0.4447
6730 | 7.65 | 1 | 365 | 8.685 | 0.23598 | 8 | 0.921
7865 | 4.5 | 1 | 365 | 5.1088 | 0.43293 | 5 | 0.54176
8662 | 7.02 | 1 | 365 | 7.9698 | 0.075371 | 8 | 0.045149
8911 | 8.68 | 1 | 365 | 9.8544 | 0.76841 | 10 | 0.62278
6977 | 3.08 | 1 | 365 | 3.4967 | 0.56298 | 4 | 0.059695
13861 | 7.395 | 1 | 365 | 8.3955 | 0.36145 | 8 | 0.75696
13963 | 3.5 | 1 | 365 | 3.9735 | 0.00339 | 3 | 0.97693
14790 | 2.55 | 1 | 365 | 2.895 | 0.74533 | 3 | 0.64033
48820 | 10.335 | 1 | 365 | 11.7333 | 0.4443 | 12 | 0.17758
23643 | 5.1 | 1 | 365 | 5.79 | 0.49065 | 6 | 0.28066
19001 | 5.559 | 1 | 365 | 6.3111 | 0.064813 | 6 | 0.37592
13982 | 10.965 | 1 | 365 | 12.4485 | 0.60491 | 13 | 0.053427
17201 | 9.945 | 1 | 365 | 11.2905 | 0.10678 | 11 | 0.39729
16949 | 5.4 | 1 | 365 | 6.1306 | 0.51952 | 6 | 0.65011
16155 | 7.65 | 1 | 365 | 8.685 | 0.23598 | 8 | 0.921
13862 | 5.775 | 1 | 365 | 6.5563 | 0.80559 | 7 | 0.36193
20034 | 9.9 | 1 | 365 | 11.2394 | 0.95245 | 12 | 0.19188
13811 | 11.48 | 1 | 365 | 13.0332 | 0.37112 | 13 | 0.40432
13998 | 10.2 | 1 | 365 | 11.58 | 0.98131 | 12 | 0.56133
91148 | 6.75 | 1 | 365 | 7.6632 | 0.1494 | 7 | 0.81264
17219 | 7.65 | 1 | 365 | 8.685 | 0.23598 | 8 | 0.921
14026 | 7.65 | 1 | 365 | 8.685 | 0.23598 | 8 | 0.921
13880 | 3.3 | 1 | 365 | 3.7465 | 0.31748 | 4 | 0.063959
14028 | 9.435 | 1 | 365 | 10.7115 | 0.35771 | 11 | 0.069228
13957 | 9.18 | 1 | 365 | 10.422 | 0.48318 | 10 | 0.90519
14812 | 8.48 | 1 | 365 | 9.6273 | 0.082499 | 9 | 0.70981
13883 | 4.48 | 1 | 365 | 5.0861 | 0.36434 | 5 | 0.45047
69906 | 3 | 1 | 365 | 3.4059 | 0.82754 | 4 | 0.23343
13886 | 4.48 | 1 | 365 | 5.0861 | 0.36434 | 5 | 0.45047
37132 | 6.27 | 1 | 365 | 7.1183 | 0.50322 | 7 | 0.62152
13917 | 5 | 1 | 365 | 5.6765 | 0.1477 | 5 | 0.82418
30659 | 11.76 | 1 | 365 | 13.3511 | 0.33139 | 13 | 0.68247
13866 | 5.559 | 1 | 365 | 6.3111 | 0.064813 | 6 | 0.37592
14048 | 2.86 | 1 | 365 | 3.2469 | 0.80848 | 4 | 0.055431
23037 | 9 | 1 | 365 | 10.2177 | 0.86586 | 11 | 0.083524
15006 | 8.37 | 1 | 365 | 9.5024 | 0.70525 | 10 | 0.20768
17677 | 6.867 | 1 | 365 | 7.7961 | 0.55065 | 8 | 0.34673
17208 | 4.59 | 1 | 365 | 5.211 | 0.74159 | 5 | 0.9526
14116 | 2.55 | 1 | 365 | 2.895 | 0.74533 | 3 | 0.64033
15675 | 7.5 | 1 | 365 | 8.5147 | 0.72155 | 9 | 0.23627
18312 | 3 | 1 | 365 | 3.4059 | 0.28862 | 3 | 0.69451
13974 | 2.55 | 1 | 365 | 2.895 | 0.74533 | 3 | 0.64033
14021 | 5.865 | 1 | 365 | 6.6585 | 0.11425 | 6 | 0.77276
14047 | 6.375 | 1 | 365 | 7.2375 | 0.86332 | 8 | 0.10083
20944 | 7.14 | 1 | 365 | 8.106 | 0.48692 | 8 | 0.59293
14014 | 8.16 | 1 | 365 | 9.264 | 0.98505 | 10 | 0.24906
13987 | 2.55 | 1 | 365 | 2.895 | 0.74533 | 3 | 0.64033
17216 | 4.59 | 1 | 365 | 5.211 | 0.74159 | 5 | 0.9526
20490 | 7.65 | 1 | 365 | 8.685 | 0.23598 | 8 | 0.921
53872 | 4.5 | 1 | 365 | 5.1088 | 0.43293 | 5 | 0.54176
15247 | 5.72 | 1 | 365 | 6.4939 | 0.61697 | 7 | 0.11086
13993 | 7.65 | 1 | 365 | 8.685 | 0.23598 | 8 | 0.921
67330 | 9.1 | 1 | 365 | 10.3312 | 0.20881 | 10 | 0.54001
15076 | 4.68 | 1 | 365 | 5.3132 | 0.050247 | 5 | 0.36343
16296 | 11.825 | 1 | 365 | 13.4249 | 0.55431 | 13 | 0.97919
25840 | 10.545 | 1 | 365 | 11.9717 | 0.1645 | 12 | 0.1362
14049 | 3.06 | 1 | 365 | 3.474 | 0.49439 | 3 | 0.9684
14130 | 2.6 | 1 | 365 | 2.9518 | 0.9168 | 3 | 0.86857
60901 | 5.735 | 1 | 365 | 6.5109 | 0.66841 | 7 | 0.17933
14066 | 9 | 1 | 365 | 10.2177 | 0.86586 | 11 | 0.083524
15287 | 8.829 | 1 | 365 | 10.0235 | 0.27941 | 10 | 0.30294
17222 | 5.98 | 1 | 365 | 6.7891 | 0.50865 | 7 | 0.29772
20867 | 3.57 | 1 | 365 | 4.053 | 0.24346 | 4 | 0.29646
20240 | 11.44 | 1 | 365 | 12.9878 | 0.23394 | 13 | 0.22172
17191 | 3.06 | 1 | 365 | 3.474 | 0.49439 | 3 | 0.9684
14003 | 7.14 | 1 | 365 | 8.106 | 0.48692 | 8 | 0.59293
14008 | 5.355 | 1 | 365 | 6.0795 | 0.36519 | 6 | 0.4447
24718 | 3.6 | 1 | 365 | 4.0871 | 0.34634 | 4 | 0.43341
17129 | 7.83 | 1 | 365 | 8.8894 | 0.8533 | 9 | 0.74267
15323 | 9.99 | 1 | 365 | 11.3416 | 0.2611 | 11 | 0.60271
16522 | 8.925 | 1 | 365 | 10.1325 | 0.60864 | 10 | 0.74116
24720 | 3.57 | 1 | 365 | 4.053 | 0.24346 | 4 | 0.29646
22278 | 4.08 | 1 | 365 | 4.632 | 0.99252 | 5 | 0.62453
13871 | 7.95 | 1 | 365 | 9.0256 | 0.26484 | 9 | 0.29045
17306 | 10.64 | 1 | 365 | 12.0795 | 0.49031 | 12 | 0.56986
16709 | 7.84 | 1 | 365 | 8.9007 | 0.88759 | 9 | 0.78831
15316 | 7.905 | 1 | 365 | 8.9745 | 0.11051 | 9 | 0.085029
42497 | 5.67 | 1 | 365 | 6.4371 | 0.44549 | 6 | 0.88262
15854 | 9.54 | 1 | 365 | 10.8307 | 0.71781 | 11 | 0.54854
15528 | 8.4 | 1 | 365 | 9.5365 | 0.80814 | 10 | 0.34462
66629 | 8.1 | 1 | 365 | 9.1959 | 0.77927 | 9 | 0.97517
53718 | 5.985 | 1 | 365 | 6.7947 | 0.5258 | 7 | 0.32054
19491 | 7.75 | 1 | 365 | 8.7985 | 0.57893 | 9 | 0.37748
21148 | 9.075 | 1 | 365 | 10.3028 | 0.12308 | 10 | 0.42589
25560 | 9.9 | 1 | 365 | 11.2394 | 0.95245 | 12 | 0.19188
19500 | 4.94 | 1 | 365 | 5.6084 | 0.94193 | 6 | 0.55029
20906 | 9.18 | 1 | 365 | 10.422 | 0.48318 | 10 | 0.90519
14814 | 5.61 | 1 | 365 | 6.369 | 0.23972 | 6 | 0.60873
15824 | 4.125 | 1 | 365 | 4.6831 | 0.14685 | 4 | 0.82995
15016 | 2.805 | 1 | 365 | 3.1845 | 0.61986 | 3 | 0.80436
15400 | 6.12 | 1 | 365 | 6.948 | 0.98878 | 7 | 0.9368
18280 | 7.59 | 1 | 365 | 8.6169 | 0.030209 | 8 | 0.64711
14927 | 10.08 | 1 | 365 | 11.4438 | 0.56976 | 12 | 0.013547
13799 | 11 | 1 | 365 | 12.4883 | 0.72494 | 13 | 0.2132
18932 | 6 | 1 | 365 | 6.8118 | 0.57724 | 7 | 0.38902
24978 | 5.67 | 1 | 365 | 6.4371 | 0.44549 | 6 | 0.88262
17926 | 7.8 | 1 | 365 | 8.8553 | 0.75041 | 9 | 0.60572
14417 | 9.156 | 1 | 365 | 10.3948 | 0.40087 | 10 | 0.79564
51903 | 7.905 | 1 | 365 | 8.9745 | 0.11051 | 9 | 0.085029
13865 | 5.88 | 1 | 365 | 6.6755 | 0.1657 | 6 | 0.84124
13816 | 9.18 | 1 | 365 | 10.422 | 0.48318 | 10 | 0.90519
14510 | 4.48 | 1 | 365 | 5.0861 | 0.36434 | 5 | 0.45047
13875 | 4.59 | 1 | 365 | 5.211 | 0.74159 | 5 | 0.9526
32707 | 3.825 | 1 | 365 | 4.3425 | 0.11799 | 4 | 0.4605
14506 | 7.194 | 1 | 365 | 8.1673 | 0.67211 | 8 | 0.83943
13819 | 9.18 | 1 | 365 | 10.422 | 0.48318 | 10 | 0.90519
17911 | 6.213 | 1 | 365 | 7.0536 | 0.30773 | 7 | 0.36133
20818 | 9.18 | 1 | 365 | 10.422 | 0.48318 | 10 | 0.90519
21189 | 3.06 | 1 | 365 | 3.474 | 0.49439 | 3 | 0.9684
16290 | 7.84 | 1 | 365 | 8.9007 | 0.88759 | 9 | 0.78831
14067 | 9 | 1 | 365 | 10.2177 | 0.86586 | 11 | 0.083524
15858 | 6.6 | 1 | 365 | 7.493 | 0.63496 | 8 | 0.12792
14416 | 7.425 | 1 | 365 | 8.4296 | 0.46433 | 8 | 0.89391
15354 | 11.118 | 1 | 365 | 12.6222 | 0.12963 | 12 | 0.75185
13878 | 6.875 | 1 | 365 | 7.8052 | 0.57809 | 8 | 0.38325
17475 | 8.91 | 1 | 365 | 10.1155 | 0.5572 | 10 | 0.67269
19499 | 6.25 | 1 | 365 | 7.0956 | 0.43462 | 7 | 0.53022
16402 | 6.63 | 1 | 365 | 7.527 | 0.73785 | 8 | 0.26486
36562 | 6.615 | 1 | 365 | 7.51 | 0.68641 | 8 | 0.19639
14504 | 7.848 | 1 | 365 | 8.9098 | 0.91503 | 9 | 0.82483
53953 | 7.155 | 1 | 365 | 8.123 | 0.53836 | 8 | 0.6614
17660 | 12.505 | 1 | 365 | 14.1969 | 0.8864 | 15 | 0.083274
19395 | 8.91 | 1 | 365 | 10.1155 | 0.5572 | 10 | 0.67269
19344 | 7.935 | 1 | 365 | 9.0086 | 0.2134 | 9 | 0.22197
20475 | 3.3 | 1 | 365 | 3.7465 | 0.31748 | 4 | 0.063959
16693 | 6.54 | 1 | 365 | 7.4248 | 0.42919 | 7 | 0.85403
18199 | 9.045 | 1 | 365 | 10.2688 | 0.020189 | 10 | 0.28894
19867 | 8.28 | 1 | 365 | 9.4003 | 0.39659 | 9 | 0.79684
25004 | 4.575 | 1 | 365 | 5.194 | 0.69015 | 5 | 0.88412
19191 | 5.67 | 1 | 365 | 6.4371 | 0.44549 | 6 | 0.88262
22028 | 9.54 | 1 | 365 | 10.8307 | 0.71781 | 11 | 0.54854
32023 | 12.825 | 1 | 365 | 14.5602 | 0.98385 | 15 | 0.54402
23023 | 7.848 | 1 | 365 | 8.9098 | 0.91503 | 9 | 0.82483
28998 | 12.426 | 1 | 365 | 14.1072 | 0.61546 | 14 | 0.72265
52064 | 5.559 | 1 | 365 | 6.3111 | 0.064813 | 6 | 0.37592
27028 | 7.8 | 1 | 365 | 8.8553 | 0.75041 | 9 | 0.60572
19066 | 8.829 | 1 | 365 | 10.0235 | 0.27941 | 10 | 0.30294
14041 | 6.12 | 1 | 365 | 6.948 | 0.98878 | 7 | 0.9368
13739 | 4.578 | 1 | 365 | 5.1974 | 0.70043 | 5 | 0.89782
22972 | 12.426 | 1 | 365 | 14.1072 | 0.61546 | 14 | 0.72265
15298 | 7.7 | 1 | 365 | 8.7418 | 0.40746 | 9 | 0.14924
15659 | 4.5 | 1 | 365 | 5.1088 | 0.43293 | 5 | 0.54176
23145 | 9.1 | 1 | 365 | 10.3312 | 0.20881 | 10 | 0.54001
16389 | 8.67 | 1 | 365 | 9.843 | 0.73411 | 10 | 0.57713
18560 | 8.16 | 1 | 365 | 9.264 | 0.98505 | 10 | 0.24906
16308 | 9.945 | 1 | 365 | 11.2905 | 0.10678 | 11 | 0.39729
15977 | 6.5 | 1 | 365 | 7.3794 | 0.29201 | 7 | 0.67143
21956 | 10.64 | 1 | 365 | 12.0795 | 0.49031 | 12 | 0.56986
18035 | 4.578 | 1 | 365 | 5.1974 | 0.70043 | 5 | 0.89782
34847 | 7.848 | 1 | 365 | 8.9098 | 0.91503 | 9 | 0.82483
52807 | 7.15 | 1 | 365 | 8.1174 | 0.52121 | 8 | 0.63858
14815 | 7.14 | 1 | 365 | 8.106 | 0.48692 | 8 | 0.59293
58988 | 9.1 | 1 | 365 | 10.3312 | 0.20881 | 10 | 0.54001
21421 | 8.16 | 1 | 365 | 9.264 | 0.98505 | 10 | 0.24906
16696 | 9.81 | 1 | 365 | 11.1373 | 0.64379 | 11 | 0.78104
16132 | 5.04 | 1 | 365 | 5.7219 | 0.28488 | 6 | 0.0067734
18515 | 9.01 | 1 | 365 | 10.229 | 0.90016 | 11 | 0.12917
32864 | 7.2 | 1 | 365 | 8.1741 | 0.69269 | 8 | 0.86682
15353 | 8.829 | 1 | 365 | 10.0235 | 0.27941 | 10 | 0.30294
21194 | 4.32 | 1 | 365 | 4.9045 | 0.81561 | 5 | 0.72009
19077 | 7.7 | 1 | 365 | 8.7418 | 0.40746 | 9 | 0.14924
15690 | 4.2 | 1 | 365 | 4.7682 | 0.40407 | 5 | 0.17231
15837 | 8.1 | 1 | 365 | 9.1959 | 0.77927 | 9 | 0.97517
50564 | 12.65 | 1 | 365 | 14.3615 | 0.38368 | 14 | 0.74518
14258 | 7.2 | 1 | 365 | 8.1741 | 0.69269 | 8 | 0.86682
26653 | 3.38 | 1 | 365 | 3.8373 | 0.59185 | 4 | 0.42915
17659 | 6.72 | 1 | 365 | 7.6292 | 0.046509 | 7 | 0.6757
17293 | 8.415 | 1 | 365 | 9.5535 | 0.85958 | 10 | 0.41309
33407 | 6.24 | 1 | 365 | 7.0842 | 0.40033 | 7 | 0.48458
20124 | 5.04 | 1 | 365 | 5.7219 | 0.28488 | 6 | 0.0067734
18368 | 7.5 | 1 | 365 | 8.5147 | 0.72155 | 9 | 0.23627
23857 | 13.065 | 1 | 365 | 14.8326 | 0.80694 | 15 | 0.63958
20561 | 7.975 | 1 | 365 | 9.054 | 0.35058 | 9 | 0.40457
21062 | 5.886 | 1 | 365 | 6.6824 | 0.18627 | 6 | 0.86862
25302 | 10.335 | 1 | 365 | 11.7333 | 0.4443 | 12 | 0.17758
28918 | 3.924 | 1 | 365 | 4.4549 | 0.45751 | 4 | 0.91242
17167 | 10.725 | 1 | 365 | 12.176 | 0.78182 | 12 | 0.95787
21134 | 4.845 | 1 | 365 | 5.5005 | 0.61612 | 6 | 0.11663
32594 | 6.63 | 1 | 365 | 7.527 | 0.73785 | 8 | 0.26486
17292 | 3.57 | 1 | 365 | 4.053 | 0.24346 | 4 | 0.29646
20711 | 8.97 | 1 | 365 | 10.1836 | 0.76297 | 10 | 0.94658
19081 | 7.975 | 1 | 365 | 9.054 | 0.35058 | 9 | 0.40457
13872 | 5 | 1 | 365 | 5.6765 | 0.1477 | 5 | 0.82418
16544 | 8.68 | 1 | 365 | 9.8544 | 0.76841 | 10 | 0.62278
21432 | 9.36 | 1 | 365 | 10.6264 | 0.10049 | 10 | 0.72686
21797 | 5.67 | 1 | 365 | 6.4371 | 0.44549 | 6 | 0.88262
21014 | 8 | 1 | 365 | 9.0824 | 0.43632 | 9 | 0.51869
21744 | 8.64 | 1 | 365 | 9.809 | 0.63123 | 10 | 0.44018
20699 | 11.44 | 1 | 365 | 12.9878 | 0.23394 | 13 | 0.22172
18161 | 11.7 | 1 | 365 | 13.283 | 0.12562 | 13 | 0.40858
15656 | 8.82 | 1 | 365 | 10.0133 | 0.24854 | 10 | 0.26185
17391 | 4.59 | 1 | 365 | 5.211 | 0.74159 | 5 | 0.9526
20247 | 4.845 | 1 | 365 | 5.5005 | 0.61612 | 6 | 0.11663
25320 | 9.275 | 1 | 365 | 10.5299 | 0.80898 | 11 | 0.33885
20032 | 3.85 | 1 | 365 | 4.3709 | 0.20373 | 4 | 0.57462
24044 | 9.72 | 1 | 365 | 11.0351 | 0.33513 | 11 | 0.37021
15291 | 6.867 | 1 | 365 | 7.7961 | 0.55065 | 8 | 0.34673
21544 | 5.4 | 1 | 365 | 6.1306 | 0.51952 | 6 | 0.65011
22200 | 5.2 | 1 | 365 | 5.9035 | 0.83361 | 6 | 0.73715
73684 | 3.795 | 1 | 365 | 4.3084 | 0.63684 | 4 | 0.94529
14997 | 11.4 | 1 | 365 | 12.9424 | 0.096756 | 13 | 0.03913
32600 | 5.1 | 1 | 365 | 5.79 | 0.49065 | 6 | 0.28066
13869 | 5.67 | 1 | 365 | 6.4371 | 0.44549 | 6 | 0.88262
18015 | 4.48 | 1 | 365 | 5.0861 | 0.36434 | 5 | 0.45047
73059 | 6 | 1 | 365 | 6.8118 | 0.57724 | 7 | 0.38902
16558 | 9.24 | 1 | 365 | 10.4901 | 0.68895 | 11 | 0.17908
57512 | 6.25 | 1 | 365 | 7.0956 | 0.43462 | 7 | 0.53022
14065 | 7.84 | 1 | 365 | 8.9007 | 0.88759 | 9 | 0.78831
18345 | 5.61 | 1 | 365 | 6.369 | 0.23972 | 6 | 0.60873
9241 | 4.165 | 1 | 365 | 4.7285 | 0.28403 | 5 | 0.012542
10710 | 10.71 | 1 | 365 | 12.159 | 0.73037 | 12 | 0.88939
10712 | 2.55 | 1 | 365 | 2.895 | 0.74533 | 3 | 0.64033
3460 | 7.5 | 1 | 365 | 8.5147 | 0.72155 | 9 | 0.23627
11246 | 5.4 | 1 | 365 | 6.1306 | 0.51952 | 6 | 0.65011
17096 | 5.5 | 1 | 365 | 6.2441 | 0.86247 | 7 | 0.1066
15125 | 5.04 | 1 | 365 | 5.7219 | 0.28488 | 6 | 0.0067734
17142 | 5.1 | 1 | 365 | 5.79 | 0.49065 | 6 | 0.28066
20385 | 4.68 | 1 | 365 | 5.3132 | 0.050247 | 5 | 0.36343
58980 | 2.16 | 1 | 365 | 2.4522 | 0.40781 | 2 | 0.86005
16912 | 5.72 | 1 | 365 | 6.4939 | 0.61697 | 7 | 0.11086
20381 | 6.5 | 1 | 365 | 7.3794 | 0.29201 | 7 | 0.67143
58873 | 6.12 | 1 | 365 | 6.948 | 0.98878 | 7 | 0.9368
44230 | 9.315 | 1 | 365 | 10.5753 | 0.94617 | 11 | 0.52145
58951 | 3.06 | 1 | 365 | 3.474 | 0.49439 | 3 | 0.9684
17227 | 4.94 | 1 | 365 | 5.6084 | 0.94193 | 6 | 0.55029
20266 | 7.28 | 1 | 365 | 8.265 | 0.96705 | 9 | 0.23201
20265 | 3.12 | 1 | 365 | 3.5421 | 0.70016 | 4 | 0.24229
53830 | 5.94 | 1 | 365 | 6.7437 | 0.37147 | 7 | 0.11513
17116 | 3.825 | 1 | 365 | 4.3425 | 0.11799 | 4 | 0.4605
21358 | 7.28 | 1 | 365 | 8.265 | 0.96705 | 9 | 0.23201
20361 | 9.69 | 1 | 365 | 11.001 | 0.23224 | 11 | 0.23326
17156 | 5.72 | 1 | 365 | 6.4939 | 0.61697 | 7 | 0.11086
17132 | 6.12 | 1 | 365 | 6.948 | 0.98878 | 7 | 0.9368
17146 | 2.295 | 1 | 365 | 2.6055 | 0.87079 | 3 | 0.4763
17099 | 4.845 | 1 | 365 | 5.5005 | 0.61612 | 6 | 0.11663
15150 | 8.84 | 1 | 365 | 10.036 | 0.31713 | 10 | 0.35315
17103 | 5.61 | 1 | 365 | 6.369 | 0.23972 | 6 | 0.60873
17130 | 3.315 | 1 | 365 | 3.7635 | 0.36893 | 4 | 0.13243
20386 | 8.84 | 1 | 365 | 10.036 | 0.31713 | 10 | 0.35315
15176 | 2.34 | 1 | 365 | 2.6566 | 0.025124 | 2 | 0.68172
17221 | 2.6 | 1 | 365 | 2.9518 | 0.9168 | 3 | 0.86857
17494 | 2.34 | 1 | 365 | 2.6566 | 0.025124 | 2 | 0.68172
17135 | 5.1 | 1 | 365 | 5.79 | 0.49065 | 6 | 0.28066
20325 | 6.63 | 1 | 365 | 7.527 | 0.73785 | 8 | 0.26486
17110 | 5.355 | 1 | 365 | 6.0795 | 0.36519 | 6 | 0.4447
53852 | 3.9 | 1 | 365 | 4.4277 | 0.37521 | 4 | 0.80286
15135 | 12.48 | 1 | 365 | 14.1685 | 0.80066 | 14 | 0.96915
17112 | 11.22 | 1 | 365 | 12.738 | 0.47944 | 13 | 0.21746
15259 | 5.2 | 1 | 365 | 5.9035 | 0.83361 | 6 | 0.73715
17199 | 7.905 | 1 | 365 | 8.9745 | 0.11051 | 9 | 0.085029
17151 | 3.9 | 1 | 365 | 4.4277 | 0.37521 | 4 | 0.80286
20238 | 4.75 | 1 | 365 | 5.3927 | 0.29031 | 5 | 0.68297
17126 | 5.1 | 1 | 365 | 5.79 | 0.49065 | 6 | 0.28066
59052 | 3.12 | 1 | 365 | 3.5421 | 0.70016 | 4 | 0.24229
17158 | 11.985 | 1 | 365 | 13.6065 | 0.10304 | 13 | 0.70956
17195 | 5.1 | 1 | 365 | 5.79 | 0.49065 | 6 | 0.28066
17121 | 9.18 | 1 | 365 | 10.422 | 0.48318 | 10 | 0.90519
15331 | 3.9 | 1 | 365 | 4.4277 | 0.37521 | 4 | 0.80286
19148 | 5.1 | 1 | 365 | 5.79 | 0.49065 | 6 | 0.28066
63962 | 8.82 | 1 | 365 | 10.0133 | 0.24854 | 10 | 0.26185
53919 | 5.12 | 1 | 365 | 5.8127 | 0.55924 | 6 | 0.37196
9392 | 6 | 1 | 365 | 6.8118 | 0.57724 | 7 | 0.38902
9510 | 4.2 | 1 | 365 | 4.7682 | 0.40407 | 5 | 0.17231
11634 | 7.905 | 1 | 365 | 8.9745 | 0.11051 | 9 | 0.085029
11696 | 7.29 | 1 | 365 | 8.2763 | 0.0013466 | 8 | 0.27765
12465 | 6.12 | 1 | 365 | 6.948 | 0.98878 | 7 | 0.9368
14121 | 8.7 | 1 | 365 | 9.8771 | 0.837 | 10 | 0.71407
14227 | 6.375 | 1 | 365 | 7.2375 | 0.86332 | 8 | 0.10083
14231 | 5.61 | 1 | 365 | 6.369 | 0.23972 | 6 | 0.60873
9595 | 5.1 | 1 | 365 | 5.79 | 0.49065 | 6 | 0.28066
12473 | 5.1 | 1 | 365 | 5.79 | 0.49065 | 6 | 0.28066
12926 | 11.725 | 1 | 365 | 13.3113 | 0.21136 | 13 | 0.5227
13208 | 4.8 | 1 | 365 | 5.4494 | 0.46179 | 5 | 0.91121
12178 | 8.1 | 1 | 365 | 9.1959 | 0.77927 | 9 | 0.97517
10683 | 12.753 | 1 | 365 | 14.4784 | 0.73692 | 15 | 0.21535
17236 | 3.75 | 1 | 365 | 4.2574 | 0.86078 | 5 | 0.11813
22534 | 14.82 | 1 | 365 | 16.8251 | 0.82578 | 17 | 0.65087
17437 | 4.52 | 1 | 365 | 5.1315 | 0.50152 | 5 | 0.63306
19582 | 11 | 1 | 365 | 12.4883 | 0.72494 | 13 | 0.2132
19584 | 6 | 1 | 365 | 6.8118 | 0.57724 | 7 | 0.38902
20355 | 4.08 | 1 | 365 | 4.632 | 0.99252 | 5 | 0.62453
17085 | 8.28 | 1 | 365 | 9.4003 | 0.39659 | 9 | 0.79684
17205 | 9.88 | 1 | 365 | 11.2167 | 0.88386 | 12 | 0.10058
17767 | 8.175 | 1 | 365 | 9.281 | 0.03649 | 9 | 0.31753
17108 | 6.25 | 1 | 365 | 7.0956 | 0.43462 | 7 | 0.53022
17590 | 2.86 | 1 | 365 | 3.2469 | 0.80848 | 4 | 0.055431
17879 | 6.6 | 1 | 365 | 7.493 | 0.63496 | 8 | 0.12792
23221 | 7.2 | 1 | 365 | 8.1741 | 0.69269 | 8 | 0.86682
18616 | 6 | 1 | 365 | 6.8118 | 0.57724 | 7 | 0.38902
18723 | 5.4 | 1 | 365 | 6.1306 | 0.51952 | 6 | 0.65011
22243 | 7.83 | 1 | 365 | 8.8894 | 0.8533 | 9 | 0.74267
23406 | 12.3 | 1 | 365 | 13.9641 | 0.18334 | 14 | 0.14748
19392 | 4.675 | 1 | 365 | 5.3075 | 0.033099 | 5 | 0.34061
17084 | 11.73 | 1 | 365 | 13.317 | 0.2285 | 13 | 0.54553
18412 | 5.61 | 1 | 365 | 6.369 | 0.23972 | 6 | 0.60873
19869 | 11.2 | 1 | 365 | 12.7153 | 0.41085 | 13 | 0.12616
25907 | 7.15 | 1 | 365 | 8.1174 | 0.52121 | 8 | 0.63858
21236 | 5.25 | 1 | 365 | 5.9603 | 0.005085 | 5 | 0.96539
43535 | 8.265 | 1 | 365 | 9.3832 | 0.34515 | 9 | 0.72837
13943 | 4.75 | 1 | 365 | 5.3927 | 0.29031 | 5 | 0.68297
11831 | 8.84 | 1 | 365 | 10.036 | 0.31713 | 10 | 0.35315
14357 | 6 | 1 | 365 | 6.8118 | 0.57724 | 7 | 0.38902
14650 | 6.05 | 1 | 365 | 6.8685 | 0.74872 | 7 | 0.61726
13661 | 6.12 | 1 | 365 | 6.948 | 0.98878 | 7 | 0.9368
13542 | 12.69 | 1 | 365 | 14.4069 | 0.52086 | 14 | 0.92777
9500 | 6.63 | 1 | 365 | 7.527 | 0.73785 | 8 | 0.26486
14847 | 3.38 | 1 | 365 | 3.8373 | 0.59185 | 4 | 0.42915
14877 | 3.12 | 1 | 365 | 3.5421 | 0.70016 | 4 | 0.24229
16510 | 6.6 | 1 | 365 | 7.493 | 0.63496 | 8 | 0.12792
17914 | 6 | 1 | 365 | 6.8118 | 0.57724 | 7 | 0.38902
18172 | 3.9 | 1 | 365 | 4.4277 | 0.37521 | 4 | 0.80286
18197 | 4.08 | 1 | 365 | 4.632 | 0.99252 | 5 | 0.62453
17381 | 8.25 | 1 | 365 | 9.3662 | 0.29371 | 9 | 0.6599
18501 | 4.32 | 1 | 365 | 4.9045 | 0.81561 | 5 | 0.72009
18676 | 9.44 | 1 | 365 | 10.7172 | 0.37486 | 11 | 0.092052
18908 | 9.69 | 1 | 365 | 11.001 | 0.23224 | 11 | 0.23326
18917 | 5.355 | 1 | 365 | 6.0795 | 0.36519 | 6 | 0.4447
19154 | 4.8 | 1 | 365 | 5.4494 | 0.46179 | 5 | 0.91121
16508 | 8.71 | 1 | 365 | 9.8884 | 0.87129 | 10 | 0.75972
19385 | 9 | 1 | 365 | 10.2177 | 0.86586 | 11 | 0.083524
19390 | 5.4 | 1 | 365 | 6.1306 | 0.51952 | 6 | 0.65011
19592 | 2.4 | 1 | 365 | 2.7247 | 0.2309 | 2 | 0.95561
20423 | 3 | 1 | 365 | 3.4059 | 0.28862 | 3 | 0.69451
19482 | 12.75 | 1 | 365 | 14.475 | 0.72663 | 15 | 0.20166
17909 | 7.42 | 1 | 365 | 8.4239 | 0.44719 | 8 | 0.87108
16655 | 7.375 | 1 | 365 | 8.3728 | 0.29286 | 8 | 0.66567
51528 | 5.88 | 1 | 365 | 6.6755 | 0.1657 | 6 | 0.84124
23701 | 6.9 | 1 | 365 | 7.8335 | 0.66383 | 8 | 0.49737
23915 | 10.455 | 1 | 365 | 11.8695 | 0.85584 | 12 | 0.72536
22560 | 9.8 | 1 | 365 | 11.1259 | 0.60949 | 11 | 0.73539
26077 | 4.845 | 1 | 365 | 5.5005 | 0.61612 | 6 | 0.11663
35714 | 6.84 | 1 | 365 | 7.7654 | 0.45805 | 8 | 0.22348
11133 | 9.8 | 1 | 365 | 11.1259 | 0.60949 | 11 | 0.73539
16140 | 4.08 | 1 | 365 | 4.632 | 0.99252 | 5 | 0.62453
20447 | 5.61 | 1 | 365 | 6.369 | 0.23972 | 6 | 0.60873
16105 | 5.47 | 1 | 365 | 6.2101 | 0.75958 | 6 | 0.96965
20779 | 6.72 | 1 | 365 | 7.6292 | 0.046509 | 7 | 0.6757
19728 | 6 | 1 | 365 | 6.8118 | 0.57724 | 7 | 0.38902
17447 | 8.1 | 1 | 365 | 9.1959 | 0.77927 | 9 | 0.97517
20210 | 8.215 | 1 | 365 | 9.3265 | 0.17367 | 9 | 0.50013
20206 | 2.25 | 1 | 365 | 2.5544 | 0.71646 | 3 | 0.27088
20202 | 4 | 1 | 365 | 4.5412 | 0.71816 | 5 | 0.25934
19431 | 4.59 | 1 | 365 | 5.211 | 0.74159 | 5 | 0.9526
21392 | 3 | 1 | 365 | 3.4059 | 0.28862 | 3 | 0.69451
21694 | 5.98 | 1 | 365 | 6.7891 | 0.50865 | 7 | 0.29772
22275 | 9.156 | 1 | 365 | 10.3948 | 0.40087 | 10 | 0.79564
21957 | 5.355 | 1 | 365 | 6.0795 | 0.36519 | 6 | 0.4447
22900 | 3.24 | 1 | 365 | 3.6784 | 0.11171 | 3 | 0.79007
22941 | 7.395 | 1 | 365 | 8.3955 | 0.36145 | 8 | 0.75696
18983 | 4.59 | 1 | 365 | 5.211 | 0.74159 | 5 | 0.9526
22521 | 6.885 | 1 | 365 | 7.8165 | 0.61238 | 8 | 0.4289
22395 | 10.71 | 1 | 365 | 12.159 | 0.73037 | 12 | 0.88939
22244 | 7.28 | 1 | 365 | 8.265 | 0.96705 | 9 | 0.23201
22461 | 4.95 | 1 | 365 | 5.6197 | 0.97622 | 6 | 0.59594
22605 | 7.8 | 1 | 365 | 8.8553 | 0.75041 | 9 | 0.60572
23651 | 5.865 | 1 | 365 | 6.6585 | 0.11425 | 6 | 0.77276
22482 | 4.355 | 1 | 365 | 4.9442 | 0.93565 | 5 | 0.87986
20460 | 8.25 | 1 | 365 | 9.3662 | 0.29371 | 9 | 0.6599
22920 | 4.5 | 1 | 365 | 5.1088 | 0.43293 | 5 | 0.54176
23004 | 7.14 | 1 | 365 | 8.106 | 0.48692 | 8 | 0.59293
23008 | 6.3 | 1 | 365 | 7.1524 | 0.6061 | 7 | 0.75847
20891 | 8.32 | 1 | 365 | 9.4457 | 0.53377 | 9 | 0.97944
22790 | 7.96 | 1 | 365 | 9.037 | 0.29914 | 9 | 0.33609
22811 | 4.47 | 1 | 365 | 5.0748 | 0.33004 | 5 | 0.40482
25144 | 12.48 | 1 | 365 | 14.1685 | 0.80066 | 14 | 0.96915
22405 | 45.453 | 1 | 365 | 51.6026 | 0.88288 | 52 | 0.48549
26640 | 3 | 1 | 365 | 3.4059 | 0.28862 | 3 | 0.69451
26641 | 3 | 1 | 365 | 3.4059 | 0.28862 | 3 | 0.69451
21121 | 7.395 | 1 | 365 | 8.3955 | 0.36145 | 8 | 0.75696
25854 | 4.48 | 1 | 365 | 5.0861 | 0.36434 | 5 | 0.45047
25664 | 6.36 | 1 | 365 | 7.2205 | 0.81187 | 8 | 0.032357
17716 | 13.515 | 1 | 365 | 15.3435 | 0.35023 | 15 | 0.69376
18826 | 12.75 | 1 | 365 | 14.475 | 0.72663 | 15 | 0.20166
19168 | 4.08 | 1 | 365 | 4.632 | 0.99252 | 5 | 0.62453
23060 | 7.905 | 1 | 365 | 8.9745 | 0.11051 | 9 | 0.085029
22074 | 4.14 | 1 | 365 | 4.7001 | 0.1983 | 4 | 0.89842
24702 | 6.76 | 1 | 365 | 7.6746 | 0.18369 | 7 | 0.85829
27049 | 10.08 | 1 | 365 | 11.4438 | 0.56976 | 12 | 0.013547
27063 | 7.055 | 1 | 365 | 8.0095 | 0.1954 | 8 | 0.20492
31052 | 3.3 | 1 | 365 | 3.7465 | 0.31748 | 4 | 0.063959
31897 | 7.98 | 1 | 365 | 9.0597 | 0.36773 | 9 | 0.42739
32790 | 5.865 | 1 | 365 | 6.6585 | 0.11425 | 6 | 0.77276
29303 | 14.28 | 1 | 365 | 16.212 | 0.97383 | 17 | 0.18586
33924 | 5.232 | 1 | 365 | 5.9399 | 0.94335 | 6 | 0.88322
34774 | 4.56 | 1 | 365 | 5.1769 | 0.6387 | 5 | 0.81565
29957 | 6 | 1 | 365 | 6.8118 | 0.57724 | 7 | 0.38902
32795 | 7.8 | 1 | 365 | 8.8553 | 0.75041 | 9 | 0.60572
33575 | 8.64 | 1 | 365 | 9.809 | 0.63123 | 10 | 0.44018
35207 | 2.295 | 1 | 365 | 2.6055 | 0.87079 | 3 | 0.4763
37653 | 2.385 | 1 | 365 | 2.7077 | 0.17945 | 2 | 0.88713
35555 | 3.57 | 1 | 365 | 4.053 | 0.24346 | 4 | 0.29646
35867 | 8.829 | 1 | 365 | 10.0235 | 0.27941 | 10 | 0.30294
36056 | 6 | 1 | 365 | 6.8118 | 0.57724 | 7 | 0.38902
42837 | 7.28 | 1 | 365 | 8.265 | 0.96705 | 9 | 0.23201
44217 | 9.18 | 1 | 365 | 10.422 | 0.48318 | 10 | 0.90519
45089 | 6.12 | 1 | 365 | 6.948 | 0.98878 | 7 | 0.9368
30917 | 10.2 | 1 | 365 | 11.58 | 0.98131 | 12 | 0.56133
33077 | 12.04 | 1 | 365 | 13.669 | 0.29166 | 13 | 0.96063
46907 | 3.35 | 1 | 365 | 3.8032 | 0.48896 | 4 | 0.2922
41594 | 8.04 | 1 | 365 | 9.1278 | 0.5735 | 9 | 0.70128
51857 | 7.8 | 1 | 365 | 8.8553 | 0.75041 | 9 | 0.60572
51396 | 11.96 | 1 | 365 | 13.5781 | 0.017298 | 13 | 0.59544
53246 | 7.935 | 1 | 365 | 9.0086 | 0.2134 | 9 | 0.22197
51091 | 9.62 | 1 | 365 | 10.9215 | 0.99217 | 11 | 0.91372
52865 | 10.2 | 1 | 365 | 11.58 | 0.98131 | 12 | 0.56133
52981 | 4.68 | 1 | 365 | 5.3132 | 0.050247 | 5 | 0.36343
43081 | 4.59 | 1 | 365 | 5.211 | 0.74159 | 5 | 0.9526
50713 | 10.4 | 1 | 365 | 11.8071 | 0.66722 | 12 | 0.47429
42407 | 4.42 | 1 | 365 | 5.018 | 0.15857 | 5 | 0.17658
50803 | 4.08 | 1 | 365 | 4.632 | 0.99252 | 5 | 0.62453
45994 | 13.26 | 1 | 365 | 15.054 | 0.4757 | 15 | 0.52973
53520 | 5.32 | 1 | 365 | 6.0398 | 0.24515 | 6 | 0.28493
53616 | 9.88 | 1 | 365 | 11.2167 | 0.88386 | 12 | 0.10058
48570 | 4.5 | 1 | 365 | 5.1088 | 0.43293 | 5 | 0.54176
44792 | 10.395 | 1 | 365 | 11.8014 | 0.65007 | 12 | 0.45147
41417 | 8.1 | 1 | 365 | 9.1959 | 0.77927 | 9 | 0.97517
59435 | 4.68 | 1 | 365 | 5.3132 | 0.050247 | 5 | 0.36343
53006 | 6.5 | 1 | 365 | 7.3794 | 0.29201 | 7 | 0.67143
43145 | 10.92 | 1 | 365 | 12.3974 | 0.45058 | 12 | 0.84801
61729 | 6.76 | 1 | 365 | 7.6746 | 0.18369 | 7 | 0.85829
66416 | 4.32 | 1 | 365 | 4.9045 | 0.81561 | 5 | 0.72009
63576 | 7 | 1 | 365 | 7.9471 | 0.00678 | 7 | 0.95385
59890 | 8.55 | 1 | 365 | 9.7068 | 0.32257 | 10 | 0.029348
16467 | 3.57 | 1 | 365 | 4.053 | 0.24346 | 4 | 0.29646
16415 | 14.79 | 1 | 365 | 16.791 | 0.7229 | 17 | 0.51392
16983 | 8.8 | 1 | 365 | 9.9906 | 0.17995 | 10 | 0.17056
16988 | 6.6 | 1 | 365 | 7.493 | 0.63496 | 8 | 0.12792
17010 | 9.9 | 1 | 365 | 11.2394 | 0.95245 | 12 | 0.19188
18265 | 7.7 | 1 | 365 | 8.7418 | 0.40746 | 9 | 0.14924
18266 | 5.5 | 1 | 365 | 6.2441 | 0.86247 | 7 | 0.1066
17849 | 7.425 | 1 | 365 | 8.4296 | 0.46433 | 8 | 0.89391
17854 | 4.4 | 1 | 365 | 4.9953 | 0.089976 | 5 | 0.085278
17811 | 6.24 | 1 | 365 | 7.0842 | 0.40033 | 7 | 0.48458
18069 | 5.46 | 1 | 365 | 6.1987 | 0.72529 | 6 | 0.924
15424 | 7.56 | 1 | 365 | 8.5828 | 0.92732 | 9 | 0.51016
17137 | 9.075 | 1 | 365 | 10.3028 | 0.12308 | 10 | 0.42589
17173 | 5.98 | 1 | 365 | 6.7891 | 0.50865 | 7 | 0.29772
17442 | 4.16 | 1 | 365 | 4.7228 | 0.26689 | 4 | 0.98972
17875 | 8.25 | 1 | 365 | 9.3662 | 0.29371 | 9 | 0.6599
18454 | 2.04 | 1 | 365 | 2.316 | 0.99626 | 3 | 0.31227
19221 | 4.94 | 1 | 365 | 5.6084 | 0.94193 | 6 | 0.55029
19438 | 4.94 | 1 | 365 | 5.6084 | 0.94193 | 6 | 0.55029
19456 | 6.05 | 1 | 365 | 6.8685 | 0.74872 | 7 | 0.61726
20016 | 7.02 | 1 | 365 | 7.9698 | 0.075371 | 8 | 0.045149
20220 | 5.72 | 1 | 365 | 6.4939 | 0.61697 | 7 | 0.11086
20330 | 4.68 | 1 | 365 | 5.3132 | 0.050247 | 5 | 0.36343
20433 | 5.2 | 1 | 365 | 5.9035 | 0.83361 | 6 | 0.73715
20441 | 3.12 | 1 | 365 | 3.5421 | 0.70016 | 4 | 0.24229
20452 | 6.76 | 1 | 365 | 7.6746 | 0.18369 | 7 | 0.85829
20459 | 3.3 | 1 | 365 | 3.7465 | 0.31748 | 4 | 0.063959
20506 | 5.2 | 1 | 365 | 5.9035 | 0.83361 | 6 | 0.73715
20483 | 5.225 | 1 | 365 | 5.9319 | 0.91935 | 6 | 0.85127
20545 | 4.675 | 1 | 365 | 5.3075 | 0.033099 | 5 | 0.34061
20716 | 11.18 | 1 | 365 | 12.6926 | 0.34226 | 13 | 0.034866
16525 | 10.2 | 1 | 365 | 11.58 | 0.98131 | 12 | 0.56133
16665 | 4.95 | 1 | 365 | 5.6197 | 0.97622 | 6 | 0.59594
17069 | 11.55 | 1 | 365 | 13.1127 | 0.61119 | 13 | 0.72386
17671 | 9.625 | 1 | 365 | 10.9272 | 0.0093225 | 10 | 0.93655
20739 | 4.4 | 1 | 365 | 4.9953 | 0.089976 | 5 | 0.085278
20822 | 7.975 | 1 | 365 | 9.054 | 0.35058 | 9 | 0.40457
20745 | 5.98 | 1 | 365 | 6.7891 | 0.50865 | 7 | 0.29772
21209 | 5.775 | 1 | 365 | 6.5563 | 0.80559 | 7 | 0.36193
21248 | 3.85 | 1 | 365 | 4.3709 | 0.20373 | 4 | 0.57462
21274 | 3.85 | 1 | 365 | 4.3709 | 0.20373 | 4 | 0.57462
21283 | 4.675 | 1 | 365 | 5.3075 | 0.033099 | 5 | 0.34061
17924 | 4.125 | 1 | 365 | 4.6831 | 0.14685 | 4 | 0.82995
21516 | 5.2 | 1 | 365 | 5.9035 | 0.83361 | 6 | 0.73715
20574 | 4.5 | 1 | 365 | 5.1088 | 0.43293 | 5 | 0.54176
21243 | 4.4 | 1 | 365 | 4.9953 | 0.089976 | 5 | 0.085278
22220 | 8.84 | 1 | 365 | 10.036 | 0.31713 | 10 | 0.35315
22637 | 3.12 | 1 | 365 | 3.5421 | 0.70016 | 4 | 0.24229
22600 | 6.05 | 1 | 365 | 6.8685 | 0.74872 | 7 | 0.61726
23484 | 7.28 | 1 | 365 | 8.265 | 0.96705 | 9 | 0.23201
23527 | 8.25 | 1 | 365 | 9.3662 | 0.29371 | 9 | 0.6599
23554 | 9.9 | 1 | 365 | 11.2394 | 0.95245 | 12 | 0.19188
23557 | 7.7 | 1 | 365 | 8.7418 | 0.40746 | 9 | 0.14924
23617 | 4.16 | 1 | 365 | 4.7228 | 0.26689 | 4 | 0.98972
23476 | 5.61 | 1 | 365 | 6.369 | 0.23972 | 6 | 0.60873
23149 | 5.46 | 1 | 365 | 6.1987 | 0.72529 | 6 | 0.924
23188 | 6.05 | 1 | 365 | 6.8685 | 0.74872 | 7 | 0.61726
23779 | 4.505 | 1 | 365 | 5.1145 | 0.45008 | 5 | 0.56459
23862 | 4.4 | 1 | 365 | 4.9953 | 0.089976 | 5 | 0.085278
20449 | 4.125 | 1 | 365 | 4.6831 | 0.14685 | 4 | 0.82995
24348 | 7.02 | 1 | 365 | 7.9698 | 0.075371 | 8 | 0.045149
23985 | 9.36 | 1 | 365 | 10.6264 | 0.10049 | 10 | 0.72686
23801 | 4.16 | 1 | 365 | 4.7228 | 0.26689 | 4 | 0.98972
25483 | 7.95 | 1 | 365 | 9.0256 | 0.26484 | 9 | 0.29045
25532 | 9.9 | 1 | 365 | 11.2394 | 0.95245 | 12 | 0.19188
25350 | 5.72 | 1 | 365 | 6.4939 | 0.61697 | 7 | 0.11086
26060 | 5.2 | 1 | 365 | 5.9035 | 0.83361 | 6 | 0.73715
18978 | 9.63 | 1 | 365 | 10.9329 | 0.02647 | 10 | 0.95937
21877 | 11.44 | 1 | 365 | 12.9878 | 0.23394 | 13 | 0.22172
26093 | 5.775 | 1 | 365 | 6.5563 | 0.80559 | 7 | 0.36193
26223 | 6.3 | 1 | 365 | 7.1524 | 0.6061 | 7 | 0.75847
26659 | 12 | 1 | 365 | 13.6236 | 0.15448 | 13 | 0.77803
27208 | 4.4 | 1 | 365 | 4.9953 | 0.089976 | 5 | 0.085278
27228 | 7.15 | 1 | 365 | 8.1174 | 0.52121 | 8 | 0.63858
27295 | 9.01 | 1 | 365 | 10.229 | 0.90016 | 11 | 0.12917
27447 | 5.775 | 1 | 365 | 6.5563 | 0.80559 | 7 | 0.36193
27348 | 10.2 | 1 | 365 | 11.58 | 0.98131 | 12 | 0.56133
27440 | 5.7 | 1 | 365 | 6.4712 | 0.54838 | 7 | 0.019565
27425 | 5.98 | 1 | 365 | 6.7891 | 0.50865 | 7 | 0.29772
27774 | 12.19 | 1 | 365 | 13.8393 | 0.80609 | 14 | 0.64535
25669 | 6.36 | 1 | 365 | 7.2205 | 0.81187 | 8 | 0.032357
24985 | 6.05 | 1 | 365 | 6.8685 | 0.74872 | 7 | 0.61726
25712 | 6.9 | 1 | 365 | 7.8335 | 0.66383 | 8 | 0.49737
25750 | 4.2 | 1 | 365 | 4.7682 | 0.40407 | 5 | 0.17231
25951 | 7.8 | 1 | 365 | 8.8553 | 0.75041 | 9 | 0.60572
25967 | 7.425 | 1 | 365 | 8.4296 | 0.46433 | 8 | 0.89391
26031 | 14.025 | 1 | 365 | 15.9225 | 0.099299 | 16 | 0.021825
26349 | 12.19 | 1 | 365 | 13.8393 | 0.80609 | 14 | 0.64535
26368 | 4.505 | 1 | 365 | 5.1145 | 0.45008 | 5 | 0.56459
26424 | 9.62 | 1 | 365 | 10.9215 | 0.99217 | 11 | 0.91372
26796 | 6.325 | 1 | 365 | 7.1807 | 0.69184 | 7 | 0.87259
27609 | 6.325 | 1 | 365 | 7.1807 | 0.69184 | 7 | 0.87259
23724 | 5.225 | 1 | 365 | 5.9319 | 0.91935 | 6 | 0.85127
28110 | 5.775 | 1 | 365 | 6.5563 | 0.80559 | 7 | 0.36193
28118 | 5.1 | 1 | 365 | 5.79 | 0.49065 | 6 | 0.28066
28151 | 9 | 1 | 365 | 10.2177 | 0.86586 | 11 | 0.083524
28655 | 9.6 | 1 | 365 | 10.8988 | 0.92358 | 11 | 0.82243
29102 | 10.07 | 1 | 365 | 11.4324 | 0.53547 | 11 | 0.9679
26795 | 11.44 | 1 | 365 | 12.9878 | 0.23394 | 13 | 0.22172
29334 | 7.425 | 1 | 365 | 8.4296 | 0.46433 | 8 | 0.89391
29309 | 7.8 | 1 | 365 | 8.8553 | 0.75041 | 9 | 0.60572
30131 | 5.72 | 1 | 365 | 6.4939 | 0.61697 | 7 | 0.11086
31184 | 6 | 1 | 365 | 6.8118 | 0.57724 | 7 | 0.38902
31296 | 8.745 | 1 | 365 | 9.9282 | 0.99133 | 10 | 0.91949
31896 | 6 | 1 | 365 | 6.8118 | 0.57724 | 7 | 0.38902
31926 | 6 | 1 | 365 | 6.8118 | 0.57724 | 7 | 0.38902
33515 | 6.5 | 1 | 365 | 7.3794 | 0.29201 | 7 | 0.67143
33758 | 5.035 | 1 | 365 | 5.7162 | 0.26773 | 5 | 0.98395
33935 | 5.3 | 1 | 365 | 6.0171 | 0.17656 | 6 | 0.19363
33944 | 5.035 | 1 | 365 | 5.7162 | 0.26773 | 5 | 0.98395
34011 | 20.625 | 1 | 365 | 23.4155 | 0.73426 | 24 | 0.14974
34257 | 2.7 | 1 | 365 | 3.0653 | 0.25976 | 3 | 0.32506
34276 | 4.8 | 1 | 365 | 5.4494 | 0.46179 | 5 | 0.91121
34145 | 7.15 | 1 | 365 | 8.1174 | 0.52121 | 8 | 0.63858
34342 | 4.16 | 1 | 365 | 4.7228 | 0.26689 | 4 | 0.98972
34351 | 10.6 | 1 | 365 | 12.0341 | 0.35312 | 12 | 0.38726
34350 | 8.25 | 1 | 365 | 9.3662 | 0.29371 | 9 | 0.6599
34288 | 5.3 | 1 | 365 | 6.0171 | 0.17656 | 6 | 0.19363
34559 | 15.6 | 1 | 365 | 17.7106 | 0.50082 | 18 | 0.21144
34617 | 2.7 | 1 | 365 | 3.0653 | 0.25976 | 3 | 0.32506
34610 | 3.575 | 1 | 365 | 4.0587 | 0.26061 | 4 | 0.31929
33756 | 7.8 | 1 | 365 | 8.8553 | 0.75041 | 9 | 0.60572
34064 | 6.6 | 1 | 365 | 7.493 | 0.63496 | 8 | 0.12792
34081 | 6.9 | 1 | 365 | 7.8335 | 0.66383 | 8 | 0.49737
33809 | 22 | 1 | 365 | 24.9765 | 0.44988 | 25 | 0.42639
33760 | 13 | 1 | 365 | 14.7588 | 0.58402 | 15 | 0.34287
33751 | 8.4 | 1 | 365 | 9.5365 | 0.80814 | 10 | 0.34462
34941 | 4.4 | 1 | 365 | 4.9953 | 0.089976 | 5 | 0.085278
33641 | 10.92 | 1 | 365 | 12.3974 | 0.45058 | 12 | 0.84801
33631 | 8.58 | 1 | 365 | 9.7408 | 0.42545 | 10 | 0.16629
33646 | 6.3 | 1 | 365 | 7.1524 | 0.6061 | 7 | 0.75847
33610 | 8.32 | 1 | 365 | 9.4457 | 0.53377 | 9 | 0.97944
33554 | 10.07 | 1 | 365 | 11.4324 | 0.53547 | 11 | 0.9679
33501 | 2.75 | 1 | 365 | 3.1221 | 0.43124 | 3 | 0.5533
34936 | 9.1 | 1 | 365 | 10.3312 | 0.20881 | 10 | 0.54001
34995 | 4.8 | 1 | 365 | 5.4494 | 0.46179 | 5 | 0.91121
33750 | 3.975 | 1 | 365 | 4.5128 | 0.63242 | 5 | 0.14522
34069 | 12 | 1 | 365 | 13.6236 | 0.15448 | 13 | 0.77803
35340 | 14.7 | 1 | 365 | 16.6889 | 0.41424 | 17 | 0.10309
36902 | 7.2 | 1 | 365 | 8.1741 | 0.69269 | 8 | 0.86682
36823 | 4.24 | 1 | 365 | 4.8137 | 0.54125 | 5 | 0.3549
37160 | 4.5 | 1 | 365 | 5.1088 | 0.43293 | 5 | 0.54176
37138 | 5.98 | 1 | 365 | 6.7891 | 0.50865 | 7 | 0.29772
37239 | 5.1 | 1 | 365 | 5.79 | 0.49065 | 6 | 0.28066
37433 | 8.4 | 1 | 365 | 9.5365 | 0.80814 | 10 | 0.34462
36851 | 4.95 | 1 | 365 | 5.6197 | 0.97622 | 6 | 0.59594
35462 | 8.48 | 1 | 365 | 9.6273 | 0.082499 | 9 | 0.70981
35576 | 5.4 | 1 | 365 | 6.1306 | 0.51952 | 6 | 0.65011
33794 | 10.175 | 1 | 365 | 11.5516 | 0.89557 | 12 | 0.44721
35905 | 9.9 | 1 | 365 | 11.2394 | 0.95245 | 12 | 0.19188
35911 | 12.1 | 1 | 365 | 13.7371 | 0.49743 | 14 | 0.23452
36749 | 6.63 | 1 | 365 | 7.527 | 0.73785 | 8 | 0.26486
35936 | 7.5 | 1 | 365 | 8.5147 | 0.72155 | 9 | 0.23627
34652 | 4.5 | 1 | 365 | 5.1088 | 0.43293 | 5 | 0.54176
36582 | 8.8 | 1 | 365 | 9.9906 | 0.17995 | 10 | 0.17056
36743 | 5.4 | 1 | 365 | 6.1306 | 0.51952 | 6 | 0.65011
37058 | 4.4 | 1 | 365 | 4.9953 | 0.089976 | 5 | 0.085278
29432 | 3.575 | 1 | 365 | 4.0587 | 0.26061 | 4 | 0.31929
34556 | 11.4 | 1 | 365 | 12.9424 | 0.096756 | 13 | 0.03913
34589 | 8.525 | 1 | 365 | 9.6784 | 0.23683 | 9 | 0.91523
34705 | 11 | 1 | 365 | 12.4883 | 0.72494 | 13 | 0.2132
34703 | 7.2 | 1 | 365 | 8.1741 | 0.69269 | 8 | 0.86682
19454 | 5.2 | 1 | 365 | 5.9035 | 0.83361 | 6 | 0.73715
25681 | 12.19 | 1 | 365 | 13.8393 | 0.80609 | 14 | 0.64535
35474 | 7.2 | 1 | 365 | 8.1741 | 0.69269 | 8 | 0.86682
35571 | 7.5 | 1 | 365 | 8.5147 | 0.72155 | 9 | 0.23627
35914 | 4.24 | 1 | 365 | 4.8137 | 0.54125 | 5 | 0.3549
36919 | 6.3 | 1 | 365 | 7.1524 | 0.6061 | 7 | 0.75847
36914 | 9.54 | 1 | 365 | 10.8307 | 0.71781 | 11 | 0.54854
36932 | 6.9 | 1 | 365 | 7.8335 | 0.66383 | 8 | 0.49737
36680 | 9.36 | 1 | 365 | 10.6264 | 0.10049 | 10 | 0.72686
36709 | 8.745 | 1 | 365 | 9.9282 | 0.99133 | 10 | 0.91949
36908 | 6.3 | 1 | 365 | 7.1524 | 0.6061 | 7 | 0.75847
36581 | 6.6 | 1 | 365 | 7.493 | 0.63496 | 8 | 0.12792
37554 | 5.4 | 1 | 365 | 6.1306 | 0.51952 | 6 | 0.65011
37570 | 7.95 | 1 | 365 | 9.0256 | 0.26484 | 9 | 0.29045
38090 | 9 | 1 | 365 | 10.2177 | 0.86586 | 11 | 0.083524
35036 | 4.5 | 1 | 365 | 5.1088 | 0.43293 | 5 | 0.54176
41078 | 16.165 | 1 | 365 | 18.3521 | 0.43851 | 18 | 0.79057
37197 | 4.8 | 1 | 365 | 5.4494 | 0.46179 | 5 | 0.91121
41284 | 7.7 | 1 | 365 | 8.7418 | 0.40746 | 9 | 0.14924
41430 | 7.15 | 1 | 365 | 8.1174 | 0.52121 | 8 | 0.63858
41901 | 3.975 | 1 | 365 | 4.5128 | 0.63242 | 5 | 0.14522
43428 | 12.72 | 1 | 365 | 14.441 | 0.62375 | 15 | 0.064714
43478 | 6.6 | 1 | 365 | 7.493 | 0.63496 | 8 | 0.12792
44317 | 5.5 | 1 | 365 | 6.2441 | 0.86247 | 7 | 0.1066
45353 | 5.3 | 1 | 365 | 6.0171 | 0.17656 | 6 | 0.19363
37655 | 4.8 | 1 | 365 | 5.4494 | 0.46179 | 5 | 0.91121
43859 | 7.2 | 1 | 365 | 8.1741 | 0.69269 | 8 | 0.86682
41099 | 9.62 | 1 | 365 | 10.9215 | 0.99217 | 11 | 0.91372
40649 | 9.6 | 1 | 365 | 10.8988 | 0.92358 | 11 | 0.82243
41175 | 3.9 | 1 | 365 | 4.4277 | 0.37521 | 4 | 0.80286
41251 | 6.3 | 1 | 365 | 7.1524 | 0.6061 | 7 | 0.75847
45273 | 8.1 | 1 | 365 | 9.1959 | 0.77927 | 9 | 0.97517
43268 | 6.6 | 1 | 365 | 7.493 | 0.63496 | 8 | 0.12792
43388 | 6 | 1 | 365 | 6.8118 | 0.57724 | 7 | 0.38902
41191 | 20.4 | 1 | 365 | 23.16 | 0.96262 | 24 | 0.12265
42074 | 7.685 | 1 | 365 | 8.7247 | 0.35601 | 9 | 0.080765
38366 | 8.1 | 1 | 365 | 9.1959 | 0.77927 | 9 | 0.97517
43391 | 5.035 | 1 | 365 | 5.7162 | 0.26773 | 5 | 0.98395
55327 | 4.8 | 1 | 365 | 5.4494 | 0.46179 | 5 | 0.91121
44118 | 5.1 | 1 | 365 | 5.79 | 0.49065 | 6 | 0.28066
39119 | 6.095 | 1 | 365 | 6.9196 | 0.90305 | 7 | 0.82268
44013 | 16.43 | 1 | 365 | 18.6529 | 0.34734 | 19 | 0.00025548
55539 | 5.83 | 1 | 365 | 6.6188 | 0.99422 | 7 | 0.61299
54411 | 6 | 1 | 365 | 6.8118 | 0.57724 | 7 | 0.38902
43398 | 8.4 | 1 | 365 | 9.5365 | 0.80814 | 10 | 0.34462
52667 | 5.565 | 1 | 365 | 6.3179 | 0.08539 | 6 | 0.40331
41280 | 3.18 | 1 | 365 | 3.6102 | 0.90594 | 4 | 0.51618
60554 | 8.4 | 1 | 365 | 9.5365 | 0.80814 | 10 | 0.34462
55166 | 11.925 | 1 | 365 | 13.5384 | 0.89726 | 14 | 0.43567
47409 | 9.01 | 1 | 365 | 10.229 | 0.90016 | 11 | 0.12917
43384 | 8.25 | 1 | 365 | 9.3662 | 0.29371 | 9 | 0.6599
63403 | 12.9 | 1 | 365 | 14.6453 | 0.24107 | 14 | 0.88638
74460 | 6.08 | 0.8 | 365 | 5.5221 | 0.68128 | 6 | 0.20336
75113 | 3.92 | 0.8 | 365 | 3.5603 | 0.75504 | 4 | 0.31533
75462 | 4.69 | 0.8 | 365 | 4.2596 | 0.86763 | 5 | 0.12726
76125 | 12.47 | 0.8 | 365 | 11.3257 | 0.21309 | 11 | 0.5388
76356 | 10.23 | 0.8 | 365 | 9.2913 | 0.067355 | 9 | 0.35862
76359 | 8.04 | 0.8 | 365 | 7.3022 | 0.058801 | 7 | 0.36103
77031 | 7.37 | 0.8 | 365 | 6.6937 | 0.22057 | 6 | 0.91427
77224 | 8.25 | 0.8 | 365 | 7.493 | 0.63496 | 8 | 0.12792
77098 | 10.075 | 0.8 | 365 | 9.1505 | 0.64209 | 9 | 0.79258
78301 | 8.58 | 0.8 | 365 | 7.7927 | 0.54036 | 8 | 0.33303
78274 | 4.8 | 0.8 | 365 | 4.3595 | 0.16943 | 4 | 0.52897
78428 | 5.525 | 0.8 | 365 | 5.018 | 0.15857 | 5 | 0.17658
78466 | 7.5 | 0.8 | 365 | 6.8118 | 0.57724 | 7 | 0.38902
78501 | 6.6 | 0.8 | 365 | 5.9944 | 0.10797 | 6 | 0.10233
78425 | 13.065 | 0.8 | 365 | 11.8661 | 0.84555 | 12 | 0.71167
78728 | 7.475 | 0.8 | 365 | 6.7891 | 0.50865 | 7 | 0.29772
78876 | 5.6 | 0.8 | 365 | 5.0861 | 0.36434 | 5 | 0.45047
79025 | 7.26 | 0.8 | 365 | 6.5938 | 0.91877 | 7 | 0.51257
78755 | 7.26 | 0.8 | 365 | 6.5938 | 0.91877 | 7 | 0.51257
79098 | 8.96 | 0.8 | 365 | 8.1378 | 0.58294 | 8 | 0.72074
78890 | 12.73 | 0.8 | 365 | 11.5619 | 0.92644 | 12 | 0.48829
79289 | 7.92 | 0.8 | 365 | 7.1932 | 0.72957 | 7 | 0.9228
79297 | 5.94 | 0.8 | 365 | 5.3949 | 0.29717 | 5 | 0.6921
79494 | 13.505 | 0.8 | 365 | 12.2657 | 0.05275 | 12 | 0.31849
79456 | 5.475 | 0.8 | 365 | 4.9726 | 0.021385 | 4 | 0.99398
79877 | 5.94 | 0.8 | 365 | 5.3949 | 0.29717 | 5 | 0.6921
80263 | 4.8 | 0.8 | 365 | 4.3595 | 0.16943 | 4 | 0.52897
80338 | 5.76 | 0.8 | 365 | 5.2314 | 0.80332 | 6 | 0.034764
80241 | 3.795 | 0.8 | 365 | 3.4468 | 0.41208 | 3 | 0.85884
80669 | 5.61 | 0.8 | 365 | 5.0952 | 0.39178 | 5 | 0.48698
80934 | 12.395 | 0.8 | 365 | 11.2576 | 0.0073186 | 11 | 0.26491
80937 | 7.81 | 0.8 | 365 | 7.0933 | 0.42777 | 7 | 0.5211
80792 | 6.83 | 0.8 | 365 | 6.2033 | 0.73901 | 6 | 0.94226
81172 | 6.7 | 0.8 | 365 | 6.0852 | 0.38233 | 6 | 0.46752
81325 | 3.92 | 0.8 | 365 | 3.5603 | 0.75504 | 4 | 0.31533
81541 | 10.385 | 0.8 | 365 | 9.432 | 0.49262 | 9 | 0.92466
81136 | 8.91 | 0.8 | 365 | 8.0924 | 0.44576 | 8 | 0.53815
82217 | 3.63 | 0.8 | 365 | 3.2969 | 0.95938 | 4 | 0.25628
81611 | 9.72 | 0.8 | 365 | 8.8281 | 0.6681 | 9 | 0.49616
82117 | 7.75 | 0.8 | 365 | 7.0388 | 0.26315 | 7 | 0.30198
82195 | 14.85 | 0.8 | 365 | 13.4873 | 0.74294 | 14 | 0.23025
82509 | 5.67 | 0.8 | 365 | 5.1497 | 0.55639 | 5 | 0.7061
82503 | 8.4 | 0.8 | 365 | 7.6292 | 0.046509 | 7 | 0.6757
82502 | 5.1 | 0.8 | 365 | 4.632 | 0.99252 | 5 | 0.62453
82485 | 8.4 | 0.8 | 365 | 7.6292 | 0.046509 | 7 | 0.6757
82420 | 13.4 | 0.8 | 365 | 12.1704 | 0.76467 | 12 | 0.93504
82402 | 16.2 | 0.8 | 365 | 14.7134 | 0.44684 | 15 | 0.16027
82937 | 8.4 | 0.8 | 365 | 7.6292 | 0.046509 | 7 | 0.6757
83406 | 6.44 | 0.8 | 365 | 5.849 | 0.66899 | 6 | 0.51804
83933 | 4.355 | 0.8 | 365 | 3.9554 | 0.94852 | 4 | 0.90389
83990 | 4.38 | 0.8 | 365 | 3.9781 | 0.017108 | 3 | 0.99519
84160 | 8.375 | 0.8 | 365 | 7.6065 | 0.97792 | 8 | 0.5844
84257 | 5.61 | 0.8 | 365 | 5.0952 | 0.39178 | 5 | 0.48698
84758 | 2.52 | 0.8 | 365 | 2.2888 | 0.91395 | 3 | 0.20271
87351 | 10.2 | 0.8 | 365 | 9.264 | 0.98505 | 10 | 0.24906
88193 | 8.395 | 0.8 | 365 | 7.6246 | 0.032791 | 7 | 0.65744
58831 | 18 | 1 | 365 | 20.4353 | 0.96526 | 21 | 0.40059
1020 | 4.8 | 1 | 365 | 5.4494 | 0.46179 | 5 | 0.91121
77307 | 1408.96 | 0.65 | 365 | 1039.7313 | 0.67275 | 1040 | 0.40407
88025 | 352.8 | 0.55 | 365 | 220.2928 | 0.0027422 | 220 | 0.29558
87534 | 296 | 0.55 | 365 | 184.8262 | 0.34244 | 185 | 0.16863
81589 | 1077.48 | 0.55 | 365 | 672.7923 | 0.32408 | 673 | 0.11638
88745 | 218.28 | 0.65 | 365 | 161.0781 | 0.33308 | 161 | 0.41115
82341 | 1050.92 | 0.65 | 365 | 775.5184 | 0.72898 | 776 | 0.24741
35489 | 408.24 | 0.9 | 365 | 417.1259 | 0.35447 | 417 | 0.48038
91083 | 120.6 | 0.55 | 365 | 75.3042 | 0.26114 | 75 | 0.56533
87459 | 652.8 | 0.65 | 365 | 481.7288 | 0.70339 | 482 | 0.43219
60023 | 994.95 | 0.7 | 365 | 790.6939 | 0.24199 | 790 | 0.93591
90417 | 244.8 | 0.55 | 365 | 152.8563 | 0.63456 | 153 | 0.49081
88717 | 95.63 | 0.55 | 365 | 59.7126 | 0.77802 | 60 | 0.49062
85947 | 2504.25 | 0.65 | 365 | 1847.9923 | 0.13242 | 1848 | 0.12467
70022 | 1982.76 | 0.65 | 365 | 1463.1627 | 0.68786 | 1463 | 0.85054
42983 | 6.27 | 1 | 365 | 7.1183 | 0.50322 | 7 | 0.62152
1167 | 8.04 | 1 | 365 | 9.1278 | 0.5735 | 9 | 0.70128
6047 | 6.12 | 1 | 365 | 6.948 | 0.98878 | 7 | 0.9368
888 | 11.76 | 1 | 365 | 13.3511 | 0.33139 | 13 | 0.68247
1477 | 9.075 | 1 | 365 | 10.3028 | 0.12308 | 10 | 0.42589
4263 | 8 | 1 | 365 | 9.0824 | 0.43632 | 9 | 0.51869
6417 | 11.985 | 1 | 365 | 13.6065 | 0.10304 | 13 | 0.70956
358 | 8.04 | 1 | 365 | 9.1278 | 0.5735 | 9 | 0.70128
332 | 4.905 | 1 | 365 | 5.5686 | 0.82189 | 6 | 0.39052
561 | 7.95 | 1 | 365 | 9.0256 | 0.26484 | 9 | 0.29045
307 | 325 | 0.9 | 365 | 332.0741 | 0.14045 | 332 | 0.21453
736 | 10 | 1 | 365 | 11.353 | 0.2954 | 11 | 0.64836
1514 | 7.5 | 1 | 365 | 8.5147 | 0.72155 | 9 | 0.23627
16666 | 4.08 | 1 | 365 | 4.632 | 0.99252 | 5 | 0.62453
13711 | 10.71 | 1 | 365 | 12.159 | 0.73037 | 12 | 0.88939
2118 | 6.5 | 1 | 365 | 7.3794 | 0.29201 | 7 | 0.67143
2330 | 7.95 | 1 | 365 | 9.0256 | 0.26484 | 9 | 0.29045
4907 | 6 | 1 | 365 | 6.8118 | 0.57724 | 7 | 0.38902
2438 | 5.5 | 1 | 365 | 6.2441 | 0.86247 | 7 | 0.1066
2656 | 7.84 | 1 | 365 | 8.9007 | 0.88759 | 9 | 0.78831
4056 | 3.25 | 1 | 365 | 3.6897 | 0.146 | 3 | 0.83572
2551 | 2.5 | 1 | 365 | 2.8382 | 0.57385 | 3 | 0.41209
6624 | 7.29 | 1 | 365 | 8.2763 | 0.0013466 | 8 | 0.27765
1120 | 6.75 | 1 | 365 | 7.6632 | 0.1494 | 7 | 0.81264
2543 | 5.75 | 1 | 365 | 6.528 | 0.71985 | 7 | 0.24781
23531 | 7.5 | 1 | 365 | 8.5147 | 0.72155 | 9 | 0.23627
3616 | 9.25 | 1 | 365 | 10.5015 | 0.72325 | 11 | 0.22473
2977 | 4.13 | 1 | 365 | 4.6888 | 0.164 | 4 | 0.85277
2812 | 2 | 1 | 365 | 2.2706 | 0.85908 | 3 | 0.12967
7859 | 11 | 1 | 365 | 12.4883 | 0.72494 | 13 | 0.2132
236 | 136.29 | 0.9 | 365 | 139.2565 | 0.67081 | 139 | 0.92735
129 | 141.12 | 0.9 | 365 | 144.1917 | 0.57902 | 144 | 0.77069
258 | 57 | 0.9 | 365 | 58.2407 | 0.9354 | 59 | 0.17609
229 | 504.45 | 0.9 | 365 | 515.4301 | 0.028308 | 515 | 0.45837
213 | 310 | 0.9 | 365 | 316.7476 | 0.84166 | 317 | 0.58924
40 | 570.35 | 0.9 | 365 | 582.7645 | 0.43433 | 583 | 0.19879
264 | 39 | 1 | 365 | 44.2765 | 0.75206 | 45 | 0.028604
273 | 87.61 | 0.9 | 365 | 89.517 | 0.4158 | 89 | 0.93275
54 | 323.4 | 0.9 | 365 | 330.4393 | 0.20191 | 330 | 0.64117
334 | 5.94 | 1 | 365 | 6.7437 | 0.37147 | 7 | 0.11513
849 | 259.6 | 0.9 | 365 | 265.2506 | 0.27773 | 265 | 0.52828
246 | 97.5 | 0.9 | 365 | 99.6222 | 0.94213 | 100 | 0.56436
2184 | 8 | 1 | 365 | 9.0824 | 0.43632 | 9 | 0.51869
2557 | 7.65 | 1 | 365 | 8.685 | 0.23598 | 8 | 0.921
3663 | 5 | 1 | 365 | 5.6765 | 0.1477 | 5 | 0.82418
165 | 256 | 0.9 | 365 | 261.5722 | 0.16602 | 261 | 0.73821
166 | 186 | 0.9 | 365 | 190.0486 | 0.105 | 190 | 0.15355
278 | 600 | 0.9 | 365 | 613.0598 | 0.9516 | 614 | 0.01144
897 | 98.28 | 0.9 | 365 | 100.4192 | 0.34967 | 100 | 0.76887
799 | 1020.24 | 0.9 | 365 | 1042.447 | 0.058501 | 1042 | 0.50545
147 | 5 | 1 | 365 | 5.6765 | 0.1477 | 5 | 0.82418
148 | 2.5 | 1 | 365 | 2.8382 | 0.57385 | 3 | 0.41209
149 | 5.75 | 1 | 365 | 6.528 | 0.71985 | 7 | 0.24781
161 | 4.5 | 1 | 365 | 5.1088 | 0.43293 | 5 | 0.54176
150 | 16.75 | 1 | 365 | 19.0162 | 0.44479 | 19 | 0.461
412 | 7.65 | 1 | 365 | 8.685 | 0.23598 | 8 | 0.921
356 | 11.118 | 1 | 365 | 12.6222 | 0.12963 | 12 | 0.75185
481 | 6.5 | 1 | 365 | 7.3794 | 0.29201 | 7 | 0.67143
480 | 9.01 | 1 | 365 | 10.229 | 0.90016 | 11 | 0.12917
479 | 6.5 | 1 | 365 | 7.3794 | 0.29201 | 7 | 0.67143
478 | 9.5 | 1 | 365 | 10.7853 | 0.58063 | 11 | 0.36594
477 | 4 | 1 | 365 | 4.5412 | 0.71816 | 5 | 0.25934
476 | 4.5 | 1 | 365 | 5.1088 | 0.43293 | 5 | 0.54176
475 | 11.75 | 1 | 365 | 13.3397 | 0.29709 | 13 | 0.63682
474 | 4.25 | 1 | 365 | 4.825 | 0.57554 | 5 | 0.40055
473 | 9 | 1 | 365 | 10.2177 | 0.86586 | 11 | 0.083524
472 | 3.71 | 1 | 365 | 4.2119 | 0.72359 | 4 | 0.93554
471 | 7 | 1 | 365 | 7.9471 | 0.00678 | 7 | 0.95385
469 | 6.75 | 1 | 365 | 7.6632 | 0.1494 | 7 | 0.81264
468 | 5.75 | 1 | 365 | 6.528 | 0.71985 | 7 | 0.24781
467 | 7.5 | 1 | 365 | 8.5147 | 0.72155 | 9 | 0.23627
462 | 4.25 | 1 | 365 | 4.825 | 0.57554 | 5 | 0.40055
453 | 6 | 1 | 365 | 6.8118 | 0.57724 | 7 | 0.38902
452 | 5.5 | 1 | 365 | 6.2441 | 0.86247 | 7 | 0.1066
450 | 8.75 | 1 | 365 | 9.9338 | 0.008475 | 9 | 0.94231
451 | 4 | 1 | 365 | 4.5412 | 0.71816 | 5 | 0.25934
449 | 10.5 | 1 | 365 | 11.9206 | 0.01017 | 11 | 0.93078
448 | 4.5 | 1 | 365 | 5.1088 | 0.43293 | 5 | 0.54176
447 | 5.75 | 1 | 365 | 6.528 | 0.71985 | 7 | 0.24781
444 | 5 | 1 | 365 | 5.6765 | 0.1477 | 5 | 0.82418
443 | 7.25 | 1 | 365 | 8.2309 | 0.86416 | 9 | 0.095061
442 | 7.25 | 1 | 365 | 8.2309 | 0.86416 | 9 | 0.095061
312 | 6.5 | 1 | 365 | 7.3794 | 0.29201 | 7 | 0.67143
406 | 12.985 | 1 | 365 | 14.7418 | 0.53258 | 15 | 0.2744
438 | 2.5 | 1 | 365 | 2.8382 | 0.57385 | 3 | 0.41209
415 | 15.3 | 1 | 365 | 17.37 | 0.47196 | 17 | 0.84199
416 | 12.24 | 1 | 365 | 13.896 | 0.97757 | 14 | 0.87359
441 | 2.5 | 1 | 365 | 2.8382 | 0.57385 | 3 | 0.41209
501 | 4.5 | 1 | 365 | 5.1088 | 0.43293 | 5 | 0.54176
503 | 6.75 | 1 | 365 | 7.6632 | 0.1494 | 7 | 0.81264
504 | 14.25 | 1 | 365 | 16.178 | 0.87094 | 17 | 0.048913
505 | 3.5 | 1 | 365 | 3.9735 | 0.00339 | 3 | 0.97693
506 | 5.25 | 1 | 365 | 5.9603 | 0.005085 | 5 | 0.96539
507 | 5.5 | 1 | 365 | 6.2441 | 0.86247 | 7 | 0.1066
335 | 5.865 | 1 | 365 | 6.6585 | 0.11425 | 6 | 0.77276
202 | 87.61 | 0.9 | 365 | 89.517 | 0.4158 | 89 | 0.93275
508 | 7 | 1 | 365 | 7.9471 | 0.00678 | 7 | 0.95385
509 | 5 | 1 | 365 | 5.6765 | 0.1477 | 5 | 0.82418
510 | 7 | 1 | 365 | 7.9471 | 0.00678 | 7 | 0.95385
511 | 9.5 | 1 | 365 | 10.7853 | 0.58063 | 11 | 0.36594
512 | 7 | 1 | 365 | 7.9471 | 0.00678 | 7 | 0.95385
513 | 5.83 | 1 | 365 | 6.6188 | 0.99422 | 7 | 0.61299
515 | 6.25 | 1 | 365 | 7.0956 | 0.43462 | 7 | 0.53022
516 | 11.5 | 1 | 365 | 13.0559 | 0.43971 | 13 | 0.49561
535 | 3.75 | 1 | 365 | 4.2574 | 0.86078 | 5 | 0.11813
537 | 10.25 | 1 | 365 | 11.6368 | 0.15278 | 11 | 0.78957
538 | 3.75 | 1 | 365 | 4.2574 | 0.86078 | 5 | 0.11813
539 | 6.5 | 1 | 365 | 7.3794 | 0.29201 | 7 | 0.67143
540 | 7 | 1 | 365 | 7.9471 | 0.00678 | 7 | 0.95385
541 | 13 | 1 | 365 | 14.7588 | 0.58402 | 15 | 0.34287
542 | 11.13 | 1 | 365 | 12.6358 | 0.17078 | 12 | 0.80662
543 | 5.75 | 1 | 365 | 6.528 | 0.71985 | 7 | 0.24781
544 | 5.75 | 1 | 365 | 6.528 | 0.71985 | 7 | 0.24781
547 | 9.36 | 1 | 365 | 10.6264 | 0.10049 | 10 | 0.72686
4651 | 9.25 | 1 | 365 | 10.5015 | 0.72325 | 11 | 0.22473
6756 | 10 | 1 | 365 | 11.353 | 0.2954 | 11 | 0.64836
374 | 4.68 | 1 | 365 | 5.3132 | 0.050247 | 5 | 0.36343
146 | 4.9 | 1 | 365 | 5.563 | 0.80475 | 6 | 0.3677
605 | 5 | 1 | 365 | 5.6765 | 0.1477 | 5 | 0.82418
169 | 6.5 | 1 | 365 | 7.3794 | 0.29201 | 7 | 0.67143
626 | 6.25 | 1 | 365 | 7.0956 | 0.43462 | 7 | 0.53022
627 | 3.25 | 1 | 365 | 3.6897 | 0.146 | 3 | 0.83572
306 | 6.5 | 1 | 365 | 7.3794 | 0.29201 | 7 | 0.67143
630 | 6.5 | 1 | 365 | 7.3794 | 0.29201 | 7 | 0.67143
631 | 12.25 | 1 | 365 | 13.9074 | 0.011865 | 13 | 0.91924
633 | 7.84 | 1 | 365 | 8.9007 | 0.88759 | 9 | 0.78831
634 | 3.25 | 1 | 365 | 3.6897 | 0.146 | 3 | 0.83572
635 | 6 | 1 | 365 | 6.8118 | 0.57724 | 7 | 0.38902
545 | 2.5 | 1 | 365 | 2.8382 | 0.57385 | 3 | 0.41209
636 | 15.75 | 1 | 365 | 17.8809 | 0.015255 | 17 | 0.89617
637 | 5 | 1 | 365 | 5.6765 | 0.1477 | 5 | 0.82418
640 | 7 | 1 | 365 | 7.9471 | 0.00678 | 7 | 0.95385
641 | 5.75 | 1 | 365 | 6.528 | 0.71985 | 7 | 0.24781
643 | 9 | 1 | 365 | 10.2177 | 0.86586 | 11 | 0.083524
644 | 4.25 | 1 | 365 | 4.825 | 0.57554 | 5 | 0.40055
648 | 8 | 1 | 365 | 9.0824 | 0.43632 | 9 | 0.51869
649 | 7.75 | 1 | 365 | 8.7985 | 0.57893 | 9 | 0.37748
654 | 5.25 | 1 | 365 | 5.9603 | 0.005085 | 5 | 0.96539
658 | 6.75 | 1 | 365 | 7.6632 | 0.1494 | 7 | 0.81264
659 | 15.75 | 1 | 365 | 17.8809 | 0.015255 | 17 | 0.89617
660 | 9.8 | 1 | 365 | 11.1259 | 0.60949 | 11 | 0.73539
661 | 9 | 1 | 365 | 10.2177 | 0.86586 | 11 | 0.083524
664 | 5.75 | 1 | 365 | 6.528 | 0.71985 | 7 | 0.24781
670 | 9 | 1 | 365 | 10.2177 | 0.86586 | 11 | 0.083524
671 | 10 | 1 | 365 | 11.353 | 0.2954 | 11 | 0.64836
682 | 5.25 | 1 | 365 | 5.9603 | 0.005085 | 5 | 0.96539
692 | 6.75 | 1 | 365 | 7.6632 | 0.1494 | 7 | 0.81264
694 | 12.5 | 1 | 365 | 14.1912 | 0.86925 | 15 | 0.06045
457 | 9.156 | 1 | 365 | 10.3948 | 0.40087 | 10 | 0.79564
701 | 4.75 | 1 | 365 | 5.3927 | 0.29031 | 5 | 0.68297
716 | 4.5 | 1 | 365 | 5.1088 | 0.43293 | 5 | 0.54176
717 | 6.5 | 1 | 365 | 7.3794 | 0.29201 | 7 | 0.67143
719 | 9.5 | 1 | 365 | 10.7853 | 0.58063 | 11 | 0.36594
720 | 3 | 1 | 365 | 3.4059 | 0.28862 | 3 | 0.69451
725 | 9 | 1 | 365 | 10.2177 | 0.86586 | 11 | 0.083524
726 | 6 | 1 | 365 | 6.8118 | 0.57724 | 7 | 0.38902
728 | 6.125 | 1 | 365 | 6.9537 | 0.0059325 | 6 | 0.95962
729 | 11.75 | 1 | 365 | 13.3397 | 0.29709 | 13 | 0.63682
730 | 3.5 | 1 | 365 | 3.9735 | 0.00339 | 3 | 0.97693
732 | 11.75 | 1 | 365 | 13.3397 | 0.29709 | 13 | 0.63682
741 | 10.464 | 1 | 365 | 11.8797 | 0.88671 | 12 | 0.76644
744 | 6.7 | 1 | 365 | 7.6065 | 0.97792 | 8 | 0.5844
748 | 8 | 1 | 365 | 9.0824 | 0.43632 | 9 | 0.51869
750 | 7.65 | 1 | 365 | 8.685 | 0.23598 | 8 | 0.921
762 | 6 | 1 | 365 | 6.8118 | 0.57724 | 7 | 0.38902
769 | 2.75 | 1 | 365 | 3.1221 | 0.43124 | 3 | 0.5533
775 | 5 | 1 | 365 | 5.6765 | 0.1477 | 5 | 0.82418
776 | 9.75 | 1 | 365 | 11.0691 | 0.43801 | 11 | 0.50715
777 | 7.5 | 1 | 365 | 8.5147 | 0.72155 | 9 | 0.23627
781 | 7.5 | 1 | 365 | 8.5147 | 0.72155 | 9 | 0.23627
782 | 8.5 | 1 | 365 | 9.65 | 0.15109 | 9 | 0.80111
784 | 2.5 | 1 | 365 | 2.8382 | 0.57385 | 3 | 0.41209
785 | 6.75 | 1 | 365 | 7.6632 | 0.1494 | 7 | 0.81264
786 | 9 | 1 | 365 | 10.2177 | 0.86586 | 11 | 0.083524
787 | 8.5 | 1 | 365 | 9.65 | 0.15109 | 9 | 0.80111
788 | 4.75 | 1 | 365 | 5.3927 | 0.29031 | 5 | 0.68297
790 | 4.5 | 1 | 365 | 5.1088 | 0.43293 | 5 | 0.54176
794 | 5.865 | 1 | 365 | 6.6585 | 0.11425 | 6 | 0.77276
517 | 7.25 | 1 | 365 | 8.2309 | 0.86416 | 9 | 0.095061
502 | 5.25 | 1 | 365 | 5.9603 | 0.005085 | 5 | 0.96539
514 | 5.5 | 1 | 365 | 6.2441 | 0.86247 | 7 | 0.1066
620 | 4.5 | 1 | 365 | 5.1088 | 0.43293 | 5 | 0.54176
51 | 10.35 | 1 | 365 | 11.7503 | 0.49574 | 12 | 0.24605
212 | 8.25 | 1 | 365 | 9.3662 | 0.29371 | 9 | 0.6599
363 | 313.5 | 0.9 | 365 | 320.3238 | 0.64471 | 320 | 0.96848
801 | 13 | 1 | 365 | 14.7588 | 0.58402 | 15 | 0.34287
121 | 5 | 1 | 365 | 5.6765 | 0.1477 | 5 | 0.82418
123 | 5 | 1 | 365 | 5.6765 | 0.1477 | 5 | 0.82418
821 | 8.75 | 1 | 365 | 9.9338 | 0.008475 | 9 | 0.94231
822 | 3.5 | 1 | 365 | 3.9735 | 0.00339 | 3 | 0.97693
823 | 2.695 | 1 | 365 | 3.0596 | 0.24261 | 3 | 0.30223
824 | 4 | 1 | 365 | 4.5412 | 0.71816 | 5 | 0.25934
825 | 5.75 | 1 | 365 | 6.528 | 0.71985 | 7 | 0.24781
141 | 6.615 | 1 | 365 | 7.51 | 0.68641 | 8 | 0.19639
827 | 2.5 | 1 | 365 | 2.8382 | 0.57385 | 3 | 0.41209
828 | 4.25 | 1 | 365 | 4.825 | 0.57554 | 5 | 0.40055
829 | 7 | 1 | 365 | 7.9471 | 0.00678 | 7 | 0.95385
757 | 5.75 | 1 | 365 | 6.528 | 0.71985 | 7 | 0.24781
761 | 8 | 1 | 365 | 9.0824 | 0.43632 | 9 | 0.51869
759 | 8 | 1 | 365 | 9.0824 | 0.43632 | 9 | 0.51869
834 | 6.75 | 1 | 365 | 7.6632 | 0.1494 | 7 | 0.81264
838 | 5.2 | 1 | 365 | 5.9035 | 0.83361 | 6 | 0.73715
841 | 10 | 1 | 365 | 11.353 | 0.2954 | 11 | 0.64836
842 | 9.5 | 1 | 365 | 10.7853 | 0.58063 | 11 | 0.36594
843 | 16 | 1 | 365 | 18.1647 | 0.87264 | 19 | 0.037376
852 | 5.5 | 1 | 365 | 6.2441 | 0.86247 | 7 | 0.1066
862 | 4.5 | 1 | 365 | 5.1088 | 0.43293 | 5 | 0.54176
869 | 6.12 | 1 | 365 | 6.948 | 0.98878 | 7 | 0.9368
863 | 3.825 | 1 | 365 | 4.3425 | 0.11799 | 4 | 0.4605
870 | 7.83 | 1 | 365 | 8.8894 | 0.8533 | 9 | 0.74267
871 | 5.75 | 1 | 365 | 6.528 | 0.71985 | 7 | 0.24781
873 | 11.5 | 1 | 365 | 13.0559 | 0.43971 | 13 | 0.49561
900 | 37.2 | 0.9 | 365 | 38.0097 | 0.821 | 38 | 0.83071
243 | 97.4 | 0.9 | 365 | 99.52 | 0.63348 | 100 | 0.15352
241 | 69.3 | 1 | 365 | 78.676 | 0.66712 | 79 | 0.34313
774 | 3.5 | 1 | 365 | 3.9735 | 0.00339 | 3 | 0.97693
779 | 3.5 | 1 | 365 | 3.9735 | 0.00339 | 3 | 0.97693
1008 | 4.02 | 1 | 365 | 4.5639 | 0.78675 | 5 | 0.35064
1013 | 4.9 | 1 | 365 | 5.563 | 0.80475 | 6 | 0.3677
1011 | 7.035 | 1 | 365 | 7.9868 | 0.12681 | 8 | 0.11362
1027 | 4.24 | 1 | 365 | 4.8137 | 0.54125 | 5 | 0.3549
830 | 4.25 | 1 | 365 | 4.825 | 0.57554 | 5 | 0.40055
1121 | 9 | 1 | 365 | 10.2177 | 0.86586 | 11 | 0.083524
1129 | 5.36 | 1 | 365 | 6.0852 | 0.38233 | 6 | 0.46752
1092 | 162.24 | 0.9 | 365 | 165.7714 | 0.76771 | 166 | 0.53909
1162 | 8.25 | 1 | 365 | 9.3662 | 0.29371 | 9 | 0.6599
1171 | 8.75 | 1 | 365 | 9.9338 | 0.008475 | 9 | 0.94231
1200 | 4.41 | 1 | 365 | 5.0067 | 0.12427 | 5 | 0.13093
60 | 6 | 1 | 365 | 6.8118 | 0.57724 | 7 | 0.38902
675 | 3 | 1 | 365 | 3.4059 | 0.28862 | 3 | 0.69451
1207 | 3.35 | 1 | 365 | 3.8032 | 0.48896 | 4 | 0.2922
1263 | 5.5 | 1 | 365 | 6.2441 | 0.86247 | 7 | 0.1066
1285 | 5.635 | 1 | 365 | 6.3974 | 0.32546 | 6 | 0.72285
1086 | 5.75 | 1 | 365 | 6.528 | 0.71985 | 7 | 0.24781
518 | 4.5 | 1 | 365 | 5.1088 | 0.43293 | 5 | 0.54176
652 | 6.5 | 1 | 365 | 7.3794 | 0.29201 | 7 | 0.67143
1316 | 251.625 | 1 | 365 | 285.6689 | 0.958 | 286 | 0.62686
1361 | 4.69 | 1 | 365 | 5.3245 | 0.084543 | 5 | 0.40908
1362 | 3.675 | 1 | 365 | 4.1722 | 0.60356 | 4 | 0.77577
1374 | 9.18 | 1 | 365 | 10.422 | 0.48318 | 10 | 0.90519
1298 | 25 | 1 | 365 | 28.3824 | 0.7385 | 29 | 0.1209
1299 | 8.5 | 1 | 365 | 9.65 | 0.15109 | 9 | 0.80111
1300 | 6.095 | 1 | 365 | 6.9196 | 0.90305 | 7 | 0.82268
1293 | 6.36 | 1 | 365 | 7.2205 | 0.81187 | 8 | 0.032357
1294 | 9.18 | 1 | 365 | 10.422 | 0.48318 | 10 | 0.90519
1291 | 6.36 | 1 | 365 | 7.2205 | 0.81187 | 8 | 0.032357
1259 | 5 | 1 | 365 | 5.6765 | 0.1477 | 5 | 0.82418
1290 | 3 | 1 | 365 | 3.4059 | 0.28862 | 3 | 0.69451
1264 | 7.95 | 1 | 365 | 9.0256 | 0.26484 | 9 | 0.29045
1267 | 11.75 | 1 | 365 | 13.3397 | 0.29709 | 13 | 0.63682
1337 | 5.3 | 1 | 365 | 6.0171 | 0.17656 | 6 | 0.19363
1412 | 9 | 1 | 365 | 10.2177 | 0.86586 | 11 | 0.083524
621 | 6.25 | 1 | 365 | 7.0956 | 0.43462 | 7 | 0.53022
1447 | 13.08 | 1 | 365 | 14.8497 | 0.85838 | 15 | 0.70805
1445 | 3.43 | 1 | 365 | 3.8941 | 0.76332 | 4 | 0.65739
1452 | 5.025 | 1 | 365 | 5.7049 | 0.23344 | 5 | 0.9383
1474 | 7 | 1 | 365 | 7.9471 | 0.00678 | 7 | 0.95385
1286 | 6.03 | 1 | 365 | 6.8458 | 0.68013 | 7 | 0.52596
1511 | 3.75 | 1 | 365 | 4.2574 | 0.86078 | 5 | 0.11813
1521 | 9.62 | 1 | 365 | 10.9215 | 0.99217 | 11 | 0.91372
1524 | 8.75 | 1 | 365 | 9.9338 | 0.008475 | 9 | 0.94231
1526 | 7 | 1 | 365 | 7.9471 | 0.00678 | 7 | 0.95385
1539 | 99.905 | 0.9 | 365 | 102.0796 | 0.36537 | 102 | 0.44495
1547 | 3.924 | 1 | 365 | 4.4549 | 0.45751 | 4 | 0.91242
1567 | 7 | 1 | 365 | 7.9471 | 0.00678 | 7 | 0.95385
1545 | 5.355 | 1 | 365 | 6.0795 | 0.36519 | 6 | 0.4447
1610 | 4.845 | 1 | 365 | 5.5005 | 0.61612 | 6 | 0.11663
1686 | 3.924 | 1 | 365 | 4.4549 | 0.45751 | 4 | 0.91242
1673 | 5 | 1 | 365 | 5.6765 | 0.1477 | 5 | 0.82418
1667 | 5.886 | 1 | 365 | 6.6824 | 0.18627 | 6 | 0.86862
1674 | 4.75 | 1 | 365 | 5.3927 | 0.29031 | 5 | 0.68297
1509 | 6.48 | 1 | 365 | 7.3567 | 0.22342 | 7 | 0.58014
1711 | 3.57 | 1 | 365 | 4.053 | 0.24346 | 4 | 0.29646
1712 | 4.75 | 1 | 365 | 5.3927 | 0.29031 | 5 | 0.68297
1741 | 4.9 | 1 | 365 | 5.563 | 0.80475 | 6 | 0.3677
1757 | 5.88 | 1 | 365 | 6.6755 | 0.1657 | 6 | 0.84124
1766 | 5.025 | 1 | 365 | 5.7049 | 0.23344 | 5 | 0.9383
1317 | 373.15 | 0.9 | 365 | 381.2721 | 0.75957 | 382 | 0.031698
1261 | 8.75 | 1 | 365 | 9.9338 | 0.008475 | 9 | 0.94231
1605 | 2.29 | 1 | 365 | 2.5998 | 0.85365 | 3 | 0.45347
1897 | 223.44 | 1 | 365 | 253.6705 | 0.29642 | 253 | 0.96696
1402 | 9.995 | 1 | 365 | 11.3473 | 0.27825 | 11 | 0.62554
1403 | 7.8 | 1 | 365 | 8.8553 | 0.75041 | 9 | 0.60572
1799 | 5.36 | 1 | 365 | 6.0852 | 0.38233 | 6 | 0.46752
1804 | 3.92 | 1 | 365 | 4.4504 | 0.4438 | 4 | 0.89416
1825 | 5.695 | 1 | 365 | 6.4655 | 0.53123 | 6 | 0.99674
1829 | 8.71 | 1 | 365 | 9.8884 | 0.87129 | 10 | 0.75972
1865 | 6.7 | 1 | 365 | 7.6065 | 0.97792 | 8 | 0.5844
778 | 2.695 | 1 | 365 | 3.0596 | 0.24261 | 3 | 0.30223
1890 | 7.194 | 1 | 365 | 8.1673 | 0.67211 | 8 | 0.83943
1894 | 25 | 1 | 365 | 28.3824 | 0.7385 | 29 | 0.1209
1896 | 9.54 | 1 | 365 | 10.8307 | 0.71781 | 11 | 0.54854
1912 | 9.315 | 1 | 365 | 10.5753 | 0.94617 | 11 | 0.52145
1924 | 5.75 | 1 | 365 | 6.528 | 0.71985 | 7 | 0.24781
1945 | 14.31 | 1 | 365 | 16.2461 | 0.076717 | 16 | 0.3228
277 | 22.5 | 1 | 365 | 25.5442 | 0.16465 | 25 | 0.70881
1956 | 4.69 | 1 | 365 | 5.3245 | 0.084543 | 5 | 0.40908
1910 | 11 | 1 | 365 | 12.4883 | 0.72494 | 13 | 0.2132
735 | 12 | 1 | 365 | 13.6236 | 0.15448 | 13 | 0.77803
1029 | 5 | 1 | 365 | 5.6765 | 0.1477 | 5 | 0.82418
1761 | 5.36 | 1 | 365 | 6.0852 | 0.38233 | 6 | 0.46752
1028 | 18.72 | 1 | 365 | 21.2527 | 0.20099 | 21 | 0.45373
3021 | 3 | 1 | 365 | 3.4059 | 0.28862 | 3 | 0.69451
2417 | 8.25 | 1 | 365 | 9.3662 | 0.29371 | 9 | 0.6599
2919 | 9.18 | 1 | 365 | 10.422 | 0.48318 | 10 | 0.90519
22044 | 5 | 1 | 365 | 5.6765 | 0.1477 | 5 | 0.82418
14057 | 10.4 | 1 | 365 | 11.8071 | 0.66722 | 12 | 0.47429
8927 | 5.025 | 1 | 365 | 5.7049 | 0.23344 | 5 | 0.9383
3129 | 7.14 | 1 | 365 | 8.106 | 0.48692 | 8 | 0.59293
3656 | 3.06 | 1 | 365 | 3.474 | 0.49439 | 3 | 0.9684
250 | 3.185 | 1 | 365 | 3.6159 | 0.92308 | 4 | 0.539
837 | 7.2 | 1 | 365 | 8.1741 | 0.69269 | 8 | 0.86682
1284 | 6 | 1 | 365 | 6.8118 | 0.57724 | 7 | 0.38902
1689 | 4.165 | 1 | 365 | 4.7285 | 0.28403 | 5 | 0.012542
1625 | 6.96 | 1 | 365 | 7.9017 | 0.8696 | 8 | 0.77126
1675 | 4.9 | 1 | 365 | 5.563 | 0.80475 | 6 | 0.3677
1676 | 4.59 | 1 | 365 | 5.211 | 0.74159 | 5 | 0.9526
1682 | 4.165 | 1 | 365 | 4.7285 | 0.28403 | 5 | 0.012542
1694 | 2.75 | 1 | 365 | 3.1221 | 0.43124 | 3 | 0.5533
1695 | 4 | 1 | 365 | 4.5412 | 0.71816 | 5 | 0.25934
1654 | 2.55 | 1 | 365 | 2.895 | 0.74533 | 3 | 0.64033
1657 | 4.9 | 1 | 365 | 5.563 | 0.80475 | 6 | 0.3677
1658 | 4.845 | 1 | 365 | 5.5005 | 0.61612 | 6 | 0.11663
1659 | 2.55 | 1 | 365 | 2.895 | 0.74533 | 3 | 0.64033
1669 | 5 | 1 | 365 | 5.6765 | 0.1477 | 5 | 0.82418
1661 | 5 | 1 | 365 | 5.6765 | 0.1477 | 5 | 0.82418
1665 | 5 | 1 | 365 | 5.6765 | 0.1477 | 5 | 0.82418
1670 | 2.5 | 1 | 365 | 2.8382 | 0.57385 | 3 | 0.41209
1641 | 3.92 | 1 | 365 | 4.4504 | 0.4438 | 4 | 0.89416
1643 | 4.75 | 1 | 365 | 5.3927 | 0.29031 | 5 | 0.68297
1645 | 3.315 | 1 | 365 | 3.7635 | 0.36893 | 4 | 0.13243
1660 | 5.5 | 1 | 365 | 6.2441 | 0.86247 | 7 | 0.1066
1622 | 3 | 1 | 365 | 3.4059 | 0.28862 | 3 | 0.69451
1624 | 9.065 | 1 | 365 | 10.2915 | 0.08878 | 10 | 0.38024
1626 | 1.785 | 1 | 365 | 2.0265 | 0.12173 | 2 | 0.14823
1620 | 11.73 | 1 | 365 | 13.317 | 0.2285 | 13 | 0.54553
1627 | 3.57 | 1 | 365 | 4.053 | 0.24346 | 4 | 0.29646
1628 | 3.315 | 1 | 365 | 3.7635 | 0.36893 | 4 | 0.13243
1629 | 6.12 | 1 | 365 | 6.948 | 0.98878 | 7 | 0.9368
1647 | 4 | 1 | 365 | 4.5412 | 0.71816 | 5 | 0.25934
1630 | 4.9 | 1 | 365 | 5.563 | 0.80475 | 6 | 0.3677
1631 | 5.145 | 1 | 365 | 5.8411 | 0.64498 | 6 | 0.48608
1635 | 1.715 | 1 | 365 | 1.947 | 0.88166 | 2 | 0.82869
1707 | 4.655 | 1 | 365 | 5.2848 | 0.96451 | 6 | 0.24931
1708 | 4.08 | 1 | 365 | 4.632 | 0.99252 | 5 | 0.62453
1709 | 8.925 | 1 | 365 | 10.1325 | 0.60864 | 10 | 0.74116
1705 | 5.145 | 1 | 365 | 5.8411 | 0.64498 | 6 | 0.48608
1703 | 8.67 | 1 | 365 | 9.843 | 0.73411 | 10 | 0.57713
1256 | 6.75 | 1 | 365 | 7.6632 | 0.1494 | 7 | 0.81264
1692 | 8 | 1 | 365 | 9.0824 | 0.43632 | 9 | 0.51869
1718 | 99.45 | 0.9 | 365 | 101.6147 | 0.96098 | 102 | 0.57565
1623 | 3.75 | 1 | 365 | 4.2574 | 0.86078 | 5 | 0.11813
1706 | 6.25 | 1 | 365 | 7.0956 | 0.43462 | 7 | 0.53022
1640 | 6.375 | 1 | 365 | 7.2375 | 0.86332 | 8 | 0.10083
1691 | 4.41 | 1 | 365 | 5.0067 | 0.12427 | 5 | 0.13093
1348 | 26 | 0.9 | 365 | 26.5659 | 0.25124 | 26 | 0.81716
59 | 523.545 | 0.9 | 365 | 534.9407 | 0.96667 | 535 | 0.90736
1693 | 3.5 | 1 | 365 | 3.9735 | 0.00339 | 3 | 0.97693
1672 | 4.165 | 1 | 365 | 4.7285 | 0.28403 | 5 | 0.012542
1634 | 1.715 | 1 | 365 | 1.947 | 0.88166 | 2 | 0.82869
1696 | 3.5 | 1 | 365 | 3.9735 | 0.00339 | 3 | 0.97693
1879 | 4.02 | 1 | 365 | 4.5639 | 0.78675 | 5 | 0.35064
1986 | 31.8 | 0.9 | 365 | 32.4922 | 0.15343 | 32 | 0.64561
3645 | 4.2 | 1 | 365 | 4.7682 | 0.40407 | 5 | 0.17231
2744 | 2.25 | 1 | 365 | 2.5544 | 0.71646 | 3 | 0.27088
5388 | 6.63 | 1 | 365 | 7.527 | 0.73785 | 8 | 0.26486
3091 | 6.5 | 1 | 365 | 7.3794 | 0.29201 | 7 | 0.67143
15377 | 8.5 | 1 | 365 | 9.65 | 0.15109 | 9 | 0.80111
12552 | 9.18 | 1 | 365 | 10.422 | 0.48318 | 10 | 0.90519
2717 | 9.75 | 1 | 365 | 11.0691 | 0.43801 | 11 | 0.50715
11434 | 5.5 | 1 | 365 | 6.2441 | 0.86247 | 7 | 0.1066
926 | 5.25 | 1 | 365 | 5.9603 | 0.005085 | 5 | 0.96539
925 | 2.25 | 1 | 365 | 2.5544 | 0.71646 | 3 | 0.27088
924 | 5 | 1 | 365 | 5.6765 | 0.1477 | 5 | 0.82418
913 | 9 | 1 | 365 | 10.2177 | 0.86586 | 11 | 0.083524
918 | 5.5 | 1 | 365 | 6.2441 | 0.86247 | 7 | 0.1066
919 | 11.5 | 1 | 365 | 13.0559 | 0.43971 | 13 | 0.49561
917 | 6 | 1 | 365 | 6.8118 | 0.57724 | 7 | 0.38902
977 | 11 | 1 | 365 | 12.4883 | 0.72494 | 13 | 0.2132
974 | 6.25 | 1 | 365 | 7.0956 | 0.43462 | 7 | 0.53022
973 | 8 | 1 | 365 | 9.0824 | 0.43632 | 9 | 0.51869
972 | 7.5 | 1 | 365 | 8.5147 | 0.72155 | 9 | 0.23627
970 | 11.25 | 1 | 365 | 12.7721 | 0.58232 | 13 | 0.3544
968 | 5.5 | 1 | 365 | 6.2441 | 0.86247 | 7 | 0.1066
967 | 5.75 | 1 | 365 | 6.528 | 0.71985 | 7 | 0.24781
966 | 5.5 | 1 | 365 | 6.2441 | 0.86247 | 7 | 0.1066
956 | 10.5 | 1 | 365 | 11.9206 | 0.01017 | 11 | 0.93078
955 | 6.5 | 1 | 365 | 7.3794 | 0.29201 | 7 | 0.67143
954 | 3 | 1 | 365 | 3.4059 | 0.28862 | 3 | 0.69451
953 | 2 | 1 | 365 | 2.2706 | 0.85908 | 3 | 0.12967
951 | 11.75 | 1 | 365 | 13.3397 | 0.29709 | 13 | 0.63682
949 | 8.5 | 1 | 365 | 9.65 | 0.15109 | 9 | 0.80111
948 | 4.5 | 1 | 365 | 5.1088 | 0.43293 | 5 | 0.54176
947 | 7.75 | 1 | 365 | 8.7985 | 0.57893 | 9 | 0.37748
943 | 5.75 | 1 | 365 | 6.528 | 0.71985 | 7 | 0.24781
938 | 9 | 1 | 365 | 10.2177 | 0.86586 | 11 | 0.083524
937 | 4.25 | 1 | 365 | 4.825 | 0.57554 | 5 | 0.40055
935 | 12.5 | 1 | 365 | 14.1912 | 0.86925 | 15 | 0.06045
933 | 4 | 1 | 365 | 4.5412 | 0.71816 | 5 | 0.25934
928 | 6.25 | 1 | 365 | 7.0956 | 0.43462 | 7 | 0.53022
983 | 7.5 | 1 | 365 | 8.5147 | 0.72155 | 9 | 0.23627
979 | 2.5 | 1 | 365 | 2.8382 | 0.57385 | 3 | 0.41209
1015 | 2 | 1 | 365 | 2.2706 | 0.85908 | 3 | 0.12967
958 | 8.75 | 1 | 365 | 9.9338 | 0.008475 | 9 | 0.94231
994 | 7.5 | 1 | 365 | 8.5147 | 0.72155 | 9 | 0.23627
992 | 4.25 | 1 | 365 | 4.825 | 0.57554 | 5 | 0.40055
991 | 5.25 | 1 | 365 | 5.9603 | 0.005085 | 5 | 0.96539
990 | 5.75 | 1 | 365 | 6.528 | 0.71985 | 7 | 0.24781
985 | 6.5 | 1 | 365 | 7.3794 | 0.29201 | 7 | 0.67143
1081 | 6.54 | 1 | 365 | 7.4248 | 0.42919 | 7 | 0.85403
1079 | 5 | 1 | 365 | 5.6765 | 0.1477 | 5 | 0.82418
1077 | 2.25 | 1 | 365 | 2.5544 | 0.71646 | 3 | 0.27088
1076 | 6 | 1 | 365 | 6.8118 | 0.57724 | 7 | 0.38902
1074 | 4 | 1 | 365 | 4.5412 | 0.71816 | 5 | 0.25934
1073 | 7 | 1 | 365 | 7.9471 | 0.00678 | 7 | 0.95385
1072 | 5.5 | 1 | 365 | 6.2441 | 0.86247 | 7 | 0.1066
1069 | 5 | 1 | 365 | 5.6765 | 0.1477 | 5 | 0.82418
1070 | 7 | 1 | 365 | 7.9471 | 0.00678 | 7 | 0.95385
1068 | 8.5 | 1 | 365 | 9.65 | 0.15109 | 9 | 0.80111
1067 | 2.75 | 1 | 365 | 3.1221 | 0.43124 | 3 | 0.5533
1066 | 4 | 1 | 365 | 4.5412 | 0.71816 | 5 | 0.25934
1065 | 5 | 1 | 365 | 5.6765 | 0.1477 | 5 | 0.82418
1050 | 6.75 | 1 | 365 | 7.6632 | 0.1494 | 7 | 0.81264
1046 | 8 | 1 | 365 | 9.0824 | 0.43632 | 9 | 0.51869
1048 | 3.5 | 1 | 365 | 3.9735 | 0.00339 | 3 | 0.97693
1045 | 11 | 1 | 365 | 12.4883 | 0.72494 | 13 | 0.2132
1044 | 5 | 1 | 365 | 5.6765 | 0.1477 | 5 | 0.82418
1043 | 6.5 | 1 | 365 | 7.3794 | 0.29201 | 7 | 0.67143
941 | 5.75 | 1 | 365 | 6.528 | 0.71985 | 7 | 0.24781
1080 | 6.12 | 1 | 365 | 6.948 | 0.98878 | 7 | 0.9368
1107 | 10.5 | 1 | 365 | 11.9206 | 0.01017 | 11 | 0.93078
1106 | 13.5 | 1 | 365 | 15.3265 | 0.29879 | 15 | 0.62529
1105 | 18.5 | 1 | 365 | 21.003 | 0.44649 | 21 | 0.44947
1103 | 11.5 | 1 | 365 | 13.0559 | 0.43971 | 13 | 0.49561
1102 | 5.5 | 1 | 365 | 6.2441 | 0.86247 | 7 | 0.1066
1087 | 9.5 | 1 | 365 | 10.7853 | 0.58063 | 11 | 0.36594
1137 | 9.75 | 1 | 365 | 11.0691 | 0.43801 | 11 | 0.50715
1136 | 5.5 | 1 | 365 | 6.2441 | 0.86247 | 7 | 0.1066
1135 | 10.5 | 1 | 365 | 11.9206 | 0.01017 | 11 | 0.93078
1134 | 9.25 | 1 | 365 | 10.5015 | 0.72325 | 11 | 0.22473
1133 | 3.75 | 1 | 365 | 4.2574 | 0.86078 | 5 | 0.11813
1132 | 8 | 1 | 365 | 9.0824 | 0.43632 | 9 | 0.51869
1122 | 4.25 | 1 | 365 | 4.825 | 0.57554 | 5 | 0.40055
1117 | 7.75 | 1 | 365 | 8.7985 | 0.57893 | 9 | 0.37748
1114 | 5.25 | 1 | 365 | 5.9603 | 0.005085 | 5 | 0.96539
1154 | 14 | 1 | 365 | 15.8941 | 0.01356 | 15 | 0.9077
1153 | 11 | 1 | 365 | 12.4883 | 0.72494 | 13 | 0.2132
1152 | 3.75 | 1 | 365 | 4.2574 | 0.86078 | 5 | 0.11813
1138 | 188.5 | 0.9 | 365 | 192.603 | 0.82146 | 193 | 0.42443
1161 | 9 | 1 | 365 | 10.2177 | 0.86586 | 11 | 0.083524
1159 | 4 | 1 | 365 | 4.5412 | 0.71816 | 5 | 0.25934
1158 | 6.25 | 1 | 365 | 7.0956 | 0.43462 | 7 | 0.53022
1157 | 7.25 | 1 | 365 | 8.2309 | 0.86416 | 9 | 0.095061
1163 | 5.5 | 1 | 365 | 6.2441 | 0.86247 | 7 | 0.1066
984 | 10 | 1 | 365 | 11.353 | 0.2954 | 11 | 0.64836
783 | 3.75 | 1 | 365 | 4.2574 | 0.86078 | 5 | 0.11813
2728 | 2.943 | 1 | 365 | 3.3412 | 0.093136 | 3 | 0.43431
1720 | 10 | 1 | 365 | 11.353 | 0.2954 | 11 | 0.64836
2467 | 298.4 | 0.9 | 365 | 304.8951 | 0.037262 | 304 | 0.93236
1244 | 5.5 | 1 | 365 | 6.2441 | 0.86247 | 7 | 0.1066
1190 | 24 | 1 | 365 | 27.2471 | 0.30896 | 27 | 0.55606
1188 | 4.25 | 1 | 365 | 4.825 | 0.57554 | 5 | 0.40055
1187 | 5.25 | 1 | 365 | 5.9603 | 0.005085 | 5 | 0.96539
1185 | 6.5 | 1 | 365 | 7.3794 | 0.29201 | 7 | 0.67143
1175 | 4 | 1 | 365 | 4.5412 | 0.71816 | 5 | 0.25934
3723 | 8.67 | 1 | 365 | 9.843 | 0.73411 | 10 | 0.57713
9333 | 7.14 | 1 | 365 | 8.106 | 0.48692 | 8 | 0.59293
2832 | 6.885 | 1 | 365 | 7.8165 | 0.61238 | 8 | 0.4289
2312 | 2.58 | 1 | 365 | 2.9291 | 0.84821 | 3 | 0.77728
1377 | 3 | 1 | 365 | 3.4059 | 0.28862 | 3 | 0.69451
1375 | 8.48 | 1 | 365 | 9.6273 | 0.082499 | 9 | 0.70981
1368 | 6 | 1 | 365 | 6.8118 | 0.57724 | 7 | 0.38902
1369 | 7.75 | 1 | 365 | 8.7985 | 0.57893 | 9 | 0.37748
1366 | 11.75 | 1 | 365 | 13.3397 | 0.29709 | 13 | 0.63682
1363 | 6.25 | 1 | 365 | 7.0956 | 0.43462 | 7 | 0.53022
1242 | 6.615 | 1 | 365 | 7.51 | 0.68641 | 8 | 0.19639
1356 | 2 | 1 | 365 | 2.2706 | 0.85908 | 3 | 0.12967
1357 | 10.5 | 1 | 365 | 11.9206 | 0.01017 | 11 | 0.93078
1355 | 8 | 1 | 365 | 9.0824 | 0.43632 | 9 | 0.51869
1329 | 9 | 1 | 365 | 10.2177 | 0.86586 | 11 | 0.083524
1328 | 7.25 | 1 | 365 | 8.2309 | 0.86416 | 9 | 0.095061
1327 | 6 | 1 | 365 | 6.8118 | 0.57724 | 7 | 0.38902
969 | 6.5 | 1 | 365 | 7.3794 | 0.29201 | 7 | 0.67143
1309 | 4.25 | 1 | 365 | 4.825 | 0.57554 | 5 | 0.40055
1495 | 8 | 1 | 365 | 9.0824 | 0.43632 | 9 | 0.51869
1490 | 8.18 | 1 | 365 | 9.2867 | 0.053637 | 9 | 0.34036
1489 | 10.7 | 1 | 365 | 12.1477 | 0.69608 | 12 | 0.84375
1487 | 5.88 | 1 | 365 | 6.6755 | 0.1657 | 6 | 0.84124
1469 | 14 | 1 | 365 | 15.8941 | 0.01356 | 15 | 0.9077
1468 | 7.95 | 1 | 365 | 9.0256 | 0.26484 | 9 | 0.29045
1465 | 7.75 | 1 | 365 | 8.7985 | 0.57893 | 9 | 0.37748
1463 | 5.75 | 1 | 365 | 6.528 | 0.71985 | 7 | 0.24781
1462 | 5 | 1 | 365 | 5.6765 | 0.1477 | 5 | 0.82418
1461 | 4.5 | 1 | 365 | 5.1088 | 0.43293 | 5 | 0.54176
1460 | 5 | 1 | 365 | 5.6765 | 0.1477 | 5 | 0.82418
1406 | 4.5 | 1 | 365 | 5.1088 | 0.43293 | 5 | 0.54176
2487 | 10 | 1 | 365 | 11.353 | 0.2954 | 11 | 0.64836
1404 | 5.25 | 1 | 365 | 5.9603 | 0.005085 | 5 | 0.96539
1399 | 17.595 | 1 | 365 | 19.9755 | 0.34276 | 20 | 0.31829
1396 | 11.22 | 1 | 365 | 12.738 | 0.47944 | 13 | 0.21746
1288 | 8.48 | 1 | 365 | 9.6273 | 0.082499 | 9 | 0.70981
1505 | 3.18 | 1 | 365 | 3.6102 | 0.90594 | 4 | 0.51618
1503 | 4 | 1 | 365 | 4.5412 | 0.71816 | 5 | 0.25934
1502 | 4.25 | 1 | 365 | 4.825 | 0.57554 | 5 | 0.40055
1523 | 6.095 | 1 | 365 | 6.9196 | 0.90305 | 7 | 0.82268
1515 | 4.5 | 1 | 365 | 5.1088 | 0.43293 | 5 | 0.54176
1408 | 9 | 1 | 365 | 10.2177 | 0.86586 | 11 | 0.083524
1586 | 39.75 | 0.9 | 365 | 40.6152 | 0.69179 | 41 | 0.30701
1585 | 4.5 | 1 | 365 | 5.1088 | 0.43293 | 5 | 0.54176
1584 | 8.48 | 1 | 365 | 9.6273 | 0.082499 | 9 | 0.70981
1582 | 41.04 | 0.9 | 365 | 41.9333 | 0.67349 | 42 | 0.60678
1556 | 6.63 | 1 | 365 | 7.527 | 0.73785 | 8 | 0.26486
1554 | 18 | 1 | 365 | 20.4353 | 0.73172 | 21 | 0.16705
1553 | 7.25 | 1 | 365 | 8.2309 | 0.86416 | 9 | 0.095061
1546 | 8 | 1 | 365 | 9.0824 | 0.43632 | 9 | 0.51869
1528 | 5 | 1 | 365 | 5.6765 | 0.1477 | 5 | 0.82418
1636 | 15.5 | 1 | 365 | 17.5971 | 0.15787 | 17 | 0.75496
1619 | 5 | 1 | 365 | 5.6765 | 0.1477 | 5 | 0.82418
1615 | 4.75 | 1 | 365 | 5.3927 | 0.29031 | 5 | 0.68297
1613 | 11.75 | 1 | 365 | 13.3397 | 0.29709 | 13 | 0.63682
1407 | 3.5 | 1 | 365 | 3.9735 | 0.00339 | 3 | 0.97693
1690 | 5.75 | 1 | 365 | 6.528 | 0.71985 | 7 | 0.24781
1651 | 5 | 1 | 365 | 5.6765 | 0.1477 | 5 | 0.82418
1652 | 6.75 | 1 | 365 | 7.6632 | 0.1494 | 7 | 0.81264
1653 | 6 | 1 | 365 | 6.8118 | 0.57724 | 7 | 0.38902
1678 | 17 | 1 | 365 | 19.3 | 0.30218 | 19 | 0.60221
1679 | 6.75 | 1 | 365 | 7.6632 | 0.1494 | 7 | 0.81264
1684 | 8.84 | 1 | 365 | 10.036 | 0.31713 | 10 | 0.35315
1740 | 99 | 0.9 | 365 | 101.1549 | 0.57201 | 101 | 0.72689
1738 | 9.84 | 1 | 365 | 11.1713 | 0.74667 | 11 | 0.91799
1517 | 253.76 | 0.9 | 365 | 259.2834 | 0.25206 | 259 | 0.53551
1729 | 4 | 1 | 365 | 4.5412 | 0.71816 | 5 | 0.25934
1728 | 4.25 | 1 | 365 | 4.825 | 0.57554 | 5 | 0.40055
1784 | 6.03 | 1 | 365 | 6.8458 | 0.68013 | 7 | 0.52596
1758 | 7.75 | 1 | 365 | 8.7985 | 0.57893 | 9 | 0.37748
1753 | 3 | 1 | 365 | 3.4059 | 0.28862 | 3 | 0.69451
1748 | 11.25 | 1 | 365 | 12.7721 | 0.58232 | 13 | 0.3544
1649 | 3.3 | 1 | 365 | 3.7465 | 0.31748 | 4 | 0.063959
1884 | 8 | 1 | 365 | 9.0824 | 0.43632 | 9 | 0.51869
1882 | 5.75 | 1 | 365 | 6.528 | 0.71985 | 7 | 0.24781
1851 | 14.25 | 1 | 365 | 16.178 | 0.87094 | 17 | 0.048913
1849 | 7.905 | 1 | 365 | 8.9745 | 0.11051 | 9 | 0.085029
1848 | 5 | 1 | 365 | 5.6765 | 0.1477 | 5 | 0.82418
1846 | 7 | 1 | 365 | 7.9471 | 0.00678 | 7 | 0.95385
1845 | 5.75 | 1 | 365 | 6.528 | 0.71985 | 7 | 0.24781
1823 | 3 | 1 | 365 | 3.4059 | 0.28862 | 3 | 0.69451
1814 | 5.88 | 1 | 365 | 6.6755 | 0.1657 | 6 | 0.84124
1803 | 7.2 | 1 | 365 | 8.1741 | 0.69269 | 8 | 0.86682
1798 | 3.5 | 1 | 365 | 3.9735 | 0.00339 | 3 | 0.97693
1797 | 6.25 | 1 | 365 | 7.0956 | 0.43462 | 7 | 0.53022
1795 | 8.42 | 1 | 365 | 9.5592 | 0.87673 | 10 | 0.43592
1856 | 8.64 | 1 | 365 | 9.809 | 0.63123 | 10 | 0.44018
1855 | 6.375 | 1 | 365 | 7.2375 | 0.86332 | 8 | 0.10083
1854 | 5.4 | 1 | 365 | 6.1306 | 0.51952 | 6 | 0.65011
1950 | 14 | 1 | 365 | 15.8941 | 0.01356 | 15 | 0.9077
1938 | 4.25 | 1 | 365 | 4.825 | 0.57554 | 5 | 0.40055
1937 | 4.25 | 1 | 365 | 4.825 | 0.57554 | 5 | 0.40055
1935 | 9.75 | 1 | 365 | 11.0691 | 0.43801 | 11 | 0.50715
1934 | 7 | 1 | 365 | 7.9471 | 0.00678 | 7 | 0.95385
1932 | 4.5 | 1 | 365 | 5.1088 | 0.43293 | 5 | 0.54176
1914 | 61.74 | 0.9 | 365 | 63.0839 | 0.56582 | 63 | 0.64968
1909 | 5.695 | 1 | 365 | 6.4655 | 0.53123 | 6 | 0.99674
1901 | 7.25 | 1 | 365 | 8.2309 | 0.86416 | 9 | 0.095061
1900 | 8.75 | 1 | 365 | 9.9338 | 0.008475 | 9 | 0.94231
1862 | 112.59 | 0.9 | 365 | 115.0407 | 0.51872 | 115 | 0.5594
2002 | 7 | 1 | 365 | 7.9471 | 0.00678 | 7 | 0.95385
2000 | 6.25 | 1 | 365 | 7.0956 | 0.43462 | 7 | 0.53022
2001 | 9.5 | 1 | 365 | 10.7853 | 0.58063 | 11 | 0.36594
1998 | 3 | 1 | 365 | 3.4059 | 0.28862 | 3 | 0.69451
1995 | 14.575 | 1 | 365 | 16.5469 | 0.98555 | 17 | 0.53248
1994 | 10.2 | 1 | 365 | 11.58 | 0.98131 | 12 | 0.56133
1991 | 17.82 | 1 | 365 | 20.231 | 0.1144 | 20 | 0.34538
1988 | 20.4 | 1 | 365 | 23.16 | 0.96262 | 24 | 0.12265
1940 | 4.77 | 1 | 365 | 5.4154 | 0.35891 | 5 | 0.77427
1830 | 24.84 | 1 | 365 | 28.2008 | 0.18977 | 28 | 0.39053
2010 | 10.25 | 1 | 365 | 11.6368 | 0.15278 | 11 | 0.78957
667 | 2745.6 | 0.9 | 365 | 2805.3618 | 0.53052 | 2805 | 0.89235
1347 | 47.32 | 0.9 | 365 | 48.35 | 0.05725 | 48 | 0.40724
2061 | 7.5 | 1 | 365 | 8.5147 | 0.72155 | 9 | 0.23627
2060 | 5 | 1 | 365 | 5.6765 | 0.1477 | 5 | 0.82418
2059 | 6.625 | 1 | 365 | 7.5213 | 0.7207 | 8 | 0.24204
2056 | 7.25 | 1 | 365 | 8.2309 | 0.86416 | 9 | 0.095061
2050 | 4.655 | 1 | 365 | 5.2848 | 0.96451 | 6 | 0.24931
2051 | 7.42 | 1 | 365 | 8.4239 | 0.44719 | 8 | 0.87108
2049 | 5.46 | 1 | 365 | 6.1987 | 0.72529 | 6 | 0.924
2047 | 17 | 1 | 365 | 19.3 | 0.30218 | 19 | 0.60221
2045 | 4.5 | 1 | 365 | 5.1088 | 0.43293 | 5 | 0.54176
2044 | 9 | 1 | 365 | 10.2177 | 0.86586 | 11 | 0.083524
2037 | 12.73 | 1 | 365 | 14.4523 | 0.65804 | 15 | 0.11036
2035 | 16.8 | 1 | 365 | 19.073 | 0.61627 | 19 | 0.68924
2032 | 7.5 | 1 | 365 | 8.5147 | 0.72155 | 9 | 0.23627
2031 | 10.25 | 1 | 365 | 11.6368 | 0.15278 | 11 | 0.78957
2029 | 5.2 | 1 | 365 | 5.9035 | 0.83361 | 6 | 0.73715
2097 | 4.5 | 1 | 365 | 5.1088 | 0.43293 | 5 | 0.54176
2096 | 8 | 1 | 365 | 9.0824 | 0.43632 | 9 | 0.51869
2095 | 7.14 | 1 | 365 | 8.106 | 0.48692 | 8 | 0.59293
2093 | 7.5 | 1 | 365 | 8.5147 | 0.72155 | 9 | 0.23627
2092 | 11 | 1 | 365 | 12.4883 | 0.72494 | 13 | 0.2132
2067 | 8.75 | 1 | 365 | 9.9338 | 0.008475 | 9 | 0.94231
2121 | 7.75 | 1 | 365 | 8.7985 | 0.57893 | 9 | 0.37748
2120 | 7 | 1 | 365 | 7.9471 | 0.00678 | 7 | 0.95385
2116 | 7.5 | 1 | 365 | 8.5147 | 0.72155 | 9 | 0.23627
2115 | 10.5 | 1 | 365 | 11.9206 | 0.01017 | 11 | 0.93078
2114 | 9.5 | 1 | 365 | 10.7853 | 0.58063 | 11 | 0.36594
2112 | 10.2 | 1 | 365 | 11.58 | 0.98131 | 12 | 0.56133
2111 | 10.75 | 1 | 365 | 12.2044 | 0.86755 | 13 | 0.071987
2098 | 11.395 | 1 | 365 | 12.9367 | 0.079608 | 13 | 0.016306
2163 | 5.25 | 1 | 365 | 5.9603 | 0.005085 | 5 | 0.96539
2162 | 6.25 | 1 | 365 | 7.0956 | 0.43462 | 7 | 0.53022
2153 | 4 | 1 | 365 | 4.5412 | 0.71816 | 5 | 0.25934
2154 | 4 | 1 | 365 | 4.5412 | 0.71816 | 5 | 0.25934
2151 | 8.925 | 1 | 365 | 10.1325 | 0.60864 | 10 | 0.74116
2150 | 7.65 | 1 | 365 | 8.685 | 0.23598 | 8 | 0.921
2148 | 12.495 | 1 | 365 | 14.1855 | 0.8521 | 15 | 0.037626
2146 | 8.75 | 1 | 365 | 9.9338 | 0.008475 | 9 | 0.94231
2147 | 11.73 | 1 | 365 | 13.317 | 0.2285 | 13 | 0.54553
2144 | 4.5 | 1 | 365 | 5.1088 | 0.43293 | 5 | 0.54176
2142 | 8.925 | 1 | 365 | 10.1325 | 0.60864 | 10 | 0.74116
2140 | 2.5 | 1 | 365 | 2.8382 | 0.57385 | 3 | 0.41209
2141 | 4 | 1 | 365 | 4.5412 | 0.71816 | 5 | 0.25934
2138 | 9 | 1 | 365 | 10.2177 | 0.86586 | 11 | 0.083524
2139 | 7.75 | 1 | 365 | 8.7985 | 0.57893 | 9 | 0.37748
2137 | 10 | 1 | 365 | 11.353 | 0.2954 | 11 | 0.64836
2133 | 9.25 | 1 | 365 | 10.5015 | 0.72325 | 11 | 0.22473
2131 | 10 | 1 | 365 | 11.353 | 0.2954 | 11 | 0.64836
2128 | 4.505 | 1 | 365 | 5.1145 | 0.45008 | 5 | 0.56459
2129 | 5.25 | 1 | 365 | 5.9603 | 0.005085 | 5 | 0.96539
2127 | 10.75 | 1 | 365 | 12.2044 | 0.86755 | 13 | 0.071987
2126 | 9.25 | 1 | 365 | 10.5015 | 0.72325 | 11 | 0.22473
2124 | 6 | 1 | 365 | 6.8118 | 0.57724 | 7 | 0.38902
2125 | 5.75 | 1 | 365 | 6.528 | 0.71985 | 7 | 0.24781
2273 | 3.5 | 1 | 365 | 3.9735 | 0.00339 | 3 | 0.97693
2270 | 10.965 | 1 | 365 | 12.4485 | 0.60491 | 13 | 0.053427
2268 | 10.75 | 1 | 365 | 12.2044 | 0.86755 | 13 | 0.071987
2269 | 11.5 | 1 | 365 | 13.0559 | 0.43971 | 13 | 0.49561
1420 | 6.75 | 1 | 365 | 7.6632 | 0.1494 | 7 | 0.81264
2259 | 5 | 1 | 365 | 5.6765 | 0.1477 | 5 | 0.82418
2251 | 9.945 | 1 | 365 | 11.2905 | 0.10678 | 11 | 0.39729
2247 | 6.12 | 1 | 365 | 6.948 | 0.98878 | 7 | 0.9368
2244 | 10 | 1 | 365 | 11.353 | 0.2954 | 11 | 0.64836
2243 | 5.75 | 1 | 365 | 6.528 | 0.71985 | 7 | 0.24781
2241 | 2.75 | 1 | 365 | 3.1221 | 0.43124 | 3 | 0.5533
2240 | 5.355 | 1 | 365 | 6.0795 | 0.36519 | 6 | 0.4447
2238 | 8.75 | 1 | 365 | 9.9338 | 0.008475 | 9 | 0.94231
2239 | 9 | 1 | 365 | 10.2177 | 0.86586 | 11 | 0.083524
2235 | 6.5 | 1 | 365 | 7.3794 | 0.29201 | 7 | 0.67143
2236 | 18.615 | 1 | 365 | 21.1335 | 0.84089 | 21 | 0.97442
2234 | 5.5 | 1 | 365 | 6.2441 | 0.86247 | 7 | 0.1066
2232 | 7 | 1 | 365 | 7.9471 | 0.00678 | 7 | 0.95385
2233 | 6.12 | 1 | 365 | 6.948 | 0.98878 | 7 | 0.9368
2228 | 4.5 | 1 | 365 | 5.1088 | 0.43293 | 5 | 0.54176
2194 | 5 | 1 | 365 | 5.6765 | 0.1477 | 5 | 0.82418
2195 | 14.25 | 1 | 365 | 16.178 | 0.87094 | 17 | 0.048913
2192 | 5.25 | 1 | 365 | 5.9603 | 0.005085 | 5 | 0.96539
2191 | 7.75 | 1 | 365 | 8.7985 | 0.57893 | 9 | 0.37748
2193 | 5.1 | 1 | 365 | 5.79 | 0.49065 | 6 | 0.28066
2190 | 6.75 | 1 | 365 | 7.6632 | 0.1494 | 7 | 0.81264
2189 | 7.75 | 1 | 365 | 8.7985 | 0.57893 | 9 | 0.37748
2183 | 10.25 | 1 | 365 | 11.6368 | 0.15278 | 11 | 0.78957
2178 | 10.335 | 1 | 365 | 11.7333 | 0.4443 | 12 | 0.17758
2176 | 7 | 1 | 365 | 7.9471 | 0.00678 | 7 | 0.95385
2177 | 9 | 1 | 365 | 10.2177 | 0.86586 | 11 | 0.083524
2175 | 10.75 | 1 | 365 | 12.2044 | 0.86755 | 13 | 0.071987
1801 | 206.64 | 0.8 | 365 | 187.6781 | 0.94412 | 188 | 0.62217
2278 | 9.25 | 1 | 365 | 10.5015 | 0.72325 | 11 | 0.22473
5769 | 9.69 | 1 | 365 | 11.001 | 0.23224 | 11 | 0.23326
3769 | 12.495 | 1 | 365 | 14.1855 | 0.8521 | 15 | 0.037626
3598 | 2.55 | 1 | 365 | 2.895 | 0.74533 | 3 | 0.64033
10912 | 6.44 | 1 | 365 | 7.3113 | 0.086238 | 7 | 0.39754
5293 | 11.2 | 1 | 365 | 12.7153 | 0.41085 | 13 | 0.12616
2353 | 9.156 | 1 | 365 | 10.3948 | 0.40087 | 10 | 0.79564
2054 | 19.525 | 1 | 365 | 22.1667 | 0.96177 | 23 | 0.12842
2306 | 4.95 | 1 | 365 | 5.6197 | 0.97622 | 6 | 0.59594
2341 | 11.22 | 1 | 365 | 12.738 | 0.47944 | 13 | 0.21746
2342 | 6.12 | 1 | 365 | 6.948 | 0.98878 | 7 | 0.9368
2339 | 7.75 | 1 | 365 | 8.7985 | 0.57893 | 9 | 0.37748
2337 | 7 | 1 | 365 | 7.9471 | 0.00678 | 7 | 0.95385
2338 | 10.5 | 1 | 365 | 11.9206 | 0.01017 | 11 | 0.93078
2329 | 4.5 | 1 | 365 | 5.1088 | 0.43293 | 5 | 0.54176
2327 | 10.75 | 1 | 365 | 12.2044 | 0.86755 | 13 | 0.071987
2324 | 6.25 | 1 | 365 | 7.0956 | 0.43462 | 7 | 0.53022
2325 | 7.5 | 1 | 365 | 8.5147 | 0.72155 | 9 | 0.23627
2322 | 5 | 1 | 365 | 5.6765 | 0.1477 | 5 | 0.82418
2323 | 3.5 | 1 | 365 | 3.9735 | 0.00339 | 3 | 0.97693
2321 | 7.25 | 1 | 365 | 8.2309 | 0.86416 | 9 | 0.095061
2319 | 5.75 | 1 | 365 | 6.528 | 0.71985 | 7 | 0.24781
2320 | 5.5 | 1 | 365 | 6.2441 | 0.86247 | 7 | 0.1066
2318 | 7.25 | 1 | 365 | 8.2309 | 0.86416 | 9 | 0.095061
2316 | 7.75 | 1 | 365 | 8.7985 | 0.57893 | 9 | 0.37748
2317 | 4 | 1 | 365 | 4.5412 | 0.71816 | 5 | 0.25934
2295 | 10.75 | 1 | 365 | 12.2044 | 0.86755 | 13 | 0.071987
2292 | 7 | 1 | 365 | 7.9471 | 0.00678 | 7 | 0.95385
2290 | 7.75 | 1 | 365 | 8.7985 | 0.57893 | 9 | 0.37748
2288 | 7.14 | 1 | 365 | 8.106 | 0.48692 | 8 | 0.59293
2282 | 6 | 1 | 365 | 6.8118 | 0.57724 | 7 | 0.38902
1913 | 26.5 | 0.9 | 365 | 27.0768 | 0.79453 | 27 | 0.87134
2394 | 8.5 | 1 | 365 | 9.65 | 0.15109 | 9 | 0.80111
2395 | 16 | 1 | 365 | 18.1647 | 0.87264 | 19 | 0.037376
2391 | 11.5 | 1 | 365 | 13.0559 | 0.43971 | 13 | 0.49561
2387 | 13.75 | 1 | 365 | 15.6103 | 0.15617 | 15 | 0.76649
2386 | 8.75 | 1 | 365 | 9.9338 | 0.008475 | 9 | 0.94231
2384 | 8.5 | 1 | 365 | 9.65 | 0.15109 | 9 | 0.80111
2383 | 4.25 | 1 | 365 | 4.825 | 0.57554 | 5 | 0.40055
2373 | 2.55 | 1 | 365 | 2.895 | 0.74533 | 3 | 0.64033
2371 | 3.5 | 1 | 365 | 3.9735 | 0.00339 | 3 | 0.97693
2367 | 4.75 | 1 | 365 | 5.3927 | 0.29031 | 5 | 0.68297
2364 | 12.75 | 1 | 365 | 14.475 | 0.72663 | 15 | 0.20166
2363 | 6 | 1 | 365 | 6.8118 | 0.57724 | 7 | 0.38902
2362 | 9.75 | 1 | 365 | 11.0691 | 0.43801 | 11 | 0.50715
2361 | 7.65 | 1 | 365 | 8.685 | 0.23598 | 8 | 0.921
2494 | 5.25 | 1 | 365 | 5.9603 | 0.005085 | 5 | 0.96539
2490 | 6 | 1 | 365 | 6.8118 | 0.57724 | 7 | 0.38902
2493 | 3 | 1 | 365 | 3.4059 | 0.28862 | 3 | 0.69451
2465 | 7.905 | 1 | 365 | 8.9745 | 0.11051 | 9 | 0.085029
2464 | 6.12 | 1 | 365 | 6.948 | 0.98878 | 7 | 0.9368
2462 | 10.2 | 1 | 365 | 11.58 | 0.98131 | 12 | 0.56133
2460 | 7.905 | 1 | 365 | 8.9745 | 0.11051 | 9 | 0.085029
2458 | 6.63 | 1 | 365 | 7.527 | 0.73785 | 8 | 0.26486
2459 | 9.69 | 1 | 365 | 11.001 | 0.23224 | 11 | 0.23326
2457 | 11.5 | 1 | 365 | 13.0559 | 0.43971 | 13 | 0.49561
2455 | 9.5 | 1 | 365 | 10.7853 | 0.58063 | 11 | 0.36594
2454 | 9.25 | 1 | 365 | 10.5015 | 0.72325 | 11 | 0.22473
2452 | 5.25 | 1 | 365 | 5.9603 | 0.005085 | 5 | 0.96539
2453 | 6 | 1 | 365 | 6.8118 | 0.57724 | 7 | 0.38902
2449 | 33 | 0.9 | 365 | 33.7183 | 0.85734 | 34 | 0.57563
1791 | 56.1 | 0.9 | 365 | 57.3211 | 0.15747 | 57 | 0.47857
2439 | 13 | 1 | 365 | 14.7588 | 0.58402 | 15 | 0.34287
2427 | 8.42 | 1 | 365 | 9.5592 | 0.87673 | 10 | 0.43592
2426 | 5.886 | 1 | 365 | 6.6824 | 0.18627 | 6 | 0.86862
2425 | 201.19 | 0.9 | 365 | 205.5692 | 0.99024 | 206 | 0.55942
2422 | 3 | 1 | 365 | 3.4059 | 0.28862 | 3 | 0.69451
2421 | 10 | 1 | 365 | 11.353 | 0.2954 | 11 | 0.64836
2419 | 8.5 | 1 | 365 | 9.65 | 0.15109 | 9 | 0.80111
2420 | 11.22 | 1 | 365 | 12.738 | 0.47944 | 13 | 0.21746
2415 | 10.71 | 1 | 365 | 12.159 | 0.73037 | 12 | 0.88939
2414 | 7.25 | 1 | 365 | 8.2309 | 0.86416 | 9 | 0.095061
2412 | 9 | 1 | 365 | 10.2177 | 0.86586 | 11 | 0.083524
2411 | 9.75 | 1 | 365 | 11.0691 | 0.43801 | 11 | 0.50715
2410 | 4.75 | 1 | 365 | 5.3927 | 0.29031 | 5 | 0.68297
2405 | 11.475 | 1 | 365 | 13.0275 | 0.35397 | 13 | 0.38149
2404 | 8.5 | 1 | 365 | 9.65 | 0.15109 | 9 | 0.80111
2403 | 10.75 | 1 | 365 | 12.2044 | 0.86755 | 13 | 0.071987
2402 | 6.12 | 1 | 365 | 6.948 | 0.98878 | 7 | 0.9368
2400 | 4.59 | 1 | 365 | 5.211 | 0.74159 | 5 | 0.9526
2504 | 4.25 | 1 | 365 | 4.825 | 0.57554 | 5 | 0.40055
2502 | 6 | 1 | 365 | 6.8118 | 0.57724 | 7 | 0.38902
2496 | 16.695 | 1 | 365 | 18.9538 | 0.25617 | 19 | 0.20994
2498 | 5.1 | 1 | 365 | 5.79 | 0.49065 | 6 | 0.28066
2497 | 6.75 | 1 | 365 | 7.6632 | 0.1494 | 7 | 0.81264
2495 | 8.37 | 1 | 365 | 9.5024 | 0.70525 | 10 | 0.20768
2514 | 20.64 | 1 | 365 | 23.4325 | 0.78571 | 24 | 0.21822
2510 | 5.88 | 1 | 365 | 6.6755 | 0.1657 | 6 | 0.84124
2589 | 8.28 | 1 | 365 | 9.4003 | 0.39659 | 9 | 0.79684
2583 | 7.28 | 1 | 365 | 8.265 | 0.96705 | 9 | 0.23201
2582 | 7.905 | 1 | 365 | 8.9745 | 0.11051 | 9 | 0.085029
2581 | 5.25 | 1 | 365 | 5.9603 | 0.005085 | 5 | 0.96539
2580 | 4.25 | 1 | 365 | 4.825 | 0.57554 | 5 | 0.40055
2579 | 10.25 | 1 | 365 | 11.6368 | 0.15278 | 11 | 0.78957
2578 | 13.26 | 1 | 365 | 15.054 | 0.4757 | 15 | 0.52973
2577 | 9.69 | 1 | 365 | 11.001 | 0.23224 | 11 | 0.23326
2576 | 8.415 | 1 | 365 | 9.5535 | 0.85958 | 10 | 0.41309
2575 | 11.75 | 1 | 365 | 13.3397 | 0.29709 | 13 | 0.63682
2574 | 10 | 1 | 365 | 11.353 | 0.2954 | 11 | 0.64836
2573 | 6.5 | 1 | 365 | 7.3794 | 0.29201 | 7 | 0.67143
2572 | 8 | 1 | 365 | 9.0824 | 0.43632 | 9 | 0.51869
2570 | 8.75 | 1 | 365 | 9.9338 | 0.008475 | 9 | 0.94231
2569 | 7.75 | 1 | 365 | 8.7985 | 0.57893 | 9 | 0.37748
2568 | 6.12 | 1 | 365 | 6.948 | 0.98878 | 7 | 0.9368
2567 | 7.14 | 1 | 365 | 8.106 | 0.48692 | 8 | 0.59293
2566 | 13.26 | 1 | 365 | 15.054 | 0.4757 | 15 | 0.52973
2565 | 5.25 | 1 | 365 | 5.9603 | 0.005085 | 5 | 0.96539
2564 | 5.25 | 1 | 365 | 5.9603 | 0.005085 | 5 | 0.96539
2563 | 5.25 | 1 | 365 | 5.9603 | 0.005085 | 5 | 0.96539
2562 | 7 | 1 | 365 | 7.9471 | 0.00678 | 7 | 0.95385
2561 | 6.885 | 1 | 365 | 7.8165 | 0.61238 | 8 | 0.4289
2560 | 8.25 | 1 | 365 | 9.3662 | 0.29371 | 9 | 0.6599
2558 | 7.5 | 1 | 365 | 8.5147 | 0.72155 | 9 | 0.23627
2556 | 5.25 | 1 | 365 | 5.9603 | 0.005085 | 5 | 0.96539
2552 | 6.75 | 1 | 365 | 7.6632 | 0.1494 | 7 | 0.81264
2549 | 10.5 | 1 | 365 | 11.9206 | 0.01017 | 11 | 0.93078
2546 | 8.25 | 1 | 365 | 9.3662 | 0.29371 | 9 | 0.6599
2544 | 17.75 | 1 | 365 | 20.1515 | 0.87433 | 21 | 0.025839
2542 | 3.5 | 1 | 365 | 3.9735 | 0.00339 | 3 | 0.97693
2541 | 8 | 1 | 365 | 9.0824 | 0.43632 | 9 | 0.51869
2533 | 3.18 | 1 | 365 | 3.6102 | 0.90594 | 4 | 0.51618
2522 | 15.66 | 1 | 365 | 17.7787 | 0.7066 | 18 | 0.48533
2513 | 9.945 | 1 | 365 | 11.2905 | 0.10678 | 11 | 0.39729
2503 | 5.67 | 1 | 365 | 6.4371 | 0.44549 | 6 | 0.88262
2633 | 9.75 | 1 | 365 | 11.0691 | 0.43801 | 11 | 0.50715
2632 | 5.75 | 1 | 365 | 6.528 | 0.71985 | 7 | 0.24781
2628 | 15 | 1 | 365 | 17.0294 | 0.4431 | 17 | 0.47254
2622 | 7.848 | 1 | 365 | 8.9098 | 0.91503 | 9 | 0.82483
2619 | 9.5 | 1 | 365 | 10.7853 | 0.58063 | 11 | 0.36594
2618 | 3.975 | 1 | 365 | 4.5128 | 0.63242 | 5 | 0.14522
2612 | 4.08 | 1 | 365 | 4.632 | 0.99252 | 5 | 0.62453
2611 | 5.1 | 1 | 365 | 5.79 | 0.49065 | 6 | 0.28066
2609 | 2.805 | 1 | 365 | 3.1845 | 0.61986 | 3 | 0.80436
2610 | 6.885 | 1 | 365 | 7.8165 | 0.61238 | 8 | 0.4289
2608 | 13 | 1 | 365 | 14.7588 | 0.58402 | 15 | 0.34287
2607 | 4.5 | 1 | 365 | 5.1088 | 0.43293 | 5 | 0.54176
2606 | 12.25 | 1 | 365 | 13.9074 | 0.011865 | 13 | 0.91924
2604 | 4.5 | 1 | 365 | 5.1088 | 0.43293 | 5 | 0.54176
2605 | 7 | 1 | 365 | 7.9471 | 0.00678 | 7 | 0.95385
2603 | 10 | 1 | 365 | 11.353 | 0.2954 | 11 | 0.64836
2601 | 6.9 | 1 | 365 | 7.8335 | 0.66383 | 8 | 0.49737
2600 | 4.59 | 1 | 365 | 5.211 | 0.74159 | 5 | 0.9526
2596 | 5.3 | 1 | 365 | 6.0171 | 0.17656 | 6 | 0.19363
2590 | 7.42 | 1 | 365 | 8.4239 | 0.44719 | 8 | 0.87108
2693 | 5 | 1 | 365 | 5.6765 | 0.1477 | 5 | 0.82418
2642 | 3.45 | 1 | 365 | 3.9168 | 0.83191 | 4 | 0.74868
2684 | 4.5 | 1 | 365 | 5.1088 | 0.43293 | 5 | 0.54176
2683 | 2.25 | 1 | 365 | 2.5544 | 0.71646 | 3 | 0.27088
2682 | 4 | 1 | 365 | 4.5412 | 0.71816 | 5 | 0.25934
2681 | 7.5 | 1 | 365 | 8.5147 | 0.72155 | 9 | 0.23627
2680 | 9 | 1 | 365 | 10.2177 | 0.86586 | 11 | 0.083524
2674 | 9 | 1 | 365 | 10.2177 | 0.86586 | 11 | 0.083524
2672 | 4.5 | 1 | 365 | 5.1088 | 0.43293 | 5 | 0.54176
2676 | 7.25 | 1 | 365 | 8.2309 | 0.86416 | 9 | 0.095061
2675 | 6.37 | 1 | 365 | 7.2318 | 0.84617 | 8 | 0.078005
2658 | 6.12 | 1 | 365 | 6.948 | 0.98878 | 7 | 0.9368
2657 | 11.25 | 1 | 365 | 12.7721 | 0.58232 | 13 | 0.3544
2650 | 4.08 | 1 | 365 | 4.632 | 0.99252 | 5 | 0.62453
2646 | 8 | 1 | 365 | 9.0824 | 0.43632 | 9 | 0.51869
2755 | 7.5 | 1 | 365 | 8.5147 | 0.72155 | 9 | 0.23627
2752 | 11.25 | 1 | 365 | 12.7721 | 0.58232 | 13 | 0.3544
2751 | 12.25 | 1 | 365 | 13.9074 | 0.011865 | 13 | 0.91924
922 | 6.5 | 1 | 365 | 7.3794 | 0.29201 | 7 | 0.67143
2739 | 6.54 | 1 | 365 | 7.4248 | 0.42919 | 7 | 0.85403
2738 | 3.85 | 1 | 365 | 4.3709 | 0.20373 | 4 | 0.57462
2723 | 2.04 | 1 | 365 | 2.316 | 0.99626 | 3 | 0.31227
2722 | 7.75 | 1 | 365 | 8.7985 | 0.57893 | 9 | 0.37748
2721 | 3.825 | 1 | 365 | 4.3425 | 0.11799 | 4 | 0.4605
2719 | 4.25 | 1 | 365 | 4.825 | 0.57554 | 5 | 0.40055
2716 | 5.25 | 1 | 365 | 5.9603 | 0.005085 | 5 | 0.96539
2708 | 7.75 | 1 | 365 | 8.7985 | 0.57893 | 9 | 0.37748
2703 | 8.75 | 1 | 365 | 9.9338 | 0.008475 | 9 | 0.94231
2701 | 12.75 | 1 | 365 | 14.475 | 0.72663 | 15 | 0.20166
2700 | 9.75 | 1 | 365 | 11.0691 | 0.43801 | 11 | 0.50715
2698 | 5.25 | 1 | 365 | 5.9603 | 0.005085 | 5 | 0.96539
2875 | 4.335 | 1 | 365 | 4.9215 | 0.86706 | 5 | 0.78856
2838 | 8.415 | 1 | 365 | 9.5535 | 0.85958 | 10 | 0.41309
2837 | 4.59 | 1 | 365 | 5.211 | 0.74159 | 5 | 0.9526
2836 | 5.865 | 1 | 365 | 6.6585 | 0.11425 | 6 | 0.77276
2834 | 11.985 | 1 | 365 | 13.6065 | 0.10304 | 13 | 0.70956
2833 | 7.905 | 1 | 365 | 8.9745 | 0.11051 | 9 | 0.085029
2830 | 14 | 1 | 365 | 15.8941 | 0.01356 | 15 | 0.9077
1246 | 7.14 | 1 | 365 | 8.106 | 0.48692 | 8 | 0.59293
1248 | 34.2 | 0.9 | 365 | 34.9444 | 0.56124 | 35 | 0.50565
930 | 7.75 | 1 | 365 | 8.7985 | 0.57893 | 9 | 0.37748
2810 | 11 | 1 | 365 | 12.4883 | 0.72494 | 13 | 0.2132
2783 | 160 | 0.9 | 365 | 163.4826 | 0.85376 | 164 | 0.33638
2806 | 10.25 | 1 | 365 | 11.6368 | 0.15278 | 11 | 0.78957
2805 | 5.355 | 1 | 365 | 6.0795 | 0.36519 | 6 | 0.4447
2804 | 7.905 | 1 | 365 | 8.9745 | 0.11051 | 9 | 0.085029
2803 | 9.945 | 1 | 365 | 11.2905 | 0.10678 | 11 | 0.39729
2802 | 3.75 | 1 | 365 | 4.2574 | 0.86078 | 5 | 0.11813
2801 | 9 | 1 | 365 | 10.2177 | 0.86586 | 11 | 0.083524
2800 | 7.75 | 1 | 365 | 8.7985 | 0.57893 | 9 | 0.37748
2798 | 3.5 | 1 | 365 | 3.9735 | 0.00339 | 3 | 0.97693
2795 | 2.5 | 1 | 365 | 2.8382 | 0.57385 | 3 | 0.41209
2794 | 5.5 | 1 | 365 | 6.2441 | 0.86247 | 7 | 0.1066
2782 | 23.92 | 1 | 365 | 27.1563 | 0.034597 | 27 | 0.19088
2779 | 3.315 | 1 | 365 | 3.7635 | 0.36893 | 4 | 0.13243
2775 | 6.375 | 1 | 365 | 7.2375 | 0.86332 | 8 | 0.10083
2774 | 8.75 | 1 | 365 | 9.9338 | 0.008475 | 9 | 0.94231
2773 | 9.5 | 1 | 365 | 10.7853 | 0.58063 | 11 | 0.36594
2769 | 8.8 | 1 | 365 | 9.9906 | 0.17995 | 10 | 0.17056
2768 | 2.04 | 1 | 365 | 2.316 | 0.99626 | 3 | 0.31227
2765 | 7.14 | 1 | 365 | 8.106 | 0.48692 | 8 | 0.59293
2764 | 8.67 | 1 | 365 | 9.843 | 0.73411 | 10 | 0.57713
2761 | 4.5 | 1 | 365 | 5.1088 | 0.43293 | 5 | 0.54176
2928 | 4.845 | 1 | 365 | 5.5005 | 0.61612 | 6 | 0.11663
2929 | 5.1 | 1 | 365 | 5.79 | 0.49065 | 6 | 0.28066
2926 | 6.5 | 1 | 365 | 7.3794 | 0.29201 | 7 | 0.67143
2925 | 7.14 | 1 | 365 | 8.106 | 0.48692 | 8 | 0.59293
2923 | 6.12 | 1 | 365 | 6.948 | 0.98878 | 7 | 0.9368
2922 | 6.12 | 1 | 365 | 6.948 | 0.98878 | 7 | 0.9368
2924 | 5.865 | 1 | 365 | 6.6585 | 0.11425 | 6 | 0.77276
2920 | 8.67 | 1 | 365 | 9.843 | 0.73411 | 10 | 0.57713
2918 | 6.63 | 1 | 365 | 7.527 | 0.73785 | 8 | 0.26486
2915 | 8.67 | 1 | 365 | 9.843 | 0.73411 | 10 | 0.57713
2916 | 3 | 1 | 365 | 3.4059 | 0.28862 | 3 | 0.69451
2914 | 5 | 1 | 365 | 5.6765 | 0.1477 | 5 | 0.82418
2913 | 8.75 | 1 | 365 | 9.9338 | 0.008475 | 9 | 0.94231
2911 | 6.12 | 1 | 365 | 6.948 | 0.98878 | 7 | 0.9368
2912 | 4.59 | 1 | 365 | 5.211 | 0.74159 | 5 | 0.9526
2909 | 4 | 1 | 365 | 4.5412 | 0.71816 | 5 | 0.25934
2888 | 3.35 | 1 | 365 | 3.8032 | 0.48896 | 4 | 0.2922
2181 | 8 | 1 | 365 | 9.0824 | 0.43632 | 9 | 0.51869
2651 | 6.75 | 1 | 365 | 7.6632 | 0.1494 | 7 | 0.81264
2647 | 5.25 | 1 | 365 | 5.9603 | 0.005085 | 5 | 0.96539
2267 | 33.48 | 0.9 | 365 | 34.2087 | 0.3389 | 34 | 0.54764
2499 | 10 | 1 | 365 | 11.353 | 0.2954 | 11 | 0.64836
2695 | 8.64 | 1 | 365 | 9.809 | 0.63123 | 10 | 0.44018
1951 | 18 | 1 | 365 | 20.4353 | 0.73172 | 21 | 0.16705
2882 | 6.12 | 1 | 365 | 6.948 | 0.98878 | 7 | 0.9368
2881 | 10.455 | 1 | 365 | 11.8695 | 0.85584 | 12 | 0.72536
2879 | 4.845 | 1 | 365 | 5.5005 | 0.61612 | 6 | 0.11663
2880 | 8 | 1 | 365 | 9.0824 | 0.43632 | 9 | 0.51869
2878 | 13.77 | 1 | 365 | 15.633 | 0.22477 | 15 | 0.85779
2876 | 6.5 | 1 | 365 | 7.3794 | 0.29201 | 7 | 0.67143
2955 | 5.25 | 1 | 365 | 5.9603 | 0.005085 | 5 | 0.96539
2947 | 4.355 | 1 | 365 | 4.9442 | 0.93565 | 5 | 0.87986
2946 | 4.5 | 1 | 365 | 5.1088 | 0.43293 | 5 | 0.54176
2942 | 7 | 1 | 365 | 7.9471 | 0.00678 | 7 | 0.95385
2943 | 14.79 | 1 | 365 | 16.791 | 0.7229 | 17 | 0.51392
2938 | 6.5 | 1 | 365 | 7.3794 | 0.29201 | 7 | 0.67143
2936 | 2.805 | 1 | 365 | 3.1845 | 0.61986 | 3 | 0.80436
2982 | 10 | 1 | 365 | 11.353 | 0.2954 | 11 | 0.64836
2980 | 10.71 | 1 | 365 | 12.159 | 0.73037 | 12 | 0.88939
2975 | 3.24 | 1 | 365 | 3.6784 | 0.11171 | 3 | 0.79007
2973 | 5.4 | 1 | 365 | 6.1306 | 0.51952 | 6 | 0.65011
2972 | 7.83 | 1 | 365 | 8.8894 | 0.8533 | 9 | 0.74267
3097 | 7.75 | 1 | 365 | 8.7985 | 0.57893 | 9 | 0.37748
3075 | 9.81 | 1 | 365 | 11.1373 | 0.64379 | 11 | 0.78104
3055 | 6.03 | 1 | 365 | 6.8458 | 0.68013 | 7 | 0.52596
10868 | 9.24 | 1 | 365 | 10.4901 | 0.68895 | 11 | 0.17908
2984 | 7.14 | 1 | 365 | 8.106 | 0.48692 | 8 | 0.59293
2885 | 7.37 | 1 | 365 | 8.3671 | 0.27571 | 8 | 0.64284
3269 | 17.5 | 1 | 365 | 19.8677 | 0.01695 | 19 | 0.88463
3268 | 7.02 | 1 | 365 | 7.9698 | 0.075371 | 8 | 0.045149
3265 | 6 | 1 | 365 | 6.8118 | 0.57724 | 7 | 0.38902
3260 | 5.355 | 1 | 365 | 6.0795 | 0.36519 | 6 | 0.4447
459 | 3.685 | 1 | 365 | 4.1836 | 0.63785 | 4 | 0.82142
3267 | 6.25 | 1 | 365 | 7.0956 | 0.43462 | 7 | 0.53022
2718 | 4.5 | 1 | 365 | 5.1088 | 0.43293 | 5 | 0.54176
3480 | 6.25 | 1 | 365 | 7.0956 | 0.43462 | 7 | 0.53022
3479 | 8 | 1 | 365 | 9.0824 | 0.43632 | 9 | 0.51869
3468 | 6.5 | 1 | 365 | 7.3794 | 0.29201 | 7 | 0.67143
3466 | 6.12 | 1 | 365 | 6.948 | 0.98878 | 7 | 0.9368
1551 | 7.75 | 1 | 365 | 8.7985 | 0.57893 | 9 | 0.37748
2011 | 25.25 | 0.9 | 365 | 25.7996 | 0.9363 | 26 | 0.7359
3582 | 18 | 1 | 365 | 20.4353 | 0.73172 | 21 | 0.16705
1360 | 503.25 | 0.9 | 365 | 514.2039 | 0.3244 | 514 | 0.52835
3562 | 10.92 | 1 | 365 | 12.3974 | 0.45058 | 12 | 0.84801
3166 | 8.04 | 1 | 365 | 9.1278 | 0.5735 | 9 | 0.70128
3114 | 4.69 | 1 | 365 | 5.3245 | 0.084543 | 5 | 0.40908
3098 | 7.035 | 1 | 365 | 7.9868 | 0.12681 | 8 | 0.11362
3421 | 7.37 | 1 | 365 | 8.3671 | 0.27571 | 8 | 0.64284
3577 | 7 | 1 | 365 | 7.9471 | 0.00678 | 7 | 0.95385
8904 | 5.04 | 1 | 365 | 5.7219 | 0.28488 | 6 | 0.0067734
14361 | 6.75 | 1 | 365 | 7.6632 | 0.1494 | 7 | 0.81264
5283 | 7.425 | 1 | 365 | 8.4296 | 0.46433 | 8 | 0.89391
4728 | 8.91 | 1 | 365 | 10.1155 | 0.5572 | 10 | 0.67269
3581 | 7.8 | 1 | 365 | 8.8553 | 0.75041 | 9 | 0.60572
3338 | 3.57 | 1 | 365 | 4.053 | 0.24346 | 4 | 0.29646
3478 | 7.02 | 1 | 365 | 7.9698 | 0.075371 | 8 | 0.045149
2846 | 20.74 | 1 | 365 | 23.546 | 0.12866 | 23 | 0.6747
3635 | 7.595 | 1 | 365 | 8.6226 | 0.047356 | 8 | 0.66993
3628 | 6.37 | 1 | 365 | 7.2318 | 0.84617 | 8 | 0.078005
3669 | 8 | 1 | 365 | 9.0824 | 0.43632 | 9 | 0.51869
3682 | 7 | 1 | 365 | 7.9471 | 0.00678 | 7 | 0.95385
3689 | 8.16 | 1 | 365 | 9.264 | 0.98505 | 10 | 0.24906
3690 | 6.75 | 1 | 365 | 7.6632 | 0.1494 | 7 | 0.81264
3696 | 6.75 | 1 | 365 | 7.6632 | 0.1494 | 7 | 0.81264
3697 | 10.965 | 1 | 365 | 12.4485 | 0.60491 | 13 | 0.053427
3698 | 5.75 | 1 | 365 | 6.528 | 0.71985 | 7 | 0.24781
3700 | 4.5 | 1 | 365 | 5.1088 | 0.43293 | 5 | 0.54176
3489 | 6 | 1 | 365 | 6.8118 | 0.57724 | 7 | 0.38902
2770 | 0.84 | 1 | 365 | 0.95365 | 0.88081 | 1 | 0.83446
3266 | 7 | 1 | 365 | 7.9471 | 0.00678 | 7 | 0.95385
3844 | 5.39 | 1 | 365 | 6.1192 | 0.48522 | 6 | 0.60447
3861 | 11 | 1 | 365 | 12.4883 | 0.72494 | 13 | 0.2132
3908 | 3.57 | 1 | 365 | 4.053 | 0.24346 | 4 | 0.29646
3779 | 3.25 | 1 | 365 | 3.6897 | 0.146 | 3 | 0.83572
3782 | 8 | 1 | 365 | 9.0824 | 0.43632 | 9 | 0.51869
3783 | 6 | 1 | 365 | 6.8118 | 0.57724 | 7 | 0.38902
3785 | 7.54 | 1 | 365 | 8.5601 | 0.85873 | 9 | 0.41886
3818 | 10 | 1 | 365 | 11.353 | 0.2954 | 11 | 0.64836
3821 | 6.5 | 1 | 365 | 7.3794 | 0.29201 | 7 | 0.67143
3867 | 5.25 | 1 | 365 | 5.9603 | 0.005085 | 5 | 0.96539
3873 | 7 | 1 | 365 | 7.9471 | 0.00678 | 7 | 0.95385
3902 | 9 | 1 | 365 | 10.2177 | 0.86586 | 11 | 0.083524
3903 | 6.615 | 1 | 365 | 7.51 | 0.68641 | 8 | 0.19639
3904 | 6.37 | 1 | 365 | 7.2318 | 0.84617 | 8 | 0.078005
3906 | 8.5 | 1 | 365 | 9.65 | 0.15109 | 9 | 0.80111
3977 | 2.75 | 1 | 365 | 3.1221 | 0.43124 | 3 | 0.5533
3978 | 5.72 | 1 | 365 | 6.4939 | 0.61697 | 7 | 0.11086
3983 | 4.75 | 1 | 365 | 5.3927 | 0.29031 | 5 | 0.68297
4011 | 8.33 | 1 | 365 | 9.457 | 0.56807 | 10 | 0.025084
4044 | 9 | 1 | 365 | 10.2177 | 0.86586 | 11 | 0.083524
4046 | 9 | 1 | 365 | 10.2177 | 0.86586 | 11 | 0.083524
4057 | 5.635 | 1 | 365 | 6.3974 | 0.32546 | 6 | 0.72285
4072 | 5.25 | 1 | 365 | 5.9603 | 0.005085 | 5 | 0.96539
3839 | 5.1 | 1 | 365 | 5.79 | 0.49065 | 6 | 0.28066
3841 | 3.5 | 1 | 365 | 3.9735 | 0.00339 | 3 | 0.97693
3822 | 10.8 | 1 | 365 | 12.2612 | 0.039032 | 12 | 0.30023
3975 | 8.37 | 1 | 365 | 9.5024 | 0.70525 | 10 | 0.20768
3979 | 7.02 | 1 | 365 | 7.9698 | 0.075371 | 8 | 0.045149
3984 | 10.8 | 1 | 365 | 12.2612 | 0.039032 | 12 | 0.30023
3987 | 4.5 | 1 | 365 | 5.1088 | 0.43293 | 5 | 0.54176
3989 | 4.5 | 1 | 365 | 5.1088 | 0.43293 | 5 | 0.54176
3973 | 7.65 | 1 | 365 | 8.685 | 0.23598 | 8 | 0.921
4026 | 5 | 1 | 365 | 5.6765 | 0.1477 | 5 | 0.82418
4029 | 6.885 | 1 | 365 | 7.8165 | 0.61238 | 8 | 0.4289
4124 | 1.44 | 1 | 365 | 1.6348 | 0.93854 | 2 | 0.57336
1031 | 4.5 | 1 | 365 | 5.1088 | 0.43293 | 5 | 0.54176
2776 | 8 | 1 | 365 | 9.0824 | 0.43632 | 9 | 0.51869
4163 | 7.848 | 1 | 365 | 8.9098 | 0.91503 | 9 | 0.82483
12119 | 7.65 | 1 | 365 | 8.685 | 0.23598 | 8 | 0.921
15064 | 3.98 | 1 | 365 | 4.5185 | 0.64957 | 5 | 0.16805
8552 | 9.945 | 1 | 365 | 11.2905 | 0.10678 | 11 | 0.39729
15314 | 5.355 | 1 | 365 | 6.0795 | 0.36519 | 6 | 0.4447
15059 | 6.98 | 1 | 365 | 7.9244 | 0.93819 | 8 | 0.86256
5244 | 10.5 | 1 | 365 | 11.9206 | 0.01017 | 11 | 0.93078
12167 | 13.475 | 1 | 365 | 15.2981 | 0.21305 | 15 | 0.51117
5268 | 5.1 | 1 | 365 | 5.79 | 0.49065 | 6 | 0.28066
6175 | 4.59 | 1 | 365 | 5.211 | 0.74159 | 5 | 0.9526
14926 | 5.895 | 1 | 365 | 6.6926 | 0.21714 | 6 | 0.90971
6342 | 5.865 | 1 | 365 | 6.6585 | 0.11425 | 6 | 0.77276
6215 | 3.06 | 1 | 365 | 3.474 | 0.49439 | 3 | 0.9684
26840 | 5.22 | 1 | 365 | 5.9262 | 0.9022 | 6 | 0.82844
14379 | 9.215 | 1 | 365 | 10.4618 | 0.60321 | 11 | 0.064964
6727 | 7.14 | 1 | 365 | 8.106 | 0.48692 | 8 | 0.59293
42915 | 9.1 | 1 | 365 | 10.3312 | 0.20881 | 10 | 0.54001
5245 | 5 | 1 | 365 | 5.6765 | 0.1477 | 5 | 0.82418
13734 | 3.5 | 1 | 365 | 3.9735 | 0.96547 | 4 | 0.939
6160 | 7.65 | 1 | 365 | 8.685 | 0.23598 | 8 | 0.921
5377 | 10.335 | 1 | 365 | 11.7333 | 0.4443 | 12 | 0.17758
24318 | 6.725 | 1 | 365 | 7.6349 | 0.063657 | 7 | 0.69852
23017 | 7.575 | 1 | 365 | 8.5999 | 0.97877 | 9 | 0.57863
15091 | 11.96 | 1 | 365 | 13.5781 | 0.017298 | 13 | 0.59544
4373 | 10.595 | 1 | 365 | 12.0285 | 0.33598 | 12 | 0.36444
4175 | 6.25 | 1 | 365 | 7.0956 | 0.43462 | 7 | 0.53022
4213 | 6.75 | 1 | 365 | 7.6632 | 0.1494 | 7 | 0.81264
4215 | 2.145 | 1 | 365 | 2.4352 | 0.35636 | 2 | 0.79157
4218 | 8.1 | 1 | 365 | 9.1959 | 0.77927 | 9 | 0.97517
4235 | 8.57 | 1 | 365 | 9.7295 | 0.39116 | 10 | 0.12064
4236 | 8.82 | 1 | 365 | 10.0133 | 0.24854 | 10 | 0.26185
4372 | 6.336 | 1 | 365 | 7.1932 | 0.72957 | 7 | 0.9228
4254 | 19.2 | 1 | 365 | 21.7977 | 0.84717 | 22 | 0.64485
4256 | 19.2 | 1 | 365 | 21.7977 | 0.84717 | 22 | 0.64485
4257 | 19.2 | 1 | 365 | 21.7977 | 0.84717 | 22 | 0.64485
4224 | 11.18 | 1 | 365 | 12.6926 | 0.34226 | 13 | 0.034866
4533 | 6.9 | 1 | 365 | 7.8335 | 0.66383 | 8 | 0.49737
4506 | 9 | 1 | 365 | 10.2177 | 0.86586 | 11 | 0.083524
2230 | 262.08 | 0.8 | 365 | 238.0307 | 0.051075 | 238 | 0.081775
2231 | 197.4 | 0.8 | 365 | 179.2859 | 0.59296 | 179 | 0.8789
4439 | 8.82 | 1 | 365 | 10.0133 | 0.24854 | 10 | 0.26185
4441 | 9 | 1 | 365 | 10.2177 | 0.86586 | 11 | 0.083524
4440 | 8.25 | 1 | 365 | 9.3662 | 0.29371 | 9 | 0.6599
4470 | 8.085 | 1 | 365 | 9.1789 | 0.72783 | 9 | 0.9067
4525 | 5.25 | 1 | 365 | 5.9603 | 0.005085 | 5 | 0.96539
4530 | 3.92 | 1 | 365 | 4.4504 | 0.4438 | 4 | 0.89416
4532 | 3.92 | 1 | 365 | 4.4504 | 0.4438 | 4 | 0.89416
2450 | 150.45 | 0.9 | 365 | 153.7248 | 0.37686 | 154 | 0.10162
3578 | 6.5 | 1 | 365 | 7.3794 | 0.29201 | 7 | 0.67143
3391 | 4.08 | 1 | 365 | 4.632 | 0.99252 | 5 | 0.62453
1954 | 12.99 | 1 | 365 | 14.7475 | 0.54972 | 15 | 0.29722
3600 | 11 | 1 | 365 | 12.4883 | 0.72494 | 13 | 0.2132
16667 | 3.06 | 1 | 365 | 3.474 | 0.49439 | 3 | 0.9684
11787 | 7.14 | 1 | 365 | 8.106 | 0.48692 | 8 | 0.59293
6619 | 5.5 | 1 | 365 | 6.2441 | 0.86247 | 7 | 0.1066
10551 | 5.72 | 1 | 365 | 6.4939 | 0.61697 | 7 | 0.11086
6276 | 4.335 | 1 | 365 | 4.9215 | 0.86706 | 5 | 0.78856
10525 | 7.14 | 1 | 365 | 8.106 | 0.48692 | 8 | 0.59293
5645 | 3 | 1 | 365 | 3.4059 | 0.28862 | 3 | 0.69451
10651 | 9.1 | 1 | 365 | 10.3312 | 0.20881 | 10 | 0.54001
6302 | 3.57 | 1 | 365 | 4.053 | 0.24346 | 4 | 0.29646
8185 | 8.925 | 1 | 365 | 10.1325 | 0.60864 | 10 | 0.74116
18928 | 6.96 | 1 | 365 | 7.9017 | 0.8696 | 8 | 0.77126
23046 | 12.75 | 1 | 365 | 14.475 | 0.72663 | 15 | 0.20166
15082 | 5.725 | 1 | 365 | 6.4996 | 0.63412 | 7 | 0.13369
15071 | 6.98 | 1 | 365 | 7.9244 | 0.93819 | 8 | 0.86256
7557 | 9.435 | 1 | 365 | 10.7115 | 0.35771 | 11 | 0.069228
11129 | 6.75 | 1 | 365 | 7.6632 | 0.1494 | 7 | 0.81264
5715 | 8.5 | 1 | 365 | 9.65 | 0.15109 | 9 | 0.80111
15015 | 7.96 | 1 | 365 | 9.037 | 0.29914 | 9 | 0.33609
3089 | 14.8 | 1 | 365 | 16.8024 | 0.75719 | 17 | 0.55957
8122 | 2.805 | 1 | 365 | 3.1845 | 0.61986 | 3 | 0.80436
11908 | 7.65 | 1 | 365 | 8.685 | 0.23598 | 8 | 0.921
7324 | 9.18 | 1 | 365 | 10.422 | 0.48318 | 10 | 0.90519
11699 | 5.25 | 1 | 365 | 5.9603 | 0.005085 | 5 | 0.96539
8521 | 3.315 | 1 | 365 | 3.7635 | 0.36893 | 4 | 0.13243
42901 | 11.18 | 1 | 365 | 12.6926 | 0.34226 | 13 | 0.034866
7277 | 4.335 | 1 | 365 | 4.9215 | 0.86706 | 5 | 0.78856
7285 | 5.865 | 1 | 365 | 6.6585 | 0.11425 | 6 | 0.77276
3079 | 3.75 | 1 | 365 | 4.2574 | 0.86078 | 5 | 0.11813
3128 | 4 | 1 | 365 | 4.5412 | 0.71816 | 5 | 0.25934
3130 | 7.395 | 1 | 365 | 8.3955 | 0.36145 | 8 | 0.75696
3131 | 3.825 | 1 | 365 | 4.3425 | 0.11799 | 4 | 0.4605
3132 | 4.845 | 1 | 365 | 5.5005 | 0.61612 | 6 | 0.11663
2816 | 3.06 | 1 | 365 | 3.474 | 0.49439 | 3 | 0.9684
2931 | 15.5 | 1 | 365 | 17.5971 | 0.15787 | 17 | 0.75496
3134 | 2.04 | 1 | 365 | 2.316 | 0.99626 | 3 | 0.31227
2932 | 7.5 | 1 | 365 | 8.5147 | 0.72155 | 9 | 0.23627
2933 | 4 | 1 | 365 | 4.5412 | 0.71816 | 5 | 0.25934
2934 | 2.04 | 1 | 365 | 2.316 | 0.99626 | 3 | 0.31227
3135 | 10.71 | 1 | 365 | 12.159 | 0.73037 | 12 | 0.88939
2981 | 6.63 | 1 | 365 | 7.527 | 0.73785 | 8 | 0.26486
2983 | 4.25 | 1 | 365 | 4.825 | 0.57554 | 5 | 0.40055
3138 | 6.5 | 1 | 365 | 7.3794 | 0.29201 | 7 | 0.67143
2991 | 9.945 | 1 | 365 | 11.2905 | 0.10678 | 11 | 0.39729
2992 | 14.535 | 1 | 365 | 16.5015 | 0.84836 | 17 | 0.34989
2993 | 11.985 | 1 | 365 | 13.6065 | 0.10304 | 13 | 0.70956
3007 | 5.865 | 1 | 365 | 6.6585 | 0.11425 | 6 | 0.77276
3009 | 5.865 | 1 | 365 | 6.6585 | 0.11425 | 6 | 0.77276
3010 | 1.53 | 1 | 365 | 1.737 | 0.2472 | 1 | 0.9842
3012 | 3.25 | 1 | 365 | 3.6897 | 0.146 | 3 | 0.83572
3013 | 6.885 | 1 | 365 | 7.8165 | 0.61238 | 8 | 0.4289
3014 | 9 | 1 | 365 | 10.2177 | 0.86586 | 11 | 0.083524
3016 | 5 | 1 | 365 | 5.6765 | 0.1477 | 5 | 0.82418
3017 | 4.335 | 1 | 365 | 4.9215 | 0.86706 | 5 | 0.78856
3018 | 7.905 | 1 | 365 | 8.9745 | 0.11051 | 9 | 0.085029
3019 | 9.5 | 1 | 365 | 10.7853 | 0.58063 | 11 | 0.36594
3029 | 5.355 | 1 | 365 | 6.0795 | 0.36519 | 6 | 0.4447
3030 | 9 | 1 | 365 | 10.2177 | 0.86586 | 11 | 0.083524
3033 | 6 | 1 | 365 | 6.8118 | 0.57724 | 7 | 0.38902
3034 | 3.825 | 1 | 365 | 4.3425 | 0.11799 | 4 | 0.4605
3035 | 4.845 | 1 | 365 | 5.5005 | 0.61612 | 6 | 0.11663
3036 | 6.12 | 1 | 365 | 6.948 | 0.98878 | 7 | 0.9368
3038 | 7.905 | 1 | 365 | 8.9745 | 0.11051 | 9 | 0.085029
3040 | 6.5 | 1 | 365 | 7.3794 | 0.29201 | 7 | 0.67143
3041 | 5.5 | 1 | 365 | 6.2441 | 0.86247 | 7 | 0.1066
3044 | 3.06 | 1 | 365 | 3.474 | 0.49439 | 3 | 0.9684
3045 | 5.61 | 1 | 365 | 6.369 | 0.23972 | 6 | 0.60873
3139 | 3.75 | 1 | 365 | 4.2574 | 0.86078 | 5 | 0.11813
3141 | 5 | 1 | 365 | 5.6765 | 0.1477 | 5 | 0.82418
3144 | 3.315 | 1 | 365 | 3.7635 | 0.36893 | 4 | 0.13243
3145 | 17.75 | 1 | 365 | 20.1515 | 0.87433 | 21 | 0.025839
3080 | 5.25 | 1 | 365 | 5.9603 | 0.005085 | 5 | 0.96539
3081 | 9.25 | 1 | 365 | 10.5015 | 0.72325 | 11 | 0.22473
3082 | 6 | 1 | 365 | 6.8118 | 0.57724 | 7 | 0.38902
3084 | 6.75 | 1 | 365 | 7.6632 | 0.1494 | 7 | 0.81264
3087 | 8.75 | 1 | 365 | 9.9338 | 0.008475 | 9 | 0.94231
3088 | 10.25 | 1 | 365 | 11.6368 | 0.15278 | 11 | 0.78957
3147 | 4 | 1 | 365 | 4.5412 | 0.71816 | 5 | 0.25934
3149 | 3.825 | 1 | 365 | 4.3425 | 0.11799 | 4 | 0.4605
3404 | 4.75 | 1 | 365 | 5.3927 | 0.29031 | 5 | 0.68297
3406 | 7.75 | 1 | 365 | 8.7985 | 0.57893 | 9 | 0.37748
3416 | 2.75 | 1 | 365 | 3.1221 | 0.43124 | 3 | 0.5533
3417 | 5.865 | 1 | 365 | 6.6585 | 0.11425 | 6 | 0.77276
3448 | 7.395 | 1 | 365 | 8.3955 | 0.36145 | 8 | 0.75696
3449 | 6.5 | 1 | 365 | 7.3794 | 0.29201 | 7 | 0.67143
3661 | 24 | 1 | 365 | 27.2471 | 0.30896 | 27 | 0.55606
3046 | 8.925 | 1 | 365 | 10.1325 | 0.60864 | 10 | 0.74116
3047 | 11.73 | 1 | 365 | 13.317 | 0.2285 | 13 | 0.54553
3048 | 9.75 | 1 | 365 | 11.0691 | 0.43801 | 11 | 0.50715
3050 | 12.24 | 1 | 365 | 13.896 | 0.97757 | 14 | 0.87359
3051 | 5.75 | 1 | 365 | 6.528 | 0.71985 | 7 | 0.24781
3078 | 3.57 | 1 | 365 | 4.053 | 0.24346 | 4 | 0.29646
3092 | 6.63 | 1 | 365 | 7.527 | 0.73785 | 8 | 0.26486
3094 | 9.75 | 1 | 365 | 11.0691 | 0.43801 | 11 | 0.50715
3096 | 12 | 1 | 365 | 13.6236 | 0.15448 | 13 | 0.77803
3121 | 14 | 1 | 365 | 15.8941 | 0.01356 | 15 | 0.9077
3124 | 8.75 | 1 | 365 | 9.9338 | 0.008475 | 9 | 0.94231
3126 | 4.5 | 1 | 365 | 5.1088 | 0.43293 | 5 | 0.54176
3127 | 6.12 | 1 | 365 | 6.948 | 0.98878 | 7 | 0.9368
3151 | 5 | 1 | 365 | 5.6765 | 0.1477 | 5 | 0.82418
3153 | 4.25 | 1 | 365 | 4.825 | 0.57554 | 5 | 0.40055
3154 | 3.57 | 1 | 365 | 4.053 | 0.24346 | 4 | 0.29646
3216 | 6 | 1 | 365 | 6.8118 | 0.57724 | 7 | 0.38902
3218 | 4.08 | 1 | 365 | 4.632 | 0.99252 | 5 | 0.62453
3225 | 8.5 | 1 | 365 | 9.65 | 0.15109 | 9 | 0.80111
3226 | 8.415 | 1 | 365 | 9.5535 | 0.85958 | 10 | 0.41309
3227 | 12 | 1 | 365 | 13.6236 | 0.15448 | 13 | 0.77803
3230 | 2.805 | 1 | 365 | 3.1845 | 0.61986 | 3 | 0.80436
3252 | 15.75 | 1 | 365 | 17.8809 | 0.015255 | 17 | 0.89617
3261 | 4.25 | 1 | 365 | 4.825 | 0.57554 | 5 | 0.40055
3262 | 12.25 | 1 | 365 | 13.9074 | 0.011865 | 13 | 0.91924
3263 | 6.25 | 1 | 365 | 7.0956 | 0.43462 | 7 | 0.53022
3273 | 12 | 1 | 365 | 13.6236 | 0.15448 | 13 | 0.77803
3274 | 4.5 | 1 | 365 | 5.1088 | 0.43293 | 5 | 0.54176
3275 | 3.57 | 1 | 365 | 4.053 | 0.24346 | 4 | 0.29646
3276 | 6.375 | 1 | 365 | 7.2375 | 0.86332 | 8 | 0.10083
3280 | 6.375 | 1 | 365 | 7.2375 | 0.86332 | 8 | 0.10083
3282 | 8 | 1 | 365 | 9.0824 | 0.43632 | 9 | 0.51869
3283 | 14 | 1 | 365 | 15.8941 | 0.01356 | 15 | 0.9077
3287 | 10.2 | 1 | 365 | 11.58 | 0.98131 | 12 | 0.56133
3296 | 8 | 1 | 365 | 9.0824 | 0.43632 | 9 | 0.51869
3298 | 5.61 | 1 | 365 | 6.369 | 0.23972 | 6 | 0.60873
3299 | 9.5 | 1 | 365 | 10.7853 | 0.58063 | 11 | 0.36594
3300 | 5.25 | 1 | 365 | 5.9603 | 0.005085 | 5 | 0.96539
3301 | 8.16 | 1 | 365 | 9.264 | 0.98505 | 10 | 0.24906
3304 | 12 | 1 | 365 | 13.6236 | 0.15448 | 13 | 0.77803
3305 | 5.865 | 1 | 365 | 6.6585 | 0.11425 | 6 | 0.77276
3306 | 23.25 | 1 | 365 | 26.3956 | 0.7368 | 27 | 0.13244
3307 | 10.455 | 1 | 365 | 11.8695 | 0.85584 | 12 | 0.72536
3319 | 10 | 1 | 365 | 11.353 | 0.2954 | 11 | 0.64836
3321 | 5.355 | 1 | 365 | 6.0795 | 0.36519 | 6 | 0.4447
3322 | 10.455 | 1 | 365 | 11.8695 | 0.85584 | 12 | 0.72536
3245 | 4.25 | 1 | 365 | 4.825 | 0.57554 | 5 | 0.40055
3328 | 5.3 | 1 | 365 | 6.0171 | 0.17656 | 6 | 0.19363
3325 | 6.63 | 1 | 365 | 7.527 | 0.73785 | 8 | 0.26486
3355 | 6 | 1 | 365 | 6.8118 | 0.57724 | 7 | 0.38902
3356 | 7 | 1 | 365 | 7.9471 | 0.00678 | 7 | 0.95385
3439 | 8.25 | 1 | 365 | 9.3662 | 0.29371 | 9 | 0.6599
3358 | 5.355 | 1 | 365 | 6.0795 | 0.36519 | 6 | 0.4447
3359 | 2.805 | 1 | 365 | 3.1845 | 0.61986 | 3 | 0.80436
3360 | 3.57 | 1 | 365 | 4.053 | 0.24346 | 4 | 0.29646
3361 | 5.355 | 1 | 365 | 6.0795 | 0.36519 | 6 | 0.4447
3363 | 3.06 | 1 | 365 | 3.474 | 0.49439 | 3 | 0.9684
3365 | 7.65 | 1 | 365 | 8.685 | 0.23598 | 8 | 0.921
3367 | 6.375 | 1 | 365 | 7.2375 | 0.86332 | 8 | 0.10083
3373 | 9.5 | 1 | 365 | 10.7853 | 0.58063 | 11 | 0.36594
3394 | 7.5 | 1 | 365 | 8.5147 | 0.72155 | 9 | 0.23627
3395 | 3.315 | 1 | 365 | 3.7635 | 0.36893 | 4 | 0.13243
3396 | 11.5 | 1 | 365 | 13.0559 | 0.43971 | 13 | 0.49561
3397 | 3.825 | 1 | 365 | 4.3425 | 0.11799 | 4 | 0.4605
3403 | 8 | 1 | 365 | 9.0824 | 0.43632 | 9 | 0.51869
3520 | 52.8 | 0.9 | 365 | 53.9493 | 0.97174 | 54 | 0.92101
3531 | 6.12 | 1 | 365 | 6.948 | 0.98878 | 7 | 0.9368
3532 | 17.76 | 1 | 365 | 20.1629 | 0.90863 | 21 | 0.071487
3535 | 5.225 | 1 | 365 | 5.9319 | 0.91935 | 6 | 0.85127
3543 | 3.08 | 1 | 365 | 3.4967 | 0.56298 | 4 | 0.059695
3244 | 99.408 | 0.8 | 365 | 90.286 | 0.73897 | 91 | 0.024974
3499 | 4.5 | 1 | 365 | 5.1088 | 0.43293 | 5 | 0.54176
3506 | 6.375 | 1 | 365 | 7.2375 | 0.86332 | 8 | 0.10083
3507 | 5.61 | 1 | 365 | 6.369 | 0.23972 | 6 | 0.60873
3509 | 4 | 1 | 365 | 4.5412 | 0.71816 | 5 | 0.25934
3508 | 6.75 | 1 | 365 | 7.6632 | 0.1494 | 7 | 0.81264
3511 | 6.63 | 1 | 365 | 7.527 | 0.73785 | 8 | 0.26486
3512 | 6.12 | 1 | 365 | 6.948 | 0.98878 | 7 | 0.9368
3513 | 3.315 | 1 | 365 | 3.7635 | 0.36893 | 4 | 0.13243
3514 | 9.18 | 1 | 365 | 10.422 | 0.48318 | 10 | 0.90519
3569 | 4.335 | 1 | 365 | 4.9215 | 0.86706 | 5 | 0.78856
3571 | 5.75 | 1 | 365 | 6.528 | 0.71985 | 7 | 0.24781
3572 | 5.1 | 1 | 365 | 5.79 | 0.49065 | 6 | 0.28066
3575 | 6.12 | 1 | 365 | 6.948 | 0.98878 | 7 | 0.9368
3576 | 4.59 | 1 | 365 | 5.211 | 0.74159 | 5 | 0.9526
3605 | 6.36 | 1 | 365 | 7.2205 | 0.81187 | 8 | 0.032357
3608 | 4.25 | 1 | 365 | 4.825 | 0.57554 | 5 | 0.40055
3609 | 7.5 | 1 | 365 | 8.5147 | 0.72155 | 9 | 0.23627
3611 | 6.75 | 1 | 365 | 7.6632 | 0.1494 | 7 | 0.81264
3614 | 4.75 | 1 | 365 | 5.3927 | 0.29031 | 5 | 0.68297
3612 | 10.71 | 1 | 365 | 12.159 | 0.73037 | 12 | 0.88939
3615 | 6.12 | 1 | 365 | 6.948 | 0.98878 | 7 | 0.9368
3617 | 12.25 | 1 | 365 | 13.9074 | 0.011865 | 13 | 0.91924
3619 | 7.155 | 1 | 365 | 8.123 | 0.53836 | 8 | 0.6614
3623 | 5.61 | 1 | 365 | 6.369 | 0.23972 | 6 | 0.60873
3624 | 5.1 | 1 | 365 | 5.79 | 0.49065 | 6 | 0.28066
3627 | 2.5 | 1 | 365 | 2.8382 | 0.57385 | 3 | 0.41209
3629 | 11 | 1 | 365 | 12.4883 | 0.72494 | 13 | 0.2132
3631 | 9.69 | 1 | 365 | 11.001 | 0.23224 | 11 | 0.23326
3632 | 6.12 | 1 | 365 | 6.948 | 0.98878 | 7 | 0.9368
3633 | 7.905 | 1 | 365 | 8.9745 | 0.11051 | 9 | 0.085029
3634 | 8.415 | 1 | 365 | 9.5535 | 0.85958 | 10 | 0.41309
3636 | 8.67 | 1 | 365 | 9.843 | 0.73411 | 10 | 0.57713
3638 | 8.16 | 1 | 365 | 9.264 | 0.98505 | 10 | 0.24906
3639 | 5.5 | 1 | 365 | 6.2441 | 0.86247 | 7 | 0.1066
3652 | 11.22 | 1 | 365 | 12.738 | 0.47944 | 13 | 0.21746
3653 | 7.14 | 1 | 365 | 8.106 | 0.48692 | 8 | 0.59293
3654 | 8 | 1 | 365 | 9.0824 | 0.43632 | 9 | 0.51869
3659 | 10 | 1 | 365 | 11.353 | 0.2954 | 11 | 0.64836
3664 | 6.25 | 1 | 365 | 7.0956 | 0.43462 | 7 | 0.53022
3665 | 5.5 | 1 | 365 | 6.2441 | 0.86247 | 7 | 0.1066
3668 | 6.885 | 1 | 365 | 7.8165 | 0.61238 | 8 | 0.4289
3683 | 9.5 | 1 | 365 | 10.7853 | 0.58063 | 11 | 0.36594
3684 | 8 | 1 | 365 | 9.0824 | 0.43632 | 9 | 0.51869
3686 | 9.435 | 1 | 365 | 10.7115 | 0.35771 | 11 | 0.069228
3692 | 5.25 | 1 | 365 | 5.9603 | 0.005085 | 5 | 0.96539
3706 | 10.2 | 1 | 365 | 11.58 | 0.98131 | 12 | 0.56133
3707 | 9.18 | 1 | 365 | 10.422 | 0.48318 | 10 | 0.90519
3708 | 5.1 | 1 | 365 | 5.79 | 0.49065 | 6 | 0.28066
3709 | 8.415 | 1 | 365 | 9.5535 | 0.85958 | 10 | 0.41309
3713 | 4.59 | 1 | 365 | 5.211 | 0.74159 | 5 | 0.9526
3714 | 4.845 | 1 | 365 | 5.5005 | 0.61612 | 6 | 0.11663
3715 | 7.75 | 1 | 365 | 8.7985 | 0.57893 | 9 | 0.37748
3725 | 10.07 | 1 | 365 | 11.4324 | 0.53547 | 11 | 0.9679
3730 | 3.06 | 1 | 365 | 3.474 | 0.49439 | 3 | 0.9684
3732 | 4.25 | 1 | 365 | 4.825 | 0.57554 | 5 | 0.40055
3733 | 19.125 | 1 | 365 | 21.7125 | 0.58995 | 22 | 0.30249
3734 | 7.395 | 1 | 365 | 8.3955 | 0.36145 | 8 | 0.75696
3765 | 9.69 | 1 | 365 | 11.001 | 0.23224 | 11 | 0.23326
3766 | 7.75 | 1 | 365 | 8.7985 | 0.57893 | 9 | 0.37748
3768 | 11.985 | 1 | 365 | 13.6065 | 0.10304 | 13 | 0.70956
3770 | 9.5 | 1 | 365 | 10.7853 | 0.58063 | 11 | 0.36594
3771 | 11.73 | 1 | 365 | 13.317 | 0.2285 | 13 | 0.54553
3773 | 9.945 | 1 | 365 | 11.2905 | 0.10678 | 11 | 0.39729
3971 | 12.495 | 1 | 365 | 14.1855 | 0.8521 | 15 | 0.037626
3993 | 7 | 1 | 365 | 7.9471 | 0.00678 | 7 | 0.95385
3981 | 7.14 | 1 | 365 | 8.106 | 0.48692 | 8 | 0.59293
3994 | 8.415 | 1 | 365 | 9.5535 | 0.85958 | 10 | 0.41309
3996 | 12.75 | 1 | 365 | 14.475 | 0.72663 | 15 | 0.20166
3997 | 6.12 | 1 | 365 | 6.948 | 0.98878 | 7 | 0.9368
3998 | 5 | 1 | 365 | 5.6765 | 0.1477 | 5 | 0.82418
4000 | 6.12 | 1 | 365 | 6.948 | 0.98878 | 7 | 0.9368
4001 | 6.375 | 1 | 365 | 7.2375 | 0.86332 | 8 | 0.10083
4004 | 15.81 | 1 | 365 | 17.949 | 0.22103 | 18 | 0.17006
4005 | 5.1 | 1 | 365 | 5.79 | 0.49065 | 6 | 0.28066
4008 | 6.63 | 1 | 365 | 7.527 | 0.73785 | 8 | 0.26486
4009 | 16.065 | 1 | 365 | 18.2385 | 0.09556 | 18 | 0.33409
4012 | 13.005 | 1 | 365 | 14.7645 | 0.60117 | 15 | 0.36569
4060 | 7.5 | 1 | 365 | 8.5147 | 0.72155 | 9 | 0.23627
4061 | 5.1 | 1 | 365 | 5.79 | 0.49065 | 6 | 0.28066
4062 | 20.25 | 1 | 365 | 22.9897 | 0.44818 | 23 | 0.43793
4063 | 7.14 | 1 | 365 | 8.106 | 0.48692 | 8 | 0.59293
4066 | 7.42 | 1 | 365 | 8.4239 | 0.44719 | 8 | 0.87108
4064 | 4.59 | 1 | 365 | 5.211 | 0.74159 | 5 | 0.9526
4067 | 5.1 | 1 | 365 | 5.79 | 0.49065 | 6 | 0.28066
4070 | 9.18 | 1 | 365 | 10.422 | 0.48318 | 10 | 0.90519
4073 | 7.395 | 1 | 365 | 8.3955 | 0.36145 | 8 | 0.75696
4074 | 16.5 | 1 | 365 | 18.7324 | 0.58741 | 19 | 0.31979
4080 | 2.55 | 1 | 365 | 2.895 | 0.74533 | 3 | 0.64033
29427 | 6.05 | 1 | 365 | 6.8685 | 0.74872 | 7 | 0.61726
25168 | 10.965 | 1 | 365 | 12.4485 | 0.60491 | 13 | 0.053427
13894 | 7.02 | 1 | 365 | 7.9698 | 0.075371 | 8 | 0.045149
53384 | 11.76 | 1 | 365 | 13.3511 | 0.33139 | 13 | 0.68247
23139 | 5.1 | 1 | 365 | 5.79 | 0.49065 | 6 | 0.28066
13510 | 3.9 | 1 | 365 | 4.4277 | 0.37521 | 4 | 0.80286
4081 | 4.59 | 1 | 365 | 5.211 | 0.74159 | 5 | 0.9526
4082 | 5.865 | 1 | 365 | 6.6585 | 0.11425 | 6 | 0.77276
4103 | 6.885 | 1 | 365 | 7.8165 | 0.61238 | 8 | 0.4289
4112 | 2.04 | 1 | 365 | 2.316 | 0.99626 | 3 | 0.31227
4113 | 15 | 1 | 365 | 17.0294 | 0.4431 | 17 | 0.47254
4117 | 3.5 | 1 | 365 | 3.9735 | 0.00339 | 3 | 0.97693
4120 | 10.75 | 1 | 365 | 12.2044 | 0.86755 | 13 | 0.071987
3784 | 5.865 | 1 | 365 | 6.6585 | 0.11425 | 6 | 0.77276
3877 | 12.426 | 1 | 365 | 14.1072 | 0.61546 | 14 | 0.72265
3534 | 58.14 | 0.9 | 365 | 59.4055 | 0.45411 | 59 | 0.85961
3891 | 6.5 | 1 | 365 | 7.3794 | 0.29201 | 7 | 0.67143
3895 | 8.67 | 1 | 365 | 9.843 | 0.73411 | 10 | 0.57713
3899 | 8.48 | 1 | 365 | 9.6273 | 0.082499 | 9 | 0.70981
3911 | 8.67 | 1 | 365 | 9.843 | 0.73411 | 10 | 0.57713
3900 | 8 | 1 | 365 | 9.0824 | 0.43632 | 9 | 0.51869
3912 | 7.14 | 1 | 365 | 8.106 | 0.48692 | 8 | 0.59293
3913 | 6.5 | 1 | 365 | 7.3794 | 0.29201 | 7 | 0.67143
3928 | 4.59 | 1 | 365 | 5.211 | 0.74159 | 5 | 0.9526
3932 | 4.845 | 1 | 365 | 5.5005 | 0.61612 | 6 | 0.11663
3933 | 5.61 | 1 | 365 | 6.369 | 0.23972 | 6 | 0.60873
3942 | 4.5 | 1 | 365 | 5.1088 | 0.43293 | 5 | 0.54176
3945 | 5.865 | 1 | 365 | 6.6585 | 0.11425 | 6 | 0.77276
3953 | 2 | 1 | 365 | 2.2706 | 0.85908 | 3 | 0.12967
3957 | 4.08 | 1 | 365 | 4.632 | 0.99252 | 5 | 0.62453
3960 | 4.335 | 1 | 365 | 4.9215 | 0.86706 | 5 | 0.78856
3962 | 9.69 | 1 | 365 | 11.001 | 0.23224 | 11 | 0.23326
3964 | 8.925 | 1 | 365 | 10.1325 | 0.60864 | 10 | 0.74116
4331 | 3 | 1 | 365 | 3.4059 | 0.28862 | 3 | 0.69451
3774 | 7.14 | 1 | 365 | 8.106 | 0.48692 | 8 | 0.59293
3775 | 9.75 | 1 | 365 | 11.0691 | 0.43801 | 11 | 0.50715
3776 | 5 | 1 | 365 | 5.6765 | 0.1477 | 5 | 0.82418
3786 | 9.18 | 1 | 365 | 10.422 | 0.48318 | 10 | 0.90519
3791 | 3.06 | 1 | 365 | 3.474 | 0.49439 | 3 | 0.9684
3794 | 9.945 | 1 | 365 | 11.2905 | 0.10678 | 11 | 0.39729
3798 | 9.25 | 1 | 365 | 10.5015 | 0.72325 | 11 | 0.22473
3812 | 4.335 | 1 | 365 | 4.9215 | 0.86706 | 5 | 0.78856
3799 | 3.825 | 1 | 365 | 4.3425 | 0.11799 | 4 | 0.4605
3819 | 7.5 | 1 | 365 | 8.5147 | 0.72155 | 9 | 0.23627
3820 | 5.355 | 1 | 365 | 6.0795 | 0.36519 | 6 | 0.4447
3824 | 6.25 | 1 | 365 | 7.0956 | 0.43462 | 7 | 0.53022
3827 | 7.5 | 1 | 365 | 8.5147 | 0.72155 | 9 | 0.23627
3829 | 7.25 | 1 | 365 | 8.2309 | 0.86416 | 9 | 0.095061
3830 | 4.08 | 1 | 365 | 4.632 | 0.99252 | 5 | 0.62453
4122 | 3.06 | 1 | 365 | 3.474 | 0.49439 | 3 | 0.9684
4123 | 7.65 | 1 | 365 | 8.685 | 0.23598 | 8 | 0.921
4140 | 5 | 1 | 365 | 5.6765 | 0.1477 | 5 | 0.82418
4141 | 6.75 | 1 | 365 | 7.6632 | 0.1494 | 7 | 0.81264
3855 | 4.25 | 1 | 365 | 4.825 | 0.57554 | 5 | 0.40055
4142 | 7.42 | 1 | 365 | 8.4239 | 0.44719 | 8 | 0.87108
4143 | 3.5 | 1 | 365 | 3.9735 | 0.00339 | 3 | 0.97693
3879 | 8.925 | 1 | 365 | 10.1325 | 0.60864 | 10 | 0.74116
4144 | 5.5 | 1 | 365 | 6.2441 | 0.86247 | 7 | 0.1066
4145 | 7.75 | 1 | 365 | 8.7985 | 0.57893 | 9 | 0.37748
4146 | 9.75 | 1 | 365 | 11.0691 | 0.43801 | 11 | 0.50715
3881 | 8.67 | 1 | 365 | 9.843 | 0.73411 | 10 | 0.57713
4147 | 8.925 | 1 | 365 | 10.1325 | 0.60864 | 10 | 0.74116
3894 | 6.12 | 1 | 365 | 6.948 | 0.98878 | 7 | 0.9368
4150 | 6.12 | 1 | 365 | 6.948 | 0.98878 | 7 | 0.9368
4157 | 6.12 | 1 | 365 | 6.948 | 0.98878 | 7 | 0.9368
4158 | 9.18 | 1 | 365 | 10.422 | 0.48318 | 10 | 0.90519
4161 | 2.5 | 1 | 365 | 2.8382 | 0.57385 | 3 | 0.41209
4164 | 5.61 | 1 | 365 | 6.369 | 0.23972 | 6 | 0.60873
3883 | 9.25 | 1 | 365 | 10.5015 | 0.72325 | 11 | 0.22473
4230 | 9.435 | 1 | 365 | 10.7115 | 0.35771 | 11 | 0.069228
4233 | 10.455 | 1 | 365 | 11.8695 | 0.85584 | 12 | 0.72536
4242 | 3.825 | 1 | 365 | 4.3425 | 0.11799 | 4 | 0.4605
4243 | 7.14 | 1 | 365 | 8.106 | 0.48692 | 8 | 0.59293
4244 | 5.865 | 1 | 365 | 6.6585 | 0.11425 | 6 | 0.77276
4245 | 23.5 | 1 | 365 | 26.6795 | 0.59419 | 27 | 0.27365
4246 | 8.16 | 1 | 365 | 9.264 | 0.98505 | 10 | 0.24906
4258 | 6.885 | 1 | 365 | 7.8165 | 0.61238 | 8 | 0.4289
4259 | 10.2 | 1 | 365 | 11.58 | 0.98131 | 12 | 0.56133
4260 | 2.55 | 1 | 365 | 2.895 | 0.74533 | 3 | 0.64033
4261 | 7.14 | 1 | 365 | 8.106 | 0.48692 | 8 | 0.59293
4262 | 6.12 | 1 | 365 | 6.948 | 0.98878 | 7 | 0.9368
4266 | 10.2 | 1 | 365 | 11.58 | 0.98131 | 12 | 0.56133
4268 | 5.865 | 1 | 365 | 6.6585 | 0.11425 | 6 | 0.77276
4270 | 6.885 | 1 | 365 | 7.8165 | 0.61238 | 8 | 0.4289
4271 | 4.335 | 1 | 365 | 4.9215 | 0.86706 | 5 | 0.78856
4272 | 9.18 | 1 | 365 | 10.422 | 0.48318 | 10 | 0.90519
4274 | 7.25 | 1 | 365 | 8.2309 | 0.86416 | 9 | 0.095061
4285 | 3.06 | 1 | 365 | 3.474 | 0.49439 | 3 | 0.9684
4278 | 7.14 | 1 | 365 | 8.106 | 0.48692 | 8 | 0.59293
4292 | 6.12 | 1 | 365 | 6.948 | 0.98878 | 7 | 0.9368
3976 | 9.72 | 1 | 365 | 11.0351 | 0.33513 | 11 | 0.37021
3985 | 6.21 | 1 | 365 | 7.0502 | 0.29744 | 7 | 0.34763
3988 | 4 | 1 | 365 | 4.5412 | 0.71816 | 5 | 0.25934
4298 | 3.57 | 1 | 365 | 4.053 | 0.24346 | 4 | 0.29646
4308 | 5 | 1 | 365 | 5.6765 | 0.1477 | 5 | 0.82418
4314 | 7 | 1 | 365 | 7.9471 | 0.00678 | 7 | 0.95385
4316 | 7.14 | 1 | 365 | 8.106 | 0.48692 | 8 | 0.59293
4317 | 4.75 | 1 | 365 | 5.3927 | 0.29031 | 5 | 0.68297
4321 | 7.75 | 1 | 365 | 8.7985 | 0.57893 | 9 | 0.37748
4323 | 4.845 | 1 | 365 | 5.5005 | 0.61612 | 6 | 0.11663
4324 | 5.1 | 1 | 365 | 5.79 | 0.49065 | 6 | 0.28066
4325 | 7.905 | 1 | 365 | 8.9745 | 0.11051 | 9 | 0.085029
4326 | 6.375 | 1 | 365 | 7.2375 | 0.86332 | 8 | 0.10083
4327 | 5 | 1 | 365 | 5.6765 | 0.1477 | 5 | 0.82418
4328 | 8.925 | 1 | 365 | 10.1325 | 0.60864 | 10 | 0.74116
4330 | 5.865 | 1 | 365 | 6.6585 | 0.11425 | 6 | 0.77276
18492 | 12.753 | 1 | 365 | 14.4784 | 0.73692 | 15 | 0.21535
14063 | 3.825 | 1 | 365 | 4.3425 | 0.11799 | 4 | 0.4605
73686 | 3.78 | 1 | 365 | 4.2914 | 0.96366 | 5 | 0.25508
3858 | 5.232 | 1 | 365 | 5.9399 | 0.94335 | 6 | 0.88322
3866 | 5.5 | 1 | 365 | 6.2441 | 0.86247 | 7 | 0.1066
4079 | 4.02 | 1 | 365 | 4.5639 | 0.78675 | 5 | 0.35064
4031 | 6.89 | 1 | 365 | 7.8222 | 0.62953 | 8 | 0.45172
4133 | 6.38 | 1 | 365 | 7.2432 | 0.88047 | 8 | 0.12365
3533 | 57.2 | 0.9 | 365 | 58.445 | 0.55272 | 58 | 0.99776
3910 | 5.61 | 1 | 365 | 6.369 | 0.23972 | 6 | 0.60873
4217 | 4.24 | 1 | 365 | 4.8137 | 0.54125 | 5 | 0.3549
4032 | 214.25 | 0.9 | 365 | 218.9135 | 0.30105 | 219 | 0.2145
4318 | 5.75 | 1 | 365 | 6.528 | 0.71985 | 7 | 0.24781
4362 | 2.25 | 1 | 365 | 2.5544 | 0.71646 | 3 | 0.27088
4367 | 16.2 | 1 | 365 | 18.3918 | 0.55855 | 18 | 0.95034
4418 | 8.1 | 1 | 365 | 9.1959 | 0.77927 | 9 | 0.97517
4365 | 2.45 | 1 | 365 | 2.7815 | 0.40237 | 3 | 0.18385
4033 | 4.77 | 1 | 365 | 5.4154 | 0.35891 | 5 | 0.77427
4099 | 6.63 | 1 | 365 | 7.527 | 0.73785 | 8 | 0.26486
4191 | 9.6 | 1 | 365 | 10.8988 | 0.92358 | 11 | 0.82243
4192 | 8.502 | 1 | 365 | 9.6523 | 0.15795 | 9 | 0.81024
4203 | 8.1 | 1 | 365 | 9.1959 | 0.77927 | 9 | 0.97517
4283 | 4.56 | 1 | 365 | 5.1769 | 0.6387 | 5 | 0.81565
3968 | 7.25 | 1 | 365 | 8.2309 | 0.86416 | 9 | 0.095061
3970 | 2.25 | 1 | 365 | 2.5544 | 0.71646 | 3 | 0.27088
4241 | 10.455 | 1 | 365 | 11.8695 | 0.85584 | 12 | 0.72536
4409 | 6.03 | 1 | 365 | 6.8458 | 0.68013 | 7 | 0.52596
4332 | 4.75 | 1 | 365 | 5.3927 | 0.29031 | 5 | 0.68297
4336 | 7 | 1 | 365 | 7.9471 | 0.00678 | 7 | 0.95385
4338 | 6.12 | 1 | 365 | 6.948 | 0.98878 | 7 | 0.9368
4339 | 2.04 | 1 | 365 | 2.316 | 0.99626 | 3 | 0.31227
4342 | 3.315 | 1 | 365 | 3.7635 | 0.36893 | 4 | 0.13243
4343 | 11.5 | 1 | 365 | 13.0559 | 0.43971 | 13 | 0.49561
4337 | 10.75 | 1 | 365 | 12.2044 | 0.86755 | 13 | 0.071987
4344 | 6 | 1 | 365 | 6.8118 | 0.57724 | 7 | 0.38902
4345 | 9.25 | 1 | 365 | 10.5015 | 0.72325 | 11 | 0.22473
4346 | 15 | 1 | 365 | 17.0294 | 0.4431 | 17 | 0.47254
4347 | 10.71 | 1 | 365 | 12.159 | 0.73037 | 12 | 0.88939
4410 | 11.772 | 1 | 365 | 13.3647 | 0.37254 | 13 | 0.73725
4349 | 6.12 | 1 | 365 | 6.948 | 0.98878 | 7 | 0.9368
4370 | 4 | 1 | 365 | 4.5412 | 0.71816 | 5 | 0.25934
4350 | 4.59 | 1 | 365 | 5.211 | 0.74159 | 5 | 0.9526
4351 | 4.5 | 1 | 365 | 5.1088 | 0.43293 | 5 | 0.54176
4352 | 9.25 | 1 | 365 | 10.5015 | 0.72325 | 11 | 0.22473
4355 | 6.63 | 1 | 365 | 7.527 | 0.73785 | 8 | 0.26486
4356 | 5.1 | 1 | 365 | 5.79 | 0.49065 | 6 | 0.28066
4357 | 4.08 | 1 | 365 | 4.632 | 0.99252 | 5 | 0.62453
4359 | 7.25 | 1 | 365 | 8.2309 | 0.86416 | 9 | 0.095061
4588 | 4.845 | 1 | 365 | 5.5005 | 0.61612 | 6 | 0.11663
4589 | 4.59 | 1 | 365 | 5.211 | 0.74159 | 5 | 0.9526
4618 | 11.5 | 1 | 365 | 13.0559 | 0.43971 | 13 | 0.49561
4619 | 4.41 | 1 | 365 | 5.0067 | 0.12427 | 5 | 0.13093
4620 | 3.75 | 1 | 365 | 4.2574 | 0.86078 | 5 | 0.11813
4621 | 7.65 | 1 | 365 | 8.685 | 0.23598 | 8 | 0.921
4624 | 3.57 | 1 | 365 | 4.053 | 0.24346 | 4 | 0.29646
4421 | 6.63 | 1 | 365 | 7.527 | 0.73785 | 8 | 0.26486
4422 | 8.67 | 1 | 365 | 9.843 | 0.73411 | 10 | 0.57713
4423 | 3.315 | 1 | 365 | 3.7635 | 0.36893 | 4 | 0.13243
4383 | 5.61 | 1 | 365 | 6.369 | 0.23972 | 6 | 0.60873
4424 | 4.845 | 1 | 365 | 5.5005 | 0.61612 | 6 | 0.11663
4425 | 2.75 | 1 | 365 | 3.1221 | 0.43124 | 3 | 0.5533
4389 | 5.4 | 1 | 365 | 6.1306 | 0.51952 | 6 | 0.65011
4393 | 3.685 | 1 | 365 | 4.1836 | 0.63785 | 4 | 0.82142
4453 | 7.395 | 1 | 365 | 8.3955 | 0.36145 | 8 | 0.75696
4454 | 9.435 | 1 | 365 | 10.7115 | 0.35771 | 11 | 0.069228
4104 | 15.9 | 1 | 365 | 18.0512 | 0.52969 | 18 | 0.58089
4474 | 11.475 | 1 | 365 | 13.0275 | 0.35397 | 13 | 0.38149
4475 | 5.355 | 1 | 365 | 6.0795 | 0.36519 | 6 | 0.4447
3893 | 4.578 | 1 | 365 | 5.1974 | 0.70043 | 5 | 0.89782
4476 | 6.885 | 1 | 365 | 7.8165 | 0.61238 | 8 | 0.4289
4477 | 2.04 | 1 | 365 | 2.316 | 0.99626 | 3 | 0.31227
4481 | 2.55 | 1 | 365 | 2.895 | 0.74533 | 3 | 0.64033
4489 | 7.14 | 1 | 365 | 8.106 | 0.48692 | 8 | 0.59293
4493 | 6.63 | 1 | 365 | 7.527 | 0.73785 | 8 | 0.26486
4497 | 11.25 | 1 | 365 | 12.7721 | 0.58232 | 13 | 0.3544
4276 | 3.78 | 1 | 365 | 4.2914 | 0.96366 | 5 | 0.25508
4498 | 11.73 | 1 | 365 | 13.317 | 0.2285 | 13 | 0.54553
4499 | 4.845 | 1 | 365 | 5.5005 | 0.61612 | 6 | 0.11663
4677 | 3.5 | 1 | 365 | 3.9735 | 0.00339 | 3 | 0.97693
4500 | 11.985 | 1 | 365 | 13.6065 | 0.10304 | 13 | 0.70956
4501 | 9 | 1 | 365 | 10.2177 | 0.86586 | 11 | 0.083524
4279 | 3.5 | 1 | 365 | 3.9735 | 0.00339 | 3 | 0.97693
4610 | 9 | 1 | 365 | 10.2177 | 0.86586 | 11 | 0.083524
4502 | 6.25 | 1 | 365 | 7.0956 | 0.43462 | 7 | 0.53022
4503 | 6.63 | 1 | 365 | 7.527 | 0.73785 | 8 | 0.26486
4436 | 13.26 | 1 | 365 | 15.054 | 0.4757 | 15 | 0.52973
4444 | 9.49 | 1 | 365 | 10.774 | 0.54633 | 11 | 0.32029
4445 | 5.88 | 1 | 365 | 6.6755 | 0.1657 | 6 | 0.84124
4464 | 3 | 1 | 365 | 3.4059 | 0.28862 | 3 | 0.69451
4465 | 5.565 | 1 | 365 | 6.3179 | 0.08539 | 6 | 0.40331
4504 | 5.1 | 1 | 365 | 5.79 | 0.49065 | 6 | 0.28066
4522 | 6.885 | 1 | 365 | 7.8165 | 0.61238 | 8 | 0.4289
4523 | 6.12 | 1 | 365 | 6.948 | 0.98878 | 7 | 0.9368
4524 | 4.845 | 1 | 365 | 5.5005 | 0.61612 | 6 | 0.11663
4536 | 7.75 | 1 | 365 | 8.7985 | 0.57893 | 9 | 0.37748
4537 | 10.455 | 1 | 365 | 11.8695 | 0.85584 | 12 | 0.72536
4538 | 7.395 | 1 | 365 | 8.3955 | 0.36145 | 8 | 0.75696
4539 | 8.415 | 1 | 365 | 9.5535 | 0.85958 | 10 | 0.41309
4540 | 5.25 | 1 | 365 | 5.9603 | 0.005085 | 5 | 0.96539
4541 | 8 | 1 | 365 | 9.0824 | 0.43632 | 9 | 0.51869
4545 | 9.69 | 1 | 365 | 11.001 | 0.23224 | 11 | 0.23326
4546 | 6.885 | 1 | 365 | 7.8165 | 0.61238 | 8 | 0.4289
4547 | 7.905 | 1 | 365 | 8.9745 | 0.11051 | 9 | 0.085029
4549 | 7.75 | 1 | 365 | 8.7985 | 0.57893 | 9 | 0.37748
4555 | 4.845 | 1 | 365 | 5.5005 | 0.61612 | 6 | 0.11663
4559 | 5.355 | 1 | 365 | 6.0795 | 0.36519 | 6 | 0.4447
4560 | 6.5 | 1 | 365 | 7.3794 | 0.29201 | 7 | 0.67143
4561 | 9.18 | 1 | 365 | 10.422 | 0.48318 | 10 | 0.90519
4774 | 5.355 | 1 | 365 | 6.0795 | 0.36519 | 6 | 0.4447
4626 | 8.5 | 1 | 365 | 9.65 | 0.15109 | 9 | 0.80111
4628 | 4.5 | 1 | 365 | 5.1088 | 0.43293 | 5 | 0.54176
4629 | 6.63 | 1 | 365 | 7.527 | 0.73785 | 8 | 0.26486
4632 | 2.55 | 1 | 365 | 2.895 | 0.74533 | 3 | 0.64033
4630 | 9.945 | 1 | 365 | 11.2905 | 0.10678 | 11 | 0.39729
4633 | 6.12 | 1 | 365 | 6.948 | 0.98878 | 7 | 0.9368
4641 | 7 | 1 | 365 | 7.9471 | 0.00678 | 7 | 0.95385
4642 | 9.18 | 1 | 365 | 10.422 | 0.48318 | 10 | 0.90519
4643 | 4.845 | 1 | 365 | 5.5005 | 0.61612 | 6 | 0.11663
4691 | 4.335 | 1 | 365 | 4.9215 | 0.86706 | 5 | 0.78856
4693 | 10.2 | 1 | 365 | 11.58 | 0.98131 | 12 | 0.56133
4694 | 3.825 | 1 | 365 | 4.3425 | 0.11799 | 4 | 0.4605
4448 | 6.885 | 1 | 365 | 7.8165 | 0.61238 | 8 | 0.4289
4451 | 7.2 | 1 | 365 | 8.1741 | 0.69269 | 8 | 0.86682
4467 | 6.12 | 1 | 365 | 6.948 | 0.98878 | 7 | 0.9368
4473 | 5.025 | 1 | 365 | 5.7049 | 0.23344 | 5 | 0.9383
4511 | 23 | 1 | 365 | 26.1118 | 0.87942 | 26 | 0.99123
4335 | 4.8 | 1 | 365 | 5.4494 | 0.46179 | 5 | 0.91121
4574 | 5.13 | 1 | 365 | 5.8241 | 0.59354 | 6 | 0.41761
3386 | 3.3 | 1 | 365 | 3.7465 | 0.31748 | 4 | 0.063959
4593 | 13.78 | 1 | 365 | 15.6444 | 0.25906 | 15 | 0.90344
4594 | 5.145 | 1 | 365 | 5.8411 | 0.64498 | 6 | 0.48608
4595 | 5.88 | 1 | 365 | 6.6755 | 0.1657 | 6 | 0.84124
4596 | 8.25 | 1 | 365 | 9.3662 | 0.29371 | 9 | 0.6599
2185 | 4.32 | 1 | 365 | 4.9045 | 0.81561 | 5 | 0.72009
3399 | 5 | 1 | 365 | 5.6765 | 0.1477 | 5 | 0.82418
4329 | 18 | 1 | 365 | 20.4353 | 0.73172 | 21 | 0.16705
4333 | 18 | 1 | 365 | 20.4353 | 0.73172 | 21 | 0.16705
4334 | 18 | 1 | 365 | 20.4353 | 0.73172 | 21 | 0.16705
4558 | 18 | 1 | 365 | 20.4353 | 0.73172 | 21 | 0.16705
4562 | 18 | 1 | 365 | 20.4353 | 0.73172 | 21 | 0.16705
4565 | 18 | 1 | 365 | 20.4353 | 0.73172 | 21 | 0.16705
4566 | 9 | 1 | 365 | 10.2177 | 0.86586 | 11 | 0.083524
4571 | 7.848 | 1 | 365 | 8.9098 | 0.91503 | 9 | 0.82483
4597 | 6.615 | 1 | 365 | 7.51 | 0.68641 | 8 | 0.19639
4614 | 9 | 1 | 365 | 10.2177 | 0.86586 | 11 | 0.083524
4645 | 8.085 | 1 | 365 | 9.1789 | 0.72783 | 9 | 0.9067
4686 | 2.5 | 1 | 365 | 2.8382 | 0.57385 | 3 | 0.41209
4687 | 9.31 | 1 | 365 | 10.5696 | 0.92902 | 11 | 0.49862
4688 | 2.5 | 1 | 365 | 2.8382 | 0.57385 | 3 | 0.41209
4683 | 10.26 | 1 | 365 | 11.6481 | 0.18708 | 11 | 0.83522
4658 | 24.75 | 1 | 365 | 28.0986 | 0.88111 | 28 | 0.97969
4662 | 8.67 | 1 | 365 | 9.843 | 0.73411 | 10 | 0.57713
4678 | 6.7 | 1 | 365 | 7.6065 | 0.97792 | 8 | 0.5844
4680 | 5.355 | 1 | 365 | 6.0795 | 0.36519 | 6 | 0.4447
4696 | 5.25 | 1 | 365 | 5.9603 | 0.005085 | 5 | 0.96539
4697 | 7.905 | 1 | 365 | 8.9745 | 0.11051 | 9 | 0.085029
4727 | 2 | 1 | 365 | 2.2706 | 0.85908 | 3 | 0.12967
4734 | 7.395 | 1 | 365 | 8.3955 | 0.36145 | 8 | 0.75696
4738 | 4.845 | 1 | 365 | 5.5005 | 0.61612 | 6 | 0.11663
4739 | 3.315 | 1 | 365 | 3.7635 | 0.36893 | 4 | 0.13243
3061 | 7.85 | 1 | 365 | 8.9121 | 0.92189 | 9 | 0.83396
4775 | 10.75 | 1 | 365 | 12.2044 | 0.86755 | 13 | 0.071987
4776 | 9.25 | 1 | 365 | 10.5015 | 0.72325 | 11 | 0.22473
4800 | 8 | 1 | 365 | 9.0824 | 0.43632 | 9 | 0.51869
4801 | 3.75 | 1 | 365 | 4.2574 | 0.86078 | 5 | 0.11813
4816 | 4.59 | 1 | 365 | 5.211 | 0.74159 | 5 | 0.9526
4818 | 4.59 | 1 | 365 | 5.211 | 0.74159 | 5 | 0.9526
4819 | 3.06 | 1 | 365 | 3.474 | 0.49439 | 3 | 0.9684
4820 | 5.865 | 1 | 365 | 6.6585 | 0.11425 | 6 | 0.77276
4821 | 4 | 1 | 365 | 4.5412 | 0.71816 | 5 | 0.25934
4834 | 14 | 1 | 365 | 15.8941 | 0.01356 | 15 | 0.9077
4835 | 5.61 | 1 | 365 | 6.369 | 0.23972 | 6 | 0.60873
4836 | 6.25 | 1 | 365 | 7.0956 | 0.43462 | 7 | 0.53022
4319 | 5.1 | 1 | 365 | 5.79 | 0.49065 | 6 | 0.28066
4320 | 5.5 | 1 | 365 | 6.2441 | 0.86247 | 7 | 0.1066
3729 | 7.14 | 1 | 365 | 8.106 | 0.48692 | 8 | 0.59293
4977 | 3.06 | 1 | 365 | 3.474 | 0.49439 | 3 | 0.9684
4979 | 6.885 | 1 | 365 | 7.8165 | 0.61238 | 8 | 0.4289
4980 | 7.65 | 1 | 365 | 8.685 | 0.23598 | 8 | 0.921
4984 | 5.61 | 1 | 365 | 6.369 | 0.23972 | 6 | 0.60873
4986 | 6.36 | 1 | 365 | 7.2205 | 0.81187 | 8 | 0.032357
4987 | 4.08 | 1 | 365 | 4.632 | 0.99252 | 5 | 0.62453
4988 | 6.63 | 1 | 365 | 7.527 | 0.73785 | 8 | 0.26486
4991 | 3.57 | 1 | 365 | 4.053 | 0.24346 | 4 | 0.29646
4992 | 6 | 1 | 365 | 6.8118 | 0.57724 | 7 | 0.38902
4994 | 6.375 | 1 | 365 | 7.2375 | 0.86332 | 8 | 0.10083
4996 | 9.69 | 1 | 365 | 11.001 | 0.23224 | 11 | 0.23326
4997 | 9.69 | 1 | 365 | 11.001 | 0.23224 | 11 | 0.23326
4998 | 8.16 | 1 | 365 | 9.264 | 0.98505 | 10 | 0.24906
5144 | 7.5 | 1 | 365 | 8.5147 | 0.72155 | 9 | 0.23627
5106 | 9.945 | 1 | 365 | 11.2905 | 0.10678 | 11 | 0.39729
5145 | 5.1 | 1 | 365 | 5.79 | 0.49065 | 6 | 0.28066
5148 | 9.69 | 1 | 365 | 11.001 | 0.23224 | 11 | 0.23326
5151 | 7.65 | 1 | 365 | 8.685 | 0.23598 | 8 | 0.921
5152 | 7.14 | 1 | 365 | 8.106 | 0.48692 | 8 | 0.59293
5155 | 5.1 | 1 | 365 | 5.79 | 0.49065 | 6 | 0.28066
5153 | 9.435 | 1 | 365 | 10.7115 | 0.35771 | 11 | 0.069228
5156 | 7.14 | 1 | 365 | 8.106 | 0.48692 | 8 | 0.59293
5159 | 5 | 1 | 365 | 5.6765 | 0.1477 | 5 | 0.82418
5160 | 3.75 | 1 | 365 | 4.2574 | 0.86078 | 5 | 0.11813
5161 | 9.945 | 1 | 365 | 11.2905 | 0.10678 | 11 | 0.39729
5162 | 3.06 | 1 | 365 | 3.474 | 0.49439 | 3 | 0.9684
5163 | 6.12 | 1 | 365 | 6.948 | 0.98878 | 7 | 0.9368
5164 | 7.395 | 1 | 365 | 8.3955 | 0.36145 | 8 | 0.75696
5165 | 8.67 | 1 | 365 | 9.843 | 0.73411 | 10 | 0.57713
5166 | 9.69 | 1 | 365 | 11.001 | 0.23224 | 11 | 0.23326
5167 | 4.59 | 1 | 365 | 5.211 | 0.74159 | 5 | 0.9526
4746 | 3.57 | 1 | 365 | 4.053 | 0.24346 | 4 | 0.29646
4747 | 6.58 | 1 | 365 | 7.4702 | 0.56637 | 8 | 0.036621
4638 | 5.865 | 1 | 365 | 6.6585 | 0.11425 | 6 | 0.77276
4787 | 6.86 | 1 | 365 | 7.7881 | 0.52664 | 8 | 0.31477
4788 | 8.82 | 1 | 365 | 10.0133 | 0.24854 | 10 | 0.26185
4793 | 25 | 1 | 365 | 28.3824 | 0.7385 | 29 | 0.1209
4795 | 12.753 | 1 | 365 | 14.4784 | 0.73692 | 15 | 0.21535
4851 | 6.37 | 1 | 365 | 7.2318 | 0.84617 | 8 | 0.078005
4852 | 6.125 | 1 | 365 | 6.9537 | 0.0059325 | 6 | 0.95962
4853 | 6.25 | 1 | 365 | 7.0956 | 0.43462 | 7 | 0.53022
4854 | 8.32 | 1 | 365 | 9.4457 | 0.53377 | 9 | 0.97944
4890 | 7.35 | 1 | 365 | 8.3444 | 0.20712 | 8 | 0.55154
4892 | 7.5 | 1 | 365 | 8.5147 | 0.72155 | 9 | 0.23627
4893 | 4.845 | 1 | 365 | 5.5005 | 0.61612 | 6 | 0.11663
4894 | 4.845 | 1 | 365 | 5.5005 | 0.61612 | 6 | 0.11663
4895 | 7.395 | 1 | 365 | 8.3955 | 0.36145 | 8 | 0.75696
4896 | 7.395 | 1 | 365 | 8.3955 | 0.36145 | 8 | 0.75696
4900 | 3.06 | 1 | 365 | 3.474 | 0.49439 | 3 | 0.9684
4902 | 4.335 | 1 | 365 | 4.9215 | 0.86706 | 5 | 0.78856
4903 | 6.75 | 1 | 365 | 7.6632 | 0.1494 | 7 | 0.81264
4904 | 8.25 | 1 | 365 | 9.3662 | 0.29371 | 9 | 0.6599
4905 | 6.12 | 1 | 365 | 6.948 | 0.98878 | 7 | 0.9368
4857 | 8.16 | 1 | 365 | 9.264 | 0.98505 | 10 | 0.24906
4858 | 7.194 | 1 | 365 | 8.1673 | 0.67211 | 8 | 0.83943
4906 | 7.5 | 1 | 365 | 8.5147 | 0.72155 | 9 | 0.23627
4911 | 5.4 | 1 | 365 | 6.1306 | 0.51952 | 6 | 0.65011
4912 | 6.5 | 1 | 365 | 7.3794 | 0.29201 | 7 | 0.67143
4915 | 6.75 | 1 | 365 | 7.6632 | 0.1494 | 7 | 0.81264
4908 | 10.455 | 1 | 365 | 11.8695 | 0.85584 | 12 | 0.72536
4924 | 8.25 | 1 | 365 | 9.3662 | 0.29371 | 9 | 0.6599
4931 | 4.75 | 1 | 365 | 5.3927 | 0.29031 | 5 | 0.68297
4913 | 5.36 | 1 | 365 | 6.0852 | 0.38233 | 6 | 0.46752
4917 | 5.36 | 1 | 365 | 6.0852 | 0.38233 | 6 | 0.46752
4919 | 7.2 | 1 | 365 | 8.1741 | 0.69269 | 8 | 0.86682
4920 | 4.59 | 1 | 365 | 5.211 | 0.74159 | 5 | 0.9526
4940 | 6 | 1 | 365 | 6.8118 | 0.57724 | 7 | 0.38902
4939 | 6.5 | 1 | 365 | 7.3794 | 0.29201 | 7 | 0.67143
4941 | 9 | 1 | 365 | 10.2177 | 0.86586 | 11 | 0.083524
4910 | 6.12 | 1 | 365 | 6.948 | 0.98878 | 7 | 0.9368
4833 | 6.5 | 1 | 365 | 7.3794 | 0.29201 | 7 | 0.67143
4808 | 6.63 | 1 | 365 | 7.527 | 0.73785 | 8 | 0.26486
4823 | 3.43 | 1 | 365 | 3.8941 | 0.76332 | 4 | 0.65739
4840 | 5.145 | 1 | 365 | 5.8411 | 0.64498 | 6 | 0.48608
5039 | 7.56 | 1 | 365 | 8.5828 | 0.92732 | 9 | 0.51016
4520 | 5.1 | 1 | 365 | 5.79 | 0.49065 | 6 | 0.28066
5004 | 5.4 | 1 | 365 | 6.1306 | 0.51952 | 6 | 0.65011
5008 | 5.5 | 1 | 365 | 6.2441 | 0.86247 | 7 | 0.1066
4035 | 155.1 | 0.9 | 365 | 158.476 | 0.72949 | 159 | 0.20546
4922 | 4.59 | 1 | 365 | 5.211 | 0.74159 | 5 | 0.9526
5018 | 50.715 | 0.9 | 365 | 51.8189 | 0.53621 | 52 | 0.35509
4925 | 5.1 | 1 | 365 | 5.79 | 0.49065 | 6 | 0.28066
4926 | 5.1 | 1 | 365 | 5.79 | 0.49065 | 6 | 0.28066
4927 | 6.12 | 1 | 365 | 6.948 | 0.98878 | 7 | 0.9368
4945 | 7 | 1 | 365 | 7.9471 | 0.00678 | 7 | 0.95385
4946 | 4.25 | 1 | 365 | 4.825 | 0.57554 | 5 | 0.40055
4947 | 7.65 | 1 | 365 | 8.685 | 0.23598 | 8 | 0.921
4948 | 5.355 | 1 | 365 | 6.0795 | 0.36519 | 6 | 0.4447
4949 | 10 | 1 | 365 | 11.353 | 0.2954 | 11 | 0.64836
4951 | 9.435 | 1 | 365 | 10.7115 | 0.35771 | 11 | 0.069228
4953 | 7.14 | 1 | 365 | 8.106 | 0.48692 | 8 | 0.59293
4954 | 11.985 | 1 | 365 | 13.6065 | 0.10304 | 13 | 0.70956
4966 | 9 | 1 | 365 | 10.2177 | 0.86586 | 11 | 0.083524
5011 | 5.88 | 1 | 365 | 6.6755 | 0.1657 | 6 | 0.84124
5013 | 24.91 | 1 | 365 | 28.2802 | 0.42984 | 28 | 0.71006
5016 | 3.92 | 1 | 365 | 4.4504 | 0.4438 | 4 | 0.89416
4967 | 14 | 1 | 365 | 15.8941 | 0.01356 | 15 | 0.9077
4969 | 15.5 | 1 | 365 | 17.5971 | 0.15787 | 17 | 0.75496
5049 | 3.6 | 1 | 365 | 4.0871 | 0.34634 | 4 | 0.43341
4972 | 9.18 | 1 | 365 | 10.422 | 0.48318 | 10 | 0.90519
4544 | 4.335 | 1 | 365 | 4.9215 | 0.86706 | 5 | 0.78856
4968 | 5.775 | 1 | 365 | 6.5563 | 0.80559 | 7 | 0.36193
5023 | 7.395 | 1 | 365 | 8.3955 | 0.36145 | 8 | 0.75696
5026 | 10.455 | 1 | 365 | 11.8695 | 0.85584 | 12 | 0.72536
5027 | 6 | 1 | 365 | 6.8118 | 0.57724 | 7 | 0.38902
5060 | 9 | 1 | 365 | 10.2177 | 0.86586 | 11 | 0.083524
5028 | 9.435 | 1 | 365 | 10.7115 | 0.35771 | 11 | 0.069228
5029 | 4.845 | 1 | 365 | 5.5005 | 0.61612 | 6 | 0.11663
5033 | 5.1 | 1 | 365 | 5.79 | 0.49065 | 6 | 0.28066
5031 | 5.1 | 1 | 365 | 5.79 | 0.49065 | 6 | 0.28066
5062 | 10.5 | 1 | 365 | 11.9206 | 0.01017 | 11 | 0.93078
5042 | 4 | 1 | 365 | 4.5412 | 0.71816 | 5 | 0.25934
5045 | 5.865 | 1 | 365 | 6.6585 | 0.11425 | 6 | 0.77276
5107 | 6.885 | 1 | 365 | 7.8165 | 0.61238 | 8 | 0.4289
5047 | 5.355 | 1 | 365 | 6.0795 | 0.36519 | 6 | 0.4447
5110 | 17.004 | 1 | 365 | 19.3046 | 0.3159 | 19 | 0.62047
5051 | 8.16 | 1 | 365 | 9.264 | 0.98505 | 10 | 0.24906
5052 | 9.275 | 1 | 365 | 10.5299 | 0.80898 | 11 | 0.33885
5169 | 13.77 | 1 | 365 | 15.633 | 0.22477 | 15 | 0.85779
5170 | 6.63 | 1 | 365 | 7.527 | 0.73785 | 8 | 0.26486
5174 | 9.69 | 1 | 365 | 11.001 | 0.23224 | 11 | 0.23326
5177 | 5.1 | 1 | 365 | 5.79 | 0.49065 | 6 | 0.28066
5183 | 2.295 | 1 | 365 | 2.6055 | 0.87079 | 3 | 0.4763
5184 | 8.16 | 1 | 365 | 9.264 | 0.98505 | 10 | 0.24906
4974 | 8.67 | 1 | 365 | 9.843 | 0.73411 | 10 | 0.57713
5130 | 7.395 | 1 | 365 | 8.3955 | 0.36145 | 8 | 0.75696
5185 | 8.16 | 1 | 365 | 9.264 | 0.98505 | 10 | 0.24906
5186 | 3.825 | 1 | 365 | 4.3425 | 0.11799 | 4 | 0.4605
5189 | 4.08 | 1 | 365 | 4.632 | 0.99252 | 5 | 0.62453
5190 | 4 | 1 | 365 | 4.5412 | 0.71816 | 5 | 0.25934
5054 | 6.885 | 1 | 365 | 7.8165 | 0.61238 | 8 | 0.4289
5055 | 8.67 | 1 | 365 | 9.843 | 0.73411 | 10 | 0.57713
5056 | 7.905 | 1 | 365 | 8.9745 | 0.11051 | 9 | 0.085029
5057 | 13.26 | 1 | 365 | 15.054 | 0.4757 | 15 | 0.52973
5075 | 9.18 | 1 | 365 | 10.422 | 0.48318 | 10 | 0.90519
5078 | 2.295 | 1 | 365 | 2.6055 | 0.87079 | 3 | 0.4763
5079 | 8.415 | 1 | 365 | 9.5535 | 0.85958 | 10 | 0.41309
5080 | 3.57 | 1 | 365 | 4.053 | 0.24346 | 4 | 0.29646
5081 | 4.08 | 1 | 365 | 4.632 | 0.99252 | 5 | 0.62453
5084 | 9.18 | 1 | 365 | 10.422 | 0.48318 | 10 | 0.90519
5085 | 9.69 | 1 | 365 | 11.001 | 0.23224 | 11 | 0.23326
5088 | 6.375 | 1 | 365 | 7.2375 | 0.86332 | 8 | 0.10083
5090 | 7.14 | 1 | 365 | 8.106 | 0.48692 | 8 | 0.59293
5091 | 6.375 | 1 | 365 | 7.2375 | 0.86332 | 8 | 0.10083
5092 | 5.1 | 1 | 365 | 5.79 | 0.49065 | 6 | 0.28066
5093 | 8 | 1 | 365 | 9.0824 | 0.43632 | 9 | 0.51869
5096 | 3 | 1 | 365 | 3.4059 | 0.28862 | 3 | 0.69451
5097 | 6.375 | 1 | 365 | 7.2375 | 0.86332 | 8 | 0.10083
5100 | 10.75 | 1 | 365 | 12.2044 | 0.86755 | 13 | 0.071987
5102 | 7.65 | 1 | 365 | 8.685 | 0.23598 | 8 | 0.921
5103 | 3.825 | 1 | 365 | 4.3425 | 0.11799 | 4 | 0.4605
5104 | 5.61 | 1 | 365 | 6.369 | 0.23972 | 6 | 0.60873
5191 | 3.5 | 1 | 365 | 3.9735 | 0.00339 | 3 | 0.97693
5195 | 10.2 | 1 | 365 | 11.58 | 0.98131 | 12 | 0.56133
5197 | 8.5 | 1 | 365 | 9.65 | 0.15109 | 9 | 0.80111
5216 | 10.455 | 1 | 365 | 11.8695 | 0.85584 | 12 | 0.72536
5326 | 5.1 | 1 | 365 | 5.79 | 0.49065 | 6 | 0.28066
5321 | 4.845 | 1 | 365 | 5.5005 | 0.61612 | 6 | 0.11663
5219 | 4 | 1 | 365 | 4.5412 | 0.71816 | 5 | 0.25934
5324 | 5.1 | 1 | 365 | 5.79 | 0.49065 | 6 | 0.28066
5319 | 5.75 | 1 | 365 | 6.528 | 0.71985 | 7 | 0.24781
5323 | 8.925 | 1 | 365 | 10.1325 | 0.60864 | 10 | 0.74116
5335 | 6.12 | 1 | 365 | 6.948 | 0.98878 | 7 | 0.9368
5330 | 2.295 | 1 | 365 | 2.6055 | 0.87079 | 3 | 0.4763
3302 | 11.73 | 1 | 365 | 13.317 | 0.2285 | 13 | 0.54553
5187 | 6.48 | 1 | 365 | 7.3567 | 0.22342 | 7 | 0.58014
3023 | 26 | 0.9 | 365 | 26.5659 | 0.25124 | 26 | 0.81716
5320 | 4.335 | 1 | 365 | 4.9215 | 0.86706 | 5 | 0.78856
5420 | 8.16 | 1 | 365 | 9.264 | 0.98505 | 10 | 0.24906
5445 | 8.16 | 1 | 365 | 9.264 | 0.98505 | 10 | 0.24906
5451 | 5 | 1 | 365 | 5.6765 | 0.1477 | 5 | 0.82418
5465 | 10.71 | 1 | 365 | 12.159 | 0.73037 | 12 | 0.88939
5536 | 6.75 | 1 | 365 | 7.6632 | 0.1494 | 7 | 0.81264
5540 | 9.435 | 1 | 365 | 10.7115 | 0.35771 | 11 | 0.069228
5541 | 8 | 1 | 365 | 9.0824 | 0.43632 | 9 | 0.51869
5542 | 9.18 | 1 | 365 | 10.422 | 0.48318 | 10 | 0.90519
5237 | 10.2 | 1 | 365 | 11.58 | 0.98131 | 12 | 0.56133
5063 | 3.5 | 1 | 365 | 3.9735 | 0.00339 | 3 | 0.97693
5061 | 6 | 1 | 365 | 6.8118 | 0.57724 | 7 | 0.38902
5173 | 3.92 | 1 | 365 | 4.4504 | 0.4438 | 4 | 0.89416
5200 | 5.25 | 1 | 365 | 5.9603 | 0.005085 | 5 | 0.96539
5204 | 2.75 | 1 | 365 | 3.1221 | 0.43124 | 3 | 0.5533
5206 | 3.25 | 1 | 365 | 3.6897 | 0.146 | 3 | 0.83572
5311 | 7.25 | 1 | 365 | 8.2309 | 0.86416 | 9 | 0.095061
5297 | 6.12 | 1 | 365 | 6.948 | 0.98878 | 7 | 0.9368
5371 | 5.565 | 1 | 365 | 6.3179 | 0.08539 | 6 | 0.40331
3710 | 8.415 | 1 | 365 | 9.5535 | 0.85958 | 10 | 0.41309
5112 | 7.65 | 1 | 365 | 8.685 | 0.23598 | 8 | 0.921
5113 | 9.9 | 1 | 365 | 11.2394 | 0.95245 | 12 | 0.19188
5114 | 8.16 | 1 | 365 | 9.264 | 0.98505 | 10 | 0.24906
5365 | 9.18 | 1 | 365 | 10.422 | 0.48318 | 10 | 0.90519
1301 | 8.215 | 1 | 365 | 9.3265 | 0.17367 | 9 | 0.50013
5437 | 12.48 | 1 | 365 | 14.1685 | 0.80066 | 14 | 0.96915
5471 | 10 | 1 | 365 | 11.353 | 0.2954 | 11 | 0.64836
5473 | 4.8 | 1 | 365 | 5.4494 | 0.46179 | 5 | 0.91121
5459 | 2.04 | 1 | 365 | 2.316 | 0.99626 | 3 | 0.31227
5458 | 7.395 | 1 | 365 | 8.3955 | 0.36145 | 8 | 0.75696
5449 | 4.25 | 1 | 365 | 4.825 | 0.57554 | 5 | 0.40055
5318 | 5.1 | 1 | 365 | 5.79 | 0.49065 | 6 | 0.28066
5457 | 8.16 | 1 | 365 | 9.264 | 0.98505 | 10 | 0.24906
5426 | 4.08 | 1 | 365 | 4.632 | 0.99252 | 5 | 0.62453
5453 | 4.59 | 1 | 365 | 5.211 | 0.74159 | 5 | 0.9526
5427 | 3.06 | 1 | 365 | 3.474 | 0.49439 | 3 | 0.9684
5150 | 4.335 | 1 | 365 | 4.9215 | 0.86706 | 5 | 0.78856
5442 | 6.63 | 1 | 365 | 7.527 | 0.73785 | 8 | 0.26486
5422 | 8.16 | 1 | 365 | 9.264 | 0.98505 | 10 | 0.24906
5176 | 5.61 | 1 | 365 | 6.369 | 0.23972 | 6 | 0.60873
5344 | 6 | 1 | 365 | 6.8118 | 0.57724 | 7 | 0.38902
2172 | 2.45 | 1 | 365 | 2.7815 | 0.40237 | 3 | 0.18385
5347 | 9.5 | 1 | 365 | 10.7853 | 0.58063 | 11 | 0.36594
5395 | 5.39 | 1 | 365 | 6.1192 | 0.48522 | 6 | 0.60447
5396 | 6.36 | 1 | 365 | 7.2205 | 0.81187 | 8 | 0.032357
5402 | 6.6 | 1 | 365 | 7.493 | 0.63496 | 8 | 0.12792
5202 | 8.415 | 1 | 365 | 9.5535 | 0.85958 | 10 | 0.41309
5212 | 6.375 | 1 | 365 | 7.2375 | 0.86332 | 8 | 0.10083
5417 | 7.25 | 1 | 365 | 8.2309 | 0.86416 | 9 | 0.095061
5210 | 3.06 | 1 | 365 | 3.474 | 0.49439 | 3 | 0.9684
5425 | 7.14 | 1 | 365 | 8.106 | 0.48692 | 8 | 0.59293
5205 | 7.905 | 1 | 365 | 8.9745 | 0.11051 | 9 | 0.085029
5211 | 4.59 | 1 | 365 | 5.211 | 0.74159 | 5 | 0.9526
5418 | 6.12 | 1 | 365 | 6.948 | 0.98878 | 7 | 0.9368
5213 | 8.925 | 1 | 365 | 10.1325 | 0.60864 | 10 | 0.74116
5218 | 7.395 | 1 | 365 | 8.3955 | 0.36145 | 8 | 0.75696
5214 | 9 | 1 | 365 | 10.2177 | 0.86586 | 11 | 0.083524
20099 | 6.47 | 1 | 365 | 7.3454 | 0.18912 | 7 | 0.53449
24090 | 8.525 | 1 | 365 | 9.6784 | 0.23683 | 9 | 0.91523
16283 | 12.375 | 1 | 365 | 14.0493 | 0.44056 | 14 | 0.48985
49113 | 12.1 | 1 | 365 | 13.7371 | 0.49743 | 14 | 0.23452
26020 | 7.56 | 1 | 365 | 8.5828 | 0.92732 | 9 | 0.51016
22079 | 7.37 | 1 | 365 | 8.3671 | 0.27571 | 8 | 0.64284
5597 | 11.985 | 1 | 365 | 13.6065 | 0.10304 | 13 | 0.70956
5618 | 8.42 | 1 | 365 | 9.5592 | 0.87673 | 10 | 0.43592
5340 | 7.7 | 1 | 365 | 8.7418 | 0.40746 | 9 | 0.14924
5406 | 3.8 | 1 | 365 | 4.3141 | 0.032252 | 4 | 0.34638
5580 | 12.15 | 1 | 365 | 13.7938 | 0.66891 | 14 | 0.46276
6018 | 19.61 | 1 | 365 | 22.2632 | 0.25328 | 22 | 0.51643
6024 | 6.12 | 1 | 365 | 6.948 | 0.98878 | 7 | 0.9368
6025 | 4.08 | 1 | 365 | 4.632 | 0.99252 | 5 | 0.62453
6028 | 8.25 | 1 | 365 | 9.3662 | 0.29371 | 9 | 0.6599
5488 | 9 | 1 | 365 | 10.2177 | 0.86586 | 11 | 0.083524
5518 | 3.6 | 1 | 365 | 4.0871 | 0.34634 | 4 | 0.43341
5521 | 9.24 | 1 | 365 | 10.4901 | 0.68895 | 11 | 0.17908
5528 | 6.9 | 1 | 365 | 7.8335 | 0.66383 | 8 | 0.49737
5530 | 8.415 | 1 | 365 | 9.5535 | 0.85958 | 10 | 0.41309
5531 | 10.15 | 1 | 365 | 11.5233 | 0.80983 | 12 | 0.33309
5532 | 1.1 | 1 | 365 | 1.2488 | 0.77249 | 2 | 0.02132
5546 | 4.578 | 1 | 365 | 5.1974 | 0.70043 | 5 | 0.89782
5587 | 9 | 1 | 365 | 10.2177 | 0.86586 | 11 | 0.083524
5589 | 4.95 | 1 | 365 | 5.6197 | 0.97622 | 6 | 0.59594
4038 | 332.475 | 0.9 | 365 | 339.7118 | 0.21268 | 339 | 0.92446
6465 | 3.315 | 1 | 365 | 3.7635 | 0.36893 | 4 | 0.13243
5545 | 15.696 | 1 | 365 | 17.8196 | 0.83006 | 18 | 0.64967
5554 | 7.975 | 1 | 365 | 9.054 | 0.35058 | 9 | 0.40457
5555 | 6.5 | 1 | 365 | 7.3794 | 0.29201 | 7 | 0.67143
5560 | 7.42 | 1 | 365 | 8.4239 | 0.44719 | 8 | 0.87108
5562 | 3.75 | 1 | 365 | 4.2574 | 0.86078 | 5 | 0.11813
5607 | 5.94 | 1 | 365 | 6.7437 | 0.37147 | 7 | 0.11513
5616 | 20 | 1 | 365 | 22.7059 | 0.5908 | 23 | 0.29672
5620 | 3.57 | 1 | 365 | 4.053 | 0.24346 | 4 | 0.29646
6553 | 3.57 | 1 | 365 | 4.053 | 0.24346 | 4 | 0.29646
5586 | 10 | 1 | 365 | 11.353 | 0.2954 | 11 | 0.64836
5595 | 4.25 | 1 | 365 | 4.825 | 0.57554 | 5 | 0.40055
5590 | 2 | 1 | 365 | 2.2706 | 0.85908 | 3 | 0.12967
4802 | 99 | 0.9 | 365 | 101.1549 | 0.57201 | 101 | 0.72689
6539 | 6.5 | 1 | 365 | 7.3794 | 0.29201 | 7 | 0.67143
5677 | 7.194 | 1 | 365 | 8.1673 | 0.67211 | 8 | 0.83943
5653 | 11.515 | 1 | 365 | 13.0729 | 0.49115 | 13 | 0.56409
5654 | 3.43 | 1 | 365 | 3.8941 | 0.76332 | 4 | 0.65739
5655 | 3.675 | 1 | 365 | 4.1722 | 0.60356 | 4 | 0.77577
5664 | 3.75 | 1 | 365 | 4.2574 | 0.86078 | 5 | 0.11813
5713 | 3.185 | 1 | 365 | 3.6159 | 0.92308 | 4 | 0.539
5756 | 9.25 | 1 | 365 | 10.5015 | 0.72325 | 11 | 0.22473
5768 | 5 | 1 | 365 | 5.6765 | 0.1477 | 5 | 0.82418
5783 | 10.2 | 1 | 365 | 11.58 | 0.98131 | 12 | 0.56133
5785 | 8.925 | 1 | 365 | 10.1325 | 0.60864 | 10 | 0.74116
5900 | 9 | 1 | 365 | 10.2177 | 0.86586 | 11 | 0.083524
5922 | 3 | 1 | 365 | 3.4059 | 0.28862 | 3 | 0.69451
5921 | 3.9 | 1 | 365 | 4.4277 | 0.37521 | 4 | 0.80286
5774 | 9.69 | 1 | 365 | 11.001 | 0.23224 | 11 | 0.23326
6119 | 4.83 | 1 | 365 | 5.4835 | 0.56468 | 6 | 0.048158
4679 | 19.6 | 1 | 365 | 22.2518 | 0.21898 | 22 | 0.47079
6121 | 16.25 | 1 | 365 | 18.4486 | 0.73002 | 19 | 0.17858
6122 | 6.63 | 1 | 365 | 7.527 | 0.73785 | 8 | 0.26486
6127 | 6.125 | 1 | 365 | 6.9537 | 0.0059325 | 6 | 0.95962
6128 | 3.92 | 1 | 365 | 4.4504 | 0.4438 | 4 | 0.89416
6017 | 6.375 | 1 | 365 | 7.2375 | 0.86332 | 8 | 0.10083
6016 | 3.315 | 1 | 365 | 3.7635 | 0.36893 | 4 | 0.13243
5996 | 7.521 | 1 | 365 | 8.5386 | 0.79357 | 9 | 0.33213
5902 | 10.6 | 1 | 365 | 12.0341 | 0.35312 | 12 | 0.38726
5992 | 7.84 | 1 | 365 | 8.9007 | 0.88759 | 9 | 0.78831
6001 | 5.865 | 1 | 365 | 6.6585 | 0.11425 | 6 | 0.77276
6050 | 7.28 | 1 | 365 | 8.265 | 0.96705 | 9 | 0.23201
6068 | 6.75 | 1 | 365 | 7.6632 | 0.1494 | 7 | 0.81264
6097 | 7.5 | 1 | 365 | 8.5147 | 0.72155 | 9 | 0.23627
6449 | 7.14 | 1 | 365 | 8.106 | 0.48692 | 8 | 0.59293
6334 | 3.825 | 1 | 365 | 4.3425 | 0.11799 | 4 | 0.4605
6446 | 8.67 | 1 | 365 | 9.843 | 0.73411 | 10 | 0.57713
6431 | 100.59 | 0.9 | 365 | 102.7795 | 0.47969 | 103 | 0.25917
6435 | 7.035 | 1 | 365 | 7.9868 | 0.12681 | 8 | 0.11362
6360 | 3.71 | 1 | 365 | 4.2119 | 0.72359 | 4 | 0.93554
6363 | 3.57 | 1 | 365 | 4.053 | 0.24346 | 4 | 0.29646
6475 | 4.05 | 1 | 365 | 4.5979 | 0.88964 | 5 | 0.48759
5345 | 9.18 | 1 | 365 | 10.422 | 0.48318 | 10 | 0.90519
5776 | 5.865 | 1 | 365 | 6.6585 | 0.11425 | 6 | 0.77276
6593 | 6.6 | 1 | 365 | 7.493 | 0.63496 | 8 | 0.12792
6598 | 7.75 | 1 | 365 | 8.7985 | 0.57893 | 9 | 0.37748
6599 | 9.88 | 1 | 365 | 11.2167 | 0.88386 | 12 | 0.10058
6600 | 4.25 | 1 | 365 | 4.825 | 0.57554 | 5 | 0.40055
6669 | 5.5 | 1 | 365 | 6.2441 | 0.86247 | 7 | 0.1066
6670 | 2.5 | 1 | 365 | 2.8382 | 0.57385 | 3 | 0.41209
6668 | 18 | 1 | 365 | 20.4353 | 0.73172 | 21 | 0.16705
6569 | 6.63 | 1 | 365 | 7.527 | 0.73785 | 8 | 0.26486
6571 | 4.08 | 1 | 365 | 4.632 | 0.99252 | 5 | 0.62453
6578 | 7.14 | 1 | 365 | 8.106 | 0.48692 | 8 | 0.59293
6617 | 24.75 | 1 | 365 | 28.0986 | 0.88111 | 28 | 0.97969
6620 | 6.3 | 1 | 365 | 7.1524 | 0.6061 | 7 | 0.75847
6626 | 16.75 | 1 | 365 | 19.0162 | 0.44479 | 19 | 0.461
6682 | 4.251 | 1 | 365 | 4.8261 | 0.57897 | 5 | 0.40512
6243 | 5.76 | 1 | 365 | 6.5393 | 0.75415 | 7 | 0.29346
6129 | 5.61 | 1 | 365 | 6.369 | 0.23972 | 6 | 0.60873
6130 | 6.12 | 1 | 365 | 6.948 | 0.98878 | 7 | 0.9368
6293 | 3.6 | 1 | 365 | 4.0871 | 0.34634 | 4 | 0.43341
6296 | 18.72 | 1 | 365 | 21.2527 | 0.20099 | 21 | 0.45373
6298 | 3.64 | 1 | 365 | 4.1325 | 0.48353 | 4 | 0.616
6320 | 6.72 | 1 | 365 | 7.6292 | 0.046509 | 7 | 0.6757
30439 | 7.7 | 1 | 365 | 8.7418 | 0.40746 | 9 | 0.14924
24222 | 8.16 | 1 | 365 | 9.264 | 0.98505 | 10 | 0.24906
36532 | 4.48 | 1 | 365 | 5.0861 | 0.36434 | 5 | 0.45047
10888 | 3.85 | 1 | 365 | 4.3709 | 0.20373 | 4 | 0.57462
54307 | 4.16 | 1 | 365 | 4.7228 | 0.26689 | 4 | 0.98972
19038 | 10.71 | 1 | 365 | 12.159 | 0.73037 | 12 | 0.88939
16629 | 6 | 1 | 365 | 6.8118 | 0.57724 | 7 | 0.38902
4172 | 5.88 | 1 | 365 | 6.6755 | 0.1657 | 6 | 0.84124
6784 | 7.75 | 1 | 365 | 8.7985 | 0.57893 | 9 | 0.37748
1398 | 11.4 | 1 | 365 | 12.9424 | 0.096756 | 13 | 0.03913
6932 | 10.75 | 1 | 365 | 12.2044 | 0.86755 | 13 | 0.071987
7239 | 3.57 | 1 | 365 | 4.053 | 0.24346 | 4 | 0.29646
7098 | 100.716 | 0.9 | 365 | 102.9082 | 0.8686 | 103 | 0.77682
7097 | 188.352 | 1 | 365 | 213.8353 | 0.96072 | 214 | 0.79599
7099 | 7.7 | 1 | 365 | 8.7418 | 0.40746 | 9 | 0.14924
6472 | 10.464 | 1 | 365 | 11.8797 | 0.88671 | 12 | 0.76644
6796 | 1.785 | 1 | 365 | 2.0265 | 0.12173 | 2 | 0.14823
6801 | 8.16 | 1 | 365 | 9.264 | 0.98505 | 10 | 0.24906
6802 | 3.57 | 1 | 365 | 4.053 | 0.24346 | 4 | 0.29646
5224 | 5.75 | 1 | 365 | 6.528 | 0.71985 | 7 | 0.24781
8433 | 17.331 | 1 | 365 | 19.6758 | 0.43736 | 20 | 0.11317
7543 | 4.25 | 1 | 365 | 4.825 | 0.57554 | 5 | 0.40055
7686 | 1.75 | 1 | 365 | 1.9868 | 0.001695 | 1 | 0.98846
7333 | 8.75 | 1 | 365 | 9.9338 | 0.008475 | 9 | 0.94231
7437 | 6.86 | 1 | 365 | 7.7881 | 0.52664 | 8 | 0.31477
7438 | 5.5 | 1 | 365 | 6.2441 | 0.86247 | 7 | 0.1066
7439 | 9.88 | 1 | 365 | 11.2167 | 0.88386 | 12 | 0.10058
6759 | 4.25 | 1 | 365 | 4.825 | 0.57554 | 5 | 0.40055
8348 | 8.75 | 1 | 365 | 9.9338 | 0.008475 | 9 | 0.94231
8395 | 6.5 | 1 | 365 | 7.3794 | 0.29201 | 7 | 0.67143
7926 | 7.5 | 1 | 365 | 8.5147 | 0.72155 | 9 | 0.23627
7929 | 10.535 | 1 | 365 | 11.9603 | 0.1302 | 12 | 0.090547
7930 | 5 | 1 | 365 | 5.6765 | 0.1477 | 5 | 0.82418
7947 | 10 | 1 | 365 | 11.353 | 0.2954 | 11 | 0.64836
7596 | 6.375 | 1 | 365 | 7.2375 | 0.86332 | 8 | 0.10083
7417 | 3.64 | 1 | 365 | 4.1325 | 0.48353 | 4 | 0.616
7427 | 3.5 | 1 | 365 | 3.9735 | 0.00339 | 3 | 0.97693
7879 | 4.02 | 1 | 365 | 4.5639 | 0.78675 | 5 | 0.35064
7590 | 75.79 | 0.9 | 365 | 77.4397 | 0.93235 | 78 | 0.37203
8085 | 20.64 | 1 | 365 | 23.4325 | 0.78571 | 24 | 0.21822
7901 | 9.805 | 1 | 365 | 11.1316 | 0.62664 | 11 | 0.75822
8696 | 2.16 | 1 | 365 | 2.4522 | 0.40781 | 2 | 0.86005
8564 | 6.885 | 1 | 365 | 7.8165 | 0.61238 | 8 | 0.4289
8763 | 2.295 | 1 | 365 | 2.6055 | 0.87079 | 3 | 0.4763
5750 | 7 | 1 | 365 | 7.9471 | 0.00678 | 7 | 0.95385
5761 | 3.06 | 1 | 365 | 3.474 | 0.49439 | 3 | 0.9684
7628 | 5.61 | 1 | 365 | 6.369 | 0.23972 | 6 | 0.60873
5444 | 7.905 | 1 | 365 | 8.9745 | 0.11051 | 9 | 0.085029
5443 | 9.69 | 1 | 365 | 11.001 | 0.23224 | 11 | 0.23326
5433 | 10.71 | 1 | 365 | 12.159 | 0.73037 | 12 | 0.88939
5421 | 7.14 | 1 | 365 | 8.106 | 0.48692 | 8 | 0.59293
5101 | 6.63 | 1 | 365 | 7.527 | 0.73785 | 8 | 0.26486
5456 | 5.865 | 1 | 365 | 6.6585 | 0.11425 | 6 | 0.77276
5455 | 3.825 | 1 | 365 | 4.3425 | 0.11799 | 4 | 0.4605
5454 | 3.57 | 1 | 365 | 4.053 | 0.24346 | 4 | 0.29646
5452 | 3.06 | 1 | 365 | 3.474 | 0.49439 | 3 | 0.9684
5448 | 5.5 | 1 | 365 | 6.2441 | 0.86247 | 7 | 0.1066
5446 | 10.965 | 1 | 365 | 12.4485 | 0.60491 | 13 | 0.053427
4068 | 6.63 | 1 | 365 | 7.527 | 0.73785 | 8 | 0.26486
3995 | 29.9 | 0.9 | 365 | 30.5508 | 0.28892 | 30 | 0.83974
5351 | 8 | 1 | 365 | 9.0824 | 0.43632 | 9 | 0.51869
5121 | 92.485 | 0.9 | 365 | 94.4981 | 0.46291 | 94 | 0.96097
6502 | 7.83 | 1 | 365 | 8.8894 | 0.8533 | 9 | 0.74267
6469 | 11.61 | 1 | 365 | 13.1808 | 0.81696 | 13 | 0.99775
6419 | 12.24 | 1 | 365 | 13.896 | 0.97757 | 14 | 0.87359
6396 | 9.69 | 1 | 365 | 11.001 | 0.23224 | 11 | 0.23326
6392 | 5.5 | 1 | 365 | 6.2441 | 0.86247 | 7 | 0.1066
6403 | 13.2 | 1 | 365 | 14.9859 | 0.26993 | 15 | 0.25584
6379 | 3.78 | 1 | 365 | 4.2914 | 0.96366 | 5 | 0.25508
6362 | 7.83 | 1 | 365 | 8.8894 | 0.8533 | 9 | 0.74267
6269 | 10.2 | 1 | 365 | 11.58 | 0.98131 | 12 | 0.56133
6254 | 4 | 1 | 365 | 4.5412 | 0.71816 | 5 | 0.25934
6253 | 3.51 | 1 | 365 | 3.9849 | 0.037685 | 4 | 0.022574
6236 | 5.13 | 1 | 365 | 5.8241 | 0.59354 | 6 | 0.41761
6237 | 6.75 | 1 | 365 | 7.6632 | 0.1494 | 7 | 0.81264
6220 | 4.86 | 1 | 365 | 5.5175 | 0.66756 | 6 | 0.1851
6223 | 3.78 | 1 | 365 | 4.2914 | 0.96366 | 5 | 0.25508
6229 | 8.1 | 1 | 365 | 9.1959 | 0.77927 | 9 | 0.97517
6337 | 5.4 | 1 | 365 | 6.1306 | 0.51952 | 6 | 0.65011
6344 | 4.85 | 1 | 365 | 5.5062 | 0.63327 | 6 | 0.13945
6339 | 8.67 | 1 | 365 | 9.843 | 0.73411 | 10 | 0.57713
6348 | 13.5 | 1 | 365 | 15.3265 | 0.29879 | 15 | 0.62529
6323 | 7.02 | 1 | 365 | 7.9698 | 0.075371 | 8 | 0.045149
6315 | 10 | 1 | 365 | 11.353 | 0.2954 | 11 | 0.64836
6252 | 7.56 | 1 | 365 | 8.5828 | 0.92732 | 9 | 0.51016
6301 | 7.65 | 1 | 365 | 8.685 | 0.23598 | 8 | 0.921
6189 | 5.4 | 1 | 365 | 6.1306 | 0.51952 | 6 | 0.65011
6187 | 5.94 | 1 | 365 | 6.7437 | 0.37147 | 7 | 0.11513
6185 | 12.38 | 1 | 365 | 14.055 | 0.45771 | 14 | 0.51267
6170 | 8.64 | 1 | 365 | 9.809 | 0.63123 | 10 | 0.44018
6754 | 9.72 | 1 | 365 | 11.0351 | 0.33513 | 11 | 0.37021
6755 | 3.85 | 1 | 365 | 4.3709 | 0.20373 | 4 | 0.57462
6761 | 6.12 | 1 | 365 | 6.948 | 0.98878 | 7 | 0.9368
6789 | 5.61 | 1 | 365 | 6.369 | 0.23972 | 6 | 0.60873
6164 | 6.885 | 1 | 365 | 7.8165 | 0.61238 | 8 | 0.4289
6157 | 6.375 | 1 | 365 | 7.2375 | 0.86332 | 8 | 0.10083
7906 | 7.65 | 1 | 365 | 8.685 | 0.23598 | 8 | 0.921
7958 | 9.99 | 1 | 365 | 11.3416 | 0.2611 | 11 | 0.60271
8082 | 12.15 | 1 | 365 | 13.7938 | 0.66891 | 14 | 0.46276
6823 | 5.25 | 1 | 365 | 5.9603 | 0.005085 | 5 | 0.96539
6815 | 3.185 | 1 | 365 | 3.6159 | 0.92308 | 4 | 0.539
6820 | 3.5 | 1 | 365 | 3.9735 | 0.00339 | 3 | 0.97693
6832 | 8.5 | 1 | 365 | 9.65 | 0.15109 | 9 | 0.80111
6953 | 7.14 | 1 | 365 | 8.106 | 0.48692 | 8 | 0.59293
6908 | 3 | 1 | 365 | 3.4059 | 0.28862 | 3 | 0.69451
6882 | 5.635 | 1 | 365 | 6.3974 | 0.32546 | 6 | 0.72285
6889 | 3.75 | 1 | 365 | 4.2574 | 0.86078 | 5 | 0.11813
6888 | 3.75 | 1 | 365 | 4.2574 | 0.86078 | 5 | 0.11813
6844 | 5.1 | 1 | 365 | 5.79 | 0.49065 | 6 | 0.28066
7114 | 5 | 1 | 365 | 5.6765 | 0.1477 | 5 | 0.82418
6881 | 5.61 | 1 | 365 | 6.369 | 0.23972 | 6 | 0.60873
6880 | 4.335 | 1 | 365 | 4.9215 | 0.86706 | 5 | 0.78856
6892 | 4.08 | 1 | 365 | 4.632 | 0.99252 | 5 | 0.62453
6833 | 7.395 | 1 | 365 | 8.3955 | 0.36145 | 8 | 0.75696
6934 | 2.5 | 1 | 365 | 2.8382 | 0.57385 | 3 | 0.41209
6871 | 4.5 | 1 | 365 | 5.1088 | 0.43293 | 5 | 0.54176
6896 | 6.5 | 1 | 365 | 7.3794 | 0.29201 | 7 | 0.67143
6826 | 7.65 | 1 | 365 | 8.685 | 0.23598 | 8 | 0.921
6829 | 1.25 | 1 | 365 | 1.4191 | 0.28693 | 1 | 0.70605
6864 | 2.94 | 1 | 365 | 3.3378 | 0.082848 | 3 | 0.42062
6876 | 1.96 | 1 | 365 | 2.2252 | 0.7219 | 2 | 0.94708
6898 | 6.12 | 1 | 365 | 6.948 | 0.98878 | 7 | 0.9368
6885 | 6 | 1 | 365 | 6.8118 | 0.57724 | 7 | 0.38902
6912 | 4.845 | 1 | 365 | 5.5005 | 0.61612 | 6 | 0.11663
7113 | 8.16 | 1 | 365 | 9.264 | 0.98505 | 10 | 0.24906
7158 | 6.12 | 1 | 365 | 6.948 | 0.98878 | 7 | 0.9368
6983 | 4.08 | 1 | 365 | 4.632 | 0.99252 | 5 | 0.62453
6849 | 2 | 1 | 365 | 2.2706 | 0.85908 | 3 | 0.12967
6902 | 7.905 | 1 | 365 | 8.9745 | 0.11051 | 9 | 0.085029
7118 | 9 | 1 | 365 | 10.2177 | 0.86586 | 11 | 0.083524
6906 | 5.865 | 1 | 365 | 6.6585 | 0.11425 | 6 | 0.77276
7066 | 7.65 | 1 | 365 | 8.685 | 0.23598 | 8 | 0.921
6890 | 6 | 1 | 365 | 6.8118 | 0.57724 | 7 | 0.38902
7053 | 5.865 | 1 | 365 | 6.6585 | 0.11425 | 6 | 0.77276
7044 | 4.75 | 1 | 365 | 5.3927 | 0.29031 | 5 | 0.68297
7031 | 9.435 | 1 | 365 | 10.7115 | 0.35771 | 11 | 0.069228
6928 | 6.25 | 1 | 365 | 7.0956 | 0.43462 | 7 | 0.53022
7042 | 5.1 | 1 | 365 | 5.79 | 0.49065 | 6 | 0.28066
7154 | 5.61 | 1 | 365 | 6.369 | 0.23972 | 6 | 0.60873
7093 | 4.5 | 1 | 365 | 5.1088 | 0.43293 | 5 | 0.54176
7060 | 3.06 | 1 | 365 | 3.474 | 0.49439 | 3 | 0.9684
7076 | 4.08 | 1 | 365 | 4.632 | 0.99252 | 5 | 0.62453
7087 | 4.5 | 1 | 365 | 5.1088 | 0.43293 | 5 | 0.54176
7073 | 8.415 | 1 | 365 | 9.5535 | 0.85958 | 10 | 0.41309
7064 | 7.14 | 1 | 365 | 8.106 | 0.48692 | 8 | 0.59293
7143 | 5.1 | 1 | 365 | 5.79 | 0.49065 | 6 | 0.28066
7106 | 5.5 | 1 | 365 | 6.2441 | 0.86247 | 7 | 0.1066
6846 | 2.75 | 1 | 365 | 3.1221 | 0.43124 | 3 | 0.5533
7127 | 5.865 | 1 | 365 | 6.6585 | 0.11425 | 6 | 0.77276
6835 | 7.84 | 1 | 365 | 8.9007 | 0.88759 | 9 | 0.78831
6828 | 3.185 | 1 | 365 | 3.6159 | 0.92308 | 4 | 0.539
6872 | 3.5 | 1 | 365 | 3.9735 | 0.00339 | 3 | 0.97693
6867 | 8.25 | 1 | 365 | 9.3662 | 0.29371 | 9 | 0.6599
7115 | 8.67 | 1 | 365 | 9.843 | 0.73411 | 10 | 0.57713
6884 | 4.75 | 1 | 365 | 5.3927 | 0.29031 | 5 | 0.68297
6822 | 6 | 1 | 365 | 6.8118 | 0.57724 | 7 | 0.38902
7391 | 9.18 | 1 | 365 | 10.422 | 0.48318 | 10 | 0.90519
7399 | 4 | 1 | 365 | 4.5412 | 0.71816 | 5 | 0.25934
6858 | 3.185 | 1 | 365 | 3.6159 | 0.92308 | 4 | 0.539
7050 | 6.63 | 1 | 365 | 7.527 | 0.73785 | 8 | 0.26486
6847 | 5.355 | 1 | 365 | 6.0795 | 0.36519 | 6 | 0.4447
6868 | 5.355 | 1 | 365 | 6.0795 | 0.36519 | 6 | 0.4447
7370 | 3.675 | 1 | 365 | 4.1722 | 0.60356 | 4 | 0.77577
6845 | 6.63 | 1 | 365 | 7.527 | 0.73785 | 8 | 0.26486
7404 | 3.825 | 1 | 365 | 4.3425 | 0.11799 | 4 | 0.4605
6878 | 9.69 | 1 | 365 | 11.001 | 0.23224 | 11 | 0.23326
6874 | 1.53 | 1 | 365 | 1.737 | 0.2472 | 1 | 0.9842
7396 | 8.67 | 1 | 365 | 9.843 | 0.73411 | 10 | 0.57713
7398 | 5.25 | 1 | 365 | 5.9603 | 0.005085 | 5 | 0.96539
7444 | 5 | 1 | 365 | 5.6765 | 0.1477 | 5 | 0.82418
7369 | 5 | 1 | 365 | 5.6765 | 0.1477 | 5 | 0.82418
7372 | 5.75 | 1 | 365 | 6.528 | 0.71985 | 7 | 0.24781
7378 | 4.75 | 1 | 365 | 5.3927 | 0.29031 | 5 | 0.68297
7077 | 5.865 | 1 | 365 | 6.6585 | 0.11425 | 6 | 0.77276
7045 | 5.1 | 1 | 365 | 5.79 | 0.49065 | 6 | 0.28066
7133 | 5.5 | 1 | 365 | 6.2441 | 0.86247 | 7 | 0.1066
6935 | 5 | 1 | 365 | 5.6765 | 0.1477 | 5 | 0.82418
6909 | 4.59 | 1 | 365 | 5.211 | 0.74159 | 5 | 0.9526
7055 | 6.63 | 1 | 365 | 7.527 | 0.73785 | 8 | 0.26486
7070 | 2 | 1 | 365 | 2.2706 | 0.85908 | 3 | 0.12967
7882 | 6.63 | 1 | 365 | 7.527 | 0.73785 | 8 | 0.26486
7397 | 7.14 | 1 | 365 | 8.106 | 0.48692 | 8 | 0.59293
7883 | 8.415 | 1 | 365 | 9.5535 | 0.85958 | 10 | 0.41309
7885 | 6.63 | 1 | 365 | 7.527 | 0.73785 | 8 | 0.26486
7022 | 6.63 | 1 | 365 | 7.527 | 0.73785 | 8 | 0.26486
7887 | 3.315 | 1 | 365 | 3.7635 | 0.36893 | 4 | 0.13243
7392 | 2.25 | 1 | 365 | 2.5544 | 0.71646 | 3 | 0.27088
7390 | 3.75 | 1 | 365 | 4.2574 | 0.86078 | 5 | 0.11813
7849 | 4.59 | 1 | 365 | 5.211 | 0.74159 | 5 | 0.9526
7032 | 8.16 | 1 | 365 | 9.264 | 0.98505 | 10 | 0.24906
7851 | 4.59 | 1 | 365 | 5.211 | 0.74159 | 5 | 0.9526
7039 | 8.67 | 1 | 365 | 9.843 | 0.73411 | 10 | 0.57713
6919 | 9.18 | 1 | 365 | 10.422 | 0.48318 | 10 | 0.90519
7021 | 4.08 | 1 | 365 | 4.632 | 0.99252 | 5 | 0.62453
7148 | 7.905 | 1 | 365 | 8.9745 | 0.11051 | 9 | 0.085029
7150 | 7.65 | 1 | 365 | 8.685 | 0.23598 | 8 | 0.921
7038 | 3.825 | 1 | 365 | 4.3425 | 0.11799 | 4 | 0.4605
7162 | 9 | 1 | 365 | 10.2177 | 0.86586 | 11 | 0.083524
7012 | 4.59 | 1 | 365 | 5.211 | 0.74159 | 5 | 0.9526
7169 | 5.865 | 1 | 365 | 6.6585 | 0.11425 | 6 | 0.77276
7857 | 7.14 | 1 | 365 | 8.106 | 0.48692 | 8 | 0.59293
7187 | 4 | 1 | 365 | 4.5412 | 0.71816 | 5 | 0.25934
7163 | 8.415 | 1 | 365 | 9.5535 | 0.85958 | 10 | 0.41309
7182 | 4.08 | 1 | 365 | 4.632 | 0.99252 | 5 | 0.62453
6984 | 6.63 | 1 | 365 | 7.527 | 0.73785 | 8 | 0.26486
7107 | 5.1 | 1 | 365 | 5.79 | 0.49065 | 6 | 0.28066
6926 | 7 | 1 | 365 | 7.9471 | 0.00678 | 7 | 0.95385
7905 | 4.5 | 1 | 365 | 5.1088 | 0.43293 | 5 | 0.54176
7891 | 5.355 | 1 | 365 | 6.0795 | 0.36519 | 6 | 0.4447
7896 | 8.25 | 1 | 365 | 9.3662 | 0.29371 | 9 | 0.6599
7172 | 3.57 | 1 | 365 | 4.053 | 0.24346 | 4 | 0.29646
7898 | 6.375 | 1 | 365 | 7.2375 | 0.86332 | 8 | 0.10083
7902 | 2.94 | 1 | 365 | 3.3378 | 0.082848 | 3 | 0.42062
7142 | 9.435 | 1 | 365 | 10.7115 | 0.35771 | 11 | 0.069228
7079 | 3.06 | 1 | 365 | 3.474 | 0.49439 | 3 | 0.9684
6914 | 7 | 1 | 365 | 7.9471 | 0.00678 | 7 | 0.95385
7043 | 8.085 | 1 | 365 | 9.1789 | 0.72783 | 9 | 0.9067
6894 | 2.94 | 1 | 365 | 3.3378 | 0.082848 | 3 | 0.42062
7029 | 7.75 | 1 | 365 | 8.7985 | 0.57893 | 9 | 0.37748
6922 | 3.06 | 1 | 365 | 3.474 | 0.49439 | 3 | 0.9684
7183 | 4.59 | 1 | 365 | 5.211 | 0.74159 | 5 | 0.9526
7019 | 4.335 | 1 | 365 | 4.9215 | 0.86706 | 5 | 0.78856
6960 | 5.1 | 1 | 365 | 5.79 | 0.49065 | 6 | 0.28066
6839 | 1.785 | 1 | 365 | 2.0265 | 0.12173 | 2 | 0.14823
6968 | 7.5 | 1 | 365 | 8.5147 | 0.72155 | 9 | 0.23627
6855 | 4.335 | 1 | 365 | 4.9215 | 0.86706 | 5 | 0.78856
7078 | 6.12 | 1 | 365 | 6.948 | 0.98878 | 7 | 0.9368
7141 | 5.865 | 1 | 365 | 6.6585 | 0.11425 | 6 | 0.77276
7151 | 5.1 | 1 | 365 | 5.79 | 0.49065 | 6 | 0.28066
6904 | 5.865 | 1 | 365 | 6.6585 | 0.11425 | 6 | 0.77276
7105 | 8.925 | 1 | 365 | 10.1325 | 0.60864 | 10 | 0.74116
6899 | 4.845 | 1 | 365 | 5.5005 | 0.61612 | 6 | 0.11663
7033 | 9.18 | 1 | 365 | 10.422 | 0.48318 | 10 | 0.90519
6981 | 6 | 1 | 365 | 6.8118 | 0.57724 | 7 | 0.38902
7123 | 5.1 | 1 | 365 | 5.79 | 0.49065 | 6 | 0.28066
6963 | 7.5 | 1 | 365 | 8.5147 | 0.72155 | 9 | 0.23627
7160 | 5.355 | 1 | 365 | 6.0795 | 0.36519 | 6 | 0.4447
7155 | 6.885 | 1 | 365 | 7.8165 | 0.61238 | 8 | 0.4289
7010 | 8.415 | 1 | 365 | 9.5535 | 0.85958 | 10 | 0.41309
6870 | 4.59 | 1 | 365 | 5.211 | 0.74159 | 5 | 0.9526
6824 | 7.25 | 1 | 365 | 8.2309 | 0.86416 | 9 | 0.095061
7086 | 5.61 | 1 | 365 | 6.369 | 0.23972 | 6 | 0.60873
6993 | 3.825 | 1 | 365 | 4.3425 | 0.11799 | 4 | 0.4605
7090 | 3.315 | 1 | 365 | 3.7635 | 0.36893 | 4 | 0.13243
7119 | 2.55 | 1 | 365 | 2.895 | 0.74533 | 3 | 0.64033
7110 | 4.5 | 1 | 365 | 5.1088 | 0.43293 | 5 | 0.54176
6988 | 2.75 | 1 | 365 | 3.1221 | 0.43124 | 3 | 0.5533
7000 | 3.315 | 1 | 365 | 3.7635 | 0.36893 | 4 | 0.13243
6944 | 6.63 | 1 | 365 | 7.527 | 0.73785 | 8 | 0.26486
6861 | 3.675 | 1 | 365 | 4.1722 | 0.60356 | 4 | 0.77577
6976 | 5.61 | 1 | 365 | 6.369 | 0.23972 | 6 | 0.60873
7181 | 6.63 | 1 | 365 | 7.527 | 0.73785 | 8 | 0.26486
6955 | 3.06 | 1 | 365 | 3.474 | 0.49439 | 3 | 0.9684
6958 | 4.08 | 1 | 365 | 4.632 | 0.99252 | 5 | 0.62453
6877 | 4.5 | 1 | 365 | 5.1088 | 0.43293 | 5 | 0.54176
6972 | 2.55 | 1 | 365 | 2.895 | 0.74533 | 3 | 0.64033
6995 | 7.395 | 1 | 365 | 8.3955 | 0.36145 | 8 | 0.75696
6974 | 7.14 | 1 | 365 | 8.106 | 0.48692 | 8 | 0.59293
6859 | 6.5 | 1 | 365 | 7.3794 | 0.29201 | 7 | 0.67143
6850 | 9.69 | 1 | 365 | 11.001 | 0.23224 | 11 | 0.23326
7120 | 5.1 | 1 | 365 | 5.79 | 0.49065 | 6 | 0.28066
7506 | 4.59 | 1 | 365 | 5.211 | 0.74159 | 5 | 0.9526
6830 | 4.08 | 1 | 365 | 4.632 | 0.99252 | 5 | 0.62453
7211 | 5.865 | 1 | 365 | 6.6585 | 0.11425 | 6 | 0.77276
7365 | 6.885 | 1 | 365 | 7.8165 | 0.61238 | 8 | 0.4289
7501 | 7.35 | 1 | 365 | 8.3444 | 0.20712 | 8 | 0.55154
6913 | 5.1 | 1 | 365 | 5.79 | 0.49065 | 6 | 0.28066
6907 | 4.335 | 1 | 365 | 4.9215 | 0.86706 | 5 | 0.78856
6886 | 4.335 | 1 | 365 | 4.9215 | 0.86706 | 5 | 0.78856
7379 | 5.5 | 1 | 365 | 6.2441 | 0.86247 | 7 | 0.1066
7382 | 6.12 | 1 | 365 | 6.948 | 0.98878 | 7 | 0.9368
6959 | 8 | 1 | 365 | 9.0824 | 0.43632 | 9 | 0.51869
6854 | 8.75 | 1 | 365 | 9.9338 | 0.008475 | 9 | 0.94231
7083 | 5.5 | 1 | 365 | 6.2441 | 0.86247 | 7 | 0.1066
7074 | 9.18 | 1 | 365 | 10.422 | 0.48318 | 10 | 0.90519
7069 | 7.5 | 1 | 365 | 8.5147 | 0.72155 | 9 | 0.23627
7117 | 2.55 | 1 | 365 | 2.895 | 0.74533 | 3 | 0.64033
7061 | 6.63 | 1 | 365 | 7.527 | 0.73785 | 8 | 0.26486
7059 | 7.65 | 1 | 365 | 8.685 | 0.23598 | 8 | 0.921
7116 | 4.75 | 1 | 365 | 5.3927 | 0.29031 | 5 | 0.68297
7112 | 5.355 | 1 | 365 | 6.0795 | 0.36519 | 6 | 0.4447
7052 | 5.75 | 1 | 365 | 6.528 | 0.71985 | 7 | 0.24781
7109 | 4.335 | 1 | 365 | 4.9215 | 0.86706 | 5 | 0.78856
7101 | 3.57 | 1 | 365 | 4.053 | 0.24346 | 4 | 0.29646
7513 | 2.45 | 1 | 365 | 2.7815 | 0.40237 | 3 | 0.18385
7690 | 7.5 | 1 | 365 | 8.5147 | 0.72155 | 9 | 0.23627
7047 | 4.335 | 1 | 365 | 4.9215 | 0.86706 | 5 | 0.78856
7102 | 7.14 | 1 | 365 | 8.106 | 0.48692 | 8 | 0.59293
7041 | 3.825 | 1 | 365 | 4.3425 | 0.11799 | 4 | 0.4605
7085 | 7.75 | 1 | 365 | 8.7985 | 0.57893 | 9 | 0.37748
7082 | 5.865 | 1 | 365 | 6.6585 | 0.11425 | 6 | 0.77276
7067 | 8.925 | 1 | 365 | 10.1325 | 0.60864 | 10 | 0.74116
7552 | 6.63 | 1 | 365 | 7.527 | 0.73785 | 8 | 0.26486
7168 | 3.315 | 1 | 365 | 3.7635 | 0.36893 | 4 | 0.13243
7174 | 3.825 | 1 | 365 | 4.3425 | 0.11799 | 4 | 0.4605
6964 | 5.61 | 1 | 365 | 6.369 | 0.23972 | 6 | 0.60873
7157 | 4.845 | 1 | 365 | 5.5005 | 0.61612 | 6 | 0.11663
7153 | 9.945 | 1 | 365 | 11.2905 | 0.10678 | 11 | 0.39729
7004 | 4.59 | 1 | 365 | 5.211 | 0.74159 | 5 | 0.9526
7137 | 2.805 | 1 | 365 | 3.1845 | 0.61986 | 3 | 0.80436
7383 | 1.5 | 1 | 365 | 1.7029 | 0.14431 | 1 | 0.84725
6970 | 5.355 | 1 | 365 | 6.0795 | 0.36519 | 6 | 0.4447
7380 | 8.16 | 1 | 365 | 9.264 | 0.98505 | 10 | 0.24906
7745 | 2.5 | 1 | 365 | 2.8382 | 0.57385 | 3 | 0.41209
7737 | 2.04 | 1 | 365 | 2.316 | 0.99626 | 3 | 0.31227
7678 | 6.75 | 1 | 365 | 7.6632 | 0.1494 | 7 | 0.81264
7683 | 4.845 | 1 | 365 | 5.5005 | 0.61612 | 6 | 0.11663
7684 | 5.355 | 1 | 365 | 6.0795 | 0.36519 | 6 | 0.4447
7376 | 6.86 | 1 | 365 | 7.7881 | 0.52664 | 8 | 0.31477
7692 | 6.375 | 1 | 365 | 7.2375 | 0.86332 | 8 | 0.10083
7694 | 6.63 | 1 | 365 | 7.527 | 0.73785 | 8 | 0.26486
7046 | 6.63 | 1 | 365 | 7.527 | 0.73785 | 8 | 0.26486
7037 | 9.69 | 1 | 365 | 11.001 | 0.23224 | 11 | 0.23326
7785 | 7.14 | 1 | 365 | 8.106 | 0.48692 | 8 | 0.59293
7697 | 4.845 | 1 | 365 | 5.5005 | 0.61612 | 6 | 0.11663
6956 | 3.675 | 1 | 365 | 4.1722 | 0.60356 | 4 | 0.77577
7049 | 8.67 | 1 | 365 | 9.843 | 0.73411 | 10 | 0.57713
7698 | 4.59 | 1 | 365 | 5.211 | 0.74159 | 5 | 0.9526
7034 | 3.06 | 1 | 365 | 3.474 | 0.49439 | 3 | 0.9684
7700 | 5.865 | 1 | 365 | 6.6585 | 0.11425 | 6 | 0.77276
7025 | 3 | 1 | 365 | 3.4059 | 0.28862 | 3 | 0.69451
7781 | 9.69 | 1 | 365 | 11.001 | 0.23224 | 11 | 0.23326
7787 | 7.14 | 1 | 365 | 8.106 | 0.48692 | 8 | 0.59293
7702 | 3.825 | 1 | 365 | 4.3425 | 0.11799 | 4 | 0.4605
7016 | 6.63 | 1 | 365 | 7.527 | 0.73785 | 8 | 0.26486
7791 | 7.14 | 1 | 365 | 8.106 | 0.48692 | 8 | 0.59293
7007 | 8.16 | 1 | 365 | 9.264 | 0.98505 | 10 | 0.24906
7705 | 5.355 | 1 | 365 | 6.0795 | 0.36519 | 6 | 0.4447
7730 | 9.18 | 1 | 365 | 10.422 | 0.48318 | 10 | 0.90519
7020 | 7.395 | 1 | 365 | 8.3955 | 0.36145 | 8 | 0.75696
7385 | 8.67 | 1 | 365 | 9.843 | 0.73411 | 10 | 0.57713
7014 | 9.435 | 1 | 365 | 10.7115 | 0.35771 | 11 | 0.069228
7733 | 3.825 | 1 | 365 | 4.3425 | 0.11799 | 4 | 0.4605
7389 | 6.5 | 1 | 365 | 7.3794 | 0.29201 | 7 | 0.67143
7011 | 2.295 | 1 | 365 | 2.6055 | 0.87079 | 3 | 0.4763
7005 | 5.1 | 1 | 365 | 5.79 | 0.49065 | 6 | 0.28066
7051 | 3.315 | 1 | 365 | 3.7635 | 0.36893 | 4 | 0.13243
7714 | 6.885 | 1 | 365 | 7.8165 | 0.61238 | 8 | 0.4289
7717 | 10 | 1 | 365 | 11.353 | 0.2954 | 11 | 0.64836
7405 | 5.1 | 1 | 365 | 5.79 | 0.49065 | 6 | 0.28066
7900 | 7.14 | 1 | 365 | 8.106 | 0.48692 | 8 | 0.59293
7455 | 4.845 | 1 | 365 | 5.5005 | 0.61612 | 6 | 0.11663
7403 | 3.06 | 1 | 365 | 3.474 | 0.49439 | 3 | 0.9684
7889 | 6.375 | 1 | 365 | 7.2375 | 0.86332 | 8 | 0.10083
7400 | 5.865 | 1 | 365 | 6.6585 | 0.11425 | 6 | 0.77276
7897 | 4.335 | 1 | 365 | 4.9215 | 0.86706 | 5 | 0.78856
7276 | 5.1 | 1 | 365 | 5.79 | 0.49065 | 6 | 0.28066
7707 | 9 | 1 | 365 | 10.2177 | 0.86586 | 11 | 0.083524
7184 | 4.845 | 1 | 365 | 5.5005 | 0.61612 | 6 | 0.11663
7271 | 3.57 | 1 | 365 | 4.053 | 0.24346 | 4 | 0.29646
7713 | 3.06 | 1 | 365 | 3.474 | 0.49439 | 3 | 0.9684
7952 | 6 | 1 | 365 | 6.8118 | 0.57724 | 7 | 0.38902
7943 | 5.355 | 1 | 365 | 6.0795 | 0.36519 | 6 | 0.4447
7375 | 6.885 | 1 | 365 | 7.8165 | 0.61238 | 8 | 0.4289
7937 | 3.75 | 1 | 365 | 4.2574 | 0.86078 | 5 | 0.11813
7956 | 4.59 | 1 | 365 | 5.211 | 0.74159 | 5 | 0.9526
7252 | 5.865 | 1 | 365 | 6.6585 | 0.11425 | 6 | 0.77276
7213 | 3.06 | 1 | 365 | 3.474 | 0.49439 | 3 | 0.9684
7936 | 4.75 | 1 | 365 | 5.3927 | 0.29031 | 5 | 0.68297
7207 | 4.845 | 1 | 365 | 5.5005 | 0.61612 | 6 | 0.11663
7923 | 7.14 | 1 | 365 | 8.106 | 0.48692 | 8 | 0.59293
7192 | 6.5 | 1 | 365 | 7.3794 | 0.29201 | 7 | 0.67143
7953 | 6.885 | 1 | 365 | 7.8165 | 0.61238 | 8 | 0.4289
7214 | 7.5 | 1 | 365 | 8.5147 | 0.72155 | 9 | 0.23627
7206 | 4.08 | 1 | 365 | 4.632 | 0.99252 | 5 | 0.62453
7212 | 2.25 | 1 | 365 | 2.5544 | 0.71646 | 3 | 0.27088
7203 | 9.18 | 1 | 365 | 10.422 | 0.48318 | 10 | 0.90519
7208 | 7.395 | 1 | 365 | 8.3955 | 0.36145 | 8 | 0.75696
7250 | 9.065 | 1 | 365 | 10.2915 | 0.08878 | 10 | 0.38024
7246 | 5.5 | 1 | 365 | 6.2441 | 0.86247 | 7 | 0.1066
7198 | 6.375 | 1 | 365 | 7.2375 | 0.86332 | 8 | 0.10083
7209 | 7.25 | 1 | 365 | 8.2309 | 0.86416 | 9 | 0.095061
7241 | 5.355 | 1 | 365 | 6.0795 | 0.36519 | 6 | 0.4447
7505 | 4.59 | 1 | 365 | 5.211 | 0.74159 | 5 | 0.9526
6900 | 5.5 | 1 | 365 | 6.2441 | 0.86247 | 7 | 0.1066
7237 | 5.75 | 1 | 365 | 6.528 | 0.71985 | 7 | 0.24781
6840 | 6.75 | 1 | 365 | 7.6632 | 0.1494 | 7 | 0.81264
7511 | 5.1 | 1 | 365 | 5.79 | 0.49065 | 6 | 0.28066
6957 | 6.375 | 1 | 365 | 7.2375 | 0.86332 | 8 | 0.10083
7254 | 7.905 | 1 | 365 | 8.9745 | 0.11051 | 9 | 0.085029
6893 | 9 | 1 | 365 | 10.2177 | 0.86586 | 11 | 0.083524
7922 | 3.5 | 1 | 365 | 3.9735 | 0.00339 | 3 | 0.97693
6951 | 6 | 1 | 365 | 6.8118 | 0.57724 | 7 | 0.38902
7517 | 2.805 | 1 | 365 | 3.1845 | 0.61986 | 3 | 0.80436
6986 | 5.865 | 1 | 365 | 6.6585 | 0.11425 | 6 | 0.77276
7920 | 4.08 | 1 | 365 | 4.632 | 0.99252 | 5 | 0.62453
6950 | 4.25 | 1 | 365 | 4.825 | 0.57554 | 5 | 0.40055
6948 | 4 | 1 | 365 | 4.5412 | 0.71816 | 5 | 0.25934
7911 | 7.65 | 1 | 365 | 8.685 | 0.23598 | 8 | 0.921
6946 | 6 | 1 | 365 | 6.8118 | 0.57724 | 7 | 0.38902
7794 | 8.75 | 1 | 365 | 9.9338 | 0.008475 | 9 | 0.94231
6966 | 7.25 | 1 | 365 | 8.2309 | 0.86416 | 9 | 0.095061
7393 | 2.04 | 1 | 365 | 2.316 | 0.99626 | 3 | 0.31227
8021 | 4.845 | 1 | 365 | 5.5005 | 0.61612 | 6 | 0.11663
7134 | 7.5 | 1 | 365 | 8.5147 | 0.72155 | 9 | 0.23627
7299 | 7 | 1 | 365 | 7.9471 | 0.00678 | 7 | 0.95385
7740 | 6.5 | 1 | 365 | 7.3794 | 0.29201 | 7 | 0.67143
7440 | 5.865 | 1 | 365 | 6.6585 | 0.11425 | 6 | 0.77276
7743 | 4.335 | 1 | 365 | 4.9215 | 0.86706 | 5 | 0.78856
6905 | 4.335 | 1 | 365 | 4.9215 | 0.86706 | 5 | 0.78856
7457 | 5.355 | 1 | 365 | 6.0795 | 0.36519 | 6 | 0.4447
7442 | 5.61 | 1 | 365 | 6.369 | 0.23972 | 6 | 0.60873
8325 | 4 | 1 | 365 | 4.5412 | 0.71816 | 5 | 0.25934
7504 | 7.25 | 1 | 365 | 8.2309 | 0.86416 | 9 | 0.095061
7219 | 3.315 | 1 | 365 | 3.7635 | 0.36893 | 4 | 0.13243
7994 | 5.5 | 1 | 365 | 6.2441 | 0.86247 | 7 | 0.1066
7216 | 6.885 | 1 | 365 | 7.8165 | 0.61238 | 8 | 0.4289
7215 | 7.65 | 1 | 365 | 8.685 | 0.23598 | 8 | 0.921
6901 | 3.92 | 1 | 365 | 4.4504 | 0.4438 | 4 | 0.89416
7604 | 3.25 | 1 | 365 | 3.6897 | 0.146 | 3 | 0.83572
7436 | 8.415 | 1 | 365 | 9.5535 | 0.85958 | 10 | 0.41309
7374 | 6.375 | 1 | 365 | 7.2375 | 0.86332 | 8 | 0.10083
7297 | 4.5 | 1 | 365 | 5.1088 | 0.43293 | 5 | 0.54176
7006 | 5 | 1 | 365 | 5.6765 | 0.1477 | 5 | 0.82418
8343 | 3.57 | 1 | 365 | 4.053 | 0.24346 | 4 | 0.29646
7301 | 7.75 | 1 | 365 | 8.7985 | 0.57893 | 9 | 0.37748
7308 | 8.75 | 1 | 365 | 9.9338 | 0.008475 | 9 | 0.94231
7302 | 7.65 | 1 | 365 | 8.685 | 0.23598 | 8 | 0.921
6998 | 8.67 | 1 | 365 | 9.843 | 0.73411 | 10 | 0.57713
7907 | 5.355 | 1 | 365 | 6.0795 | 0.36519 | 6 | 0.4447
6980 | 5.355 | 1 | 365 | 6.0795 | 0.36519 | 6 | 0.4447
8157 | 4.25 | 1 | 365 | 4.825 | 0.57554 | 5 | 0.40055
6991 | 6.12 | 1 | 365 | 6.948 | 0.98878 | 7 | 0.9368
8136 | 5.865 | 1 | 365 | 6.6585 | 0.11425 | 6 | 0.77276
6967 | 4.75 | 1 | 365 | 5.3927 | 0.29031 | 5 | 0.68297
6961 | 6.63 | 1 | 365 | 7.527 | 0.73785 | 8 | 0.26486
7349 | 7.14 | 1 | 365 | 8.106 | 0.48692 | 8 | 0.59293
7347 | 7.65 | 1 | 365 | 8.685 | 0.23598 | 8 | 0.921
7300 | 6.885 | 1 | 365 | 7.8165 | 0.61238 | 8 | 0.4289
6911 | 7.395 | 1 | 365 | 8.3955 | 0.36145 | 8 | 0.75696
6917 | 4.41 | 1 | 365 | 5.0067 | 0.12427 | 5 | 0.13093
8100 | 8.415 | 1 | 365 | 9.5535 | 0.85958 | 10 | 0.41309
6891 | 8 | 1 | 365 | 9.0824 | 0.43632 | 9 | 0.51869
7319 | 4.08 | 1 | 365 | 4.632 | 0.99252 | 5 | 0.62453
7063 | 3.825 | 1 | 365 | 4.3425 | 0.11799 | 4 | 0.4605
7058 | 6.75 | 1 | 365 | 7.6632 | 0.1494 | 7 | 0.81264
7475 | 4.165 | 1 | 365 | 4.7285 | 0.28403 | 5 | 0.012542
7145 | 7.65 | 1 | 365 | 8.685 | 0.23598 | 8 | 0.921
7084 | 8.67 | 1 | 365 | 9.843 | 0.73411 | 10 | 0.57713
7001 | 6.375 | 1 | 365 | 7.2375 | 0.86332 | 8 | 0.10083
8105 | 3.57 | 1 | 365 | 4.053 | 0.24346 | 4 | 0.29646
7265 | 7.105 | 1 | 365 | 8.0663 | 0.36688 | 8 | 0.43316
8112 | 6.12 | 1 | 365 | 6.948 | 0.98878 | 7 | 0.9368
7373 | 4.08 | 1 | 365 | 4.632 | 0.99252 | 5 | 0.62453
8158 | 7.905 | 1 | 365 | 8.9745 | 0.11051 | 9 | 0.085029
7524 | 5.5 | 1 | 365 | 6.2441 | 0.86247 | 7 | 0.1066
8154 | 6.12 | 1 | 365 | 6.948 | 0.98878 | 7 | 0.9368
8119 | 5.1 | 1 | 365 | 5.79 | 0.49065 | 6 | 0.28066
7520 | 4.25 | 1 | 365 | 4.825 | 0.57554 | 5 | 0.40055
7264 | 9.75 | 1 | 365 | 11.0691 | 0.43801 | 11 | 0.50715
8123 | 4.08 | 1 | 365 | 4.632 | 0.99252 | 5 | 0.62453
7518 | 5.5 | 1 | 365 | 6.2441 | 0.86247 | 7 | 0.1066
7364 | 3.75 | 1 | 365 | 4.2574 | 0.86078 | 5 | 0.11813
8118 | 3.57 | 1 | 365 | 4.053 | 0.24346 | 4 | 0.29646
8166 | 2.25 | 1 | 365 | 2.5544 | 0.71646 | 3 | 0.27088
7515 | 7.75 | 1 | 365 | 8.7985 | 0.57893 | 9 | 0.37748
8114 | 9.18 | 1 | 365 | 10.422 | 0.48318 | 10 | 0.90519
7509 | 6.25 | 1 | 365 | 7.0956 | 0.43462 | 7 | 0.53022
7499 | 8 | 1 | 365 | 9.0824 | 0.43632 | 9 | 0.51869
8107 | 7.14 | 1 | 365 | 8.106 | 0.48692 | 8 | 0.59293
8172 | 9.435 | 1 | 365 | 10.7115 | 0.35771 | 11 | 0.069228
7363 | 5.75 | 1 | 365 | 6.528 | 0.71985 | 7 | 0.24781
8102 | 5 | 1 | 365 | 5.6765 | 0.1477 | 5 | 0.82418
7465 | 8.25 | 1 | 365 | 9.3662 | 0.29371 | 9 | 0.6599
7287 | 5.61 | 1 | 365 | 6.369 | 0.23972 | 6 | 0.60873
8179 | 8.16 | 1 | 365 | 9.264 | 0.98505 | 10 | 0.24906
7462 | 5.5 | 1 | 365 | 6.2441 | 0.86247 | 7 | 0.1066
8091 | 5.5 | 1 | 365 | 6.2441 | 0.86247 | 7 | 0.1066
8089 | 9.435 | 1 | 365 | 10.7115 | 0.35771 | 11 | 0.069228
7284 | 7 | 1 | 365 | 7.9471 | 0.00678 | 7 | 0.95385
8087 | 5.1 | 1 | 365 | 5.79 | 0.49065 | 6 | 0.28066
7547 | 4.5 | 1 | 365 | 5.1088 | 0.43293 | 5 | 0.54176
8078 | 7.65 | 1 | 365 | 8.685 | 0.23598 | 8 | 0.921
7282 | 7.905 | 1 | 365 | 8.9745 | 0.11051 | 9 | 0.085029
7542 | 2.04 | 1 | 365 | 2.316 | 0.99626 | 3 | 0.31227
8074 | 6.885 | 1 | 365 | 7.8165 | 0.61238 | 8 | 0.4289
7273 | 6.375 | 1 | 365 | 7.2375 | 0.86332 | 8 | 0.10083
8071 | 4.845 | 1 | 365 | 5.5005 | 0.61612 | 6 | 0.11663
7535 | 4.08 | 1 | 365 | 4.632 | 0.99252 | 5 | 0.62453
8204 | 5.5 | 1 | 365 | 6.2441 | 0.86247 | 7 | 0.1066
8188 | 9.18 | 1 | 365 | 10.422 | 0.48318 | 10 | 0.90519
7531 | 6.75 | 1 | 365 | 7.6632 | 0.1494 | 7 | 0.81264
7528 | 2.805 | 1 | 365 | 3.1845 | 0.61986 | 3 | 0.80436
7272 | 6.63 | 1 | 365 | 7.527 | 0.73785 | 8 | 0.26486
8183 | 5.865 | 1 | 365 | 6.6585 | 0.11425 | 6 | 0.77276
7270 | 4.59 | 1 | 365 | 5.211 | 0.74159 | 5 | 0.9526
7522 | 8.925 | 1 | 365 | 10.1325 | 0.60864 | 10 | 0.74116
7295 | 3.57 | 1 | 365 | 4.053 | 0.24346 | 4 | 0.29646
8120 | 5.355 | 1 | 365 | 6.0795 | 0.36519 | 6 | 0.4447
8194 | 8.5 | 1 | 365 | 9.65 | 0.15109 | 9 | 0.80111
7018 | 5.865 | 1 | 365 | 6.6585 | 0.11425 | 6 | 0.77276
8380 | 5.355 | 1 | 365 | 6.0795 | 0.36519 | 6 | 0.4447
7293 | 9.69 | 1 | 365 | 11.001 | 0.23224 | 11 | 0.23326
7294 | 2.295 | 1 | 365 | 2.6055 | 0.87079 | 3 | 0.4763
8383 | 4.59 | 1 | 365 | 5.211 | 0.74159 | 5 | 0.9526
8124 | 3.06 | 1 | 365 | 3.474 | 0.49439 | 3 | 0.9684
8388 | 9.945 | 1 | 365 | 11.2905 | 0.10678 | 11 | 0.39729
7584 | 4.5 | 1 | 365 | 5.1088 | 0.43293 | 5 | 0.54176
8126 | 8.16 | 1 | 365 | 9.264 | 0.98505 | 10 | 0.24906
8379 | 3.57 | 1 | 365 | 4.053 | 0.24346 | 4 | 0.29646
7582 | 6.885 | 1 | 365 | 7.8165 | 0.61238 | 8 | 0.4289
8375 | 5.355 | 1 | 365 | 6.0795 | 0.36519 | 6 | 0.4447
7579 | 2.75 | 1 | 365 | 3.1221 | 0.43124 | 3 | 0.5533
8370 | 7.395 | 1 | 365 | 8.3955 | 0.36145 | 8 | 0.75696
8135 | 4.335 | 1 | 365 | 4.9215 | 0.86706 | 5 | 0.78856
7317 | 6 | 1 | 365 | 6.8118 | 0.57724 | 7 | 0.38902
8132 | 5.1 | 1 | 365 | 5.79 | 0.49065 | 6 | 0.28066
7712 | 7.14 | 1 | 365 | 8.106 | 0.48692 | 8 | 0.59293
8323 | 6.375 | 1 | 365 | 7.2375 | 0.86332 | 8 | 0.10083
7709 | 7 | 1 | 365 | 7.9471 | 0.00678 | 7 | 0.95385
7706 | 6.885 | 1 | 365 | 7.8165 | 0.61238 | 8 | 0.4289
8320 | 5.61 | 1 | 365 | 6.369 | 0.23972 | 6 | 0.60873
7699 | 3.57 | 1 | 365 | 4.053 | 0.24346 | 4 | 0.29646
8155 | 8.415 | 1 | 365 | 9.5535 | 0.85958 | 10 | 0.41309
7696 | 5.865 | 1 | 365 | 6.6585 | 0.11425 | 6 | 0.77276
8290 | 9.18 | 1 | 365 | 10.422 | 0.48318 | 10 | 0.90519
7693 | 4.08 | 1 | 365 | 4.632 | 0.99252 | 5 | 0.62453
8279 | 6.885 | 1 | 365 | 7.8165 | 0.61238 | 8 | 0.4289
7689 | 4.5 | 1 | 365 | 5.1088 | 0.43293 | 5 | 0.54176
8164 | 9.18 | 1 | 365 | 10.422 | 0.48318 | 10 | 0.90519
8269 | 6.75 | 1 | 365 | 7.6632 | 0.1494 | 7 | 0.81264
8260 | 6.375 | 1 | 365 | 7.2375 | 0.86332 | 8 | 0.10083
7685 | 2.75 | 1 | 365 | 3.1221 | 0.43124 | 3 | 0.5533
8174 | 4.335 | 1 | 365 | 4.9215 | 0.86706 | 5 | 0.78856
7676 | 7.905 | 1 | 365 | 8.9745 | 0.11051 | 9 | 0.085029
8178 | 3.315 | 1 | 365 | 3.7635 | 0.36893 | 4 | 0.13243
8390 | 9.18 | 1 | 365 | 10.422 | 0.48318 | 10 | 0.90519
7671 | 2 | 1 | 365 | 2.2706 | 0.85908 | 3 | 0.12967
7664 | 7.25 | 1 | 365 | 8.2309 | 0.86416 | 9 | 0.095061
7659 | 6.12 | 1 | 365 | 6.948 | 0.98878 | 7 | 0.9368
8275 | 4.845 | 1 | 365 | 5.5005 | 0.61612 | 6 | 0.11663
8273 | 5.5 | 1 | 365 | 6.2441 | 0.86247 | 7 | 0.1066
8200 | 4.845 | 1 | 365 | 5.5005 | 0.61612 | 6 | 0.11663
8268 | 6.63 | 1 | 365 | 7.527 | 0.73785 | 8 | 0.26486
8266 | 5.5 | 1 | 365 | 6.2441 | 0.86247 | 7 | 0.1066
8098 | 5.5 | 1 | 365 | 6.2441 | 0.86247 | 7 | 0.1066
8147 | 3.315 | 1 | 365 | 3.7635 | 0.36893 | 4 | 0.13243
8207 | 7.14 | 1 | 365 | 8.106 | 0.48692 | 8 | 0.59293
7643 | 5.61 | 1 | 365 | 6.369 | 0.23972 | 6 | 0.60873
8248 | 8.415 | 1 | 365 | 9.5535 | 0.85958 | 10 | 0.41309
8068 | 7.905 | 1 | 365 | 8.9745 | 0.11051 | 9 | 0.085029
7640 | 6 | 1 | 365 | 6.8118 | 0.57724 | 7 | 0.38902
8244 | 9.18 | 1 | 365 | 10.422 | 0.48318 | 10 | 0.90519
8239 | 6.12 | 1 | 365 | 6.948 | 0.98878 | 7 | 0.9368
8234 | 4.59 | 1 | 365 | 5.211 | 0.74159 | 5 | 0.9526
8226 | 5.355 | 1 | 365 | 6.0795 | 0.36519 | 6 | 0.4447
8229 | 4.59 | 1 | 365 | 5.211 | 0.74159 | 5 | 0.9526
7630 | 6.12 | 1 | 365 | 6.948 | 0.98878 | 7 | 0.9368
8219 | 6.63 | 1 | 365 | 7.527 | 0.73785 | 8 | 0.26486
7624 | 6.5 | 1 | 365 | 7.3794 | 0.29201 | 7 | 0.67143
8208 | 8.415 | 1 | 365 | 9.5535 | 0.85958 | 10 | 0.41309
7619 | 7.65 | 1 | 365 | 8.685 | 0.23598 | 8 | 0.921
8080 | 6.63 | 1 | 365 | 7.527 | 0.73785 | 8 | 0.26486
7634 | 6.75 | 1 | 365 | 7.6632 | 0.1494 | 7 | 0.81264
7453 | 4.59 | 1 | 365 | 5.211 | 0.74159 | 5 | 0.9526
7449 | 4.5 | 1 | 365 | 5.1088 | 0.43293 | 5 | 0.54176
7450 | 4.59 | 1 | 365 | 5.211 | 0.74159 | 5 | 0.9526
8358 | 7.14 | 1 | 365 | 8.106 | 0.48692 | 8 | 0.59293
8092 | 6.25 | 1 | 365 | 7.0956 | 0.43462 | 7 | 0.53022
8153 | 6.12 | 1 | 365 | 6.948 | 0.98878 | 7 | 0.9368
7447 | 7.25 | 1 | 365 | 8.2309 | 0.86416 | 9 | 0.095061
8055 | 5.1 | 1 | 365 | 5.79 | 0.49065 | 6 | 0.28066
8361 | 6.12 | 1 | 365 | 6.948 | 0.98878 | 7 | 0.9368
7446 | 3.825 | 1 | 365 | 4.3425 | 0.11799 | 4 | 0.4605
8037 | 8 | 1 | 365 | 9.0824 | 0.43632 | 9 | 0.51869
7445 | 9.75 | 1 | 365 | 11.0691 | 0.43801 | 11 | 0.50715
8031 | 4.845 | 1 | 365 | 5.5005 | 0.61612 | 6 | 0.11663
8365 | 3.825 | 1 | 365 | 4.3425 | 0.11799 | 4 | 0.4605
8019 | 5.1 | 1 | 365 | 5.79 | 0.49065 | 6 | 0.28066
7532 | 4.335 | 1 | 365 | 4.9215 | 0.86706 | 5 | 0.78856
7545 | 3.185 | 1 | 365 | 3.6159 | 0.92308 | 4 | 0.539
8369 | 8.415 | 1 | 365 | 9.5535 | 0.85958 | 10 | 0.41309
8012 | 7.395 | 1 | 365 | 8.3955 | 0.36145 | 8 | 0.75696
8210 | 3.5 | 1 | 365 | 3.9735 | 0.00339 | 3 | 0.97693
7516 | 6.12 | 1 | 365 | 6.948 | 0.98878 | 7 | 0.9368
7510 | 6.25 | 1 | 365 | 7.0956 | 0.43462 | 7 | 0.53022
7508 | 7.395 | 1 | 365 | 8.3955 | 0.36145 | 8 | 0.75696
7540 | 7.395 | 1 | 365 | 8.3955 | 0.36145 | 8 | 0.75696
7539 | 5.61 | 1 | 365 | 6.369 | 0.23972 | 6 | 0.60873
7537 | 4.845 | 1 | 365 | 5.5005 | 0.61612 | 6 | 0.11663
8101 | 9.18 | 1 | 365 | 10.422 | 0.48318 | 10 | 0.90519
8300 | 9.69 | 1 | 365 | 11.001 | 0.23224 | 11 | 0.23326
8314 | 7.905 | 1 | 365 | 8.9745 | 0.11051 | 9 | 0.085029
7536 | 6 | 1 | 365 | 6.8118 | 0.57724 | 7 | 0.38902
7533 | 6 | 1 | 365 | 6.8118 | 0.57724 | 7 | 0.38902
7580 | 7.395 | 1 | 365 | 8.3955 | 0.36145 | 8 | 0.75696
7578 | 5 | 1 | 365 | 5.6765 | 0.1477 | 5 | 0.82418
7576 | 5.355 | 1 | 365 | 6.0795 | 0.36519 | 6 | 0.4447
8396 | 5.865 | 1 | 365 | 6.6585 | 0.11425 | 6 | 0.77276
7570 | 5.5 | 1 | 365 | 6.2441 | 0.86247 | 7 | 0.1066
8393 | 4.59 | 1 | 365 | 5.211 | 0.74159 | 5 | 0.9526
7574 | 4.75 | 1 | 365 | 5.3927 | 0.29031 | 5 | 0.68297
7563 | 4.08 | 1 | 365 | 4.632 | 0.99252 | 5 | 0.62453
7968 | 6.12 | 1 | 365 | 6.948 | 0.98878 | 7 | 0.9368
7561 | 7 | 1 | 365 | 7.9471 | 0.00678 | 7 | 0.95385
8474 | 4.845 | 1 | 365 | 5.5005 | 0.61612 | 6 | 0.11663
7523 | 6 | 1 | 365 | 6.8118 | 0.57724 | 7 | 0.38902
7967 | 6.5 | 1 | 365 | 7.3794 | 0.29201 | 7 | 0.67143
7633 | 7.65 | 1 | 365 | 8.685 | 0.23598 | 8 | 0.921
7965 | 4.59 | 1 | 365 | 5.211 | 0.74159 | 5 | 0.9526
7625 | 4.845 | 1 | 365 | 5.5005 | 0.61612 | 6 | 0.11663
7964 | 6.63 | 1 | 365 | 7.527 | 0.73785 | 8 | 0.26486
7621 | 6.885 | 1 | 365 | 7.8165 | 0.61238 | 8 | 0.4289
7962 | 4.845 | 1 | 365 | 5.5005 | 0.61612 | 6 | 0.11663
8083 | 5.865 | 1 | 365 | 6.6585 | 0.11425 | 6 | 0.77276
8065 | 3.06 | 1 | 365 | 3.474 | 0.49439 | 3 | 0.9684
7814 | 3.75 | 1 | 365 | 4.2574 | 0.86078 | 5 | 0.11813
8453 | 5.865 | 1 | 365 | 6.6585 | 0.11425 | 6 | 0.77276
8159 | 2.295 | 1 | 365 | 2.6055 | 0.87079 | 3 | 0.4763
7864 | 5.5 | 1 | 365 | 6.2441 | 0.86247 | 7 | 0.1066
8063 | 5.1 | 1 | 365 | 5.79 | 0.49065 | 6 | 0.28066
8470 | 7.14 | 1 | 365 | 8.106 | 0.48692 | 8 | 0.59293
7799 | 6.5 | 1 | 365 | 7.3794 | 0.29201 | 7 | 0.67143
8030 | 2.5 | 1 | 365 | 2.8382 | 0.57385 | 3 | 0.41209
7825 | 3.825 | 1 | 365 | 4.3425 | 0.11799 | 4 | 0.4605
7948 | 7.14 | 1 | 365 | 8.106 | 0.48692 | 8 | 0.59293
7720 | 3.25 | 1 | 365 | 3.6897 | 0.146 | 3 | 0.83572
7719 | 2.55 | 1 | 365 | 2.895 | 0.74533 | 3 | 0.64033
8356 | 9.18 | 1 | 365 | 10.422 | 0.48318 | 10 | 0.90519
7821 | 3.57 | 1 | 365 | 4.053 | 0.24346 | 4 | 0.29646
8002 | 7.395 | 1 | 365 | 8.3955 | 0.36145 | 8 | 0.75696
8445 | 5.355 | 1 | 365 | 6.0795 | 0.36519 | 6 | 0.4447
7716 | 5.25 | 1 | 365 | 5.9603 | 0.005085 | 5 | 0.96539
8006 | 7.5 | 1 | 365 | 8.5147 | 0.72155 | 9 | 0.23627
8435 | 9.18 | 1 | 365 | 10.422 | 0.48318 | 10 | 0.90519
8084 | 2.805 | 1 | 365 | 3.1845 | 0.61986 | 3 | 0.80436
7715 | 5 | 1 | 365 | 5.6765 | 0.1477 | 5 | 0.82418
7999 | 8.16 | 1 | 365 | 9.264 | 0.98505 | 10 | 0.24906
8081 | 3.06 | 1 | 365 | 3.474 | 0.49439 | 3 | 0.9684
7858 | 3.315 | 1 | 365 | 3.7635 | 0.36893 | 4 | 0.13243
7855 | 5.865 | 1 | 365 | 6.6585 | 0.11425 | 6 | 0.77276
7997 | 6.885 | 1 | 365 | 7.8165 | 0.61238 | 8 | 0.4289
7837 | 6.12 | 1 | 365 | 6.948 | 0.98878 | 7 | 0.9368
8152 | 6 | 1 | 365 | 6.8118 | 0.57724 | 7 | 0.38902
8156 | 6.63 | 1 | 365 | 7.527 | 0.73785 | 8 | 0.26486
7810 | 4 | 1 | 365 | 4.5412 | 0.71816 | 5 | 0.25934
7792 | 4.25 | 1 | 365 | 4.825 | 0.57554 | 5 | 0.40055
7711 | 5.1 | 1 | 365 | 5.79 | 0.49065 | 6 | 0.28066
8354 | 7.5 | 1 | 365 | 8.5147 | 0.72155 | 9 | 0.23627
7991 | 3.5 | 1 | 365 | 3.9735 | 0.00339 | 3 | 0.97693
8149 | 7.75 | 1 | 365 | 8.7985 | 0.57893 | 9 | 0.37748
7703 | 5.355 | 1 | 365 | 6.0795 | 0.36519 | 6 | 0.4447
8145 | 5.355 | 1 | 365 | 6.0795 | 0.36519 | 6 | 0.4447
8142 | 5.5 | 1 | 365 | 6.2441 | 0.86247 | 7 | 0.1066
7464 | 5.355 | 1 | 365 | 6.0795 | 0.36519 | 6 | 0.4447
8437 | 6 | 1 | 365 | 6.8118 | 0.57724 | 7 | 0.38902
8113 | 7.25 | 1 | 365 | 8.2309 | 0.86416 | 9 | 0.095061
7463 | 5.5 | 1 | 365 | 6.2441 | 0.86247 | 7 | 0.1066
8106 | 5.355 | 1 | 365 | 6.0795 | 0.36519 | 6 | 0.4447
8304 | 6.375 | 1 | 365 | 7.2375 | 0.86332 | 8 | 0.10083
7459 | 6.75 | 1 | 365 | 7.6632 | 0.1494 | 7 | 0.81264
7242 | 8.415 | 1 | 365 | 9.5535 | 0.85958 | 10 | 0.41309
8205 | 6.12 | 1 | 365 | 6.948 | 0.98878 | 7 | 0.9368
7525 | 9.69 | 1 | 365 | 11.001 | 0.23224 | 11 | 0.23326
7521 | 6.375 | 1 | 365 | 7.2375 | 0.86332 | 8 | 0.10083
7519 | 3.57 | 1 | 365 | 4.053 | 0.24346 | 4 | 0.29646
7500 | 6.75 | 1 | 365 | 7.6632 | 0.1494 | 7 | 0.81264
8010 | 4.08 | 1 | 365 | 4.632 | 0.99252 | 5 | 0.62453
7497 | 2.75 | 1 | 365 | 3.1221 | 0.43124 | 3 | 0.5533
8003 | 6.63 | 1 | 365 | 7.527 | 0.73785 | 8 | 0.26486
8302 | 8 | 1 | 365 | 9.0824 | 0.43632 | 9 | 0.51869
7493 | 4.59 | 1 | 365 | 5.211 | 0.74159 | 5 | 0.9526
7995 | 9.945 | 1 | 365 | 11.2905 | 0.10678 | 11 | 0.39729
7489 | 7.14 | 1 | 365 | 8.106 | 0.48692 | 8 | 0.59293
7833 | 4.335 | 1 | 365 | 4.9215 | 0.86706 | 5 | 0.78856
7485 | 6.5 | 1 | 365 | 7.3794 | 0.29201 | 7 | 0.67143
8077 | 6.75 | 1 | 365 | 7.6632 | 0.1494 | 7 | 0.81264
6978 | 6.375 | 1 | 365 | 7.2375 | 0.86332 | 8 | 0.10083
7482 | 5.39 | 1 | 365 | 6.1192 | 0.48522 | 6 | 0.60447
8533 | 6.25 | 1 | 365 | 7.0956 | 0.43462 | 7 | 0.53022
8131 | 5.355 | 1 | 365 | 6.0795 | 0.36519 | 6 | 0.4447
7551 | 6.25 | 1 | 365 | 7.0956 | 0.43462 | 7 | 0.53022
8360 | 5.61 | 1 | 365 | 6.369 | 0.23972 | 6 | 0.60873
7296 | 7.75 | 1 | 365 | 8.7985 | 0.57893 | 9 | 0.37748
7587 | 8.75 | 1 | 365 | 9.9338 | 0.008475 | 9 | 0.94231
8357 | 4.59 | 1 | 365 | 5.211 | 0.74159 | 5 | 0.9526
7571 | 4.845 | 1 | 365 | 5.5005 | 0.61612 | 6 | 0.11663
7454 | 5.61 | 1 | 365 | 6.369 | 0.23972 | 6 | 0.60873
7566 | 5.1 | 1 | 365 | 5.79 | 0.49065 | 6 | 0.28066
8366 | 7.25 | 1 | 365 | 8.2309 | 0.86416 | 9 | 0.095061
7575 | 4.08 | 1 | 365 | 4.632 | 0.99252 | 5 | 0.62453
8363 | 6.375 | 1 | 365 | 7.2375 | 0.86332 | 8 | 0.10083
7298 | 3.57 | 1 | 365 | 4.053 | 0.24346 | 4 | 0.29646
8235 | 3.06 | 1 | 365 | 3.474 | 0.49439 | 3 | 0.9684
8150 | 9.435 | 1 | 365 | 10.7115 | 0.35771 | 11 | 0.069228
7674 | 4.335 | 1 | 365 | 4.9215 | 0.86706 | 5 | 0.78856
7562 | 5.1 | 1 | 365 | 5.79 | 0.49065 | 6 | 0.28066
8272 | 8.67 | 1 | 365 | 9.843 | 0.73411 | 10 | 0.57713
7572 | 1.75 | 1 | 365 | 1.9868 | 0.001695 | 1 | 0.98846
7548 | 7.65 | 1 | 365 | 8.685 | 0.23598 | 8 | 0.921
7797 | 7.14 | 1 | 365 | 8.106 | 0.48692 | 8 | 0.59293
7458 | 4.335 | 1 | 365 | 4.9215 | 0.86706 | 5 | 0.78856
7494 | 4.335 | 1 | 365 | 4.9215 | 0.86706 | 5 | 0.78856
7805 | 3 | 1 | 365 | 3.4059 | 0.28862 | 3 | 0.69451
7452 | 9.69 | 1 | 365 | 11.001 | 0.23224 | 11 | 0.23326
7811 | 5.865 | 1 | 365 | 6.6585 | 0.11425 | 6 | 0.77276
7448 | 4.59 | 1 | 365 | 5.211 | 0.74159 | 5 | 0.9526
7577 | 8.925 | 1 | 365 | 10.1325 | 0.60864 | 10 | 0.74116
7725 | 6.12 | 1 | 365 | 6.948 | 0.98878 | 7 | 0.9368
8143 | 5.61 | 1 | 365 | 6.369 | 0.23972 | 6 | 0.60873
7990 | 2.55 | 1 | 365 | 2.895 | 0.74533 | 3 | 0.64033
7687 | 8.67 | 1 | 365 | 9.843 | 0.73411 | 10 | 0.57713
8217 | 6.12 | 1 | 365 | 6.948 | 0.98878 | 7 | 0.9368
7544 | 5 | 1 | 365 | 5.6765 | 0.1477 | 5 | 0.82418
7727 | 7.65 | 1 | 365 | 8.685 | 0.23598 | 8 | 0.921
7726 | 9.69 | 1 | 365 | 11.001 | 0.23224 | 11 | 0.23326
7529 | 7.395 | 1 | 365 | 8.3955 | 0.36145 | 8 | 0.75696
6996 | 2.04 | 1 | 365 | 2.316 | 0.99626 | 3 | 0.31227
7835 | 8.415 | 1 | 365 | 9.5535 | 0.85958 | 10 | 0.41309
6990 | 4.08 | 1 | 365 | 4.632 | 0.99252 | 5 | 0.62453
7002 | 2.94 | 1 | 365 | 3.3378 | 0.082848 | 3 | 0.42062
7502 | 3.06 | 1 | 365 | 3.474 | 0.49439 | 3 | 0.9684
6999 | 5.865 | 1 | 365 | 6.6585 | 0.11425 | 6 | 0.77276
7498 | 4.08 | 1 | 365 | 4.632 | 0.99252 | 5 | 0.62453
7175 | 6.25 | 1 | 365 | 7.0956 | 0.43462 | 7 | 0.53022
7196 | 8.16 | 1 | 365 | 9.264 | 0.98505 | 10 | 0.24906
7194 | 3.825 | 1 | 365 | 4.3425 | 0.11799 | 4 | 0.4605
7165 | 3.315 | 1 | 365 | 3.7635 | 0.36893 | 4 | 0.13243
7190 | 3.825 | 1 | 365 | 4.3425 | 0.11799 | 4 | 0.4605
7185 | 5.75 | 1 | 365 | 6.528 | 0.71985 | 7 | 0.24781
7195 | 6.12 | 1 | 365 | 6.948 | 0.98878 | 7 | 0.9368
7191 | 7.14 | 1 | 365 | 8.106 | 0.48692 | 8 | 0.59293
7268 | 3.06 | 1 | 365 | 3.474 | 0.49439 | 3 | 0.9684
7259 | 7.905 | 1 | 365 | 8.9745 | 0.11051 | 9 | 0.085029
7189 | 8.25 | 1 | 365 | 9.3662 | 0.29371 | 9 | 0.6599
7188 | 5.865 | 1 | 365 | 6.6585 | 0.11425 | 6 | 0.77276
20705 | 8.96 | 1 | 365 | 10.1723 | 0.72868 | 10 | 0.90093
14940 | 6.6 | 1 | 365 | 7.493 | 0.63496 | 8 | 0.12792
26499 | 6.12 | 1 | 365 | 6.948 | 0.98878 | 7 | 0.9368
5609 | 29 | 0.9 | 365 | 29.6312 | 0.51099 | 30 | 0.14222
6391 | 12.06 | 1 | 365 | 13.6917 | 0.36025 | 14 | 0.051922
8148 | 8.67 | 1 | 365 | 9.843 | 0.73411 | 10 | 0.57713
4315 | 2.97 | 1 | 365 | 3.3718 | 0.18573 | 3 | 0.55756
4505 | 24.99 | 1 | 365 | 28.371 | 0.7042 | 29 | 0.075252
7322 | 2.75 | 1 | 365 | 3.1221 | 0.43124 | 3 | 0.5533
6063 | 6.12 | 1 | 365 | 6.948 | 0.98878 | 7 | 0.9368
4252 | 31.2 | 1 | 365 | 35.4212 | 0.001648 | 35 | 0.42288
5557 | 644.16 | 0.9 | 365 | 658.181 | 0.25524 | 658 | 0.43628
10869 | 8.12 | 1 | 365 | 9.2186 | 0.84786 | 10 | 0.066468
2511 | 750.2 | 0.9 | 365 | 766.5292 | 0.55682 | 767 | 0.08597
8704 | 138 | 0.9 | 365 | 141.0038 | 0.94887 | 141 | 0.95263
4846 | 73.255 | 0.9 | 365 | 74.8495 | 0.10786 | 74 | 0.95736
5359 | 7.56 | 1 | 365 | 8.5828 | 0.92732 | 9 | 0.51016
5901 | 9.18 | 1 | 365 | 10.422 | 0.48318 | 10 | 0.90519
5494 | 2.04 | 1 | 365 | 2.316 | 0.99626 | 3 | 0.31227
5385 | 7.905 | 1 | 365 | 8.9745 | 0.11051 | 9 | 0.085029
5380 | 6.375 | 1 | 365 | 7.2375 | 0.86332 | 8 | 0.10083
5362 | 9.945 | 1 | 365 | 11.2905 | 0.10678 | 11 | 0.39729
5364 | 4.25 | 1 | 365 | 4.825 | 0.57554 | 5 | 0.40055
5341 | 10.2 | 1 | 365 | 11.58 | 0.98131 | 12 | 0.56133
5389 | 4.59 | 1 | 365 | 5.211 | 0.74159 | 5 | 0.9526
5367 | 10.71 | 1 | 365 | 12.159 | 0.73037 | 12 | 0.88939
5524 | 10.71 | 1 | 365 | 12.159 | 0.73037 | 12 | 0.88939
5366 | 10.2 | 1 | 365 | 11.58 | 0.98131 | 12 | 0.56133
5780 | 5.1 | 1 | 365 | 5.79 | 0.49065 | 6 | 0.28066
5778 | 4.335 | 1 | 365 | 4.9215 | 0.86706 | 5 | 0.78856
5786 | 6.63 | 1 | 365 | 7.527 | 0.73785 | 8 | 0.26486
5789 | 6 | 1 | 365 | 6.8118 | 0.57724 | 7 | 0.38902
5790 | 8.16 | 1 | 365 | 9.264 | 0.98505 | 10 | 0.24906
5566 | 8.16 | 1 | 365 | 9.264 | 0.98505 | 10 | 0.24906
5635 | 5.75 | 1 | 365 | 6.528 | 0.71985 | 7 | 0.24781
5791 | 6.75 | 1 | 365 | 7.6632 | 0.1494 | 7 | 0.81264
5638 | 4.5 | 1 | 365 | 5.1088 | 0.43293 | 5 | 0.54176
5792 | 8.16 | 1 | 365 | 9.264 | 0.98505 | 10 | 0.24906
5640 | 6.63 | 1 | 365 | 7.527 | 0.73785 | 8 | 0.26486
5793 | 4.335 | 1 | 365 | 4.9215 | 0.86706 | 5 | 0.78856
5567 | 9.5 | 1 | 365 | 10.7853 | 0.58063 | 11 | 0.36594
5574 | 14.79 | 1 | 365 | 16.791 | 0.7229 | 17 | 0.51392
5796 | 2.75 | 1 | 365 | 3.1221 | 0.43124 | 3 | 0.5533
5598 | 3.06 | 1 | 365 | 3.474 | 0.49439 | 3 | 0.9684
5599 | 6.12 | 1 | 365 | 6.948 | 0.98878 | 7 | 0.9368
5605 | 6.12 | 1 | 365 | 6.948 | 0.98878 | 7 | 0.9368
5799 | 6.63 | 1 | 365 | 7.527 | 0.73785 | 8 | 0.26486
5606 | 7.65 | 1 | 365 | 8.685 | 0.23598 | 8 | 0.921
5652 | 9.69 | 1 | 365 | 11.001 | 0.23224 | 11 | 0.23326
5801 | 2.295 | 1 | 365 | 2.6055 | 0.87079 | 3 | 0.4763
5668 | 6.12 | 1 | 365 | 6.948 | 0.98878 | 7 | 0.9368
5669 | 5.355 | 1 | 365 | 6.0795 | 0.36519 | 6 | 0.4447
5671 | 6.885 | 1 | 365 | 7.8165 | 0.61238 | 8 | 0.4289
5802 | 6.12 | 1 | 365 | 6.948 | 0.98878 | 7 | 0.9368
5681 | 8.925 | 1 | 365 | 10.1325 | 0.60864 | 10 | 0.74116
5804 | 7.395 | 1 | 365 | 8.3955 | 0.36145 | 8 | 0.75696
5806 | 4.08 | 1 | 365 | 4.632 | 0.99252 | 5 | 0.62453
5859 | 18 | 1 | 365 | 20.4353 | 0.73172 | 21 | 0.16705
5810 | 5.355 | 1 | 365 | 6.0795 | 0.36519 | 6 | 0.4447
5811 | 6.63 | 1 | 365 | 7.527 | 0.73785 | 8 | 0.26486
5816 | 4.335 | 1 | 365 | 4.9215 | 0.86706 | 5 | 0.78856
5815 | 7.65 | 1 | 365 | 8.685 | 0.23598 | 8 | 0.921
43 | 4506.78 | 0.7 | 365 | 3581.5705 | 0.3276 | 3581 | 0.89811
5683 | 8.415 | 1 | 365 | 9.5535 | 0.85958 | 10 | 0.41309
5684 | 6.375 | 1 | 365 | 7.2375 | 0.86332 | 8 | 0.10083
5899 | 8.67 | 1 | 365 | 9.843 | 0.73411 | 10 | 0.57713
5907 | 4.335 | 1 | 365 | 4.9215 | 0.86706 | 5 | 0.78856
5730 | 4.845 | 1 | 365 | 5.5005 | 0.61612 | 6 | 0.11663
5910 | 10.455 | 1 | 365 | 11.8695 | 0.85584 | 12 | 0.72536
5732 | 9.945 | 1 | 365 | 11.2905 | 0.10678 | 11 | 0.39729
5735 | 10.455 | 1 | 365 | 11.8695 | 0.85584 | 12 | 0.72536
5737 | 8.67 | 1 | 365 | 9.843 | 0.73411 | 10 | 0.57713
5743 | 5.1 | 1 | 365 | 5.79 | 0.49065 | 6 | 0.28066
5911 | 7.14 | 1 | 365 | 8.106 | 0.48692 | 8 | 0.59293
5745 | 2.295 | 1 | 365 | 2.6055 | 0.87079 | 3 | 0.4763
5749 | 7.14 | 1 | 365 | 8.106 | 0.48692 | 8 | 0.59293
5751 | 2.55 | 1 | 365 | 2.895 | 0.74533 | 3 | 0.64033
5912 | 8.25 | 1 | 365 | 9.3662 | 0.29371 | 9 | 0.6599
5753 | 2.25 | 1 | 365 | 2.5544 | 0.71646 | 3 | 0.27088
5915 | 5.61 | 1 | 365 | 6.369 | 0.23972 | 6 | 0.60873
5755 | 6.36 | 1 | 365 | 7.2205 | 0.81187 | 8 | 0.032357
5757 | 10.25 | 1 | 365 | 11.6368 | 0.15278 | 11 | 0.78957
5925 | 7.395 | 1 | 365 | 8.3955 | 0.36145 | 8 | 0.75696
5758 | 5.355 | 1 | 365 | 6.0795 | 0.36519 | 6 | 0.4447
5759 | 4.59 | 1 | 365 | 5.211 | 0.74159 | 5 | 0.9526
5927 | 10.455 | 1 | 365 | 11.8695 | 0.85584 | 12 | 0.72536
5760 | 8.925 | 1 | 365 | 10.1325 | 0.60864 | 10 | 0.74116
5762 | 6.375 | 1 | 365 | 7.2375 | 0.86332 | 8 | 0.10083
5932 | 9.18 | 1 | 365 | 10.422 | 0.48318 | 10 | 0.90519
5572 | 7.395 | 1 | 365 | 8.3955 | 0.36145 | 8 | 0.75696
234 | 4442.02 | 0.7 | 365 | 3530.1053 | 0.85969 | 3530 | 0.96497
5692 | 5 | 1 | 365 | 5.6765 | 0.1477 | 5 | 0.82418
5690 | 4.68 | 1 | 365 | 5.3132 | 0.050247 | 5 | 0.36343
5775 | 6.885 | 1 | 365 | 7.8165 | 0.61238 | 8 | 0.4289
5777 | 5.355 | 1 | 365 | 6.0795 | 0.36519 | 6 | 0.4447
5779 | 5.1 | 1 | 365 | 5.79 | 0.49065 | 6 | 0.28066
5724 | 9.69 | 1 | 365 | 11.001 | 0.23224 | 11 | 0.23326
5855 | 5.25 | 1 | 365 | 5.9603 | 0.005085 | 5 | 0.96539
5934 | 3.06 | 1 | 365 | 3.474 | 0.49439 | 3 | 0.9684
5939 | 7.14 | 1 | 365 | 8.106 | 0.48692 | 8 | 0.59293
5945 | 12.24 | 1 | 365 | 13.896 | 0.97757 | 14 | 0.87359
5949 | 2.805 | 1 | 365 | 3.1845 | 0.61986 | 3 | 0.80436
5881 | 7.14 | 1 | 365 | 8.106 | 0.48692 | 8 | 0.59293
5955 | 8.67 | 1 | 365 | 9.843 | 0.73411 | 10 | 0.57713
5968 | 7.395 | 1 | 365 | 8.3955 | 0.36145 | 8 | 0.75696
6167 | 8.925 | 1 | 365 | 10.1325 | 0.60864 | 10 | 0.74116
6179 | 7.14 | 1 | 365 | 8.106 | 0.48692 | 8 | 0.59293
6180 | 6.885 | 1 | 365 | 7.8165 | 0.61238 | 8 | 0.4289
6184 | 3.825 | 1 | 365 | 4.3425 | 0.11799 | 4 | 0.4605
6186 | 14.025 | 1 | 365 | 15.9225 | 0.099299 | 16 | 0.021825
5993 | 13.515 | 1 | 365 | 15.3435 | 0.35023 | 15 | 0.69376
6194 | 5.865 | 1 | 365 | 6.6585 | 0.11425 | 6 | 0.77276
6195 | 8.67 | 1 | 365 | 9.843 | 0.73411 | 10 | 0.57713
6208 | 6.75 | 1 | 365 | 7.6632 | 0.1494 | 7 | 0.81264
6209 | 8.415 | 1 | 365 | 9.5535 | 0.85958 | 10 | 0.41309
6210 | 10.71 | 1 | 365 | 12.159 | 0.73037 | 12 | 0.88939
6212 | 5.61 | 1 | 365 | 6.369 | 0.23972 | 6 | 0.60873
6221 | 11.475 | 1 | 365 | 13.0275 | 0.35397 | 13 | 0.38149
6239 | 3.825 | 1 | 365 | 4.3425 | 0.11799 | 4 | 0.4605
6268 | 10.965 | 1 | 365 | 12.4485 | 0.60491 | 13 | 0.053427
5819 | 4.335 | 1 | 365 | 4.9215 | 0.86706 | 5 | 0.78856
5822 | 4.08 | 1 | 365 | 4.632 | 0.99252 | 5 | 0.62453
6271 | 7.14 | 1 | 365 | 8.106 | 0.48692 | 8 | 0.59293
5823 | 3 | 1 | 365 | 3.4059 | 0.28862 | 3 | 0.69451
6272 | 3.57 | 1 | 365 | 4.053 | 0.24346 | 4 | 0.29646
5824 | 3.315 | 1 | 365 | 3.7635 | 0.36893 | 4 | 0.13243
6274 | 6.885 | 1 | 365 | 7.8165 | 0.61238 | 8 | 0.4289
5827 | 6.375 | 1 | 365 | 7.2375 | 0.86332 | 8 | 0.10083
6273 | 12.75 | 1 | 365 | 14.475 | 0.72663 | 15 | 0.20166
5826 | 4.845 | 1 | 365 | 5.5005 | 0.61612 | 6 | 0.11663
5834 | 4.59 | 1 | 365 | 5.211 | 0.74159 | 5 | 0.9526
5809 | 4.08 | 1 | 365 | 4.632 | 0.99252 | 5 | 0.62453
5836 | 8.16 | 1 | 365 | 9.264 | 0.98505 | 10 | 0.24906
5835 | 6.63 | 1 | 365 | 7.527 | 0.73785 | 8 | 0.26486
5837 | 6.12 | 1 | 365 | 6.948 | 0.98878 | 7 | 0.9368
5839 | 6 | 1 | 365 | 6.8118 | 0.57724 | 7 | 0.38902
5840 | 10.455 | 1 | 365 | 11.8695 | 0.85584 | 12 | 0.72536
5847 | 5.1 | 1 | 365 | 5.79 | 0.49065 | 6 | 0.28066
5845 | 6 | 1 | 365 | 6.8118 | 0.57724 | 7 | 0.38902
5849 | 4.335 | 1 | 365 | 4.9215 | 0.86706 | 5 | 0.78856
5852 | 9.18 | 1 | 365 | 10.422 | 0.48318 | 10 | 0.90519
5853 | 4.59 | 1 | 365 | 5.211 | 0.74159 | 5 | 0.9526
5854 | 4.59 | 1 | 365 | 5.211 | 0.74159 | 5 | 0.9526
6278 | 8.925 | 1 | 365 | 10.1325 | 0.60864 | 10 | 0.74116
6280 | 10.455 | 1 | 365 | 11.8695 | 0.85584 | 12 | 0.72536
5856 | 7.5 | 1 | 365 | 8.5147 | 0.72155 | 9 | 0.23627
5857 | 4.75 | 1 | 365 | 5.3927 | 0.29031 | 5 | 0.68297
6285 | 4.08 | 1 | 365 | 4.632 | 0.99252 | 5 | 0.62453
6225 | 11.73 | 1 | 365 | 13.317 | 0.2285 | 13 | 0.54553
6609 | 7.02 | 1 | 365 | 7.9698 | 0.075371 | 8 | 0.045149
6630 | 11.475 | 1 | 365 | 13.0275 | 0.35397 | 13 | 0.38149
6631 | 3.27 | 1 | 365 | 3.7124 | 0.2146 | 3 | 0.92701
6688 | 8.925 | 1 | 365 | 10.1325 | 0.60864 | 10 | 0.74116
6715 | 6.885 | 1 | 365 | 7.8165 | 0.61238 | 8 | 0.4289
6657 | 9.69 | 1 | 365 | 11.001 | 0.23224 | 11 | 0.23326
6664 | 8.925 | 1 | 365 | 10.1325 | 0.60864 | 10 | 0.74116
6531 | 6 | 1 | 365 | 6.8118 | 0.57724 | 7 | 0.38902
6706 | 7.395 | 1 | 365 | 8.3955 | 0.36145 | 8 | 0.75696
6707 | 5.865 | 1 | 365 | 6.6585 | 0.11425 | 6 | 0.77276
6708 | 8.67 | 1 | 365 | 9.843 | 0.73411 | 10 | 0.57713
6709 | 4.845 | 1 | 365 | 5.5005 | 0.61612 | 6 | 0.11663
6710 | 9.18 | 1 | 365 | 10.422 | 0.48318 | 10 | 0.90519
6718 | 8.67 | 1 | 365 | 9.843 | 0.73411 | 10 | 0.57713
6719 | 6.885 | 1 | 365 | 7.8165 | 0.61238 | 8 | 0.4289
6096 | 4.59 | 1 | 365 | 5.211 | 0.74159 | 5 | 0.9526
6757 | 7.395 | 1 | 365 | 8.3955 | 0.36145 | 8 | 0.75696
6758 | 4.25 | 1 | 365 | 4.825 | 0.57554 | 5 | 0.40055
6760 | 9.18 | 1 | 365 | 10.422 | 0.48318 | 10 | 0.90519
6762 | 5.355 | 1 | 365 | 6.0795 | 0.36519 | 6 | 0.4447
6764 | 7.395 | 1 | 365 | 8.3955 | 0.36145 | 8 | 0.75696
6763 | 4.335 | 1 | 365 | 4.9215 | 0.86706 | 5 | 0.78856
6766 | 5.25 | 1 | 365 | 5.9603 | 0.005085 | 5 | 0.96539
6770 | 13.26 | 1 | 365 | 15.054 | 0.4757 | 15 | 0.52973
6813 | 73.81 | 0.9 | 365 | 75.4166 | 0.82091 | 76 | 0.23749
6816 | 73.81 | 0.9 | 365 | 75.4166 | 0.82091 | 76 | 0.23749
6696 | 24.48 | 1 | 365 | 27.792 | 0.95514 | 28 | 0.74719
7554 | 13.515 | 1 | 365 | 15.3435 | 0.35023 | 15 | 0.69376
7564 | 3.57 | 1 | 365 | 4.053 | 0.24346 | 4 | 0.29646
7568 | 6.625 | 1 | 365 | 7.5213 | 0.7207 | 8 | 0.24204
7573 | 5.355 | 1 | 365 | 6.0795 | 0.36519 | 6 | 0.4447
7595 | 8.68 | 1 | 365 | 9.8544 | 0.76841 | 10 | 0.62278
7613 | 7.65 | 1 | 365 | 8.685 | 0.23598 | 8 | 0.921
7616 | 7.14 | 1 | 365 | 8.106 | 0.48692 | 8 | 0.59293
7627 | 7.848 | 1 | 365 | 8.9098 | 0.91503 | 9 | 0.82483
7631 | 6.12 | 1 | 365 | 6.948 | 0.98878 | 7 | 0.9368
2199 | 2042.28 | 0.8 | 365 | 1854.8739 | 0.26476 | 1855 | 0.13861
7945 | 6.86 | 1 | 365 | 7.7881 | 0.52664 | 8 | 0.31477
2202 | 2611.08 | 0.8 | 365 | 2371.4789 | 0.84264 | 2372 | 0.32159
8007 | 5.1 | 1 | 365 | 5.79 | 0.49065 | 6 | 0.28066
2204 | 1950 | 0.8 | 365 | 1771.0618 | 0.0824 | 1771 | 0.14416
8025 | 9.18 | 1 | 365 | 10.422 | 0.48318 | 10 | 0.90519
8049 | 10.2 | 1 | 365 | 11.58 | 0.98131 | 12 | 0.56133
8052 | 5.5 | 1 | 365 | 6.2441 | 0.86247 | 7 | 0.1066
8053 | 5.61 | 1 | 365 | 6.369 | 0.23972 | 6 | 0.60873
5860 | 8.16 | 1 | 365 | 9.264 | 0.98505 | 10 | 0.24906
8058 | 4.845 | 1 | 365 | 5.5005 | 0.61612 | 6 | 0.11663
5861 | 8.25 | 1 | 365 | 9.3662 | 0.29371 | 9 | 0.6599
8110 | 12.495 | 1 | 365 | 14.1855 | 0.8521 | 15 | 0.037626
5864 | 3.06 | 1 | 365 | 3.474 | 0.49439 | 3 | 0.9684
8117 | 4.08 | 1 | 365 | 4.632 | 0.99252 | 5 | 0.62453
5865 | 7.65 | 1 | 365 | 8.685 | 0.23598 | 8 | 0.921
5868 | 10.455 | 1 | 365 | 11.8695 | 0.85584 | 12 | 0.72536
5873 | 3.57 | 1 | 365 | 4.053 | 0.24346 | 4 | 0.29646
5874 | 6.63 | 1 | 365 | 7.527 | 0.73785 | 8 | 0.26486
5878 | 9.18 | 1 | 365 | 10.422 | 0.48318 | 10 | 0.90519
5879 | 7.65 | 1 | 365 | 8.685 | 0.23598 | 8 | 0.921
5882 | 6.12 | 1 | 365 | 6.948 | 0.98878 | 7 | 0.9368
5886 | 6.75 | 1 | 365 | 7.6632 | 0.1494 | 7 | 0.81264
5885 | 5.1 | 1 | 365 | 5.79 | 0.49065 | 6 | 0.28066
5890 | 7.14 | 1 | 365 | 8.106 | 0.48692 | 8 | 0.59293
5894 | 10.965 | 1 | 365 | 12.4485 | 0.60491 | 13 | 0.053427
8482 | 7.65 | 1 | 365 | 8.685 | 0.23598 | 8 | 0.921
5889 | 3.57 | 1 | 365 | 4.053 | 0.24346 | 4 | 0.29646
5897 | 7.14 | 1 | 365 | 8.106 | 0.48692 | 8 | 0.59293
5893 | 8.415 | 1 | 365 | 9.5535 | 0.85958 | 10 | 0.41309
5980 | 5.355 | 1 | 365 | 6.0795 | 0.36519 | 6 | 0.4447
5982 | 4.845 | 1 | 365 | 5.5005 | 0.61612 | 6 | 0.11663
5984 | 6.12 | 1 | 365 | 6.948 | 0.98878 | 7 | 0.9368
5985 | 3.825 | 1 | 365 | 4.3425 | 0.11799 | 4 | 0.4605
5991 | 8.925 | 1 | 365 | 10.1325 | 0.60864 | 10 | 0.74116
5995 | 2.205 | 1 | 365 | 2.5033 | 0.56214 | 3 | 0.065463
6002 | 5.865 | 1 | 365 | 6.6585 | 0.11425 | 6 | 0.77276
6000 | 6.375 | 1 | 365 | 7.2375 | 0.86332 | 8 | 0.10083
6013 | 3.825 | 1 | 365 | 4.3425 | 0.11799 | 4 | 0.4605
6005 | 3.825 | 1 | 365 | 4.3425 | 0.11799 | 4 | 0.4605
6006 | 9.69 | 1 | 365 | 11.001 | 0.23224 | 11 | 0.23326
6011 | 7.5 | 1 | 365 | 8.5147 | 0.72155 | 9 | 0.23627
8519 | 5.61 | 1 | 365 | 6.369 | 0.23972 | 6 | 0.60873
6647 | 5.355 | 1 | 365 | 6.0795 | 0.36519 | 6 | 0.4447
8527 | 6.375 | 1 | 365 | 7.2375 | 0.86332 | 8 | 0.10083
8532 | 4.59 | 1 | 365 | 5.211 | 0.74159 | 5 | 0.9526
8529 | 4.08 | 1 | 365 | 4.632 | 0.99252 | 5 | 0.62453
8534 | 9.69 | 1 | 365 | 11.001 | 0.23224 | 11 | 0.23326
8536 | 4.59 | 1 | 365 | 5.211 | 0.74159 | 5 | 0.9526
8539 | 13.005 | 1 | 365 | 14.7645 | 0.60117 | 15 | 0.36569
7433 | 12.75 | 1 | 365 | 14.475 | 0.72663 | 15 | 0.20166
8543 | 10.71 | 1 | 365 | 12.159 | 0.73037 | 12 | 0.88939
6486 | 6.885 | 1 | 365 | 7.8165 | 0.61238 | 8 | 0.4289
6408 | 5.865 | 1 | 365 | 6.6585 | 0.11425 | 6 | 0.77276
8548 | 8.925 | 1 | 365 | 10.1325 | 0.60864 | 10 | 0.74116
8557 | 8.925 | 1 | 365 | 10.1325 | 0.60864 | 10 | 0.74116
8562 | 14.79 | 1 | 365 | 16.791 | 0.7229 | 17 | 0.51392
8563 | 6.12 | 1 | 365 | 6.948 | 0.98878 | 7 | 0.9368
8578 | 6.885 | 1 | 365 | 7.8165 | 0.61238 | 8 | 0.4289
8582 | 10.965 | 1 | 365 | 12.4485 | 0.60491 | 13 | 0.053427
8589 | 11.475 | 1 | 365 | 13.0275 | 0.35397 | 13 | 0.38149
5940 | 9.69 | 1 | 365 | 11.001 | 0.23224 | 11 | 0.23326
8592 | 12.75 | 1 | 365 | 14.475 | 0.72663 | 15 | 0.20166
8778 | 8.16 | 1 | 365 | 9.264 | 0.98505 | 10 | 0.24906
8783 | 5.355 | 1 | 365 | 6.0795 | 0.36519 | 6 | 0.4447
8784 | 8.415 | 1 | 365 | 9.5535 | 0.85958 | 10 | 0.41309
6037 | 5.355 | 1 | 365 | 6.0795 | 0.36519 | 6 | 0.4447
6038 | 8.415 | 1 | 365 | 9.5535 | 0.85958 | 10 | 0.41309
8789 | 5.61 | 1 | 365 | 6.369 | 0.23972 | 6 | 0.60873
6040 | 2.915 | 1 | 365 | 3.3094 | 0.99711 | 4 | 0.3065
8790 | 10.2 | 1 | 365 | 11.58 | 0.98131 | 12 | 0.56133
6041 | 8.16 | 1 | 365 | 9.264 | 0.98505 | 10 | 0.24906
8795 | 5.355 | 1 | 365 | 6.0795 | 0.36519 | 6 | 0.4447
6043 | 4.59 | 1 | 365 | 5.211 | 0.74159 | 5 | 0.9526
8799 | 8.67 | 1 | 365 | 9.843 | 0.73411 | 10 | 0.57713
6044 | 9.18 | 1 | 365 | 10.422 | 0.48318 | 10 | 0.90519
8813 | 8.925 | 1 | 365 | 10.1325 | 0.60864 | 10 | 0.74116
8838 | 3.315 | 1 | 365 | 3.7635 | 0.36893 | 4 | 0.13243
6049 | 8.16 | 1 | 365 | 9.264 | 0.98505 | 10 | 0.24906
8841 | 3.06 | 1 | 365 | 3.474 | 0.49439 | 3 | 0.9684
6051 | 11.73 | 1 | 365 | 13.317 | 0.2285 | 13 | 0.54553
6057 | 4.335 | 1 | 365 | 4.9215 | 0.86706 | 5 | 0.78856
8850 | 10.2 | 1 | 365 | 11.58 | 0.98131 | 12 | 0.56133
8967 | 12.24 | 1 | 365 | 13.896 | 0.97757 | 14 | 0.87359
6062 | 6.375 | 1 | 365 | 7.2375 | 0.86332 | 8 | 0.10083
6064 | 5.75 | 1 | 365 | 6.528 | 0.71985 | 7 | 0.24781
8982 | 8.925 | 1 | 365 | 10.1325 | 0.60864 | 10 | 0.74116
6065 | 6.5 | 1 | 365 | 7.3794 | 0.29201 | 7 | 0.67143
6066 | 11.475 | 1 | 365 | 13.0275 | 0.35397 | 13 | 0.38149
8986 | 4.845 | 1 | 365 | 5.5005 | 0.61612 | 6 | 0.11663
6070 | 7.14 | 1 | 365 | 8.106 | 0.48692 | 8 | 0.59293
6071 | 9.435 | 1 | 365 | 10.7115 | 0.35771 | 11 | 0.069228
8990 | 7.14 | 1 | 365 | 8.106 | 0.48692 | 8 | 0.59293
6072 | 10.71 | 1 | 365 | 12.159 | 0.73037 | 12 | 0.88939
6076 | 4.845 | 1 | 365 | 5.5005 | 0.61612 | 6 | 0.11663
6080 | 4.59 | 1 | 365 | 5.211 | 0.74159 | 5 | 0.9526
6083 | 6 | 1 | 365 | 6.8118 | 0.57724 | 7 | 0.38902
6084 | 15.81 | 1 | 365 | 17.949 | 0.22103 | 18 | 0.17006
8993 | 3.825 | 1 | 365 | 4.3425 | 0.11799 | 4 | 0.4605
6087 | 8.67 | 1 | 365 | 9.843 | 0.73411 | 10 | 0.57713
6091 | 9.69 | 1 | 365 | 11.001 | 0.23224 | 11 | 0.23326
8995 | 7.395 | 1 | 365 | 8.3955 | 0.36145 | 8 | 0.75696
6100 | 13.77 | 1 | 365 | 15.633 | 0.22477 | 15 | 0.85779
8996 | 6.12 | 1 | 365 | 6.948 | 0.98878 | 7 | 0.9368
6139 | 3.315 | 1 | 365 | 3.7635 | 0.36893 | 4 | 0.13243
9000 | 10.2 | 1 | 365 | 11.58 | 0.98131 | 12 | 0.56133
5954 | 7.65 | 1 | 365 | 8.685 | 0.23598 | 8 | 0.921
6152 | 8.16 | 1 | 365 | 9.264 | 0.98505 | 10 | 0.24906
6145 | 6.375 | 1 | 365 | 7.2375 | 0.86332 | 8 | 0.10083
6156 | 12.24 | 1 | 365 | 13.896 | 0.97757 | 14 | 0.87359
6158 | 5.355 | 1 | 365 | 6.0795 | 0.36519 | 6 | 0.4447
8998 | 8.67 | 1 | 365 | 9.843 | 0.73411 | 10 | 0.57713
9003 | 10.965 | 1 | 365 | 12.4485 | 0.60491 | 13 | 0.053427
9007 | 9.18 | 1 | 365 | 10.422 | 0.48318 | 10 | 0.90519
9011 | 5.865 | 1 | 365 | 6.6585 | 0.11425 | 6 | 0.77276
9016 | 9.18 | 1 | 365 | 10.422 | 0.48318 | 10 | 0.90519
9024 | 5.865 | 1 | 365 | 6.6585 | 0.11425 | 6 | 0.77276
6033 | 10.71 | 1 | 365 | 12.159 | 0.73037 | 12 | 0.88939
9033 | 2.55 | 1 | 365 | 2.895 | 0.74533 | 3 | 0.64033
9030 | 6.25 | 1 | 365 | 7.0956 | 0.43462 | 7 | 0.53022
9041 | 3.57 | 1 | 365 | 4.053 | 0.24346 | 4 | 0.29646
9043 | 6.12 | 1 | 365 | 6.948 | 0.98878 | 7 | 0.9368
9051 | 4.75 | 1 | 365 | 5.3927 | 0.29031 | 5 | 0.68297
9060 | 10.4 | 1 | 365 | 11.8071 | 0.66722 | 12 | 0.47429
9056 | 8.925 | 1 | 365 | 10.1325 | 0.60864 | 10 | 0.74116
9063 | 4.08 | 1 | 365 | 4.632 | 0.99252 | 5 | 0.62453
9205 | 8.82 | 1 | 365 | 10.0133 | 0.24854 | 10 | 0.26185
9212 | 6.25 | 1 | 365 | 7.0956 | 0.43462 | 7 | 0.53022
9214 | 8 | 1 | 365 | 9.0824 | 0.43632 | 9 | 0.51869
9217 | 12.5 | 1 | 365 | 14.1912 | 0.86925 | 15 | 0.06045
9289 | 9.435 | 1 | 365 | 10.7115 | 0.35771 | 11 | 0.069228
9296 | 7.14 | 1 | 365 | 8.106 | 0.48692 | 8 | 0.59293
9310 | 5.865 | 1 | 365 | 6.6585 | 0.11425 | 6 | 0.77276
9313 | 8.75 | 1 | 365 | 9.9338 | 0.008475 | 9 | 0.94231
9314 | 8 | 1 | 365 | 9.0824 | 0.43632 | 9 | 0.51869
9444 | 5.1 | 1 | 365 | 5.79 | 0.49065 | 6 | 0.28066
9445 | 4.335 | 1 | 365 | 4.9215 | 0.86706 | 5 | 0.78856
9448 | 6.12 | 1 | 365 | 6.948 | 0.98878 | 7 | 0.9368
9449 | 17.34 | 1 | 365 | 19.686 | 0.46822 | 20 | 0.15426
6289 | 6.63 | 1 | 365 | 7.527 | 0.73785 | 8 | 0.26486
6081 | 9.5 | 1 | 365 | 10.7853 | 0.58063 | 11 | 0.36594
6078 | 5.355 | 1 | 365 | 6.0795 | 0.36519 | 6 | 0.4447
6294 | 11.73 | 1 | 365 | 13.317 | 0.2285 | 13 | 0.54553
6295 | 6.885 | 1 | 365 | 7.8165 | 0.61238 | 8 | 0.4289
5963 | 17.28 | 1 | 365 | 19.6179 | 0.26245 | 19 | 0.88037
5741 | 5.865 | 1 | 365 | 6.6585 | 0.11425 | 6 | 0.77276
9504 | 13.26 | 1 | 365 | 15.054 | 0.4757 | 15 | 0.52973
9505 | 11.73 | 1 | 365 | 13.317 | 0.2285 | 13 | 0.54553
9528 | 7.14 | 1 | 365 | 8.106 | 0.48692 | 8 | 0.59293
9589 | 3.57 | 1 | 365 | 4.053 | 0.24346 | 4 | 0.29646
9585 | 4.16 | 1 | 365 | 4.7228 | 0.26689 | 4 | 0.98972
9590 | 3.06 | 1 | 365 | 3.474 | 0.49439 | 3 | 0.9684
9591 | 9.435 | 1 | 365 | 10.7115 | 0.35771 | 11 | 0.069228
9606 | 6.375 | 1 | 365 | 7.2375 | 0.86332 | 8 | 0.10083
9607 | 3.06 | 1 | 365 | 3.474 | 0.49439 | 3 | 0.9684
9614 | 10.2 | 1 | 365 | 11.58 | 0.98131 | 12 | 0.56133
9617 | 4.59 | 1 | 365 | 5.211 | 0.74159 | 5 | 0.9526
9619 | 4.335 | 1 | 365 | 4.9215 | 0.86706 | 5 | 0.78856
6030 | 4.95 | 1 | 365 | 5.6197 | 0.97622 | 6 | 0.59594
5626 | 10.175 | 1 | 365 | 11.5516 | 0.89557 | 12 | 0.44721
5807 | 8.16 | 1 | 365 | 9.264 | 0.98505 | 10 | 0.24906
5844 | 9.18 | 1 | 365 | 10.422 | 0.48318 | 10 | 0.90519
5825 | 7.14 | 1 | 365 | 8.106 | 0.48692 | 8 | 0.59293
5848 | 7.905 | 1 | 365 | 8.9745 | 0.11051 | 9 | 0.085029
6094 | 10.71 | 1 | 365 | 12.159 | 0.73037 | 12 | 0.88939
5888 | 11.5 | 1 | 365 | 13.0559 | 0.43971 | 13 | 0.49561
5808 | 7.65 | 1 | 365 | 8.685 | 0.23598 | 8 | 0.921
6086 | 7.395 | 1 | 365 | 8.3955 | 0.36145 | 8 | 0.75696
6095 | 11.22 | 1 | 365 | 12.738 | 0.47944 | 13 | 0.21746
6376 | 6.72 | 1 | 365 | 7.6292 | 0.046509 | 7 | 0.6757
6380 | 4.251 | 1 | 365 | 4.8261 | 0.57897 | 5 | 0.40512
6427 | 7.65 | 1 | 365 | 8.685 | 0.23598 | 8 | 0.921
6462 | 5.1 | 1 | 365 | 5.79 | 0.49065 | 6 | 0.28066
6543 | 4.32 | 1 | 365 | 4.9045 | 0.81561 | 5 | 0.72009
6546 | 3.43 | 1 | 365 | 3.8941 | 0.76332 | 4 | 0.65739
9768 | 3.825 | 1 | 365 | 4.3425 | 0.11799 | 4 | 0.4605
9771 | 13.005 | 1 | 365 | 14.7645 | 0.60117 | 15 | 0.36569
6583 | 9 | 1 | 365 | 10.2177 | 0.86586 | 11 | 0.083524
6721 | 6.375 | 1 | 365 | 7.2375 | 0.86332 | 8 | 0.10083
9775 | 3.06 | 1 | 365 | 3.474 | 0.49439 | 3 | 0.9684
6722 | 6.12 | 1 | 365 | 6.948 | 0.98878 | 7 | 0.9368
6723 | 7.905 | 1 | 365 | 8.9745 | 0.11051 | 9 | 0.085029
6862 | 4.48 | 1 | 365 | 5.0861 | 0.36434 | 5 | 0.45047
9782 | 3.315 | 1 | 365 | 3.7635 | 0.36893 | 4 | 0.13243
6969 | 8.67 | 1 | 365 | 9.843 | 0.73411 | 10 | 0.57713
6973 | 6.63 | 1 | 365 | 7.527 | 0.73785 | 8 | 0.26486
9788 | 8.16 | 1 | 365 | 9.264 | 0.98505 | 10 | 0.24906
6975 | 5.1 | 1 | 365 | 5.79 | 0.49065 | 6 | 0.28066
6308 | 7.14 | 1 | 365 | 8.106 | 0.48692 | 8 | 0.59293
9857 | 6.12 | 1 | 365 | 6.948 | 0.98878 | 7 | 0.9368
6307 | 5.1 | 1 | 365 | 5.79 | 0.49065 | 6 | 0.28066
9858 | 5.865 | 1 | 365 | 6.6585 | 0.11425 | 6 | 0.77276
6311 | 4.335 | 1 | 365 | 4.9215 | 0.86706 | 5 | 0.78856
6333 | 8.415 | 1 | 365 | 9.5535 | 0.85958 | 10 | 0.41309
6089 | 3.57 | 1 | 365 | 4.053 | 0.24346 | 4 | 0.29646
6366 | 3 | 1 | 365 | 3.4059 | 0.28862 | 3 | 0.69451
5944 | 14.28 | 1 | 365 | 16.212 | 0.97383 | 17 | 0.18586
6399 | 8.67 | 1 | 365 | 9.843 | 0.73411 | 10 | 0.57713
9869 | 5 | 1 | 365 | 5.6765 | 0.1477 | 5 | 0.82418
9901 | 13.005 | 1 | 365 | 14.7645 | 0.60117 | 15 | 0.36569
9914 | 11.475 | 1 | 365 | 13.0275 | 0.35397 | 13 | 0.38149
9915 | 6 | 1 | 365 | 6.8118 | 0.57724 | 7 | 0.38902
9917 | 7.395 | 1 | 365 | 8.3955 | 0.36145 | 8 | 0.75696
9918 | 4.59 | 1 | 365 | 5.211 | 0.74159 | 5 | 0.9526
9381 | 11.475 | 1 | 365 | 13.0275 | 0.35397 | 13 | 0.38149
9922 | 10.965 | 1 | 365 | 12.4485 | 0.60491 | 13 | 0.053427
9921 | 7.65 | 1 | 365 | 8.685 | 0.23598 | 8 | 0.921
9516 | 6.867 | 1 | 365 | 7.7961 | 0.55065 | 8 | 0.34673
9810 | 4.08 | 1 | 365 | 4.632 | 0.99252 | 5 | 0.62453
9951 | 10.455 | 1 | 365 | 11.8695 | 0.85584 | 12 | 0.72536
8677 | 6.75 | 1 | 365 | 7.6632 | 0.1494 | 7 | 0.81264
8628 | 5 | 1 | 365 | 5.6765 | 0.1477 | 5 | 0.82418
8976 | 4.59 | 1 | 365 | 5.211 | 0.74159 | 5 | 0.9526
9201 | 12.495 | 1 | 365 | 14.1855 | 0.8521 | 15 | 0.037626
9103 | 5.355 | 1 | 365 | 6.0795 | 0.36519 | 6 | 0.4447
10050 | 13.77 | 1 | 365 | 15.633 | 0.22477 | 15 | 0.85779
10064 | 7.65 | 1 | 365 | 8.685 | 0.23598 | 8 | 0.921
10069 | 11.985 | 1 | 365 | 13.6065 | 0.10304 | 13 | 0.70956
10127 | 6.885 | 1 | 365 | 7.8165 | 0.61238 | 8 | 0.4289
10131 | 6.885 | 1 | 365 | 7.8165 | 0.61238 | 8 | 0.4289
10133 | 10.2 | 1 | 365 | 11.58 | 0.98131 | 12 | 0.56133
10136 | 4.25 | 1 | 365 | 4.825 | 0.57554 | 5 | 0.40055
10146 | 3.825 | 1 | 365 | 4.3425 | 0.11799 | 4 | 0.4605
6405 | 7.14 | 1 | 365 | 8.106 | 0.48692 | 8 | 0.59293
6410 | 4.59 | 1 | 365 | 5.211 | 0.74159 | 5 | 0.9526
6411 | 5.355 | 1 | 365 | 6.0795 | 0.36519 | 6 | 0.4447
10149 | 2.805 | 1 | 365 | 3.1845 | 0.61986 | 3 | 0.80436
10156 | 5.61 | 1 | 365 | 6.369 | 0.23972 | 6 | 0.60873
7249 | 11 | 1 | 365 | 12.4883 | 0.72494 | 13 | 0.2132
6490 | 8.16 | 1 | 365 | 9.264 | 0.98505 | 10 | 0.24906
6495 | 9.18 | 1 | 365 | 10.422 | 0.48318 | 10 | 0.90519
6501 | 7.14 | 1 | 365 | 8.106 | 0.48692 | 8 | 0.59293
6503 | 6.25 | 1 | 365 | 7.0956 | 0.43462 | 7 | 0.53022
6505 | 13.515 | 1 | 365 | 15.3435 | 0.35023 | 15 | 0.69376
6511 | 5.61 | 1 | 365 | 6.369 | 0.23972 | 6 | 0.60873
6512 | 4 | 1 | 365 | 4.5412 | 0.71816 | 5 | 0.25934
6513 | 13.515 | 1 | 365 | 15.3435 | 0.35023 | 15 | 0.69376
6519 | 4.335 | 1 | 365 | 4.9215 | 0.86706 | 5 | 0.78856
6522 | 7.25 | 1 | 365 | 8.2309 | 0.86416 | 9 | 0.095061
6523 | 5.355 | 1 | 365 | 6.0795 | 0.36519 | 6 | 0.4447
6340 | 5.865 | 1 | 365 | 6.6585 | 0.11425 | 6 | 0.77276
6526 | 2.805 | 1 | 365 | 3.1845 | 0.61986 | 3 | 0.80436
6527 | 5.1 | 1 | 365 | 5.79 | 0.49065 | 6 | 0.28066
6413 | 3.315 | 1 | 365 | 3.7635 | 0.36893 | 4 | 0.13243
6529 | 5.1 | 1 | 365 | 5.79 | 0.49065 | 6 | 0.28066
6530 | 9.18 | 1 | 365 | 10.422 | 0.48318 | 10 | 0.90519
5680 | 4.08 | 1 | 365 | 4.632 | 0.99252 | 5 | 0.62453
6532 | 7.905 | 1 | 365 | 8.9745 | 0.11051 | 9 | 0.085029
6536 | 8.48 | 1 | 365 | 9.6273 | 0.082499 | 9 | 0.70981
6537 | 4.335 | 1 | 365 | 4.9215 | 0.86706 | 5 | 0.78856
6483 | 11.22 | 1 | 365 | 12.738 | 0.47944 | 13 | 0.21746
6488 | 3.825 | 1 | 365 | 4.3425 | 0.11799 | 4 | 0.4605
6350 | 6.12 | 1 | 365 | 6.948 | 0.98878 | 7 | 0.9368
6651 | 6.375 | 1 | 365 | 7.2375 | 0.86332 | 8 | 0.10083
6653 | 10.71 | 1 | 365 | 12.159 | 0.73037 | 12 | 0.88939
6654 | 7.65 | 1 | 365 | 8.685 | 0.23598 | 8 | 0.921
6655 | 5.1 | 1 | 365 | 5.79 | 0.49065 | 6 | 0.28066
6771 | 13.515 | 1 | 365 | 15.3435 | 0.35023 | 15 | 0.69376
6775 | 12.495 | 1 | 365 | 14.1855 | 0.8521 | 15 | 0.037626
6790 | 6.63 | 1 | 365 | 7.527 | 0.73785 | 8 | 0.26486
6791 | 3.57 | 1 | 365 | 4.053 | 0.24346 | 4 | 0.29646
6916 | 3.75 | 1 | 365 | 4.2574 | 0.86078 | 5 | 0.11813
6938 | 8.16 | 1 | 365 | 9.264 | 0.98505 | 10 | 0.24906
7806 | 4.5 | 1 | 365 | 5.1088 | 0.43293 | 5 | 0.54176
6942 | 3.25 | 1 | 365 | 3.6897 | 0.146 | 3 | 0.83572
9039 | 4.165 | 1 | 365 | 4.7285 | 0.28403 | 5 | 0.012542
7803 | 6.885 | 1 | 365 | 7.8165 | 0.61238 | 8 | 0.4289
8407 | 8.16 | 1 | 365 | 9.264 | 0.98505 | 10 | 0.24906
7003 | 10.455 | 1 | 365 | 11.8695 | 0.85584 | 12 | 0.72536
8391 | 5.61 | 1 | 365 | 6.369 | 0.23972 | 6 | 0.60873
7009 | 7.14 | 1 | 365 | 8.106 | 0.48692 | 8 | 0.59293
7013 | 7.65 | 1 | 365 | 8.685 | 0.23598 | 8 | 0.921
7818 | 2.75 | 1 | 365 | 3.1221 | 0.43124 | 3 | 0.5533
7023 | 3.57 | 1 | 365 | 4.053 | 0.24346 | 4 | 0.29646
7024 | 5.61 | 1 | 365 | 6.369 | 0.23972 | 6 | 0.60873
7026 | 7.65 | 1 | 365 | 8.685 | 0.23598 | 8 | 0.921
7819 | 4.25 | 1 | 365 | 4.825 | 0.57554 | 5 | 0.40055
7036 | 8.67 | 1 | 365 | 9.843 | 0.73411 | 10 | 0.57713
6452 | 8.4 | 1 | 365 | 9.5365 | 0.80814 | 10 | 0.34462
7673 | 6.57 | 1 | 365 | 7.4589 | 0.53208 | 7 | 0.99097
6729 | 4 | 1 | 365 | 4.5412 | 0.71816 | 5 | 0.25934
7847 | 6.12 | 1 | 365 | 6.948 | 0.98878 | 7 | 0.9368
6731 | 6.375 | 1 | 365 | 7.2375 | 0.50853 | 7 | 0.74604
7094 | 6.885 | 1 | 365 | 7.8165 | 0.61238 | 8 | 0.4289
8165 | 4 | 1 | 365 | 4.5412 | 0.71816 | 5 | 0.25934
7136 | 7.65 | 1 | 365 | 8.685 | 0.23598 | 8 | 0.921
8457 | 3 | 1 | 365 | 3.4059 | 0.28862 | 3 | 0.69451
7138 | 10.2 | 1 | 365 | 11.58 | 0.98131 | 12 | 0.56133
8460 | 8.415 | 1 | 365 | 9.5535 | 0.85958 | 10 | 0.41309
7144 | 6.5 | 1 | 365 | 7.3794 | 0.29201 | 7 | 0.67143
7969 | 8.67 | 1 | 365 | 9.843 | 0.73411 | 10 | 0.57713
7668 | 8 | 1 | 365 | 9.0824 | 0.43632 | 9 | 0.51869
7665 | 3.75 | 1 | 365 | 4.2574 | 0.86078 | 5 | 0.11813
7986 | 7.65 | 1 | 365 | 8.685 | 0.23598 | 8 | 0.921
7976 | 8.415 | 1 | 365 | 9.5535 | 0.85958 | 10 | 0.41309
7662 | 6.375 | 1 | 365 | 7.2375 | 0.86332 | 8 | 0.10083
5386 | 6 | 1 | 365 | 6.8118 | 0.57724 | 7 | 0.38902
7974 | 6.5 | 1 | 365 | 7.3794 | 0.29201 | 7 | 0.67143
6088 | 8.67 | 1 | 365 | 9.843 | 0.73411 | 10 | 0.57713
7126 | 15.3 | 1 | 365 | 17.37 | 0.47196 | 17 | 0.84199
7975 | 7.65 | 1 | 365 | 8.685 | 0.23598 | 8 | 0.921
7646 | 7 | 1 | 365 | 7.9471 | 0.00678 | 7 | 0.95385
7973 | 8.16 | 1 | 365 | 9.264 | 0.98505 | 10 | 0.24906
6440 | 6 | 1 | 365 | 6.8118 | 0.57724 | 7 | 0.38902
7972 | 4 | 1 | 365 | 4.5412 | 0.71816 | 5 | 0.25934
7888 | 5.865 | 1 | 365 | 6.6585 | 0.11425 | 6 | 0.77276
7971 | 8.67 | 1 | 365 | 9.843 | 0.73411 | 10 | 0.57713
7815 | 3.06 | 1 | 365 | 3.474 | 0.49439 | 3 | 0.9684
7813 | 5.865 | 1 | 365 | 6.6585 | 0.11425 | 6 | 0.77276
8732 | 6.885 | 1 | 365 | 7.8165 | 0.61238 | 8 | 0.4289
7779 | 6.12 | 1 | 365 | 6.948 | 0.98878 | 7 | 0.9368
8313 | 7.14 | 1 | 365 | 8.106 | 0.48692 | 8 | 0.59293
7617 | 9.18 | 1 | 365 | 10.422 | 0.48318 | 10 | 0.90519
7607 | 5.635 | 1 | 365 | 6.3974 | 0.32546 | 6 | 0.72285
8317 | 9.18 | 1 | 365 | 10.422 | 0.48318 | 10 | 0.90519
7623 | 5.61 | 1 | 365 | 6.369 | 0.23972 | 6 | 0.60873
7632 | 5.355 | 1 | 365 | 6.0795 | 0.36519 | 6 | 0.4447
8324 | 4.08 | 1 | 365 | 4.632 | 0.99252 | 5 | 0.62453
6937 | 6.375 | 1 | 365 | 7.2375 | 0.86332 | 8 | 0.10083
7611 | 6.25 | 1 | 365 | 7.0956 | 0.43462 | 7 | 0.53022
7638 | 2 | 1 | 365 | 2.2706 | 0.85908 | 3 | 0.12967
5866 | 8.925 | 1 | 365 | 10.1325 | 0.60864 | 10 | 0.74116
8443 | 7.65 | 1 | 365 | 8.685 | 0.23598 | 8 | 0.921
5877 | 11.22 | 1 | 365 | 12.738 | 0.47944 | 13 | 0.21746
8328 | 8.415 | 1 | 365 | 9.5535 | 0.85958 | 10 | 0.41309
8389 | 5.865 | 1 | 365 | 6.6585 | 0.11425 | 6 | 0.77276
6191 | 13.77 | 1 | 365 | 15.633 | 0.22477 | 15 | 0.85779
7658 | 5.355 | 1 | 365 | 6.0795 | 0.36519 | 6 | 0.4447
6270 | 7.905 | 1 | 365 | 8.9745 | 0.11051 | 9 | 0.085029
8417 | 6.75 | 1 | 365 | 7.6632 | 0.1494 | 7 | 0.81264
6587 | 3.6 | 1 | 365 | 4.0871 | 0.34634 | 4 | 0.43341
8387 | 4.335 | 1 | 365 | 4.9215 | 0.86706 | 5 | 0.78856
6616 | 6.6 | 1 | 365 | 7.493 | 0.63496 | 8 | 0.12792
8727 | 5.865 | 1 | 365 | 6.6585 | 0.11425 | 6 | 0.77276
8721 | 4.59 | 1 | 365 | 5.211 | 0.74159 | 5 | 0.9526
7908 | 3.06 | 1 | 365 | 3.474 | 0.49439 | 3 | 0.9684
6665 | 14.025 | 1 | 365 | 15.9225 | 0.099299 | 16 | 0.021825
8653 | 7.14 | 1 | 365 | 8.106 | 0.48692 | 8 | 0.59293
6720 | 14.79 | 1 | 365 | 16.791 | 0.7229 | 17 | 0.51392
8650 | 6.375 | 1 | 365 | 7.2375 | 0.86332 | 8 | 0.10083
6765 | 9.25 | 1 | 365 | 10.5015 | 0.72325 | 11 | 0.22473
7961 | 4 | 1 | 365 | 4.5412 | 0.71816 | 5 | 0.25934
6768 | 9.69 | 1 | 365 | 11.001 | 0.23224 | 11 | 0.23326
8645 | 8.67 | 1 | 365 | 9.843 | 0.73411 | 10 | 0.57713
7960 | 7.905 | 1 | 365 | 8.9745 | 0.11051 | 9 | 0.085029
8638 | 5.865 | 1 | 365 | 6.6585 | 0.11425 | 6 | 0.77276
7957 | 6.885 | 1 | 365 | 7.8165 | 0.61238 | 8 | 0.4289
8630 | 3.825 | 1 | 365 | 4.3425 | 0.11799 | 4 | 0.4605
7993 | 5.355 | 1 | 365 | 6.0795 | 0.36519 | 6 | 0.4447
8612 | 4.335 | 1 | 365 | 4.9215 | 0.86706 | 5 | 0.78856
7988 | 4.59 | 1 | 365 | 5.211 | 0.74159 | 5 | 0.9526
8018 | 5.75 | 1 | 365 | 6.528 | 0.71985 | 7 | 0.24781
8500 | 2.94 | 1 | 365 | 3.3378 | 0.082848 | 3 | 0.42062
8573 | 4.59 | 1 | 365 | 5.211 | 0.74159 | 5 | 0.9526
8749 | 6.63 | 1 | 365 | 7.527 | 0.73785 | 8 | 0.26486
8738 | 7.395 | 1 | 365 | 8.3955 | 0.36145 | 8 | 0.75696
9363 | 4.08 | 1 | 365 | 4.632 | 0.99252 | 5 | 0.62453
7996 | 5.355 | 1 | 365 | 6.0795 | 0.36519 | 6 | 0.4447
8023 | 5.355 | 1 | 365 | 6.0795 | 0.36519 | 6 | 0.4447
8550 | 7.905 | 1 | 365 | 8.9745 | 0.11051 | 9 | 0.085029
9368 | 2.75 | 1 | 365 | 3.1221 | 0.43124 | 3 | 0.5533
9372 | 8.415 | 1 | 365 | 9.5535 | 0.85958 | 10 | 0.41309
8609 | 5.1 | 1 | 365 | 5.79 | 0.49065 | 6 | 0.28066
7829 | 4.845 | 1 | 365 | 5.5005 | 0.61612 | 6 | 0.11663
8566 | 5.1 | 1 | 365 | 5.79 | 0.49065 | 6 | 0.28066
9380 | 8.75 | 1 | 365 | 9.9338 | 0.008475 | 9 | 0.94231
8848 | 6.885 | 1 | 365 | 7.8165 | 0.61238 | 8 | 0.4289
8576 | 7.395 | 1 | 365 | 8.3955 | 0.36145 | 8 | 0.75696
9384 | 6.12 | 1 | 365 | 6.948 | 0.98878 | 7 | 0.9368
7892 | 1.53 | 1 | 365 | 1.737 | 0.2472 | 1 | 0.9842
8586 | 1.75 | 1 | 365 | 1.9868 | 0.001695 | 1 | 0.98846
9394 | 4.08 | 1 | 365 | 4.632 | 0.99252 | 5 | 0.62453
9389 | 9.18 | 1 | 365 | 10.422 | 0.48318 | 10 | 0.90519
8837 | 4 | 1 | 365 | 4.5412 | 0.71816 | 5 | 0.25934
8318 | 8.67 | 1 | 365 | 9.843 | 0.73411 | 10 | 0.57713
8970 | 7.14 | 1 | 365 | 8.106 | 0.48692 | 8 | 0.59293
7274 | 6.63 | 1 | 365 | 7.527 | 0.73785 | 8 | 0.26486
7808 | 3.825 | 1 | 365 | 4.3425 | 0.11799 | 4 | 0.4605
8962 | 8.415 | 1 | 365 | 9.5535 | 0.85958 | 10 | 0.41309
7286 | 13.25 | 1 | 365 | 15.0427 | 0.4414 | 15 | 0.48408
8949 | 8.415 | 1 | 365 | 9.5535 | 0.85958 | 10 | 0.41309
7288 | 5.1 | 1 | 365 | 5.79 | 0.49065 | 6 | 0.28066
8956 | 7.905 | 1 | 365 | 8.9745 | 0.11051 | 9 | 0.085029
8932 | 6 | 1 | 365 | 6.8118 | 0.57724 | 7 | 0.38902
7831 | 3.5 | 1 | 365 | 3.9735 | 0.00339 | 3 | 0.97693
6406 | 6.12 | 1 | 365 | 6.948 | 0.98878 | 7 | 0.9368
6493 | 9.69 | 1 | 365 | 11.001 | 0.23224 | 11 | 0.23326
7824 | 4.08 | 1 | 365 | 4.632 | 0.99252 | 5 | 0.62453
8151 | 8.67 | 1 | 365 | 9.843 | 0.73411 | 10 | 0.57713
6735 | 5.355 | 1 | 365 | 6.0795 | 0.36519 | 6 | 0.4447
8250 | 2.75 | 1 | 365 | 3.1221 | 0.43124 | 3 | 0.5533
7312 | 8.67 | 1 | 365 | 9.843 | 0.73411 | 10 | 0.57713
7315 | 7.395 | 1 | 365 | 8.3955 | 0.36145 | 8 | 0.75696
8928 | 8.415 | 1 | 365 | 9.5535 | 0.85958 | 10 | 0.41309
7355 | 10.455 | 1 | 365 | 11.8695 | 0.85584 | 12 | 0.72536
8238 | 5.61 | 1 | 365 | 6.369 | 0.23972 | 6 | 0.60873
7387 | 13.005 | 1 | 365 | 14.7645 | 0.60117 | 15 | 0.36569
8647 | 2.55 | 1 | 365 | 2.895 | 0.74533 | 3 | 0.64033
7401 | 4.59 | 1 | 365 | 5.211 | 0.74159 | 5 | 0.9526
7409 | 12.495 | 1 | 365 | 14.1855 | 0.8521 | 15 | 0.037626
7434 | 9.18 | 1 | 365 | 10.422 | 0.48318 | 10 | 0.90519
8221 | 9.69 | 1 | 365 | 11.001 | 0.23224 | 11 | 0.23326
7467 | 6.63 | 1 | 365 | 7.527 | 0.73785 | 8 | 0.26486
7323 | 6.12 | 1 | 365 | 6.948 | 0.98878 | 7 | 0.9368
8211 | 5.355 | 1 | 365 | 6.0795 | 0.36519 | 6 | 0.4447
6663 | 6.885 | 1 | 365 | 7.8165 | 0.61238 | 8 | 0.4289
8636 | 8.16 | 1 | 365 | 9.264 | 0.98505 | 10 | 0.24906
8627 | 7.395 | 1 | 365 | 8.3955 | 0.36145 | 8 | 0.75696
5731 | 2.295 | 1 | 365 | 2.6055 | 0.87079 | 3 | 0.4763
5573 | 10.5 | 1 | 365 | 11.9206 | 0.01017 | 11 | 0.93078
5568 | 17.34 | 1 | 365 | 19.686 | 0.46822 | 20 | 0.15426
8740 | 7.65 | 1 | 365 | 8.685 | 0.23598 | 8 | 0.921
8000 | 4.845 | 1 | 365 | 5.5005 | 0.61612 | 6 | 0.11663
8416 | 3.825 | 1 | 365 | 4.3425 | 0.11799 | 4 | 0.4605
9089 | 7.5 | 1 | 365 | 8.5147 | 0.72155 | 9 | 0.23627
9208 | 3.57 | 1 | 365 | 4.053 | 0.24346 | 4 | 0.29646
8429 | 8.16 | 1 | 365 | 9.264 | 0.98505 | 10 | 0.24906
7817 | 6.63 | 1 | 365 | 7.527 | 0.73785 | 8 | 0.26486
8060 | 4.59 | 1 | 365 | 5.211 | 0.74159 | 5 | 0.9526
9326 | 2.805 | 1 | 365 | 3.1845 | 0.61986 | 3 | 0.80436
8047 | 6.63 | 1 | 365 | 7.527 | 0.73785 | 8 | 0.26486
8546 | 4.5 | 1 | 365 | 5.1088 | 0.43293 | 5 | 0.54176
7708 | 5.61 | 1 | 365 | 6.369 | 0.23972 | 6 | 0.60873
8425 | 8.925 | 1 | 365 | 10.1325 | 0.60864 | 10 | 0.74116
7850 | 4.75 | 1 | 365 | 5.3927 | 0.29031 | 5 | 0.68297
9302 | 5.865 | 1 | 365 | 6.6585 | 0.11425 | 6 | 0.77276
7695 | 7.25 | 1 | 365 | 8.2309 | 0.86416 | 9 | 0.095061
8409 | 7.5 | 1 | 365 | 8.5147 | 0.72155 | 9 | 0.23627
8322 | 7.395 | 1 | 365 | 8.3955 | 0.36145 | 8 | 0.75696
8146 | 6.885 | 1 | 365 | 7.8165 | 0.61238 | 8 | 0.4289
8485 | 13.005 | 1 | 365 | 14.7645 | 0.60117 | 15 | 0.36569
9324 | 4.845 | 1 | 365 | 5.5005 | 0.61612 | 6 | 0.11663
8046 | 7.395 | 1 | 365 | 8.3955 | 0.36145 | 8 | 0.75696
8668 | 6 | 1 | 365 | 6.8118 | 0.57724 | 7 | 0.38902
8775 | 6.12 | 1 | 365 | 6.948 | 0.98878 | 7 | 0.9368
8421 | 4.08 | 1 | 365 | 4.632 | 0.99252 | 5 | 0.62453
8170 | 8.16 | 1 | 365 | 9.264 | 0.98505 | 10 | 0.24906
8781 | 4.75 | 1 | 365 | 5.3927 | 0.29031 | 5 | 0.68297
8494 | 5 | 1 | 365 | 5.6765 | 0.1477 | 5 | 0.82418
9325 | 9.435 | 1 | 365 | 10.7115 | 0.35771 | 11 | 0.069228
7828 | 9.435 | 1 | 365 | 10.7115 | 0.35771 | 11 | 0.069228
8161 | 7.395 | 1 | 365 | 8.3955 | 0.36145 | 8 | 0.75696
7721 | 6.63 | 1 | 365 | 7.527 | 0.73785 | 8 | 0.26486
8439 | 5.61 | 1 | 365 | 6.369 | 0.23972 | 6 | 0.60873
7701 | 6.63 | 1 | 365 | 7.527 | 0.73785 | 8 | 0.26486
9009 | 5.61 | 1 | 365 | 6.369 | 0.23972 | 6 | 0.60873
8177 | 5.61 | 1 | 365 | 6.369 | 0.23972 | 6 | 0.60873
7704 | 6.375 | 1 | 365 | 7.2375 | 0.86332 | 8 | 0.10083
8167 | 6.885 | 1 | 365 | 7.8165 | 0.61238 | 8 | 0.4289
7691 | 4.25 | 1 | 365 | 4.825 | 0.57554 | 5 | 0.40055
8496 | 3.25 | 1 | 365 | 3.6897 | 0.146 | 3 | 0.83572
7331 | 4.59 | 1 | 365 | 5.211 | 0.74159 | 5 | 0.9526
8466 | 8.925 | 1 | 365 | 10.1325 | 0.60864 | 10 | 0.74116
8386 | 7 | 1 | 365 | 7.9471 | 0.00678 | 7 | 0.95385
7546 | 6.375 | 1 | 365 | 7.2375 | 0.86332 | 8 | 0.10083
8469 | 6.12 | 1 | 365 | 6.948 | 0.98878 | 7 | 0.9368
8333 | 9.69 | 1 | 365 | 11.001 | 0.23224 | 11 | 0.23326
7637 | 8.415 | 1 | 365 | 9.5535 | 0.85958 | 10 | 0.41309
7556 | 6.63 | 1 | 365 | 7.527 | 0.73785 | 8 | 0.26486
8651 | 6.12 | 1 | 365 | 6.948 | 0.98878 | 7 | 0.9368
8329 | 4.5 | 1 | 365 | 5.1088 | 0.43293 | 5 | 0.54176
8315 | 8.16 | 1 | 365 | 9.264 | 0.98505 | 10 | 0.24906
8247 | 6.63 | 1 | 365 | 7.527 | 0.73785 | 8 | 0.26486
9662 | 7.395 | 1 | 365 | 8.3955 | 0.36145 | 8 | 0.75696
8321 | 3.315 | 1 | 365 | 3.7635 | 0.36893 | 4 | 0.13243
8890 | 5.355 | 1 | 365 | 6.0795 | 0.36519 | 6 | 0.4447
8884 | 2.805 | 1 | 365 | 3.1845 | 0.61986 | 3 | 0.80436
8261 | 6.12 | 1 | 365 | 6.948 | 0.98878 | 7 | 0.9368
8418 | 4.08 | 1 | 365 | 4.632 | 0.99252 | 5 | 0.62453
9401 | 5.355 | 1 | 365 | 6.0795 | 0.36519 | 6 | 0.4447
8887 | 5.61 | 1 | 365 | 6.369 | 0.23972 | 6 | 0.60873
8560 | 4.335 | 1 | 365 | 4.9215 | 0.86706 | 5 | 0.78856
8452 | 4.08 | 1 | 365 | 4.632 | 0.99252 | 5 | 0.62453
8289 | 7.65 | 1 | 365 | 8.685 | 0.23598 | 8 | 0.921
9416 | 3.825 | 1 | 365 | 4.3425 | 0.11799 | 4 | 0.4605
8426 | 4.08 | 1 | 365 | 4.632 | 0.99252 | 5 | 0.62453
8311 | 8.67 | 1 | 365 | 9.843 | 0.73411 | 10 | 0.57713
9415 | 3.315 | 1 | 365 | 3.7635 | 0.36893 | 4 | 0.13243
8308 | 7.395 | 1 | 365 | 8.3955 | 0.36145 | 8 | 0.75696
8227 | 8.925 | 1 | 365 | 10.1325 | 0.60864 | 10 | 0.74116
8294 | 4.335 | 1 | 365 | 4.9215 | 0.86706 | 5 | 0.78856
8237 | 9.945 | 1 | 365 | 11.2905 | 0.10678 | 11 | 0.39729
8875 | 6.12 | 1 | 365 | 6.948 | 0.98878 | 7 | 0.9368
8282 | 8.67 | 1 | 365 | 9.843 | 0.73411 | 10 | 0.57713
8299 | 2.295 | 1 | 365 | 2.6055 | 0.87079 | 3 | 0.4763
8346 | 6.12 | 1 | 365 | 6.948 | 0.98878 | 7 | 0.9368
8726 | 3.315 | 1 | 365 | 3.7635 | 0.36893 | 4 | 0.13243
9670 | 5.865 | 1 | 365 | 6.6585 | 0.11425 | 6 | 0.77276
8471 | 7.905 | 1 | 365 | 8.9745 | 0.11051 | 9 | 0.085029
8742 | 8.16 | 1 | 365 | 9.264 | 0.98505 | 10 | 0.24906
8464 | 9.69 | 1 | 365 | 11.001 | 0.23224 | 11 | 0.23326
9127 | 6.375 | 1 | 365 | 7.2375 | 0.86332 | 8 | 0.10083
8786 | 3.825 | 1 | 365 | 4.3425 | 0.11799 | 4 | 0.4605
8480 | 8.67 | 1 | 365 | 9.843 | 0.73411 | 10 | 0.57713
8752 | 5.61 | 1 | 365 | 6.369 | 0.23972 | 6 | 0.60873
9149 | 9.945 | 1 | 365 | 11.2905 | 0.10678 | 11 | 0.39729
8765 | 7.14 | 1 | 365 | 8.106 | 0.48692 | 8 | 0.59293
9123 | 8.67 | 1 | 365 | 9.843 | 0.73411 | 10 | 0.57713
9640 | 3.825 | 1 | 365 | 4.3425 | 0.11799 | 4 | 0.4605
8774 | 3.06 | 1 | 365 | 3.474 | 0.49439 | 3 | 0.9684
8458 | 6.375 | 1 | 365 | 7.2375 | 0.86332 | 8 | 0.10083
8737 | 8.16 | 1 | 365 | 9.264 | 0.98505 | 10 | 0.24906
9137 | 8.16 | 1 | 365 | 9.264 | 0.98505 | 10 | 0.24906
8760 | 5.61 | 1 | 365 | 6.369 | 0.23972 | 6 | 0.60873
8611 | 5.865 | 1 | 365 | 6.6585 | 0.11425 | 6 | 0.77276
8713 | 6.885 | 1 | 365 | 7.8165 | 0.61238 | 8 | 0.4289
8508 | 5.335 | 1 | 365 | 6.0568 | 0.2966 | 6 | 0.3534
8756 | 6 | 1 | 365 | 6.8118 | 0.57724 | 7 | 0.38902
9665 | 4.845 | 1 | 365 | 5.5005 | 0.61612 | 6 | 0.11663
9612 | 7 | 1 | 365 | 7.9471 | 0.00678 | 7 | 0.95385
9514 | 4.845 | 1 | 365 | 5.5005 | 0.61612 | 6 | 0.11663
9551 | 4.59 | 1 | 365 | 5.211 | 0.74159 | 5 | 0.9526
8988 | 3.06 | 1 | 365 | 3.474 | 0.49439 | 3 | 0.9684
9101 | 2.04 | 1 | 365 | 2.316 | 0.99626 | 3 | 0.31227
7647 | 11.985 | 1 | 365 | 13.6065 | 0.10304 | 13 | 0.70956
8834 | 8.415 | 1 | 365 | 9.5535 | 0.85958 | 10 | 0.41309
7651 | 11.22 | 1 | 365 | 12.738 | 0.47944 | 13 | 0.21746
8791 | 6.12 | 1 | 365 | 6.948 | 0.98878 | 7 | 0.9368
8594 | 7 | 1 | 365 | 7.9471 | 0.00678 | 7 | 0.95385
8983 | 7.14 | 1 | 365 | 8.106 | 0.48692 | 8 | 0.59293
9166 | 7.905 | 1 | 365 | 8.9745 | 0.11051 | 9 | 0.085029
8660 | 6.12 | 1 | 365 | 6.948 | 0.98878 | 7 | 0.9368
7736 | 4.08 | 1 | 365 | 4.632 | 0.99252 | 5 | 0.62453
7738 | 3.06 | 1 | 365 | 3.474 | 0.49439 | 3 | 0.9684
9183 | 8.415 | 1 | 365 | 9.5535 | 0.85958 | 10 | 0.41309
7430 | 5.61 | 1 | 365 | 6.369 | 0.23972 | 6 | 0.60873
7741 | 7.395 | 1 | 365 | 8.3955 | 0.36145 | 8 | 0.75696
9173 | 5.1 | 1 | 365 | 5.79 | 0.49065 | 6 | 0.28066
7754 | 8.67 | 1 | 365 | 9.843 | 0.73411 | 10 | 0.57713
7759 | 11.475 | 1 | 365 | 13.0275 | 0.35397 | 13 | 0.38149
9409 | 8.16 | 1 | 365 | 9.264 | 0.98505 | 10 | 0.24906
7774 | 5.865 | 1 | 365 | 6.6585 | 0.11425 | 6 | 0.77276
9095 | 4.59 | 1 | 365 | 5.211 | 0.74159 | 5 | 0.9526
7773 | 7.5 | 1 | 365 | 8.5147 | 0.72155 | 9 | 0.23627
7780 | 10.71 | 1 | 365 | 12.159 | 0.73037 | 12 | 0.88939
9184 | 7.395 | 1 | 365 | 8.3955 | 0.36145 | 8 | 0.75696
8690 | 6.63 | 1 | 365 | 7.527 | 0.73785 | 8 | 0.26486
9185 | 6.63 | 1 | 365 | 7.527 | 0.73785 | 8 | 0.26486
9556 | 6.885 | 1 | 365 | 7.8165 | 0.61238 | 8 | 0.4289
8680 | 5.355 | 1 | 365 | 6.0795 | 0.36519 | 6 | 0.4447
8656 | 6.885 | 1 | 365 | 7.8165 | 0.61238 | 8 | 0.4289
8652 | 4.08 | 1 | 365 | 4.632 | 0.99252 | 5 | 0.62453
7853 | 3 | 1 | 365 | 3.4059 | 0.28862 | 3 | 0.69451
7856 | 3.57 | 1 | 365 | 4.053 | 0.24346 | 4 | 0.29646
7863 | 6.75 | 1 | 365 | 7.6632 | 0.1494 | 7 | 0.81264
7742 | 4.59 | 1 | 365 | 5.211 | 0.74159 | 5 | 0.9526
7869 | 7.25 | 1 | 365 | 8.2309 | 0.86416 | 9 | 0.095061
7870 | 7 | 1 | 365 | 7.9471 | 0.00678 | 7 | 0.95385
8798 | 6.63 | 1 | 365 | 7.527 | 0.73785 | 8 | 0.26486
8125 | 10.455 | 1 | 365 | 11.8695 | 0.85584 | 12 | 0.72536
9191 | 7.14 | 1 | 365 | 8.106 | 0.48692 | 8 | 0.59293
8128 | 11.22 | 1 | 365 | 12.738 | 0.47944 | 13 | 0.21746
8801 | 5.865 | 1 | 365 | 6.6585 | 0.11425 | 6 | 0.77276
9195 | 5.355 | 1 | 365 | 6.0795 | 0.36519 | 6 | 0.4447
8133 | 9.945 | 1 | 365 | 11.2905 | 0.10678 | 11 | 0.39729
8134 | 7.395 | 1 | 365 | 8.3955 | 0.36145 | 8 | 0.75696
8839 | 4.335 | 1 | 365 | 4.9215 | 0.86706 | 5 | 0.78856
9204 | 9.18 | 1 | 365 | 10.422 | 0.48318 | 10 | 0.90519
9352 | 3.315 | 1 | 365 | 3.7635 | 0.36893 | 4 | 0.13243
9353 | 6.25 | 1 | 365 | 7.0956 | 0.43462 | 7 | 0.53022
8803 | 8.415 | 1 | 365 | 9.5535 | 0.85958 | 10 | 0.41309
8181 | 12.495 | 1 | 365 | 14.1855 | 0.8521 | 15 | 0.037626
7140 | 19 | 1 | 365 | 21.5706 | 0.16126 | 21 | 0.73188
8223 | 12.25 | 1 | 365 | 13.9074 | 0.011865 | 13 | 0.91924
8228 | 11.475 | 1 | 365 | 13.0275 | 0.35397 | 13 | 0.38149
9933 | 6.63 | 1 | 365 | 7.527 | 0.73785 | 8 | 0.26486
9162 | 3.315 | 1 | 365 | 3.7635 | 0.36893 | 4 | 0.13243
9055 | 4.59 | 1 | 365 | 5.211 | 0.74159 | 5 | 0.9526
8856 | 6.12 | 1 | 365 | 6.948 | 0.98878 | 7 | 0.9368
8934 | 8.16 | 1 | 365 | 9.264 | 0.98505 | 10 | 0.24906
9096 | 8.925 | 1 | 365 | 10.1325 | 0.60864 | 10 | 0.74116
9373 | 3.825 | 1 | 365 | 4.3425 | 0.11799 | 4 | 0.4605
8305 | 11.25 | 1 | 365 | 12.7721 | 0.58232 | 13 | 0.3544
8862 | 3.06 | 1 | 365 | 3.474 | 0.49439 | 3 | 0.9684
8312 | 6.63 | 1 | 365 | 7.527 | 0.73785 | 8 | 0.26486
9357 | 8.67 | 1 | 365 | 9.843 | 0.73411 | 10 | 0.57713
8368 | 6.63 | 1 | 365 | 7.527 | 0.73785 | 8 | 0.26486
8854 | 7.65 | 1 | 365 | 8.685 | 0.23598 | 8 | 0.921
8400 | 6.885 | 1 | 365 | 7.8165 | 0.61238 | 8 | 0.4289
8403 | 4.08 | 1 | 365 | 4.632 | 0.99252 | 5 | 0.62453
8929 | 4.08 | 1 | 365 | 4.632 | 0.99252 | 5 | 0.62453
8415 | 4.59 | 1 | 365 | 5.211 | 0.74159 | 5 | 0.9526
8937 | 6.885 | 1 | 365 | 7.8165 | 0.61238 | 8 | 0.4289
9789 | 6.63 | 1 | 365 | 7.527 | 0.73785 | 8 | 0.26486
8595 | 6.885 | 1 | 365 | 7.8165 | 0.61238 | 8 | 0.4289
8601 | 8.16 | 1 | 365 | 9.264 | 0.98505 | 10 | 0.24906
8597 | 5.355 | 1 | 365 | 6.0795 | 0.36519 | 6 | 0.4447
8623 | 10.2 | 1 | 365 | 11.58 | 0.98131 | 12 | 0.56133
8629 | 4.75 | 1 | 365 | 5.3927 | 0.29031 | 5 | 0.68297
8634 | 4.59 | 1 | 365 | 5.211 | 0.74159 | 5 | 0.9526
8503 | 3.315 | 1 | 365 | 3.7635 | 0.36893 | 4 | 0.13243
8667 | 8.5 | 1 | 365 | 9.65 | 0.15109 | 9 | 0.80111
8670 | 9.945 | 1 | 365 | 11.2905 | 0.10678 | 11 | 0.39729
8672 | 2.94 | 1 | 365 | 3.3378 | 0.082848 | 3 | 0.42062
8676 | 13.005 | 1 | 365 | 14.7645 | 0.60117 | 15 | 0.36569
8684 | 4.59 | 1 | 365 | 5.211 | 0.74159 | 5 | 0.9526
9018 | 4.335 | 1 | 365 | 4.9215 | 0.86706 | 5 | 0.78856
9851 | 6.12 | 1 | 365 | 6.948 | 0.98878 | 7 | 0.9368
8944 | 6.63 | 1 | 365 | 7.527 | 0.73785 | 8 | 0.26486
9844 | 7.14 | 1 | 365 | 8.106 | 0.48692 | 8 | 0.59293
8770 | 13.26 | 1 | 365 | 15.054 | 0.4757 | 15 | 0.52973
7431 | 4.845 | 1 | 365 | 5.5005 | 0.61612 | 6 | 0.11663
9650 | 8.16 | 1 | 365 | 9.264 | 0.98505 | 10 | 0.24906
9025 | 4.59 | 1 | 365 | 5.211 | 0.74159 | 5 | 0.9526
9848 | 8.67 | 1 | 365 | 9.843 | 0.73411 | 10 | 0.57713
9005 | 7.65 | 1 | 365 | 8.685 | 0.23598 | 8 | 0.921
9675 | 4.08 | 1 | 365 | 4.632 | 0.99252 | 5 | 0.62453
9017 | 4.335 | 1 | 365 | 4.9215 | 0.86706 | 5 | 0.78856
9823 | 4.335 | 1 | 365 | 4.9215 | 0.86706 | 5 | 0.78856
9849 | 8.16 | 1 | 365 | 9.264 | 0.98505 | 10 | 0.24906
9853 | 5.1 | 1 | 365 | 5.79 | 0.49065 | 6 | 0.28066
9563 | 8.16 | 1 | 365 | 9.264 | 0.98505 | 10 | 0.24906
9567 | 4.08 | 1 | 365 | 4.632 | 0.99252 | 5 | 0.62453
9539 | 6.12 | 1 | 365 | 6.948 | 0.98878 | 7 | 0.9368
7729 | 9.945 | 1 | 365 | 11.2905 | 0.10678 | 11 | 0.39729
9052 | 9.435 | 1 | 365 | 10.7115 | 0.35771 | 11 | 0.069228
8859 | 4.335 | 1 | 365 | 4.9215 | 0.86706 | 5 | 0.78856
8861 | 7.65 | 1 | 365 | 8.685 | 0.23598 | 8 | 0.921
8851 | 4.845 | 1 | 365 | 5.5005 | 0.61612 | 6 | 0.11663
140 | 1178.1 | 0.9 | 365 | 1203.743 | 0.30697 | 1204 | 0.049962
6734 | 7.28 | 1 | 365 | 8.265 | 0.96705 | 9 | 0.23201
7559 | 9.435 | 1 | 365 | 10.7115 | 0.35771 | 11 | 0.069228
8992 | 14.79 | 1 | 365 | 16.791 | 0.7229 | 17 | 0.51392
9046 | 11.475 | 1 | 365 | 13.0275 | 0.35397 | 13 | 0.38149
9592 | 13.005 | 1 | 365 | 14.7645 | 0.60117 | 15 | 0.36569
8554 | 6.75 | 1 | 365 | 7.6632 | 0.1494 | 7 | 0.81264
8829 | 7.65 | 1 | 365 | 8.685 | 0.23598 | 8 | 0.921
8041 | 5.865 | 1 | 365 | 6.6585 | 0.11425 | 6 | 0.77276
8826 | 5.865 | 1 | 365 | 6.6585 | 0.11425 | 6 | 0.77276
8036 | 8.16 | 1 | 365 | 9.264 | 0.98505 | 10 | 0.24906
8805 | 6.12 | 1 | 365 | 6.948 | 0.98878 | 7 | 0.9368
8032 | 6.63 | 1 | 365 | 7.527 | 0.73785 | 8 | 0.26486
8796 | 5.75 | 1 | 365 | 6.528 | 0.71985 | 7 | 0.24781
9288 | 6.375 | 1 | 365 | 7.2375 | 0.86332 | 8 | 0.10083
9284 | 9.945 | 1 | 365 | 11.2905 | 0.10678 | 11 | 0.39729
8794 | 5.61 | 1 | 365 | 6.369 | 0.23972 | 6 | 0.60873
9282 | 9.435 | 1 | 365 | 10.7115 | 0.35771 | 11 | 0.069228
9279 | 6.63 | 1 | 365 | 7.527 | 0.73785 | 8 | 0.26486
9268 | 4.08 | 1 | 365 | 4.632 | 0.99252 | 5 | 0.62453
9271 | 6.12 | 1 | 365 | 6.948 | 0.98878 | 7 | 0.9368
5544 | 54.71 | 1 | 365 | 62.112 | 0.63013 | 62 | 0.74218
7361 | 5.145 | 1 | 365 | 5.8411 | 0.64498 | 6 | 0.48608
9263 | 9.18 | 1 | 365 | 10.422 | 0.48318 | 10 | 0.90519
7360 | 7.395 | 1 | 365 | 8.3955 | 0.36145 | 8 | 0.75696
9422 | 7.65 | 1 | 365 | 8.685 | 0.23598 | 8 | 0.921
8920 | 12.75 | 1 | 365 | 14.475 | 0.72663 | 15 | 0.20166
9405 | 6.885 | 1 | 365 | 7.8165 | 0.61238 | 8 | 0.4289
6404 | 10.965 | 1 | 365 | 12.4485 | 0.60491 | 13 | 0.053427
7769 | 9.18 | 1 | 365 | 10.422 | 0.48318 | 10 | 0.90519
7795 | 3.57 | 1 | 365 | 4.053 | 0.24346 | 4 | 0.29646
8948 | 5.865 | 1 | 365 | 6.6585 | 0.11425 | 6 | 0.77276
7798 | 2.25 | 1 | 365 | 2.5544 | 0.71646 | 3 | 0.27088
8952 | 4.59 | 1 | 365 | 5.211 | 0.74159 | 5 | 0.9526
8957 | 6.5 | 1 | 365 | 7.3794 | 0.29201 | 7 | 0.67143
8959 | 11.985 | 1 | 365 | 13.6065 | 0.10304 | 13 | 0.70956
8963 | 4.25 | 1 | 365 | 4.825 | 0.57554 | 5 | 0.40055
8326 | 8.67 | 1 | 365 | 9.843 | 0.73411 | 10 | 0.57713
7762 | 5.61 | 1 | 365 | 6.369 | 0.23972 | 6 | 0.60873
8961 | 11.475 | 1 | 365 | 13.0275 | 0.35397 | 13 | 0.38149
8923 | 8.67 | 1 | 365 | 9.843 | 0.73411 | 10 | 0.57713
8925 | 8.7 | 1 | 365 | 9.8771 | 0.837 | 10 | 0.71407
8987 | 3.57 | 1 | 365 | 4.053 | 0.24346 | 4 | 0.29646
3495 | 20.16 | 1 | 365 | 22.8876 | 0.13953 | 23 | 0.027094
8915 | 3.57 | 1 | 365 | 4.053 | 0.24346 | 4 | 0.29646
8912 | 10.08 | 1 | 365 | 11.4438 | 0.56976 | 12 | 0.013547
8910 | 5.7 | 1 | 365 | 6.4712 | 0.54838 | 7 | 0.019565
8909 | 4.4 | 1 | 365 | 4.9953 | 0.089976 | 5 | 0.085278
8891 | 7.65 | 1 | 365 | 8.685 | 0.23598 | 8 | 0.921
6283 | 4.8 | 1 | 365 | 5.4494 | 0.46179 | 5 | 0.91121
7226 | 5.7 | 1 | 365 | 6.4712 | 0.54838 | 7 | 0.019565
8140 | 3.25 | 1 | 365 | 3.6897 | 0.146 | 3 | 0.83572
7610 | 5.355 | 1 | 365 | 6.0795 | 0.36519 | 6 | 0.4447
7688 | 9.36 | 1 | 365 | 10.6264 | 0.10049 | 10 | 0.72686
1010 | 1254.88 | 0.9 | 365 | 1282.1942 | 0.29504 | 1282 | 0.48926
8364 | 5.75 | 1 | 365 | 6.528 | 0.71985 | 7 | 0.24781
8614 | 5.175 | 1 | 365 | 5.8752 | 0.74787 | 6 | 0.62303
6743 | 18.48 | 1 | 365 | 20.9803 | 0.3779 | 21 | 0.35817
6697 | 31.9 | 0.9 | 365 | 32.5943 | 0.46209 | 33 | 0.056442
7428 | 4.8 | 1 | 365 | 5.4494 | 0.46179 | 5 | 0.91121
7881 | 3.57 | 1 | 365 | 4.053 | 0.24346 | 4 | 0.29646
8034 | 2.295 | 1 | 365 | 2.6055 | 0.87079 | 3 | 0.4763
7796 | 7.5 | 1 | 365 | 8.5147 | 0.72155 | 9 | 0.23627
7804 | 5 | 1 | 365 | 5.6765 | 0.1477 | 5 | 0.82418
8984 | 7.14 | 1 | 365 | 8.106 | 0.48692 | 8 | 0.59293
7809 | 7.395 | 1 | 365 | 8.3955 | 0.36145 | 8 | 0.75696
8056 | 8.415 | 1 | 365 | 9.5535 | 0.85958 | 10 | 0.41309
7778 | 5.1 | 1 | 365 | 5.79 | 0.49065 | 6 | 0.28066
7639 | 6.885 | 1 | 365 | 7.8165 | 0.61238 | 8 | 0.4289
7763 | 4.75 | 1 | 365 | 5.3927 | 0.29031 | 5 | 0.68297
8979 | 6.12 | 1 | 365 | 6.948 | 0.98878 | 7 | 0.9368
7895 | 9.435 | 1 | 365 | 10.7115 | 0.35771 | 11 | 0.069228
8043 | 3.825 | 1 | 365 | 4.3425 | 0.11799 | 4 | 0.4605
7793 | 5.5 | 1 | 365 | 6.2441 | 0.86247 | 7 | 0.1066
7820 | 6.375 | 1 | 365 | 7.2375 | 0.86332 | 8 | 0.10083
8144 | 7.65 | 1 | 365 | 8.685 | 0.23598 | 8 | 0.921
8108 | 3.825 | 1 | 365 | 4.3425 | 0.11799 | 4 | 0.4605
7816 | 5.1 | 1 | 365 | 5.79 | 0.49065 | 6 | 0.28066
7635 | 7.395 | 1 | 365 | 8.3955 | 0.36145 | 8 | 0.75696
7886 | 6.375 | 1 | 365 | 7.2375 | 0.86332 | 8 | 0.10083
7789 | 7.14 | 1 | 365 | 8.106 | 0.48692 | 8 | 0.59293
7931 | 5.5 | 1 | 365 | 6.2441 | 0.86247 | 7 | 0.1066
8974 | 7.14 | 1 | 365 | 8.106 | 0.48692 | 8 | 0.59293
8104 | 3.06 | 1 | 365 | 3.474 | 0.49439 | 3 | 0.9684
7786 | 8.925 | 1 | 365 | 10.1325 | 0.60864 | 10 | 0.74116
8176 | 9.18 | 1 | 365 | 10.422 | 0.48318 | 10 | 0.90519
7784 | 6.12 | 1 | 365 | 6.948 | 0.98878 | 7 | 0.9368
8094 | 5.5 | 1 | 365 | 6.2441 | 0.86247 | 7 | 0.1066
7776 | 4.08 | 1 | 365 | 4.632 | 0.99252 | 5 | 0.62453
8965 | 5.355 | 1 | 365 | 6.0795 | 0.36519 | 6 | 0.4447
8271 | 4.335 | 1 | 365 | 4.9215 | 0.86706 | 5 | 0.78856
8090 | 4.845 | 1 | 365 | 5.5005 | 0.61612 | 6 | 0.11663
8026 | 3.315 | 1 | 365 | 3.7635 | 0.36893 | 4 | 0.13243
8042 | 3.5 | 1 | 365 | 3.9735 | 0.00339 | 3 | 0.97693
8958 | 6.63 | 1 | 365 | 7.527 | 0.73785 | 8 | 0.26486
8258 | 6.63 | 1 | 365 | 7.527 | 0.73785 | 8 | 0.26486
8017 | 3.57 | 1 | 365 | 4.053 | 0.24346 | 4 | 0.29646
8262 | 6.63 | 1 | 365 | 7.527 | 0.73785 | 8 | 0.26486
8254 | 3.57 | 1 | 365 | 4.053 | 0.24346 | 4 | 0.29646
8341 | 9.945 | 1 | 365 | 11.2905 | 0.10678 | 11 | 0.39729
7812 | 9.435 | 1 | 365 | 10.7115 | 0.35771 | 11 | 0.069228
9163 | 15.25 | 1 | 365 | 17.3133 | 0.30048 | 17 | 0.61375
8224 | 5.61 | 1 | 365 | 6.369 | 0.23972 | 6 | 0.60873
9295 | 5.1 | 1 | 365 | 5.79 | 0.49065 | 6 | 0.28066
8062 | 9.435 | 1 | 365 | 10.7115 | 0.35771 | 11 | 0.069228
8201 | 8.75 | 1 | 365 | 9.9338 | 0.008475 | 9 | 0.94231
7822 | 6 | 1 | 365 | 6.8118 | 0.57724 | 7 | 0.38902
8337 | 8.925 | 1 | 365 | 10.1325 | 0.60864 | 10 | 0.74116
8334 | 5.355 | 1 | 365 | 6.0795 | 0.36519 | 6 | 0.4447
9252 | 1.53 | 1 | 365 | 1.737 | 0.2472 | 1 | 0.9842
8196 | 4.08 | 1 | 365 | 4.632 | 0.99252 | 5 | 0.62453
8192 | 3.57 | 1 | 365 | 4.053 | 0.24346 | 4 | 0.29646
8069 | 7.65 | 1 | 365 | 8.685 | 0.23598 | 8 | 0.921
7772 | 5 | 1 | 365 | 5.6765 | 0.1477 | 5 | 0.82418
8190 | 3.5 | 1 | 365 | 3.9735 | 0.00339 | 3 | 0.97693
8392 | 7.65 | 1 | 365 | 8.685 | 0.23598 | 8 | 0.921
8332 | 6.885 | 1 | 365 | 7.8165 | 0.61238 | 8 | 0.4289
7836 | 6.63 | 1 | 365 | 7.527 | 0.73785 | 8 | 0.26486
8330 | 6.375 | 1 | 365 | 7.2375 | 0.86332 | 8 | 0.10083
8478 | 9.435 | 1 | 365 | 10.7115 | 0.35771 | 11 | 0.069228
7944 | 6.12 | 1 | 365 | 6.948 | 0.98878 | 7 | 0.9368
8029 | 5.5 | 1 | 365 | 6.2441 | 0.86247 | 7 | 0.1066
7841 | 4.845 | 1 | 365 | 5.5005 | 0.61612 | 6 | 0.11663
9292 | 7 | 1 | 365 | 7.9471 | 0.00678 | 7 | 0.95385
8486 | 6.12 | 1 | 365 | 6.948 | 0.98878 | 7 | 0.9368
8093 | 5.1 | 1 | 365 | 5.79 | 0.49065 | 6 | 0.28066
7844 | 9 | 1 | 365 | 10.2177 | 0.86586 | 11 | 0.083524
8044 | 7.65 | 1 | 365 | 8.685 | 0.23598 | 8 | 0.921
8489 | 4.08 | 1 | 365 | 4.632 | 0.99252 | 5 | 0.62453
8284 | 7.905 | 1 | 365 | 8.9745 | 0.11051 | 9 | 0.085029
9083 | 10.71 | 1 | 365 | 12.159 | 0.73037 | 12 | 0.88939
9257 | 2.55 | 1 | 365 | 2.895 | 0.74533 | 3 | 0.64033
7838 | 8.16 | 1 | 365 | 9.264 | 0.98505 | 10 | 0.24906
8276 | 3.06 | 1 | 365 | 3.474 | 0.49439 | 3 | 0.9684
8295 | 6.375 | 1 | 365 | 7.2375 | 0.86332 | 8 | 0.10083
7760 | 4.75 | 1 | 365 | 5.3927 | 0.29031 | 5 | 0.68297
7755 | 7.905 | 1 | 365 | 8.9745 | 0.11051 | 9 | 0.085029
8306 | 6.12 | 1 | 365 | 6.948 | 0.98878 | 7 | 0.9368
9318 | 16.66 | 1 | 365 | 18.914 | 0.13614 | 19 | 0.050168
8605 | 4.08 | 1 | 365 | 4.632 | 0.99252 | 5 | 0.62453
8599 | 4.08 | 1 | 365 | 4.632 | 0.99252 | 5 | 0.62453
9335 | 5.61 | 1 | 365 | 6.369 | 0.23972 | 6 | 0.60873
8570 | 7.395 | 1 | 365 | 8.3955 | 0.36145 | 8 | 0.75696
9308 | 5.06 | 1 | 365 | 5.7446 | 0.35347 | 6 | 0.09807
8561 | 4.335 | 1 | 365 | 4.9215 | 0.86706 | 5 | 0.78856
7848 | 2.805 | 1 | 365 | 3.1845 | 0.61986 | 3 | 0.80436
8874 | 3.315 | 1 | 365 | 3.7635 | 0.36893 | 4 | 0.13243
9244 | 10 | 1 | 365 | 11.353 | 0.2954 | 11 | 0.64836
8086 | 8.16 | 1 | 365 | 9.264 | 0.98505 | 10 | 0.24906
8873 | 6.12 | 1 | 365 | 6.948 | 0.98878 | 7 | 0.9368
8076 | 4.335 | 1 | 365 | 4.9215 | 0.86706 | 5 | 0.78856
9341 | 5.865 | 1 | 365 | 6.6585 | 0.11425 | 6 | 0.77276
8015 | 3.825 | 1 | 365 | 4.3425 | 0.11799 | 4 | 0.4605
7846 | 8.415 | 1 | 365 | 9.5535 | 0.85958 | 10 | 0.41309
8883 | 4.08 | 1 | 365 | 4.632 | 0.99252 | 5 | 0.62453
8095 | 4.335 | 1 | 365 | 4.9215 | 0.86706 | 5 | 0.78856
8882 | 6.375 | 1 | 365 | 7.2375 | 0.86332 | 8 | 0.10083
7840 | 5.5 | 1 | 365 | 6.2441 | 0.86247 | 7 | 0.1066
8014 | 6.25 | 1 | 365 | 7.0956 | 0.43462 | 7 | 0.53022
8011 | 8.415 | 1 | 365 | 9.5535 | 0.85958 | 10 | 0.41309
7843 | 4.75 | 1 | 365 | 5.3927 | 0.29031 | 5 | 0.68297
8881 | 6.12 | 1 | 365 | 6.948 | 0.98878 | 7 | 0.9368
8064 | 6.885 | 1 | 365 | 7.8165 | 0.61238 | 8 | 0.4289
8008 | 7.395 | 1 | 365 | 8.3955 | 0.36145 | 8 | 0.75696
8039 | 6.885 | 1 | 365 | 7.8165 | 0.61238 | 8 | 0.4289
8880 | 15.3 | 1 | 365 | 17.37 | 0.47196 | 17 | 0.84199
8109 | 6.12 | 1 | 365 | 6.948 | 0.98878 | 7 | 0.9368
8004 | 6.63 | 1 | 365 | 7.527 | 0.73785 | 8 | 0.26486
7913 | 6.12 | 1 | 365 | 6.948 | 0.98878 | 7 | 0.9368
7210 | 3.825 | 1 | 365 | 4.3425 | 0.11799 | 4 | 0.4605
8878 | 9.69 | 1 | 365 | 11.001 | 0.23224 | 11 | 0.23326
8103 | 6.63 | 1 | 365 | 7.527 | 0.73785 | 8 | 0.26486
8001 | 5.865 | 1 | 365 | 6.6585 | 0.11425 | 6 | 0.77276
9497 | 5.61 | 1 | 365 | 6.369 | 0.23972 | 6 | 0.60873
8876 | 3.57 | 1 | 365 | 4.053 | 0.24346 | 4 | 0.29646
9006 | 8.415 | 1 | 365 | 9.5535 | 0.85958 | 10 | 0.41309
9002 | 4.5 | 1 | 365 | 5.1088 | 0.43293 | 5 | 0.54176
8116 | 4.845 | 1 | 365 | 5.5005 | 0.61612 | 6 | 0.11663
7998 | 5.865 | 1 | 365 | 6.6585 | 0.11425 | 6 | 0.77276
8013 | 7.905 | 1 | 365 | 8.9745 | 0.11051 | 9 | 0.085029
8889 | 8.16 | 1 | 365 | 9.264 | 0.98505 | 10 | 0.24906
8888 | 5.1 | 1 | 365 | 5.79 | 0.49065 | 6 | 0.28066
8886 | 9.18 | 1 | 365 | 10.422 | 0.48318 | 10 | 0.90519
9367 | 8.16 | 1 | 365 | 9.264 | 0.98505 | 10 | 0.24906
9499 | 6.63 | 1 | 365 | 7.527 | 0.73785 | 8 | 0.26486
8885 | 8.16 | 1 | 365 | 9.264 | 0.98505 | 10 | 0.24906
8035 | 4.845 | 1 | 365 | 5.5005 | 0.61612 | 6 | 0.11663
9370 | 16.32 | 1 | 365 | 18.528 | 0.97009 | 19 | 0.49812
8099 | 3.315 | 1 | 365 | 3.7635 | 0.36893 | 4 | 0.13243
8463 | 5.5 | 1 | 365 | 6.2441 | 0.86247 | 7 | 0.1066
8016 | 4.845 | 1 | 365 | 5.5005 | 0.61612 | 6 | 0.11663
8477 | 3.315 | 1 | 365 | 3.7635 | 0.36893 | 4 | 0.13243
8398 | 2.295 | 1 | 365 | 2.6055 | 0.87079 | 3 | 0.4763
8483 | 6.12 | 1 | 365 | 6.948 | 0.98878 | 7 | 0.9368
9377 | 6.12 | 1 | 365 | 6.948 | 0.98878 | 7 | 0.9368
8020 | 4.335 | 1 | 365 | 4.9215 | 0.86706 | 5 | 0.78856
8488 | 6.25 | 1 | 365 | 7.0956 | 0.43462 | 7 | 0.53022
8163 | 5.865 | 1 | 365 | 6.6585 | 0.11425 | 6 | 0.77276
9379 | 3.57 | 1 | 365 | 4.053 | 0.24346 | 4 | 0.29646
8406 | 4.08 | 1 | 365 | 4.632 | 0.99252 | 5 | 0.62453
8602 | 5.355 | 1 | 365 | 6.0795 | 0.36519 | 6 | 0.4447
8492 | 7.65 | 1 | 365 | 8.685 | 0.23598 | 8 | 0.921
8296 | 4 | 1 | 365 | 4.5412 | 0.71816 | 5 | 0.25934
8598 | 3.06 | 1 | 365 | 3.474 | 0.49439 | 3 | 0.9684
8385 | 2.805 | 1 | 365 | 3.1845 | 0.61986 | 3 | 0.80436
8495 | 9.25 | 1 | 365 | 10.5015 | 0.72325 | 11 | 0.22473
8045 | 2.4 | 1 | 365 | 2.7247 | 0.2309 | 2 | 0.95561
8593 | 4.335 | 1 | 365 | 4.9215 | 0.86706 | 5 | 0.78856
8186 | 8.67 | 1 | 365 | 9.843 | 0.73411 | 10 | 0.57713
8767 | 7.14 | 1 | 365 | 8.106 | 0.48692 | 8 | 0.59293
8419 | 5.61 | 1 | 365 | 6.369 | 0.23972 | 6 | 0.60873
8070 | 4.845 | 1 | 365 | 5.5005 | 0.61612 | 6 | 0.11663
8530 | 3.25 | 1 | 365 | 3.6897 | 0.146 | 3 | 0.83572
8173 | 3.825 | 1 | 365 | 4.3425 | 0.11799 | 4 | 0.4605
8182 | 3.57 | 1 | 365 | 4.053 | 0.24346 | 4 | 0.29646
8038 | 5.61 | 1 | 365 | 6.369 | 0.23972 | 6 | 0.60873
8432 | 7.14 | 1 | 365 | 8.106 | 0.48692 | 8 | 0.59293
7939 | 5.75 | 1 | 365 | 6.528 | 0.71985 | 7 | 0.24781
8115 | 6.63 | 1 | 365 | 7.527 | 0.73785 | 8 | 0.26486
7746 | 8.925 | 1 | 365 | 10.1325 | 0.60864 | 10 | 0.74116
9414 | 5.61 | 1 | 365 | 6.369 | 0.23972 | 6 | 0.60873
8877 | 8.415 | 1 | 365 | 9.5535 | 0.85958 | 10 | 0.41309
8411 | 7.105 | 1 | 365 | 8.0663 | 0.36688 | 8 | 0.43316
8301 | 4.845 | 1 | 365 | 5.5005 | 0.61612 | 6 | 0.11663
8293 | 5.1 | 1 | 365 | 5.79 | 0.49065 | 6 | 0.28066
9412 | 2.55 | 1 | 365 | 2.895 | 0.74533 | 3 | 0.64033
8617 | 7.5 | 1 | 365 | 8.5147 | 0.72155 | 9 | 0.23627
8607 | 7.14 | 1 | 365 | 8.106 | 0.48692 | 8 | 0.59293
8505 | 6.63 | 1 | 365 | 7.527 | 0.73785 | 8 | 0.26486
9411 | 5.1 | 1 | 365 | 5.79 | 0.49065 | 6 | 0.28066
8377 | 4.08 | 1 | 365 | 4.632 | 0.99252 | 5 | 0.62453
9413 | 2.805 | 1 | 365 | 3.1845 | 0.61986 | 3 | 0.80436
8694 | 8.415 | 1 | 365 | 9.5535 | 0.85958 | 10 | 0.41309
8220 | 4.08 | 1 | 365 | 4.632 | 0.99252 | 5 | 0.62453
9403 | 3.57 | 1 | 365 | 4.053 | 0.24346 | 4 | 0.29646
8316 | 4.59 | 1 | 365 | 5.211 | 0.74159 | 5 | 0.9526
8405 | 6.885 | 1 | 365 | 7.8165 | 0.61238 | 8 | 0.4289
8661 | 8.16 | 1 | 365 | 9.264 | 0.98505 | 10 | 0.24906
9418 | 8.415 | 1 | 365 | 9.5535 | 0.85958 | 10 | 0.41309
8502 | 2.55 | 1 | 365 | 2.895 | 0.74533 | 3 | 0.64033
8751 | 4.335 | 1 | 365 | 4.9215 | 0.86706 | 5 | 0.78856
8689 | 3.825 | 1 | 365 | 4.3425 | 0.11799 | 4 | 0.4605
8506 | 8.415 | 1 | 365 | 9.5535 | 0.85958 | 10 | 0.41309
8655 | 5.865 | 1 | 365 | 6.6585 | 0.11425 | 6 | 0.77276
9417 | 2.55 | 1 | 365 | 2.895 | 0.74533 | 3 | 0.64033
9762 | 4.845 | 1 | 365 | 5.5005 | 0.61612 | 6 | 0.11663
8514 | 6.12 | 1 | 365 | 6.948 | 0.98878 | 7 | 0.9368
8255 | 9.435 | 1 | 365 | 10.7115 | 0.35771 | 11 | 0.069228
8972 | 5.1 | 1 | 365 | 5.79 | 0.49065 | 6 | 0.28066
8643 | 3.825 | 1 | 365 | 4.3425 | 0.11799 | 4 | 0.4605
8509 | 6.75 | 1 | 365 | 7.6632 | 0.1494 | 7 | 0.81264
8671 | 8.415 | 1 | 365 | 9.5535 | 0.85958 | 10 | 0.41309
8513 | 6 | 1 | 365 | 6.8118 | 0.57724 | 7 | 0.38902
8511 | 9.435 | 1 | 365 | 10.7115 | 0.35771 | 11 | 0.069228
8538 | 4.08 | 1 | 365 | 4.632 | 0.99252 | 5 | 0.62453
8773 | 2.805 | 1 | 365 | 3.1845 | 0.61986 | 3 | 0.80436
7959 | 4.845 | 1 | 365 | 5.5005 | 0.61612 | 6 | 0.11663
9618 | 3.06 | 1 | 365 | 3.474 | 0.49439 | 3 | 0.9684
8746 | 459.42 | 0.9 | 365 | 469.4199 | 0.03934 | 469 | 0.45926
9625 | 7.65 | 1 | 365 | 8.685 | 0.23598 | 8 | 0.921
9451 | 37.51 | 0.9 | 365 | 38.3265 | 0.77784 | 39 | 0.1043
9632 | 4.335 | 1 | 365 | 4.9215 | 0.86706 | 5 | 0.78856
9633 | 7.905 | 1 | 365 | 8.9745 | 0.11051 | 9 | 0.085029
9679 | 4.335 | 1 | 365 | 4.9215 | 0.86706 | 5 | 0.78856
9681 | 10.455 | 1 | 365 | 11.8695 | 0.85584 | 12 | 0.72536
9689 | 4.335 | 1 | 365 | 4.9215 | 0.86706 | 5 | 0.78856
9684 | 11.985 | 1 | 365 | 13.6065 | 0.10304 | 13 | 0.70956
9696 | 6.885 | 1 | 365 | 7.8165 | 0.61238 | 8 | 0.4289
4655 | 66.3 | 0.9 | 365 | 67.7431 | 0.64065 | 68 | 0.38376
4669 | 66.3 | 0.9 | 365 | 67.7431 | 0.64065 | 68 | 0.38376
9704 | 9.69 | 1 | 365 | 11.001 | 0.23224 | 11 | 0.23326
6019 | 1263.31 | 0.8 | 365 | 1147.3846 | 0.057742 | 1147 | 0.44237
8613 | 8.925 | 1 | 365 | 10.1325 | 0.60864 | 10 | 0.74116
9750 | 5.61 | 1 | 365 | 6.369 | 0.23972 | 6 | 0.60873
8606 | 3.06 | 1 | 365 | 3.474 | 0.49439 | 3 | 0.9684
8549 | 12.495 | 1 | 365 | 14.1855 | 0.8521 | 15 | 0.037626
9755 | 6.12 | 1 | 365 | 6.948 | 0.98878 | 7 | 0.9368
8206 | 5.61 | 1 | 365 | 6.369 | 0.23972 | 6 | 0.60873
8604 | 2.04 | 1 | 365 | 2.316 | 0.99626 | 3 | 0.31227
9761 | 2.55 | 1 | 365 | 2.895 | 0.74533 | 3 | 0.64033
9763 | 10.965 | 1 | 365 | 12.4485 | 0.60491 | 13 | 0.053427
7984 | 9.435 | 1 | 365 | 10.7115 | 0.35771 | 11 | 0.069228
8195 | 8.145 | 1 | 365 | 9.247 | 0.9336 | 10 | 0.18059
8600 | 7.395 | 1 | 365 | 8.3955 | 0.36145 | 8 | 0.75696
8846 | 12.24 | 1 | 365 | 13.896 | 0.97757 | 14 | 0.87359
8187 | 5.865 | 1 | 365 | 6.6585 | 0.11425 | 6 | 0.77276
7983 | 5.355 | 1 | 365 | 6.0795 | 0.36519 | 6 | 0.4447
8840 | 4.59 | 1 | 365 | 5.211 | 0.74159 | 5 | 0.9526
8184 | 9.69 | 1 | 365 | 11.001 | 0.23224 | 11 | 0.23326
8175 | 5.61 | 1 | 365 | 6.369 | 0.23972 | 6 | 0.60873
7982 | 6.63 | 1 | 365 | 7.527 | 0.73785 | 8 | 0.26486
8828 | 9.435 | 1 | 365 | 10.7115 | 0.35771 | 11 | 0.069228
9644 | 5.75 | 1 | 365 | 6.528 | 0.71985 | 7 | 0.24781
8833 | 9.945 | 1 | 365 | 11.2905 | 0.10678 | 11 | 0.39729
7963 | 5.865 | 1 | 365 | 6.6585 | 0.11425 | 6 | 0.77276
8512 | 5.865 | 1 | 365 | 6.6585 | 0.11425 | 6 | 0.77276
8825 | 7.395 | 1 | 365 | 8.3955 | 0.36145 | 8 | 0.75696
8824 | 8.925 | 1 | 365 | 10.1325 | 0.60864 | 10 | 0.74116
9698 | 3.315 | 1 | 365 | 3.7635 | 0.36893 | 4 | 0.13243
8821 | 9.945 | 1 | 365 | 11.2905 | 0.10678 | 11 | 0.39729
8657 | 7.65 | 1 | 365 | 8.685 | 0.23598 | 8 | 0.921
8817 | 7.905 | 1 | 365 | 8.9745 | 0.11051 | 9 | 0.085029
8815 | 6.63 | 1 | 365 | 7.527 | 0.73785 | 8 | 0.26486
8005 | 3.825 | 1 | 365 | 4.3425 | 0.11799 | 4 | 0.4605
8171 | 5.865 | 1 | 365 | 6.6585 | 0.11425 | 6 | 0.77276
8542 | 6.12 | 1 | 365 | 6.948 | 0.98878 | 7 | 0.9368
8281 | 3.06 | 1 | 365 | 3.474 | 0.49439 | 3 | 0.9684
9630 | 5.355 | 1 | 365 | 6.0795 | 0.36519 | 6 | 0.4447
8808 | 7.395 | 1 | 365 | 8.3955 | 0.36145 | 8 | 0.75696
8169 | 3.5 | 1 | 365 | 3.9735 | 0.00339 | 3 | 0.97693
8575 | 4.335 | 1 | 365 | 4.9215 | 0.86706 | 5 | 0.78856
8362 | 5.61 | 1 | 365 | 6.369 | 0.23972 | 6 | 0.60873
8523 | 4.845 | 1 | 365 | 5.5005 | 0.61612 | 6 | 0.11663
8802 | 4.845 | 1 | 365 | 5.5005 | 0.61612 | 6 | 0.11663
8359 | 3.57 | 1 | 365 | 4.053 | 0.24346 | 4 | 0.29646
8769 | 3.315 | 1 | 365 | 3.7635 | 0.36893 | 4 | 0.13243
8515 | 6.885 | 1 | 365 | 7.8165 | 0.61238 | 8 | 0.4289
8310 | 4.845 | 1 | 365 | 5.5005 | 0.61612 | 6 | 0.11663
8292 | 7.65 | 1 | 365 | 8.685 | 0.23598 | 8 | 0.921
8335 | 5.355 | 1 | 365 | 6.0795 | 0.36519 | 6 | 0.4447
8757 | 7.14 | 1 | 365 | 8.106 | 0.48692 | 8 | 0.59293
8762 | 4.335 | 1 | 365 | 4.9215 | 0.86706 | 5 | 0.78856
8631 | 5.635 | 1 | 365 | 6.3974 | 0.32546 | 6 | 0.72285
8531 | 5.355 | 1 | 365 | 6.0795 | 0.36519 | 6 | 0.4447
8535 | 7.395 | 1 | 365 | 8.3955 | 0.36145 | 8 | 0.75696
8618 | 5.865 | 1 | 365 | 6.6585 | 0.11425 | 6 | 0.77276
8476 | 3.57 | 1 | 365 | 4.053 | 0.24346 | 4 | 0.29646
9651 | 5.865 | 1 | 365 | 6.6585 | 0.11425 | 6 | 0.77276
8517 | 7.65 | 1 | 365 | 8.685 | 0.23598 | 8 | 0.921
8339 | 7.65 | 1 | 365 | 8.685 | 0.23598 | 8 | 0.921
9620 | 6.63 | 1 | 365 | 7.527 | 0.73785 | 8 | 0.26486
9354 | 9.75 | 1 | 365 | 11.0691 | 0.43801 | 11 | 0.50715
9613 | 2.55 | 1 | 365 | 2.895 | 0.74533 | 3 | 0.64033
8516 | 5.865 | 1 | 365 | 6.6585 | 0.11425 | 6 | 0.77276
9635 | 5.1 | 1 | 365 | 5.79 | 0.49065 | 6 | 0.28066
8547 | 9.69 | 1 | 365 | 11.001 | 0.23224 | 11 | 0.23326
8349 | 4.845 | 1 | 365 | 5.5005 | 0.61612 | 6 | 0.11663
9456 | 13.26 | 1 | 365 | 15.054 | 0.4757 | 15 | 0.52973
9459 | 5.865 | 1 | 365 | 6.6585 | 0.11425 | 6 | 0.77276
9461 | 8.67 | 1 | 365 | 9.843 | 0.73411 | 10 | 0.57713
8615 | 9 | 1 | 365 | 10.2177 | 0.86586 | 11 | 0.083524
8212 | 8.16 | 1 | 365 | 9.264 | 0.98505 | 10 | 0.24906
8351 | 6.12 | 1 | 365 | 6.948 | 0.98878 | 7 | 0.9368
8484 | 2.04 | 1 | 365 | 2.316 | 0.99626 | 3 | 0.31227
8569 | 2.805 | 1 | 365 | 3.1845 | 0.61986 | 3 | 0.80436
8350 | 2.805 | 1 | 365 | 3.1845 | 0.61986 | 3 | 0.80436
8520 | 6.12 | 1 | 365 | 6.948 | 0.98878 | 7 | 0.9368
8637 | 7.65 | 1 | 365 | 8.685 | 0.23598 | 8 | 0.921
8475 | 5.865 | 1 | 365 | 6.6585 | 0.11425 | 6 | 0.77276
8479 | 3.5 | 1 | 365 | 3.9735 | 0.00339 | 3 | 0.97693
8624 | 4.845 | 1 | 365 | 5.5005 | 0.61612 | 6 | 0.11663
8473 | 7.5 | 1 | 365 | 8.5147 | 0.72155 | 9 | 0.23627
9736 | 4.335 | 1 | 365 | 4.9215 | 0.86706 | 5 | 0.78856
9356 | 6.12 | 1 | 365 | 6.948 | 0.98878 | 7 | 0.9368
9360 | 2.04 | 1 | 365 | 2.316 | 0.99626 | 3 | 0.31227
8603 | 4.845 | 1 | 365 | 5.5005 | 0.61612 | 6 | 0.11663
8232 | 6.12 | 1 | 365 | 6.948 | 0.98878 | 7 | 0.9368
8193 | 6.63 | 1 | 365 | 7.527 | 0.73785 | 8 | 0.26486
8297 | 5.1 | 1 | 365 | 5.79 | 0.49065 | 6 | 0.28066
8191 | 4.08 | 1 | 365 | 4.632 | 0.99252 | 5 | 0.62453
8280 | 9.69 | 1 | 365 | 11.001 | 0.23224 | 11 | 0.23326
8352 | 7.14 | 1 | 365 | 8.106 | 0.48692 | 8 | 0.59293
8216 | 4.59 | 1 | 365 | 5.211 | 0.74159 | 5 | 0.9526
8209 | 9.18 | 1 | 365 | 10.422 | 0.48318 | 10 | 0.90519
8367 | 6.375 | 1 | 365 | 7.2375 | 0.86332 | 8 | 0.10083
8214 | 3.06 | 1 | 365 | 3.474 | 0.49439 | 3 | 0.9684
8267 | 9.435 | 1 | 365 | 10.7115 | 0.35771 | 11 | 0.069228
9180 | 5.865 | 1 | 365 | 6.6585 | 0.11425 | 6 | 0.77276
8202 | 4.08 | 1 | 365 | 4.632 | 0.99252 | 5 | 0.62453
8355 | 5.61 | 1 | 365 | 6.369 | 0.23972 | 6 | 0.60873
8698 | 2.04 | 1 | 365 | 2.316 | 0.99626 | 3 | 0.31227
9187 | 5.865 | 1 | 365 | 6.6585 | 0.11425 | 6 | 0.77276
8160 | 1.96 | 1 | 365 | 2.2252 | 0.7219 | 2 | 0.94708
8225 | 9.555 | 1 | 365 | 10.8478 | 0.76925 | 11 | 0.61701
8921 | 5.355 | 1 | 365 | 6.0795 | 0.36519 | 6 | 0.4447
9344 | 6.12 | 1 | 365 | 6.948 | 0.98878 | 7 | 0.9368
8811 | 8.925 | 1 | 365 | 10.1325 | 0.60864 | 10 | 0.74116
8579 | 8.67 | 1 | 365 | 9.843 | 0.73411 | 10 | 0.57713
9728 | 6.25 | 1 | 365 | 7.0956 | 0.43462 | 7 | 0.53022
8836 | 4.59 | 1 | 365 | 5.211 | 0.74159 | 5 | 0.9526
8626 | 5.865 | 1 | 365 | 6.6585 | 0.11425 | 6 | 0.77276
9677 | 9.18 | 1 | 365 | 10.422 | 0.48318 | 10 | 0.90519
8807 | 5.865 | 1 | 365 | 6.6585 | 0.11425 | 6 | 0.77276
9876 | 3.825 | 1 | 365 | 4.3425 | 0.11799 | 4 | 0.4605
9552 | 4.59 | 1 | 365 | 5.211 | 0.74159 | 5 | 0.9526
9518 | 4 | 1 | 365 | 4.5412 | 0.71816 | 5 | 0.25934
9714 | 4.08 | 1 | 365 | 4.632 | 0.99252 | 5 | 0.62453
9547 | 6.885 | 1 | 365 | 7.8165 | 0.61238 | 8 | 0.4289
9536 | 6.12 | 1 | 365 | 6.948 | 0.98878 | 7 | 0.9368
9511 | 4.08 | 1 | 365 | 4.632 | 0.99252 | 5 | 0.62453
9769 | 8.5 | 1 | 365 | 9.65 | 0.15109 | 9 | 0.80111
7353 | 1.53 | 1 | 365 | 1.737 | 0.2472 | 1 | 0.9842
9725 | 5.335 | 1 | 365 | 6.0568 | 0.2966 | 6 | 0.3534
8678 | 3.315 | 1 | 365 | 3.7635 | 0.36893 | 4 | 0.13243
9345 | 6.63 | 1 | 365 | 7.527 | 0.73785 | 8 | 0.26486
9558 | 5.865 | 1 | 365 | 6.6585 | 0.11425 | 6 | 0.77276
26551 | 9.92 | 1 | 365 | 11.2621 | 0.021037 | 11 | 0.28317
18027 | 12.099 | 1 | 365 | 13.7359 | 0.494 | 14 | 0.22995
20690 | 9.945 | 1 | 365 | 11.2905 | 0.10678 | 11 | 0.39729
26469 | 7.65 | 1 | 365 | 8.685 | 0.23598 | 8 | 0.921
51513 | 4.5 | 1 | 365 | 5.1088 | 0.43293 | 5 | 0.54176
6178 | 27 | 0.9 | 365 | 27.5877 | 0.33782 | 27 | 0.92551
9198 | 5.1 | 1 | 365 | 5.79 | 0.49065 | 6 | 0.28066
8743 | 3.315 | 1 | 365 | 3.7635 | 0.36893 | 4 | 0.13243
9979 | 5.865 | 1 | 365 | 6.6585 | 0.11425 | 6 | 0.77276
9568 | 6.75 | 1 | 365 | 7.6632 | 0.1494 | 7 | 0.81264
9211 | 7.905 | 1 | 365 | 8.9745 | 0.11051 | 9 | 0.085029
8997 | 6.885 | 1 | 365 | 7.8165 | 0.61238 | 8 | 0.4289
9560 | 4.08 | 1 | 365 | 4.632 | 0.99252 | 5 | 0.62453
8695 | 5.61 | 1 | 365 | 6.369 | 0.23972 | 6 | 0.60873
9990 | 6.885 | 1 | 365 | 7.8165 | 0.61238 | 8 | 0.4289
9991 | 7.395 | 1 | 365 | 8.3955 | 0.36145 | 8 | 0.75696
9221 | 8.16 | 1 | 365 | 9.264 | 0.98505 | 10 | 0.24906
8666 | 5.865 | 1 | 365 | 6.6585 | 0.11425 | 6 | 0.77276
9218 | 4.845 | 1 | 365 | 5.5005 | 0.61612 | 6 | 0.11663
8705 | 4.59 | 1 | 365 | 5.211 | 0.74159 | 5 | 0.9526
9999 | 7.65 | 1 | 365 | 8.685 | 0.23598 | 8 | 0.921
9562 | 6.375 | 1 | 365 | 7.2375 | 0.86332 | 8 | 0.10083
9174 | 4.08 | 1 | 365 | 4.632 | 0.99252 | 5 | 0.62453
8673 | 7.14 | 1 | 365 | 8.106 | 0.48692 | 8 | 0.59293
8663 | 3.57 | 1 | 365 | 4.053 | 0.24346 | 4 | 0.29646
9764 | 6.375 | 1 | 365 | 7.2375 | 0.86332 | 8 | 0.10083
9996 | 4.59 | 1 | 365 | 5.211 | 0.74159 | 5 | 0.9526
8702 | 6.885 | 1 | 365 | 7.8165 | 0.61238 | 8 | 0.4289
8700 | 8.415 | 1 | 365 | 9.5535 | 0.85958 | 10 | 0.41309
9573 | 8.16 | 1 | 365 | 9.264 | 0.98505 | 10 | 0.24906
8685 | 6.12 | 1 | 365 | 6.948 | 0.98878 | 7 | 0.9368
9224 | 4.08 | 1 | 365 | 4.632 | 0.99252 | 5 | 0.62453
8735 | 3.825 | 1 | 365 | 4.3425 | 0.11799 | 4 | 0.4605
8960 | 8.415 | 1 | 365 | 9.5535 | 0.85958 | 10 | 0.41309
10027 | 6.12 | 1 | 365 | 6.948 | 0.98878 | 7 | 0.9368
8766 | 7.905 | 1 | 365 | 8.9745 | 0.11051 | 9 | 0.085029
8787 | 2.04 | 1 | 365 | 2.316 | 0.99626 | 3 | 0.31227
8964 | 6.12 | 1 | 365 | 6.948 | 0.98878 | 7 | 0.9368
8750 | 7.65 | 1 | 365 | 8.685 | 0.23598 | 8 | 0.921
8755 | 4.75 | 1 | 365 | 5.3927 | 0.29031 | 5 | 0.68297
8978 | 9.69 | 1 | 365 | 11.001 | 0.23224 | 11 | 0.23326
8758 | 5.61 | 1 | 365 | 6.369 | 0.23972 | 6 | 0.60873
9348 | 2.55 | 1 | 365 | 2.895 | 0.74533 | 3 | 0.64033
8980 | 5.1 | 1 | 365 | 5.79 | 0.49065 | 6 | 0.28066
8288 | 6.12 | 1 | 365 | 6.948 | 0.98878 | 7 | 0.9368
8681 | 8.67 | 1 | 365 | 9.843 | 0.73411 | 10 | 0.57713
8969 | 8.67 | 1 | 365 | 9.843 | 0.73411 | 10 | 0.57713
9350 | 5.865 | 1 | 365 | 6.6585 | 0.11425 | 6 | 0.77276
9188 | 3.315 | 1 | 365 | 3.7635 | 0.36893 | 4 | 0.13243
8761 | 8.415 | 1 | 365 | 9.5535 | 0.85958 | 10 | 0.41309
8283 | 5.355 | 1 | 365 | 6.0795 | 0.36519 | 6 | 0.4447
8675 | 7.14 | 1 | 365 | 8.106 | 0.48692 | 8 | 0.59293
9349 | 2.04 | 1 | 365 | 2.316 | 0.99626 | 3 | 0.31227
10038 | 4.59 | 1 | 365 | 5.211 | 0.74159 | 5 | 0.9526
8259 | 6.12 | 1 | 365 | 6.948 | 0.98878 | 7 | 0.9368
10039 | 4.08 | 1 | 365 | 4.632 | 0.99252 | 5 | 0.62453
8303 | 4.335 | 1 | 365 | 4.9215 | 0.86706 | 5 | 0.78856
8287 | 7.905 | 1 | 365 | 8.9745 | 0.11051 | 9 | 0.085029
9210 | 9.945 | 1 | 365 | 11.2905 | 0.10678 | 11 | 0.39729
8253 | 4.59 | 1 | 365 | 5.211 | 0.74159 | 5 | 0.9526
8955 | 8.67 | 1 | 365 | 9.843 | 0.73411 | 10 | 0.57713
8402 | 4.08 | 1 | 365 | 4.632 | 0.99252 | 5 | 0.62453
9202 | 8.925 | 1 | 365 | 10.1325 | 0.60864 | 10 | 0.74116
9207 | 6.375 | 1 | 365 | 7.2375 | 0.86332 | 8 | 0.10083
8278 | 9.69 | 1 | 365 | 11.001 | 0.23224 | 11 | 0.23326
9054 | 8.16 | 1 | 365 | 9.264 | 0.98505 | 10 | 0.24906
8264 | 6.12 | 1 | 365 | 6.948 | 0.98878 | 7 | 0.9368
8249 | 8.67 | 1 | 365 | 9.843 | 0.73411 | 10 | 0.57713
8265 | 8.67 | 1 | 365 | 9.843 | 0.73411 | 10 | 0.57713
8298 | 4 | 1 | 365 | 4.5412 | 0.71816 | 5 | 0.25934
8242 | 2.04 | 1 | 365 | 2.316 | 0.99626 | 3 | 0.31227
8270 | 3.06 | 1 | 365 | 3.474 | 0.49439 | 3 | 0.9684
9048 | 4.335 | 1 | 365 | 4.9215 | 0.86706 | 5 | 0.78856
8243 | 3.825 | 1 | 365 | 4.3425 | 0.11799 | 4 | 0.4605
8438 | 2.805 | 1 | 365 | 3.1845 | 0.61986 | 3 | 0.80436
8338 | 6.885 | 1 | 365 | 7.8165 | 0.61238 | 8 | 0.4289
8587 | 5.61 | 1 | 365 | 6.369 | 0.23972 | 6 | 0.60873
8410 | 7.905 | 1 | 365 | 8.9745 | 0.11051 | 9 | 0.085029
8809 | 9.69 | 1 | 365 | 11.001 | 0.23224 | 11 | 0.23326
9092 | 5.5 | 1 | 365 | 6.2441 | 0.86247 | 7 | 0.1066
9088 | 5.1 | 1 | 365 | 5.79 | 0.49065 | 6 | 0.28066
9099 | 12.5 | 1 | 365 | 14.1912 | 0.86925 | 15 | 0.06045
9093 | 3.06 | 1 | 365 | 3.474 | 0.49439 | 3 | 0.9684
9107 | 5.355 | 1 | 365 | 6.0795 | 0.36519 | 6 | 0.4447
7111 | 1.785 | 1 | 365 | 2.0265 | 0.12173 | 2 | 0.14823
9111 | 9.69 | 1 | 365 | 11.001 | 0.23224 | 11 | 0.23326
7256 | 7.65 | 1 | 365 | 8.685 | 0.23598 | 8 | 0.921
9112 | 6.12 | 1 | 365 | 6.948 | 0.98878 | 7 | 0.9368
9114 | 5.61 | 1 | 365 | 6.369 | 0.23972 | 6 | 0.60873
9115 | 11.73 | 1 | 365 | 13.317 | 0.2285 | 13 | 0.54553
7232 | 6.12 | 1 | 365 | 6.948 | 0.98878 | 7 | 0.9368
9121 | 2.55 | 1 | 365 | 2.895 | 0.74533 | 3 | 0.64033
9122 | 13.26 | 1 | 365 | 15.054 | 0.4757 | 15 | 0.52973
9133 | 7.65 | 1 | 365 | 8.685 | 0.23598 | 8 | 0.921
9129 | 7.905 | 1 | 365 | 8.9745 | 0.11051 | 9 | 0.085029
9148 | 9.435 | 1 | 365 | 10.7115 | 0.35771 | 11 | 0.069228
9136 | 6.885 | 1 | 365 | 7.8165 | 0.61238 | 8 | 0.4289
8975 | 33.88 | 0.9 | 365 | 34.6174 | 0.57353 | 35 | 0.19098
8394 | 6.63 | 1 | 365 | 7.527 | 0.73785 | 8 | 0.26486
9300 | 4.335 | 1 | 365 | 4.9215 | 0.86706 | 5 | 0.78856
8633 | 5.1 | 1 | 365 | 5.79 | 0.49065 | 6 | 0.28066
9019 | 5.355 | 1 | 365 | 6.0795 | 0.36519 | 6 | 0.4447
9692 | 8.58 | 1 | 365 | 9.7408 | 0.42545 | 10 | 0.16629
9765 | 5.46 | 1 | 365 | 6.1987 | 0.72529 | 6 | 0.924
9773 | 10.92 | 1 | 365 | 12.3974 | 0.45058 | 12 | 0.84801
9862 | 8.32 | 1 | 365 | 9.4457 | 0.53377 | 9 | 0.97944
9593 | 8.32 | 1 | 365 | 9.4457 | 0.53377 | 9 | 0.97944
9227 | 3.315 | 1 | 365 | 3.7635 | 0.36893 | 4 | 0.13243
9229 | 6.63 | 1 | 365 | 7.527 | 0.73785 | 8 | 0.26486
9238 | 7.395 | 1 | 365 | 8.3955 | 0.36145 | 8 | 0.75696
9240 | 9.18 | 1 | 365 | 10.422 | 0.48318 | 10 | 0.90519
9242 | 5.355 | 1 | 365 | 6.0795 | 0.36519 | 6 | 0.4447
9253 | 7.395 | 1 | 365 | 8.3955 | 0.36145 | 8 | 0.75696
2213 | 46.795 | 0.9 | 365 | 47.8136 | 0.43679 | 48 | 0.25035
9258 | 3.825 | 1 | 365 | 4.3425 | 0.11799 | 4 | 0.4605
9256 | 4.845 | 1 | 365 | 5.5005 | 0.61612 | 6 | 0.11663
9400 | 6.885 | 1 | 365 | 7.8165 | 0.61238 | 8 | 0.4289
9260 | 2.805 | 1 | 365 | 3.1845 | 0.61986 | 3 | 0.80436
2215 | 71.4 | 0.9 | 365 | 72.9541 | 0.38224 | 73 | 0.33636
2216 | 153.51 | 0.9 | 365 | 156.8514 | 0.82182 | 157 | 0.67318
9261 | 6.12 | 1 | 365 | 6.948 | 0.98878 | 7 | 0.9368
9255 | 5.355 | 1 | 365 | 6.0795 | 0.36519 | 6 | 0.4447
10130 | 4.16 | 1 | 365 | 4.7228 | 0.26689 | 4 | 0.98972
9266 | 6.095 | 1 | 365 | 6.9196 | 0.90305 | 7 | 0.82268
9267 | 6.12 | 1 | 365 | 6.948 | 0.98878 | 7 | 0.9368
7788 | 3.5 | 1 | 365 | 3.9735 | 0.00339 | 3 | 0.97693
8430 | 5.1 | 1 | 365 | 5.79 | 0.49065 | 6 | 0.28066
9447 | 6.12 | 1 | 365 | 6.948 | 0.98878 | 7 | 0.9368
8257 | 4.59 | 1 | 365 | 5.211 | 0.74159 | 5 | 0.9526
10011 | 6.12 | 1 | 365 | 6.948 | 0.98878 | 7 | 0.9368
8203 | 5.865 | 1 | 365 | 6.6585 | 0.11425 | 6 | 0.77276
9615 | 4.335 | 1 | 365 | 4.9215 | 0.86706 | 5 | 0.78856
7783 | 7.25 | 1 | 365 | 8.2309 | 0.86416 | 9 | 0.095061
7015 | 2.5 | 1 | 365 | 2.8382 | 0.57385 | 3 | 0.41209
7777 | 1.785 | 1 | 365 | 2.0265 | 0.12173 | 2 | 0.14823
7770 | 2.805 | 1 | 365 | 3.1845 | 0.61986 | 3 | 0.80436
7749 | 9.18 | 1 | 365 | 10.422 | 0.48318 | 10 | 0.90519
7747 | 8.5 | 1 | 365 | 9.65 | 0.15109 | 9 | 0.80111
7861 | 7.65 | 1 | 365 | 8.685 | 0.23598 | 8 | 0.921
7744 | 9.5 | 1 | 365 | 10.7853 | 0.58063 | 11 | 0.36594
7609 | 6.63 | 1 | 365 | 7.527 | 0.73785 | 8 | 0.26486
7606 | 9.435 | 1 | 365 | 10.7115 | 0.35771 | 11 | 0.069228
8382 | 7.14 | 1 | 365 | 8.106 | 0.48692 | 8 | 0.59293
7220 | 7.25 | 1 | 365 | 8.2309 | 0.86416 | 9 | 0.095061
7605 | 7.395 | 1 | 365 | 8.3955 | 0.36145 | 8 | 0.75696
7735 | 2.55 | 1 | 365 | 2.895 | 0.74533 | 3 | 0.64033
9235 | 6.75 | 1 | 365 | 7.6632 | 0.1494 | 7 | 0.81264
8378 | 7.905 | 1 | 365 | 8.9745 | 0.11051 | 9 | 0.085029
8374 | 4.08 | 1 | 365 | 4.632 | 0.99252 | 5 | 0.62453
7802 | 5.1 | 1 | 365 | 5.79 | 0.49065 | 6 | 0.28066
8371 | 8.925 | 1 | 365 | 10.1325 | 0.60864 | 10 | 0.74116
7860 | 5.865 | 1 | 365 | 6.6585 | 0.11425 | 6 | 0.77276
7663 | 4.08 | 1 | 365 | 4.632 | 0.99252 | 5 | 0.62453
8467 | 6.12 | 1 | 365 | 6.948 | 0.98878 | 7 | 0.9368
8468 | 6.63 | 1 | 365 | 7.527 | 0.73785 | 8 | 0.26486
7852 | 7.395 | 1 | 365 | 8.3955 | 0.36145 | 8 | 0.75696
7667 | 7.14 | 1 | 365 | 8.106 | 0.48692 | 8 | 0.59293
7845 | 6.63 | 1 | 365 | 7.527 | 0.73785 | 8 | 0.26486
9245 | 5.75 | 1 | 365 | 6.528 | 0.71985 | 7 | 0.24781
8462 | 6.63 | 1 | 365 | 7.527 | 0.73785 | 8 | 0.26486
8461 | 8.925 | 1 | 365 | 10.1325 | 0.60864 | 10 | 0.74116
7890 | 4.845 | 1 | 365 | 5.5005 | 0.61612 | 6 | 0.11663
9254 | 5.5 | 1 | 365 | 6.2441 | 0.86247 | 7 | 0.1066
8456 | 4.59 | 1 | 365 | 5.211 | 0.74159 | 5 | 0.9526
8454 | 7.14 | 1 | 365 | 8.106 | 0.48692 | 8 | 0.59293
8450 | 3.315 | 1 | 365 | 3.7635 | 0.36893 | 4 | 0.13243
7834 | 6.885 | 1 | 365 | 7.8165 | 0.61238 | 8 | 0.4289
7928 | 4.5 | 1 | 365 | 5.1088 | 0.43293 | 5 | 0.54176
7925 | 3.825 | 1 | 365 | 4.3425 | 0.11799 | 4 | 0.4605
8448 | 4.08 | 1 | 365 | 4.632 | 0.99252 | 5 | 0.62453
9272 | 12.75 | 1 | 365 | 14.475 | 0.72663 | 15 | 0.20166
8444 | 8.67 | 1 | 365 | 9.843 | 0.73411 | 10 | 0.57713
7919 | 3.825 | 1 | 365 | 4.3425 | 0.11799 | 4 | 0.4605
7724 | 7.905 | 1 | 365 | 8.9745 | 0.11051 | 9 | 0.085029
8441 | 3.57 | 1 | 365 | 4.053 | 0.24346 | 4 | 0.29646
8436 | 1.785 | 1 | 365 | 2.0265 | 0.12173 | 2 | 0.14823
7917 | 6.25 | 1 | 365 | 7.0956 | 0.43462 | 7 | 0.53022
8397 | 2.5 | 1 | 365 | 2.8382 | 0.57385 | 3 | 0.41209
8431 | 7.65 | 1 | 365 | 8.685 | 0.23598 | 8 | 0.921
7916 | 4.59 | 1 | 365 | 5.211 | 0.74159 | 5 | 0.9526
8413 | 6.375 | 1 | 365 | 7.2375 | 0.86332 | 8 | 0.10083
5943 | 5.1 | 1 | 365 | 5.79 | 0.49065 | 6 | 0.28066
7914 | 4.08 | 1 | 365 | 4.632 | 0.99252 | 5 | 0.62453
8408 | 5.61 | 1 | 365 | 6.369 | 0.23972 | 6 | 0.60873
7912 | 4.335 | 1 | 365 | 4.9215 | 0.86706 | 5 | 0.78856
5747 | 5.1 | 1 | 365 | 5.79 | 0.49065 | 6 | 0.28066
5742 | 4.25 | 1 | 365 | 4.825 | 0.57554 | 5 | 0.40055
8399 | 7.395 | 1 | 365 | 8.3955 | 0.36145 | 8 | 0.75696
9285 | 6.63 | 1 | 365 | 7.527 | 0.73785 | 8 | 0.26486
7910 | 6.885 | 1 | 365 | 7.8165 | 0.61238 | 8 | 0.4289
6590 | 13.065 | 1 | 365 | 14.8326 | 0.80694 | 15 | 0.63958
9533 | 6 | 1 | 365 | 6.8118 | 0.57724 | 7 | 0.38902
9553 | 9 | 1 | 365 | 10.2177 | 0.86586 | 11 | 0.083524
9559 | 8.33 | 1 | 365 | 9.457 | 0.56807 | 10 | 0.025084
9564 | 5.145 | 1 | 365 | 5.8411 | 0.64498 | 6 | 0.48608
9579 | 19.62 | 1 | 365 | 22.2745 | 0.28757 | 22 | 0.56208
9649 | 5.46 | 1 | 365 | 6.1987 | 0.72529 | 6 | 0.924
9652 | 8.5 | 1 | 365 | 9.65 | 0.15109 | 9 | 0.80111
6742 | 27 | 0.9 | 365 | 27.5877 | 0.33782 | 27 | 0.92551
4982 | 540.54 | 0.9 | 365 | 552.3056 | 0.4232 | 552 | 0.72881
9657 | 9.25 | 1 | 365 | 10.5015 | 0.72325 | 11 | 0.22473
9661 | 8 | 1 | 365 | 9.0824 | 0.43632 | 9 | 0.51869
9690 | 7.194 | 1 | 365 | 8.1673 | 0.67211 | 8 | 0.83943
4869 | 197.78 | 0.9 | 365 | 202.085 | 0.46498 | 202 | 0.54994
4868 | 576.29 | 0.9 | 365 | 588.8338 | 0.76865 | 589 | 0.6024
9450 | 94.24 | 0.9 | 365 | 96.2913 | 0.87986 | 97 | 0.17113
9453 | 170.81 | 0.9 | 365 | 174.5279 | 0.21975 | 174 | 0.74767
9471 | 214.42 | 0.9 | 365 | 219.0872 | 0.82577 | 219 | 0.91292
9472 | 133.29 | 0.9 | 365 | 136.1912 | 0.41105 | 136 | 0.60229
9160 | 4.335 | 1 | 365 | 4.9215 | 0.86706 | 5 | 0.78856
3251 | 98.82 | 0.9 | 365 | 100.971 | 0.016429 | 100 | 0.98738
2669 | 197.64 | 0.9 | 365 | 201.9419 | 0.032857 | 201 | 0.97477
9199 | 7.905 | 1 | 365 | 8.9745 | 0.11051 | 9 | 0.085029
8528 | 6.885 | 1 | 365 | 7.8165 | 0.61238 | 8 | 0.4289
9291 | 4.845 | 1 | 365 | 5.5005 | 0.61612 | 6 | 0.11663
3409 | 636.12 | 0.9 | 365 | 649.966 | 0.43909 | 650 | 0.40513
9495 | 4.08 | 1 | 365 | 4.632 | 0.99252 | 5 | 0.62453
8551 | 4.59 | 1 | 365 | 5.211 | 0.74159 | 5 | 0.9526
8571 | 4.08 | 1 | 365 | 4.632 | 0.99252 | 5 | 0.62453
9304 | 6.63 | 1 | 365 | 7.527 | 0.73785 | 8 | 0.26486
8497 | 2.55 | 1 | 365 | 2.895 | 0.74533 | 3 | 0.64033
8501 | 8.415 | 1 | 365 | 9.5535 | 0.85958 | 10 | 0.41309
8498 | 5.1 | 1 | 365 | 5.79 | 0.49065 | 6 | 0.28066
8507 | 2.55 | 1 | 365 | 2.895 | 0.74533 | 3 | 0.64033
8504 | 3.315 | 1 | 365 | 3.7635 | 0.36893 | 4 | 0.13243
9631 | 6.615 | 1 | 365 | 7.51 | 0.68641 | 8 | 0.19639
9774 | 5.61 | 1 | 365 | 6.369 | 0.23972 | 6 | 0.60873
8344 | 3.06 | 1 | 365 | 3.474 | 0.49439 | 3 | 0.9684
7768 | 8.16 | 1 | 365 | 9.264 | 0.98505 | 10 | 0.24906
9167 | 7.65 | 1 | 365 | 8.685 | 0.23598 | 8 | 0.921
9726 | 5.865 | 1 | 365 | 6.6585 | 0.11425 | 6 | 0.77276
9118 | 7.65 | 1 | 365 | 8.685 | 0.23598 | 8 | 0.921
8347 | 7 | 1 | 365 | 7.9471 | 0.00678 | 7 | 0.95385
9113 | 3.06 | 1 | 365 | 3.474 | 0.49439 | 3 | 0.9684
9805 | 4.5 | 1 | 365 | 5.1088 | 0.43293 | 5 | 0.54176
8583 | 4.75 | 1 | 365 | 5.3927 | 0.29031 | 5 | 0.68297
9815 | 5.635 | 1 | 365 | 6.3974 | 0.32546 | 6 | 0.72285
8953 | 8.67 | 1 | 365 | 9.843 | 0.73411 | 10 | 0.57713
9897 | 5.355 | 1 | 365 | 6.0795 | 0.36519 | 6 | 0.4447
9822 | 7.84 | 1 | 365 | 8.9007 | 0.88759 | 9 | 0.78831
9465 | 7.65 | 1 | 365 | 8.685 | 0.23598 | 8 | 0.921
9467 | 6.25 | 1 | 365 | 7.0956 | 0.43462 | 7 | 0.53022
8567 | 2.805 | 1 | 365 | 3.1845 | 0.61986 | 3 | 0.80436
8558 | 7.395 | 1 | 365 | 8.3955 | 0.36145 | 8 | 0.75696
8559 | 9.69 | 1 | 365 | 11.001 | 0.23224 | 11 | 0.23326
9908 | 4.08 | 1 | 365 | 4.632 | 0.99252 | 5 | 0.62453
4882 | 395.28 | 0.9 | 365 | 403.8838 | 0.065714 | 403 | 0.94954
4878 | 625.86 | 0.9 | 365 | 639.4827 | 0.77071 | 640 | 0.25343
8574 | 4.845 | 1 | 365 | 5.5005 | 0.61612 | 6 | 0.11663
4880 | 625.86 | 0.9 | 365 | 639.4827 | 0.77071 | 640 | 0.25343
4879 | 592.92 | 0.9 | 365 | 605.8257 | 0.098571 | 605 | 0.92431
8555 | 6.63 | 1 | 365 | 7.527 | 0.73785 | 8 | 0.26486
8580 | 5.1 | 1 | 365 | 5.79 | 0.49065 | 6 | 0.28066
8236 | 3.57 | 1 | 365 | 4.053 | 0.24346 | 4 | 0.29646
8590 | 5.61 | 1 | 365 | 6.369 | 0.23972 | 6 | 0.60873
9035 | 5.355 | 1 | 365 | 6.0795 | 0.36519 | 6 | 0.4447
4848 | 435.24 | 0.9 | 365 | 444.7136 | 0.40569 | 445 | 0.1193
8977 | 3.06 | 1 | 365 | 3.474 | 0.49439 | 3 | 0.9684
4849 | 592.92 | 0.9 | 365 | 605.8257 | 0.098571 | 605 | 0.92431
4430 | 461.16 | 0.9 | 365 | 471.1978 | 0.41 | 471 | 0.60779
4435 | 428.22 | 0.9 | 365 | 437.5408 | 0.73786 | 438 | 0.27866
9926 | 7.705 | 1 | 365 | 8.7475 | 0.42461 | 9 | 0.17206
2897 | 131.76 | 0.9 | 365 | 134.6279 | 0.68857 | 135 | 0.31651
9927 | 3.9 | 1 | 365 | 4.4277 | 0.37521 | 4 | 0.80286
2679 | 527.04 | 0.9 | 365 | 538.5118 | 0.75429 | 539 | 0.26605
2597 | 329.4 | 0.9 | 365 | 336.5699 | 0.72143 | 337 | 0.29128
2616 | 395.28 | 0.9 | 365 | 403.8838 | 0.065714 | 403 | 0.94954
9566 | 3.315 | 1 | 365 | 3.7635 | 0.36893 | 4 | 0.13243
9527 | 5.61 | 1 | 365 | 6.369 | 0.23972 | 6 | 0.60873
8919 | 3.315 | 1 | 365 | 3.7635 | 0.36893 | 4 | 0.13243
8946 | 4.08 | 1 | 365 | 4.632 | 0.99252 | 5 | 0.62453
8842 | 6.885 | 1 | 365 | 7.8165 | 0.61238 | 8 | 0.4289
9110 | 5.86 | 1 | 365 | 6.6528 | 0.097104 | 6 | 0.74994
8849 | 6.885 | 1 | 365 | 7.8165 | 0.61238 | 8 | 0.4289
8814 | 8.16 | 1 | 365 | 9.264 | 0.98505 | 10 | 0.24906
8768 | 7.65 | 1 | 365 | 8.685 | 0.23598 | 8 | 0.921
9169 | 9.435 | 1 | 365 | 10.7115 | 0.35771 | 11 | 0.069228
8819 | 6.375 | 1 | 365 | 7.2375 | 0.86332 | 8 | 0.10083
9520 | 9.945 | 1 | 365 | 11.2905 | 0.10678 | 11 | 0.39729
9090 | 6.375 | 1 | 365 | 7.2375 | 0.86332 | 8 | 0.10083
8845 | 8.67 | 1 | 365 | 9.843 | 0.73411 | 10 | 0.57713
8831 | 2.55 | 1 | 365 | 2.895 | 0.74533 | 3 | 0.64033
9181 | 5 | 1 | 365 | 5.6765 | 0.1477 | 5 | 0.82418
8779 | 3.06 | 1 | 365 | 3.474 | 0.49439 | 3 | 0.9684
8830 | 3.57 | 1 | 365 | 4.053 | 0.24346 | 4 | 0.29646
9954 | 13.78 | 1 | 365 | 15.6444 | 0.25906 | 15 | 0.90344
9957 | 7.905 | 1 | 365 | 8.9745 | 0.11051 | 9 | 0.085029
9082 | 6.12 | 1 | 365 | 6.948 | 0.98878 | 7 | 0.9368
9226 | 11.7 | 1 | 365 | 13.283 | 0.12562 | 13 | 0.40858
8926 | 5.1 | 1 | 365 | 5.79 | 0.49065 | 6 | 0.28066
9960 | 10.2 | 1 | 365 | 11.58 | 0.98131 | 12 | 0.56133
9554 | 6.12 | 1 | 365 | 6.948 | 0.98878 | 7 | 0.9368
10076 | 6.375 | 1 | 365 | 7.2375 | 0.86332 | 8 | 0.10083
8864 | 6.375 | 1 | 365 | 7.2375 | 0.86332 | 8 | 0.10083
10089 | 6.37 | 1 | 365 | 7.2318 | 0.84617 | 8 | 0.078005
10082 | 8.16 | 1 | 365 | 9.264 | 0.98505 | 10 | 0.24906
10093 | 4 | 1 | 365 | 4.5412 | 0.71816 | 5 | 0.25934
7734 | 6.885 | 1 | 365 | 7.8165 | 0.61238 | 8 | 0.4289
7884 | 4.59 | 1 | 365 | 5.211 | 0.74159 | 5 | 0.9526
9678 | 3.315 | 1 | 365 | 3.7635 | 0.36893 | 4 | 0.13243
9808 | 5.36 | 1 | 365 | 6.0852 | 0.38233 | 6 | 0.46752
9281 | 2.04 | 1 | 365 | 2.316 | 0.99626 | 3 | 0.31227
5036 | 5.04 | 1 | 365 | 5.7219 | 0.28488 | 6 | 0.0067734
5035 | 6.72 | 1 | 365 | 7.6292 | 0.046509 | 7 | 0.6757
5020 | 9.81 | 1 | 365 | 11.1373 | 0.64379 | 11 | 0.78104
6985 | 220.66 | 0.9 | 365 | 225.463 | 0.086067 | 225 | 0.54904
9791 | 9.945 | 1 | 365 | 11.2905 | 0.10678 | 11 | 0.39729
9971 | 5.355 | 1 | 365 | 6.0795 | 0.36519 | 6 | 0.4447
12304 | 7.65 | 1 | 365 | 8.685 | 0.23598 | 8 | 0.921
9792 | 9.435 | 1 | 365 | 10.7115 | 0.35771 | 11 | 0.069228
9974 | 3.825 | 1 | 365 | 4.3425 | 0.11799 | 4 | 0.4605
9988 | 9.945 | 1 | 365 | 11.2905 | 0.10678 | 11 | 0.39729
9980 | 7.14 | 1 | 365 | 8.106 | 0.48692 | 8 | 0.59293
8860 | 8.415 | 1 | 365 | 9.5535 | 0.85958 | 10 | 0.41309
10109 | 4.86 | 1 | 365 | 5.5175 | 0.66756 | 6 | 0.1851
9997 | 2.295 | 1 | 365 | 2.6055 | 0.87079 | 3 | 0.4763
8991 | 3.57 | 1 | 365 | 4.053 | 0.24346 | 4 | 0.29646
9361 | 4.335 | 1 | 365 | 4.9215 | 0.86706 | 5 | 0.78856
10001 | 5.1 | 1 | 365 | 5.79 | 0.49065 | 6 | 0.28066
9028 | 2.805 | 1 | 365 | 3.1845 | 0.61986 | 3 | 0.80436
9826 | 6.12 | 1 | 365 | 6.948 | 0.98878 | 7 | 0.9368
8966 | 4.59 | 1 | 365 | 5.211 | 0.74159 | 5 | 0.9526
10115 | 6.75 | 1 | 365 | 7.6632 | 0.1494 | 7 | 0.81264
8241 | 6.75 | 1 | 365 | 7.6632 | 0.1494 | 7 | 0.81264
10112 | 7.905 | 1 | 365 | 8.9745 | 0.11051 | 9 | 0.085029
8935 | 4.59 | 1 | 365 | 5.211 | 0.74159 | 5 | 0.9526
9923 | 5.355 | 1 | 365 | 6.0795 | 0.36519 | 6 | 0.4447
9924 | 11.475 | 1 | 365 | 13.0275 | 0.35397 | 13 | 0.38149
8222 | 4.59 | 1 | 365 | 5.211 | 0.74159 | 5 | 0.9526
9801 | 7.395 | 1 | 365 | 8.3955 | 0.36145 | 8 | 0.75696
8231 | 5.1 | 1 | 365 | 5.79 | 0.49065 | 6 | 0.28066
9031 | 5.865 | 1 | 365 | 6.6585 | 0.11425 | 6 | 0.77276
9813 | 3.57 | 1 | 365 | 4.053 | 0.24346 | 4 | 0.29646
8245 | 6.885 | 1 | 365 | 7.8165 | 0.61238 | 8 | 0.4289
8999 | 5.865 | 1 | 365 | 6.6585 | 0.11425 | 6 | 0.77276
9828 | 7.395 | 1 | 365 | 8.3955 | 0.36145 | 8 | 0.75696
8309 | 2.55 | 1 | 365 | 2.895 | 0.74533 | 3 | 0.64033
9800 | 8.16 | 1 | 365 | 9.264 | 0.98505 | 10 | 0.24906
9020 | 6.63 | 1 | 365 | 7.527 | 0.73785 | 8 | 0.26486
9817 | 6.12 | 1 | 365 | 6.948 | 0.98878 | 7 | 0.9368
10121 | 9.435 | 1 | 365 | 10.7115 | 0.35771 | 11 | 0.069228
9809 | 4.08 | 1 | 365 | 4.632 | 0.99252 | 5 | 0.62453
9008 | 6.885 | 1 | 365 | 7.8165 | 0.61238 | 8 | 0.4289
9840 | 8.415 | 1 | 365 | 9.5535 | 0.85958 | 10 | 0.41309
9004 | 5.1 | 1 | 365 | 5.79 | 0.49065 | 6 | 0.28066
9833 | 3.315 | 1 | 365 | 3.7635 | 0.36893 | 4 | 0.13243
9804 | 9.435 | 1 | 365 | 10.7115 | 0.35771 | 11 | 0.069228
8641 | 3.315 | 1 | 365 | 3.7635 | 0.36893 | 4 | 0.13243
9473 | 5.1 | 1 | 365 | 5.79 | 0.49065 | 6 | 0.28066
10161 | 4.25 | 1 | 365 | 4.825 | 0.57554 | 5 | 0.40055
10166 | 2.55 | 1 | 365 | 2.895 | 0.74533 | 3 | 0.64033
10167 | 2.295 | 1 | 365 | 2.6055 | 0.87079 | 3 | 0.4763
9838 | 9.945 | 1 | 365 | 11.2905 | 0.10678 | 11 | 0.39729
7739 | 5.25 | 1 | 365 | 5.9603 | 0.005085 | 5 | 0.96539
9835 | 6.885 | 1 | 365 | 7.8165 | 0.61238 | 8 | 0.4289
10154 | 7.905 | 1 | 365 | 8.9745 | 0.11051 | 9 | 0.085029
9517 | 6.885 | 1 | 365 | 7.8165 | 0.61238 | 8 | 0.4289
9814 | 5.865 | 1 | 365 | 6.6585 | 0.11425 | 6 | 0.77276
9839 | 3.06 | 1 | 365 | 3.474 | 0.49439 | 3 | 0.9684
9065 | 7.395 | 1 | 365 | 8.3955 | 0.36145 | 8 | 0.75696
9854 | 5.61 | 1 | 365 | 6.369 | 0.23972 | 6 | 0.60873
9836 | 4.08 | 1 | 365 | 4.632 | 0.99252 | 5 | 0.62453
9806 | 6.885 | 1 | 365 | 7.8165 | 0.61238 | 8 | 0.4289
9062 | 7.65 | 1 | 365 | 8.685 | 0.23598 | 8 | 0.921
9061 | 2.75 | 1 | 365 | 3.1221 | 0.43124 | 3 | 0.5533
9842 | 3.825 | 1 | 365 | 4.3425 | 0.11799 | 4 | 0.4605
9104 | 5.355 | 1 | 365 | 6.0795 | 0.36519 | 6 | 0.4447
10226 | 11.475 | 1 | 365 | 13.0275 | 0.35397 | 13 | 0.38149
10324 | 8.16 | 1 | 365 | 9.264 | 0.98505 | 10 | 0.24906
10231 | 7.395 | 1 | 365 | 8.3955 | 0.36145 | 8 | 0.75696
10320 | 4.845 | 1 | 365 | 5.5005 | 0.61612 | 6 | 0.11663
10239 | 9.1 | 1 | 365 | 10.3312 | 0.20881 | 10 | 0.54001
10241 | 6.36 | 1 | 365 | 7.2205 | 0.81187 | 8 | 0.032357
10317 | 4.94 | 1 | 365 | 5.6084 | 0.94193 | 6 | 0.55029
10244 | 10.66 | 1 | 365 | 12.1023 | 0.5589 | 12 | 0.66115
10245 | 10.66 | 1 | 365 | 12.1023 | 0.5589 | 12 | 0.66115
10247 | 15.3 | 1 | 365 | 17.37 | 0.47196 | 17 | 0.84199
10248 | 17.595 | 1 | 365 | 19.9755 | 0.34276 | 20 | 0.31829
10249 | 8.67 | 1 | 365 | 9.843 | 0.73411 | 10 | 0.57713
9146 | 4.59 | 1 | 365 | 5.211 | 0.74159 | 5 | 0.9526
10240 | 5.1 | 1 | 365 | 5.79 | 0.49065 | 6 | 0.28066
9155 | 4.845 | 1 | 365 | 5.5005 | 0.61612 | 6 | 0.11663
10047 | 2.55 | 1 | 365 | 2.895 | 0.74533 | 3 | 0.64033
9759 | 7.395 | 1 | 365 | 8.3955 | 0.36145 | 8 | 0.75696
10187 | 4.845 | 1 | 365 | 5.5005 | 0.61612 | 6 | 0.11663
10048 | 6.375 | 1 | 365 | 7.2375 | 0.86332 | 8 | 0.10083
9875 | 6.375 | 1 | 365 | 7.2375 | 0.86332 | 8 | 0.10083
9733 | 5.61 | 1 | 365 | 6.369 | 0.23972 | 6 | 0.60873
9724 | 4.59 | 1 | 365 | 5.211 | 0.74159 | 5 | 0.9526
9154 | 7.14 | 1 | 365 | 8.106 | 0.48692 | 8 | 0.59293
10186 | 5.61 | 1 | 365 | 6.369 | 0.23972 | 6 | 0.60873
9873 | 3.825 | 1 | 365 | 4.3425 | 0.11799 | 4 | 0.4605
10234 | 2.04 | 1 | 365 | 2.316 | 0.99626 | 3 | 0.31227
10012 | 3.06 | 1 | 365 | 3.474 | 0.49439 | 3 | 0.9684
9172 | 4.59 | 1 | 365 | 5.211 | 0.74159 | 5 | 0.9526
10062 | 5.865 | 1 | 365 | 6.6585 | 0.11425 | 6 | 0.77276
10023 | 9.69 | 1 | 365 | 11.001 | 0.23224 | 11 | 0.23326
10243 | 7.14 | 1 | 365 | 8.106 | 0.48692 | 8 | 0.59293
9175 | 3.57 | 1 | 365 | 4.053 | 0.24346 | 4 | 0.29646
9182 | 4.08 | 1 | 365 | 4.632 | 0.99252 | 5 | 0.62453
10073 | 8.16 | 1 | 365 | 9.264 | 0.98505 | 10 | 0.24906
9178 | 3.825 | 1 | 365 | 4.3425 | 0.11799 | 4 | 0.4605
9170 | 4.335 | 1 | 365 | 4.9215 | 0.86706 | 5 | 0.78856
9989 | 4.08 | 1 | 365 | 4.632 | 0.99252 | 5 | 0.62453
9189 | 4.335 | 1 | 365 | 4.9215 | 0.86706 | 5 | 0.78856
9535 | 7.65 | 1 | 365 | 8.685 | 0.23598 | 8 | 0.921
10057 | 3.315 | 1 | 365 | 3.7635 | 0.36893 | 4 | 0.13243
9936 | 6.885 | 1 | 365 | 7.8165 | 0.61238 | 8 | 0.4289
9982 | 6.885 | 1 | 365 | 7.8165 | 0.61238 | 8 | 0.4289
10013 | 3.06 | 1 | 365 | 3.474 | 0.49439 | 3 | 0.9684
9561 | 5.355 | 1 | 365 | 6.0795 | 0.36519 | 6 | 0.4447
10014 | 6.12 | 1 | 365 | 6.948 | 0.98878 | 7 | 0.9368
10279 | 4.845 | 1 | 365 | 5.5005 | 0.61612 | 6 | 0.11663
9574 | 5.61 | 1 | 365 | 6.369 | 0.23972 | 6 | 0.60873
9973 | 4.845 | 1 | 365 | 5.5005 | 0.61612 | 6 | 0.11663
9969 | 2.55 | 1 | 365 | 2.895 | 0.74533 | 3 | 0.64033
9994 | 4.08 | 1 | 365 | 4.632 | 0.99252 | 5 | 0.62453
9737 | 4.59 | 1 | 365 | 5.211 | 0.74159 | 5 | 0.9526
10114 | 2.55 | 1 | 365 | 2.895 | 0.74533 | 3 | 0.64033
10040 | 4.59 | 1 | 365 | 5.211 | 0.74159 | 5 | 0.9526
9702 | 7 | 1 | 365 | 7.9471 | 0.00678 | 7 | 0.95385
10000 | 6.375 | 1 | 365 | 7.2375 | 0.86332 | 8 | 0.10083
10007 | 8.16 | 1 | 365 | 9.264 | 0.98505 | 10 | 0.24906
10083 | 5.865 | 1 | 365 | 6.6585 | 0.11425 | 6 | 0.77276
10054 | 5.61 | 1 | 365 | 6.369 | 0.23972 | 6 | 0.60873
6648 | 8.37 | 1 | 365 | 9.5024 | 0.70525 | 10 | 0.20768
7139 | 13 | 1 | 365 | 14.7588 | 0.58402 | 15 | 0.34287
6773 | 50.7 | 0.9 | 365 | 51.8036 | 0.48991 | 52 | 0.29347
8141 | 100.8 | 0.9 | 365 | 102.9941 | 0.12787 | 103 | 0.12192
6745 | 5.225 | 1 | 365 | 5.9319 | 0.91935 | 6 | 0.85127
5828 | 111.85 | 0.9 | 365 | 114.2846 | 0.23464 | 114 | 0.51922
9022 | 7.5 | 1 | 365 | 8.5147 | 0.72155 | 9 | 0.23627
9047 | 9 | 1 | 365 | 10.2177 | 0.86586 | 11 | 0.083524
9013 | 5.865 | 1 | 365 | 6.6585 | 0.11425 | 6 | 0.77276
10105 | 5.355 | 1 | 365 | 6.0795 | 0.36519 | 6 | 0.4447
10046 | 7.905 | 1 | 365 | 8.9745 | 0.11051 | 9 | 0.085029
10084 | 8.67 | 1 | 365 | 9.843 | 0.73411 | 10 | 0.57713
10030 | 6.12 | 1 | 365 | 6.948 | 0.98878 | 7 | 0.9368
10075 | 6.885 | 1 | 365 | 7.8165 | 0.61238 | 8 | 0.4289
10072 | 6.885 | 1 | 365 | 7.8165 | 0.61238 | 8 | 0.4289
10063 | 4.335 | 1 | 365 | 4.9215 | 0.86706 | 5 | 0.78856
10070 | 3.57 | 1 | 365 | 4.053 | 0.24346 | 4 | 0.29646
10058 | 6.375 | 1 | 365 | 7.2375 | 0.86332 | 8 | 0.10083
9034 | 7.905 | 1 | 365 | 8.9745 | 0.11051 | 9 | 0.085029
10236 | 8.16 | 1 | 365 | 9.264 | 0.98505 | 10 | 0.24906
10004 | 5.865 | 1 | 365 | 6.6585 | 0.11425 | 6 | 0.77276
10111 | 8.415 | 1 | 365 | 9.5535 | 0.85958 | 10 | 0.41309
9978 | 5.865 | 1 | 365 | 6.6585 | 0.11425 | 6 | 0.77276
9042 | 3.06 | 1 | 365 | 3.474 | 0.49439 | 3 | 0.9684
9939 | 4.08 | 1 | 365 | 4.632 | 0.99252 | 5 | 0.62453
9959 | 4.59 | 1 | 365 | 5.211 | 0.74159 | 5 | 0.9526
9984 | 9.18 | 1 | 365 | 10.422 | 0.48318 | 10 | 0.90519
9846 | 5.355 | 1 | 365 | 6.0795 | 0.36519 | 6 | 0.4447
9935 | 5.865 | 1 | 365 | 6.6585 | 0.11425 | 6 | 0.77276
9972 | 5.61 | 1 | 365 | 6.369 | 0.23972 | 6 | 0.60873
10103 | 3.315 | 1 | 365 | 3.7635 | 0.36893 | 4 | 0.13243
10008 | 3.57 | 1 | 365 | 4.053 | 0.24346 | 4 | 0.29646
9611 | 3.315 | 1 | 365 | 3.7635 | 0.36893 | 4 | 0.13243
9886 | 6.63 | 1 | 365 | 7.527 | 0.73785 | 8 | 0.26486
9879 | 6.63 | 1 | 365 | 7.527 | 0.73785 | 8 | 0.26486
10031 | 6.12 | 1 | 365 | 6.948 | 0.98878 | 7 | 0.9368
9889 | 5.865 | 1 | 365 | 6.6585 | 0.11425 | 6 | 0.77276
9877 | 3.06 | 1 | 365 | 3.474 | 0.49439 | 3 | 0.9684
9993 | 3.315 | 1 | 365 | 3.7635 | 0.36893 | 4 | 0.13243
9881 | 6.63 | 1 | 365 | 7.527 | 0.73785 | 8 | 0.26486
10174 | 6.76 | 1 | 365 | 7.6746 | 0.18369 | 7 | 0.85829
10175 | 10.455 | 1 | 365 | 11.8695 | 0.85584 | 12 | 0.72536
9694 | 5.865 | 1 | 365 | 6.6585 | 0.11425 | 6 | 0.77276
10108 | 5.865 | 1 | 365 | 6.6585 | 0.11425 | 6 | 0.77276
10042 | 8.67 | 1 | 365 | 9.843 | 0.73411 | 10 | 0.57713
10006 | 6.885 | 1 | 365 | 7.8165 | 0.61238 | 8 | 0.4289
10177 | 6.885 | 1 | 365 | 7.8165 | 0.61238 | 8 | 0.4289
9712 | 1.53 | 1 | 365 | 1.737 | 0.2472 | 1 | 0.9842
10035 | 8.16 | 1 | 365 | 9.264 | 0.98505 | 10 | 0.24906
9038 | 6.12 | 1 | 365 | 6.948 | 0.98878 | 7 | 0.9368
10179 | 6.885 | 1 | 365 | 7.8165 | 0.61238 | 8 | 0.4289
9746 | 7.905 | 1 | 365 | 8.9745 | 0.11051 | 9 | 0.085029
10180 | 5.61 | 1 | 365 | 6.369 | 0.23972 | 6 | 0.60873
9766 | 6.12 | 1 | 365 | 6.948 | 0.98878 | 7 | 0.9368
9050 | 5.355 | 1 | 365 | 6.0795 | 0.36519 | 6 | 0.4447
10181 | 6.375 | 1 | 365 | 7.2375 | 0.86332 | 8 | 0.10083
9071 | 5.61 | 1 | 365 | 6.369 | 0.23972 | 6 | 0.60873
7586 | 5 | 1 | 365 | 5.6765 | 0.1477 | 5 | 0.82418
9077 | 7.905 | 1 | 365 | 8.9745 | 0.11051 | 9 | 0.085029
7565 | 13.25 | 1 | 365 | 15.0427 | 0.4414 | 15 | 0.48408
7588 | 3.57 | 1 | 365 | 4.053 | 0.24346 | 4 | 0.29646
7589 | 10.2 | 1 | 365 | 11.58 | 0.98131 | 12 | 0.56133
9070 | 2.295 | 1 | 365 | 2.6055 | 0.87079 | 3 | 0.4763
9983 | 8.415 | 1 | 365 | 9.5535 | 0.85958 | 10 | 0.41309
9074 | 5.61 | 1 | 365 | 6.369 | 0.23972 | 6 | 0.60873
9073 | 6.375 | 1 | 365 | 7.2375 | 0.86332 | 8 | 0.10083
8199 | 3.57 | 1 | 365 | 4.053 | 0.24346 | 4 | 0.29646
10184 | 4.845 | 1 | 365 | 5.5005 | 0.61612 | 6 | 0.11663
9068 | 9.18 | 1 | 365 | 10.422 | 0.48318 | 10 | 0.90519
9119 | 5.1 | 1 | 365 | 5.79 | 0.49065 | 6 | 0.28066
10190 | 6.12 | 1 | 365 | 6.948 | 0.98878 | 7 | 0.9368
9903 | 5.865 | 1 | 365 | 6.6585 | 0.11425 | 6 | 0.77276
9893 | 7.905 | 1 | 365 | 8.9745 | 0.11051 | 9 | 0.085029
9912 | 6.885 | 1 | 365 | 7.8165 | 0.61238 | 8 | 0.4289
9911 | 4.59 | 1 | 365 | 5.211 | 0.74159 | 5 | 0.9526
9565 | 5.355 | 1 | 365 | 6.0795 | 0.36519 | 6 | 0.4447
9125 | 7.65 | 1 | 365 | 8.685 | 0.23598 | 8 | 0.921
9581 | 4.08 | 1 | 365 | 4.632 | 0.99252 | 5 | 0.62453
9601 | 2.55 | 1 | 365 | 2.895 | 0.74533 | 3 | 0.64033
10334 | 6.24 | 1 | 365 | 7.0842 | 0.40033 | 7 | 0.48458
10347 | 4.77 | 1 | 365 | 5.4154 | 0.35891 | 5 | 0.77427
10349 | 4.335 | 1 | 365 | 4.9215 | 0.86706 | 5 | 0.78856
10353 | 6.885 | 1 | 365 | 7.8165 | 0.61238 | 8 | 0.4289
9770 | 9.435 | 1 | 365 | 10.7115 | 0.35771 | 11 | 0.069228
9703 | 7.65 | 1 | 365 | 8.685 | 0.23598 | 8 | 0.921
10662 | 2.75 | 1 | 365 | 3.1221 | 0.43124 | 3 | 0.5533
10661 | 8.415 | 1 | 365 | 9.5535 | 0.85958 | 10 | 0.41309
9639 | 6.12 | 1 | 365 | 6.948 | 0.98878 | 7 | 0.9368
10668 | 6.24 | 1 | 365 | 7.0842 | 0.40033 | 7 | 0.48458
10658 | 8.415 | 1 | 365 | 9.5535 | 0.85958 | 10 | 0.41309
9621 | 8.925 | 1 | 365 | 10.1325 | 0.60864 | 10 | 0.74116
10666 | 10.2 | 1 | 365 | 11.58 | 0.98131 | 12 | 0.56133
9749 | 6.12 | 1 | 365 | 6.948 | 0.98878 | 7 | 0.9368
10664 | 9.36 | 1 | 365 | 10.6264 | 0.10049 | 10 | 0.72686
10670 | 4.59 | 1 | 365 | 5.211 | 0.74159 | 5 | 0.9526
9629 | 6.12 | 1 | 365 | 6.948 | 0.98878 | 7 | 0.9368
10671 | 11.73 | 1 | 365 | 13.317 | 0.2285 | 13 | 0.54553
10655 | 9.62 | 1 | 365 | 10.9215 | 0.99217 | 11 | 0.91372
9084 | 4.845 | 1 | 365 | 5.5005 | 0.61612 | 6 | 0.11663
10620 | 4.845 | 1 | 365 | 5.5005 | 0.61612 | 6 | 0.11663
9087 | 5.865 | 1 | 365 | 6.6585 | 0.11425 | 6 | 0.77276
9753 | 9.18 | 1 | 365 | 10.422 | 0.48318 | 10 | 0.90519
9097 | 5.1 | 1 | 365 | 5.79 | 0.49065 | 6 | 0.28066
9786 | 4.59 | 1 | 365 | 5.211 | 0.74159 | 5 | 0.9526
6093 | 8.67 | 1 | 365 | 9.843 | 0.73411 | 10 | 0.57713
9138 | 3 | 1 | 365 | 3.4059 | 0.28862 | 3 | 0.69451
9132 | 6.375 | 1 | 365 | 7.2375 | 0.86332 | 8 | 0.10083
9717 | 6.375 | 1 | 365 | 7.2375 | 0.86332 | 8 | 0.10083
9135 | 9.69 | 1 | 365 | 11.001 | 0.23224 | 11 | 0.23326
9741 | 5.1 | 1 | 365 | 5.79 | 0.49065 | 6 | 0.28066
9659 | 4.59 | 1 | 365 | 5.211 | 0.74159 | 5 | 0.9526
9143 | 5.1 | 1 | 365 | 5.79 | 0.49065 | 6 | 0.28066
9730 | 4.59 | 1 | 365 | 5.211 | 0.74159 | 5 | 0.9526
9656 | 8.925 | 1 | 365 | 10.1325 | 0.60864 | 10 | 0.74116
10214 | 2.805 | 1 | 365 | 3.1845 | 0.61986 | 3 | 0.80436
9141 | 6.63 | 1 | 365 | 7.527 | 0.73785 | 8 | 0.26486
9142 | 4.08 | 1 | 365 | 4.632 | 0.99252 | 5 | 0.62453
9616 | 9.18 | 1 | 365 | 10.422 | 0.48318 | 10 | 0.90519
10638 | 6.24 | 1 | 365 | 7.0842 | 0.40033 | 7 | 0.48458
10659 | 2.75 | 1 | 365 | 3.1221 | 0.43124 | 3 | 0.5533
10067 | 5.5 | 1 | 365 | 6.2441 | 0.86247 | 7 | 0.1066
10669 | 10.4 | 1 | 365 | 11.8071 | 0.66722 | 12 | 0.47429
10327 | 4.845 | 1 | 365 | 5.5005 | 0.61612 | 6 | 0.11663
10665 | 9.435 | 1 | 365 | 10.7115 | 0.35771 | 11 | 0.069228
10660 | 8.925 | 1 | 365 | 10.1325 | 0.60864 | 10 | 0.74116
10078 | 8.925 | 1 | 365 | 10.1325 | 0.60864 | 10 | 0.74116
10473 | 7.65 | 1 | 365 | 8.685 | 0.23598 | 8 | 0.921
10476 | 6.885 | 1 | 365 | 7.8165 | 0.61238 | 8 | 0.4289
10479 | 7.905 | 1 | 365 | 8.9745 | 0.11051 | 9 | 0.085029
10250 | 3.06 | 1 | 365 | 3.474 | 0.49439 | 3 | 0.9684
10481 | 7.54 | 1 | 365 | 8.5601 | 0.85873 | 9 | 0.41886
10251 | 7.65 | 1 | 365 | 8.685 | 0.23598 | 8 | 0.921
10484 | 3.64 | 1 | 365 | 4.1325 | 0.48353 | 4 | 0.616
10486 | 8.32 | 1 | 365 | 9.4457 | 0.53377 | 9 | 0.97944
10489 | 9.69 | 1 | 365 | 11.001 | 0.23224 | 11 | 0.23326
10495 | 3.06 | 1 | 365 | 3.474 | 0.49439 | 3 | 0.9684
10499 | 7.395 | 1 | 365 | 8.3955 | 0.36145 | 8 | 0.75696
10524 | 5.88 | 1 | 365 | 6.6755 | 0.1657 | 6 | 0.84124
10002 | 9.69 | 1 | 365 | 11.001 | 0.23224 | 11 | 0.23326
10017 | 4.335 | 1 | 365 | 4.9215 | 0.86706 | 5 | 0.78856
10099 | 8.16 | 1 | 365 | 9.264 | 0.98505 | 10 | 0.24906
10470 | 4.59 | 1 | 365 | 5.211 | 0.74159 | 5 | 0.9526
10100 | 4.08 | 1 | 365 | 4.632 | 0.99252 | 5 | 0.62453
10323 | 4.59 | 1 | 365 | 5.211 | 0.74159 | 5 | 0.9526
10284 | 10 | 1 | 365 | 11.353 | 0.2954 | 11 | 0.64836
10102 | 7.65 | 1 | 365 | 8.685 | 0.23598 | 8 | 0.921
10238 | 9.435 | 1 | 365 | 10.7115 | 0.35771 | 11 | 0.069228
10235 | 2.94 | 1 | 365 | 3.3378 | 0.082848 | 3 | 0.42062
10217 | 2.805 | 1 | 365 | 3.1845 | 0.61986 | 3 | 0.80436
10246 | 2.295 | 1 | 365 | 2.6055 | 0.87079 | 3 | 0.4763
10230 | 7.395 | 1 | 365 | 8.3955 | 0.36145 | 8 | 0.75696
10220 | 5.355 | 1 | 365 | 6.0795 | 0.36519 | 6 | 0.4447
10242 | 5.355 | 1 | 365 | 6.0795 | 0.36519 | 6 | 0.4447
10233 | 9.945 | 1 | 365 | 11.2905 | 0.10678 | 11 | 0.39729
10612 | 14.28 | 1 | 365 | 16.212 | 0.97383 | 17 | 0.18586
10604 | 6.12 | 1 | 365 | 6.948 | 0.98878 | 7 | 0.9368
10492 | 38.175 | 0.9 | 365 | 39.0059 | 0.83042 | 39 | 0.83635
6644 | 20.601 | 1 | 365 | 23.3882 | 0.65195 | 24 | 0.040186
8088 | 3.25 | 1 | 365 | 3.6897 | 0.146 | 3 | 0.83572
7496 | 6.75 | 1 | 365 | 7.6632 | 0.1494 | 7 | 0.81264
10155 | 6.12 | 1 | 365 | 6.948 | 0.98878 | 7 | 0.9368
10170 | 5.1 | 1 | 365 | 5.79 | 0.49065 | 6 | 0.28066
10019 | 5.355 | 1 | 365 | 6.0795 | 0.36519 | 6 | 0.4447
10165 | 9.435 | 1 | 365 | 10.7115 | 0.35771 | 11 | 0.069228
9655 | 9.945 | 1 | 365 | 11.2905 | 0.10678 | 11 | 0.39729
10210 | 5.355 | 1 | 365 | 6.0795 | 0.36519 | 6 | 0.4447
10520 | 3 | 1 | 365 | 3.4059 | 0.28862 | 3 | 0.69451
9891 | 5.865 | 1 | 365 | 6.6585 | 0.11425 | 6 | 0.77276
10452 | 6.12 | 1 | 365 | 6.948 | 0.98878 | 7 | 0.9368
10456 | 4.335 | 1 | 365 | 4.9215 | 0.86706 | 5 | 0.78856
9642 | 4.845 | 1 | 365 | 5.5005 | 0.61612 | 6 | 0.11663
10382 | 5.355 | 1 | 365 | 6.0795 | 0.36519 | 6 | 0.4447
10458 | 2.805 | 1 | 365 | 3.1845 | 0.61986 | 3 | 0.80436
10216 | 4.59 | 1 | 365 | 5.211 | 0.74159 | 5 | 0.9526
10436 | 8.925 | 1 | 365 | 10.1325 | 0.60864 | 10 | 0.74116
10414 | 2.295 | 1 | 365 | 2.6055 | 0.87079 | 3 | 0.4763
10406 | 4.59 | 1 | 365 | 5.211 | 0.74159 | 5 | 0.9526
10377 | 8.67 | 1 | 365 | 9.843 | 0.73411 | 10 | 0.57713
10419 | 9.69 | 1 | 365 | 11.001 | 0.23224 | 11 | 0.23326
10518 | 3.57 | 1 | 365 | 4.053 | 0.24346 | 4 | 0.29646
10541 | 6.63 | 1 | 365 | 7.527 | 0.73785 | 8 | 0.26486
10523 | 9.435 | 1 | 365 | 10.7115 | 0.35771 | 11 | 0.069228
10158 | 10 | 1 | 365 | 11.353 | 0.2954 | 11 | 0.64836
10580 | 8.925 | 1 | 365 | 10.1325 | 0.60864 | 10 | 0.74116
10648 | 7.65 | 1 | 365 | 8.685 | 0.23598 | 8 | 0.921
10585 | 3.12 | 1 | 365 | 3.5421 | 0.70016 | 4 | 0.24229
10591 | 3.06 | 1 | 365 | 3.474 | 0.49439 | 3 | 0.9684
10596 | 10.4 | 1 | 365 | 11.8071 | 0.66722 | 12 | 0.47429
10600 | 6.885 | 1 | 365 | 7.8165 | 0.61238 | 8 | 0.4289
10601 | 3.64 | 1 | 365 | 4.1325 | 0.48353 | 4 | 0.616
10615 | 3.825 | 1 | 365 | 4.3425 | 0.11799 | 4 | 0.4605
10258 | 5.1 | 1 | 365 | 5.79 | 0.49065 | 6 | 0.28066
10673 | 3.38 | 1 | 365 | 3.8373 | 0.59185 | 4 | 0.42915
10702 | 6.12 | 1 | 365 | 6.948 | 0.98878 | 7 | 0.9368
10706 | 7.905 | 1 | 365 | 8.9745 | 0.11051 | 9 | 0.085029
10713 | 3.825 | 1 | 365 | 4.3425 | 0.11799 | 4 | 0.4605
10715 | 7.02 | 1 | 365 | 7.9698 | 0.075371 | 8 | 0.045149
10716 | 5.98 | 1 | 365 | 6.7891 | 0.50865 | 7 | 0.29772
9855 | 3.825 | 1 | 365 | 4.3425 | 0.11799 | 4 | 0.4605
10727 | 4.25 | 1 | 365 | 4.825 | 0.57554 | 5 | 0.40055
10213 | 8.67 | 1 | 365 | 9.843 | 0.73411 | 10 | 0.57713
9845 | 6.12 | 1 | 365 | 6.948 | 0.98878 | 7 | 0.9368
10700 | 19.8 | 1 | 365 | 22.4789 | 0.90489 | 23 | 0.38375
10707 | 10.2 | 1 | 365 | 11.58 | 0.98131 | 12 | 0.56133
9841 | 5.865 | 1 | 365 | 6.6585 | 0.11425 | 6 | 0.77276
10203 | 8.67 | 1 | 365 | 9.843 | 0.73411 | 10 | 0.57713
10729 | 8 | 1 | 365 | 9.0824 | 0.43632 | 9 | 0.51869
10731 | 2.5 | 1 | 365 | 2.8382 | 0.57385 | 3 | 0.41209
10738 | 5.25 | 1 | 365 | 5.9603 | 0.005085 | 5 | 0.96539
9962 | 6.63 | 1 | 365 | 7.527 | 0.73785 | 8 | 0.26486
9827 | 5.1 | 1 | 365 | 5.79 | 0.49065 | 6 | 0.28066
9668 | 7 | 1 | 365 | 7.9471 | 0.00678 | 7 | 0.95385
10026 | 7.905 | 1 | 365 | 8.9745 | 0.11051 | 9 | 0.085029
9330 | 7.395 | 1 | 365 | 8.3955 | 0.36145 | 8 | 0.75696
9977 | 5.865 | 1 | 365 | 6.6585 | 0.11425 | 6 | 0.77276
9206 | 8.67 | 1 | 365 | 9.843 | 0.73411 | 10 | 0.57713
10488 | 11.44 | 1 | 365 | 12.9878 | 0.23394 | 13 | 0.22172
10678 | 8.32 | 1 | 365 | 9.4457 | 0.53377 | 9 | 0.97944
9158 | 4.75 | 1 | 365 | 5.3927 | 0.29031 | 5 | 0.68297
10015 | 7.395 | 1 | 365 | 8.3955 | 0.36145 | 8 | 0.75696
9329 | 6.885 | 1 | 365 | 7.8165 | 0.61238 | 8 | 0.4289
9334 | 4.845 | 1 | 365 | 5.5005 | 0.61612 | 6 | 0.11663
9734 | 4.845 | 1 | 365 | 5.5005 | 0.61612 | 6 | 0.11663
9966 | 5.1 | 1 | 365 | 5.79 | 0.49065 | 6 | 0.28066
9968 | 5.61 | 1 | 365 | 6.369 | 0.23972 | 6 | 0.60873
9986 | 7.395 | 1 | 365 | 8.3955 | 0.36145 | 8 | 0.75696
10846 | 6.5 | 1 | 365 | 7.3794 | 0.29201 | 7 | 0.67143
9976 | 8.415 | 1 | 365 | 9.5535 | 0.85958 | 10 | 0.41309
9743 | 4.08 | 1 | 365 | 4.632 | 0.99252 | 5 | 0.62453
10009 | 8.16 | 1 | 365 | 9.264 | 0.98505 | 10 | 0.24906
10085 | 7.14 | 1 | 365 | 8.106 | 0.48692 | 8 | 0.59293
10849 | 10.2 | 1 | 365 | 11.58 | 0.98131 | 12 | 0.56133
10228 | 3.06 | 1 | 365 | 3.474 | 0.49439 | 3 | 0.9684
10850 | 8.415 | 1 | 365 | 9.5535 | 0.85958 | 10 | 0.41309
10851 | 3.06 | 1 | 365 | 3.474 | 0.49439 | 3 | 0.9684
9715 | 6.885 | 1 | 365 | 7.8165 | 0.61238 | 8 | 0.4289
10853 | 5.61 | 1 | 365 | 6.369 | 0.23972 | 6 | 0.60873
10858 | 9.69 | 1 | 365 | 11.001 | 0.23224 | 11 | 0.23326
10304 | 13 | 1 | 365 | 14.7588 | 0.58402 | 15 | 0.34287
10866 | 4.845 | 1 | 365 | 5.5005 | 0.61612 | 6 | 0.11663
9995 | 7.14 | 1 | 365 | 8.106 | 0.48692 | 8 | 0.59293
10884 | 5.72 | 1 | 365 | 6.4939 | 0.61697 | 7 | 0.11086
10885 | 5.865 | 1 | 365 | 6.6585 | 0.11425 | 6 | 0.77276
10887 | 6.885 | 1 | 365 | 7.8165 | 0.61238 | 8 | 0.4289
10188 | 5.1 | 1 | 365 | 5.79 | 0.49065 | 6 | 0.28066
11194 | 4.59 | 1 | 365 | 5.211 | 0.74159 | 5 | 0.9526
9998 | 4.59 | 1 | 365 | 5.211 | 0.74159 | 5 | 0.9526
11193 | 3.315 | 1 | 365 | 3.7635 | 0.36893 | 4 | 0.13243
11180 | 11.44 | 1 | 365 | 12.9878 | 0.23394 | 13 | 0.22172
11188 | 9.18 | 1 | 365 | 10.422 | 0.48318 | 10 | 0.90519
10901 | 3.38 | 1 | 365 | 3.8373 | 0.59185 | 4 | 0.42915
11175 | 4.08 | 1 | 365 | 4.632 | 0.99252 | 5 | 0.62453
9748 | 2.805 | 1 | 365 | 3.1845 | 0.61986 | 3 | 0.80436
10384 | 4.08 | 1 | 365 | 4.632 | 0.99252 | 5 | 0.62453
10385 | 12.74 | 1 | 365 | 14.4637 | 0.69234 | 15 | 0.15601
10388 | 3.38 | 1 | 365 | 3.8373 | 0.59185 | 4 | 0.42915
10407 | 12.56 | 1 | 365 | 14.2593 | 0.075022 | 14 | 0.33434
6732 | 3.825 | 1 | 365 | 4.3425 | 0.11799 | 4 | 0.4605
10906 | 8.84 | 1 | 365 | 10.036 | 0.31713 | 10 | 0.35315
9600 | 6.885 | 1 | 365 | 7.8165 | 0.61238 | 8 | 0.4289
10908 | 7.395 | 1 | 365 | 8.3955 | 0.36145 | 8 | 0.75696
10910 | 9.88 | 1 | 365 | 11.2167 | 0.88386 | 12 | 0.10058
10408 | 10.92 | 1 | 365 | 12.3974 | 0.45058 | 12 | 0.84801
10911 | 3.12 | 1 | 365 | 3.5421 | 0.70016 | 4 | 0.24229
10918 | 11.96 | 1 | 365 | 13.5781 | 0.017298 | 13 | 0.59544
9961 | 9.435 | 1 | 365 | 10.7115 | 0.35771 | 11 | 0.069228
10857 | 2.55 | 1 | 365 | 2.895 | 0.74533 | 3 | 0.64033
10859 | 7.905 | 1 | 365 | 8.9745 | 0.11051 | 9 | 0.085029
9580 | 6.12 | 1 | 365 | 6.948 | 0.98878 | 7 | 0.9368
10860 | 6.63 | 1 | 365 | 7.527 | 0.73785 | 8 | 0.26486
10864 | 7.905 | 1 | 365 | 8.9745 | 0.11051 | 9 | 0.085029
10862 | 4.59 | 1 | 365 | 5.211 | 0.74159 | 5 | 0.9526
10865 | 5.865 | 1 | 365 | 6.6585 | 0.11425 | 6 | 0.77276
9583 | 3.06 | 1 | 365 | 3.474 | 0.49439 | 3 | 0.9684
9894 | 2.805 | 1 | 365 | 3.1845 | 0.61986 | 3 | 0.80436
10413 | 5.04 | 1 | 365 | 5.7219 | 0.28488 | 6 | 0.0067734
9885 | 2.55 | 1 | 365 | 2.895 | 0.74533 | 3 | 0.64033
10415 | 4.08 | 1 | 365 | 4.632 | 0.99252 | 5 | 0.62453
10420 | 4.505 | 1 | 365 | 5.1145 | 0.45008 | 5 | 0.56459
10423 | 9.62 | 1 | 365 | 10.9215 | 0.99217 | 11 | 0.91372
10426 | 4.08 | 1 | 365 | 4.632 | 0.99252 | 5 | 0.62453
8051 | 8.415 | 1 | 365 | 9.5535 | 0.85958 | 10 | 0.41309
9910 | 9.69 | 1 | 365 | 11.001 | 0.23224 | 11 | 0.23326
9898 | 9.435 | 1 | 365 | 10.7115 | 0.35771 | 11 | 0.069228
10321 | 8.16 | 1 | 365 | 9.264 | 0.98505 | 10 | 0.24906
10098 | 7.105 | 1 | 365 | 8.0663 | 0.36688 | 8 | 0.43316
10028 | 7.395 | 1 | 365 | 8.3955 | 0.36145 | 8 | 0.75696
10433 | 9.54 | 1 | 365 | 10.8307 | 0.71781 | 11 | 0.54854
10437 | 4.845 | 1 | 365 | 5.5005 | 0.61612 | 6 | 0.11663
10465 | 6.12 | 1 | 365 | 6.948 | 0.98878 | 7 | 0.9368
10466 | 4.59 | 1 | 365 | 5.211 | 0.74159 | 5 | 0.9526
10468 | 3.06 | 1 | 365 | 3.474 | 0.49439 | 3 | 0.9684
10464 | 4.95 | 1 | 365 | 5.6197 | 0.97622 | 6 | 0.59594
10467 | 3.5 | 1 | 365 | 3.9735 | 0.00339 | 3 | 0.97693
10560 | 1.785 | 1 | 365 | 2.0265 | 0.12173 | 2 | 0.14823
10624 | 5.865 | 1 | 365 | 6.6585 | 0.11425 | 6 | 0.77276
10344 | 10.2 | 1 | 365 | 11.58 | 0.98131 | 12 | 0.56133
10535 | 5.1 | 1 | 365 | 5.79 | 0.49065 | 6 | 0.28066
10552 | 9.69 | 1 | 365 | 11.001 | 0.23224 | 11 | 0.23326
10608 | 5.75 | 1 | 365 | 6.528 | 0.71985 | 7 | 0.24781
10509 | 9.18 | 1 | 365 | 10.422 | 0.48318 | 10 | 0.90519
10557 | 3.315 | 1 | 365 | 3.7635 | 0.36893 | 4 | 0.13243
10643 | 5.61 | 1 | 365 | 6.369 | 0.23972 | 6 | 0.60873
10640 | 7.14 | 1 | 365 | 8.106 | 0.48692 | 8 | 0.59293
10644 | 10.14 | 1 | 365 | 11.5119 | 0.77554 | 12 | 0.28744
10635 | 9.88 | 1 | 365 | 11.2167 | 0.88386 | 12 | 0.10058
10634 | 7.65 | 1 | 365 | 8.685 | 0.23598 | 8 | 0.921
10636 | 8.415 | 1 | 365 | 9.5535 | 0.85958 | 10 | 0.41309
10647 | 7 | 1 | 365 | 7.9471 | 0.00678 | 7 | 0.95385
10641 | 7.65 | 1 | 365 | 8.685 | 0.23598 | 8 | 0.921
10639 | 7.54 | 1 | 365 | 8.5601 | 0.85873 | 9 | 0.41886
10632 | 4.16 | 1 | 365 | 4.7228 | 0.26689 | 4 | 0.98972
10628 | 5.1 | 1 | 365 | 5.79 | 0.49065 | 6 | 0.28066
10630 | 5.61 | 1 | 365 | 6.369 | 0.23972 | 6 | 0.60873
10633 | 7.65 | 1 | 365 | 8.685 | 0.23598 | 8 | 0.921
10631 | 4.845 | 1 | 365 | 5.5005 | 0.61612 | 6 | 0.11663
10629 | 6.63 | 1 | 365 | 7.527 | 0.73785 | 8 | 0.26486
10625 | 11.475 | 1 | 365 | 13.0275 | 0.35397 | 13 | 0.38149
10538 | 5.61 | 1 | 365 | 6.369 | 0.23972 | 6 | 0.60873
10627 | 5.355 | 1 | 365 | 6.0795 | 0.36519 | 6 | 0.4447
10653 | 9.435 | 1 | 365 | 10.7115 | 0.35771 | 11 | 0.069228
10616 | 10.965 | 1 | 365 | 12.4485 | 0.60491 | 13 | 0.053427
10540 | 7.395 | 1 | 365 | 8.3955 | 0.36145 | 8 | 0.75696
10542 | 6.885 | 1 | 365 | 7.8165 | 0.61238 | 8 | 0.4289
10545 | 9.31 | 1 | 365 | 10.5696 | 0.92902 | 11 | 0.49862
10672 | 2.805 | 1 | 365 | 3.1845 | 0.61986 | 3 | 0.80436
10663 | 6.76 | 1 | 365 | 7.6746 | 0.18369 | 7 | 0.85829
10563 | 7.65 | 1 | 365 | 8.685 | 0.23598 | 8 | 0.921
10667 | 3.9 | 1 | 365 | 4.4277 | 0.37521 | 4 | 0.80286
10497 | 3.825 | 1 | 365 | 4.3425 | 0.11799 | 4 | 0.4605
10501 | 3.315 | 1 | 365 | 3.7635 | 0.36893 | 4 | 0.13243
10504 | 4.335 | 1 | 365 | 4.9215 | 0.86706 | 5 | 0.78856
10505 | 5.355 | 1 | 365 | 6.0795 | 0.36519 | 6 | 0.4447
10508 | 8.16 | 1 | 365 | 9.264 | 0.98505 | 10 | 0.24906
10261 | 8.415 | 1 | 365 | 9.5535 | 0.85958 | 10 | 0.41309
10266 | 4.08 | 1 | 365 | 4.632 | 0.99252 | 5 | 0.62453
10029 | 5.61 | 1 | 365 | 6.369 | 0.23972 | 6 | 0.60873
10354 | 5.355 | 1 | 365 | 6.0795 | 0.36519 | 6 | 0.4447
8274 | 6.12 | 1 | 365 | 6.948 | 0.98878 | 7 | 0.9368
10357 | 7.65 | 1 | 365 | 8.685 | 0.23598 | 8 | 0.921
9992 | 5.61 | 1 | 365 | 6.369 | 0.23972 | 6 | 0.60873
8933 | 9.945 | 1 | 365 | 11.2905 | 0.10678 | 11 | 0.39729
9230 | 3.57 | 1 | 365 | 4.053 | 0.24346 | 4 | 0.29646
10341 | 8.67 | 1 | 365 | 9.843 | 0.73411 | 10 | 0.57713
10343 | 7.14 | 1 | 365 | 8.106 | 0.48692 | 8 | 0.59293
10510 | 6.375 | 1 | 365 | 7.2375 | 0.86332 | 8 | 0.10083
10512 | 10.965 | 1 | 365 | 12.4485 | 0.60491 | 13 | 0.053427
10514 | 6.12 | 1 | 365 | 6.948 | 0.98878 | 7 | 0.9368
10519 | 8.58 | 1 | 365 | 9.7408 | 0.42545 | 10 | 0.16629
10531 | 4.59 | 1 | 365 | 5.211 | 0.74159 | 5 | 0.9526
10532 | 3.64 | 1 | 365 | 4.1325 | 0.48353 | 4 | 0.616
10533 | 3.9 | 1 | 365 | 4.4277 | 0.37521 | 4 | 0.80286
10348 | 6.885 | 1 | 365 | 7.8165 | 0.61238 | 8 | 0.4289
10350 | 4.845 | 1 | 365 | 5.5005 | 0.61612 | 6 | 0.11663
8835 | 9.69 | 1 | 365 | 11.001 | 0.23224 | 11 | 0.23326
10311 | 6.12 | 1 | 365 | 6.948 | 0.98878 | 7 | 0.9368
10016 | 8.415 | 1 | 365 | 9.5535 | 0.85958 | 10 | 0.41309
10313 | 7.65 | 1 | 365 | 8.685 | 0.23598 | 8 | 0.921
10430 | 6.12 | 1 | 365 | 6.948 | 0.98878 | 7 | 0.9368
9144 | 4 | 1 | 365 | 4.5412 | 0.71816 | 5 | 0.25934
10440 | 5.865 | 1 | 365 | 6.6585 | 0.11425 | 6 | 0.77276
10386 | 7.14 | 1 | 365 | 8.106 | 0.48692 | 8 | 0.59293
10056 | 7.65 | 1 | 365 | 8.685 | 0.23598 | 8 | 0.921
10427 | 8.16 | 1 | 365 | 9.264 | 0.98505 | 10 | 0.24906
10522 | 3.57 | 1 | 365 | 4.053 | 0.24346 | 4 | 0.29646
10411 | 9.435 | 1 | 365 | 10.7115 | 0.35771 | 11 | 0.069228
9508 | 1.53 | 1 | 365 | 1.737 | 0.2472 | 1 | 0.9842
9602 | 3.315 | 1 | 365 | 3.7635 | 0.36893 | 4 | 0.13243
10409 | 5.865 | 1 | 365 | 6.6585 | 0.11425 | 6 | 0.77276
11308 | 6.54 | 1 | 365 | 7.4248 | 0.42919 | 7 | 0.85403
11372 | 3.825 | 1 | 365 | 4.3425 | 0.11799 | 4 | 0.4605
11375 | 7.35 | 1 | 365 | 8.3444 | 0.20712 | 8 | 0.55154
11376 | 3.3 | 1 | 365 | 3.7465 | 0.31748 | 4 | 0.063959
11380 | 16.8 | 1 | 365 | 19.073 | 0.61627 | 19 | 0.68924
11335 | 4.25 | 1 | 365 | 4.825 | 0.57554 | 5 | 0.40055
11342 | 5.25 | 1 | 365 | 5.9603 | 0.005085 | 5 | 0.96539
11310 | 4.75 | 1 | 365 | 5.3927 | 0.29031 | 5 | 0.68297
11364 | 2.5 | 1 | 365 | 2.8382 | 0.57385 | 3 | 0.41209
11366 | 5.61 | 1 | 365 | 6.369 | 0.23972 | 6 | 0.60873
11367 | 6.12 | 1 | 365 | 6.948 | 0.98878 | 7 | 0.9368
11382 | 6.63 | 1 | 365 | 7.527 | 0.73785 | 8 | 0.26486
11126 | 6.5 | 1 | 365 | 7.3794 | 0.29201 | 7 | 0.67143
7827 | 6.5 | 1 | 365 | 7.3794 | 0.29201 | 7 | 0.67143
9852 | 5 | 1 | 365 | 5.6765 | 0.1477 | 5 | 0.82418
11205 | 5.61 | 1 | 365 | 6.369 | 0.23972 | 6 | 0.60873
10942 | 7.14 | 1 | 365 | 8.106 | 0.48692 | 8 | 0.59293
9928 | 33 | 0.9 | 365 | 33.7183 | 0.85734 | 34 | 0.57563
11065 | 8 | 1 | 365 | 9.0824 | 0.43632 | 9 | 0.51869
11208 | 3.825 | 1 | 365 | 4.3425 | 0.11799 | 4 | 0.4605
11303 | 8.75 | 1 | 365 | 9.9338 | 0.008475 | 9 | 0.94231
10721 | 11.34 | 1 | 365 | 12.8743 | 0.89098 | 13 | 0.76524
10747 | 11.5 | 1 | 365 | 13.0559 | 0.43971 | 13 | 0.49561
9431 | 127.5 | 0.9 | 365 | 130.2752 | 0.53972 | 130 | 0.81493
11741 | 7.5 | 1 | 365 | 8.5147 | 0.72155 | 9 | 0.23627
11745 | 6.63 | 1 | 365 | 7.527 | 0.73785 | 8 | 0.26486
11771 | 5.775 | 1 | 365 | 6.5563 | 0.80559 | 7 | 0.36193
11284 | 2.75 | 1 | 365 | 3.1221 | 0.43124 | 3 | 0.5533
11286 | 13.2 | 1 | 365 | 14.9859 | 0.26993 | 15 | 0.25584
11272 | 6.885 | 1 | 365 | 7.8165 | 0.61238 | 8 | 0.4289
11290 | 8.74 | 1 | 365 | 9.9225 | 0.97418 | 10 | 0.89667
5624 | 143.31 | 0.9 | 365 | 146.4293 | 0.33864 | 146 | 0.76798
5630 | 82.875 | 0.9 | 365 | 84.6789 | 0.80081 | 85 | 0.47971
5627 | 231.495 | 0.9 | 365 | 236.5338 | 0.52923 | 237 | 0.063039
4804 | 100.1 | 0.9 | 365 | 102.2788 | 0.96726 | 103 | 0.24608
4094 | 101.4 | 0.9 | 365 | 103.6071 | 0.97982 | 104 | 0.58693
3027 | 224.4 | 0.9 | 365 | 229.2844 | 0.6299 | 229 | 0.91428
9943 | 82.8 | 0.9 | 365 | 84.6023 | 0.56932 | 85 | 0.17158
4456 | 139.75 | 0.9 | 365 | 142.7919 | 0.35039 | 143 | 0.14225
7933 | 5.2 | 1 | 365 | 5.9035 | 0.83361 | 6 | 0.73715
10732 | 7.28 | 1 | 365 | 8.265 | 0.96705 | 9 | 0.23201
10746 | 4.08 | 1 | 365 | 4.632 | 0.99252 | 5 | 0.62453
10496 | 4.59 | 1 | 365 | 5.211 | 0.74159 | 5 | 0.9526
10113 | 8.16 | 1 | 365 | 9.264 | 0.98505 | 10 | 0.24906
5941 | 7.02 | 1 | 365 | 7.9698 | 0.075371 | 8 | 0.045149
5952 | 8 | 1 | 365 | 9.0824 | 0.43632 | 9 | 0.51869
5122 | 99 | 0.9 | 365 | 101.1549 | 0.57201 | 101 | 0.72689
6372 | 4.95 | 1 | 365 | 5.6197 | 0.97622 | 6 | 0.59594
6686 | 62.01 | 0.9 | 365 | 63.3597 | 0.3992 | 63 | 0.75893
10626 | 5.1 | 1 | 365 | 5.79 | 0.49065 | 6 | 0.28066
11340 | 8.925 | 1 | 365 | 10.1325 | 0.60864 | 10 | 0.74116
11343 | 8.415 | 1 | 365 | 9.5535 | 0.85958 | 10 | 0.41309
11344 | 7.65 | 1 | 365 | 8.685 | 0.23598 | 8 | 0.921
11349 | 4.9 | 1 | 365 | 5.563 | 0.80475 | 6 | 0.3677
11358 | 6.375 | 1 | 365 | 7.2375 | 0.86332 | 8 | 0.10083
11350 | 8.16 | 1 | 365 | 9.264 | 0.98505 | 10 | 0.24906
11363 | 4.08 | 1 | 365 | 4.632 | 0.99252 | 5 | 0.62453
11357 | 5.39 | 1 | 365 | 6.1192 | 0.48522 | 6 | 0.60447
11353 | 6 | 1 | 365 | 6.8118 | 0.57724 | 7 | 0.38902
11361 | 8.16 | 1 | 365 | 9.264 | 0.98505 | 10 | 0.24906
11381 | 7.905 | 1 | 365 | 8.9745 | 0.11051 | 9 | 0.085029
11384 | 4.08 | 1 | 365 | 4.632 | 0.99252 | 5 | 0.62453
12064 | 5.61 | 1 | 365 | 6.369 | 0.23972 | 6 | 0.60873
12036 | 7.395 | 1 | 365 | 8.3955 | 0.36145 | 8 | 0.75696
12060 | 7.395 | 1 | 365 | 8.3955 | 0.36145 | 8 | 0.75696
12095 | 5.355 | 1 | 365 | 6.0795 | 0.36519 | 6 | 0.4447
10421 | 5.865 | 1 | 365 | 6.6585 | 0.11425 | 6 | 0.77276
10445 | 5.865 | 1 | 365 | 6.6585 | 0.11425 | 6 | 0.77276
9892 | 7.14 | 1 | 365 | 8.106 | 0.48692 | 8 | 0.59293
10429 | 5.865 | 1 | 365 | 6.6585 | 0.11425 | 6 | 0.77276
10424 | 6.12 | 1 | 365 | 6.948 | 0.98878 | 7 | 0.9368
9850 | 9.69 | 1 | 365 | 11.001 | 0.23224 | 11 | 0.23326
10526 | 4.845 | 1 | 365 | 5.5005 | 0.61612 | 6 | 0.11663
10471 | 5.61 | 1 | 365 | 6.369 | 0.23972 | 6 | 0.60873
10443 | 6.12 | 1 | 365 | 6.948 | 0.98878 | 7 | 0.9368
10450 | 5.145 | 1 | 365 | 5.8411 | 0.64498 | 6 | 0.48608
10431 | 9.18 | 1 | 365 | 10.422 | 0.48318 | 10 | 0.90519
10447 | 5.1 | 1 | 365 | 5.79 | 0.49065 | 6 | 0.28066
10381 | 5.61 | 1 | 365 | 6.369 | 0.23972 | 6 | 0.60873
10554 | 5.2 | 1 | 365 | 5.9035 | 0.83361 | 6 | 0.73715
10559 | 7.54 | 1 | 365 | 8.5601 | 0.85873 | 9 | 0.41886
10562 | 2.805 | 1 | 365 | 3.1845 | 0.61986 | 3 | 0.80436
10485 | 8.16 | 1 | 365 | 9.264 | 0.98505 | 10 | 0.24906
10569 | 8.16 | 1 | 365 | 9.264 | 0.98505 | 10 | 0.24906
10571 | 7.14 | 1 | 365 | 8.106 | 0.48692 | 8 | 0.59293
10362 | 5.355 | 1 | 365 | 6.0795 | 0.36519 | 6 | 0.4447
10472 | 5.61 | 1 | 365 | 6.369 | 0.23972 | 6 | 0.60873
10460 | 6.12 | 1 | 365 | 6.948 | 0.98878 | 7 | 0.9368
10378 | 5.355 | 1 | 365 | 6.0795 | 0.36519 | 6 | 0.4447
10503 | 5.355 | 1 | 365 | 6.0795 | 0.36519 | 6 | 0.4447
10416 | 3.825 | 1 | 365 | 4.3425 | 0.11799 | 4 | 0.4605
10477 | 8.415 | 1 | 365 | 9.5535 | 0.85958 | 10 | 0.41309
8522 | 150 | 0.9 | 365 | 153.265 | 0.9879 | 154 | 0.25286
10475 | 9.435 | 1 | 365 | 10.7115 | 0.35771 | 11 | 0.069228
10517 | 5.865 | 1 | 365 | 6.6585 | 0.11425 | 6 | 0.77276
10403 | 6.63 | 1 | 365 | 7.527 | 0.73785 | 8 | 0.26486
10493 | 5.61 | 1 | 365 | 6.369 | 0.23972 | 6 | 0.60873
10498 | 4.59 | 1 | 365 | 5.211 | 0.74159 | 5 | 0.9526
10374 | 4.335 | 1 | 365 | 4.9215 | 0.86706 | 5 | 0.78856
10480 | 3.315 | 1 | 365 | 3.7635 | 0.36893 | 4 | 0.13243
10762 | 7.14 | 1 | 365 | 8.106 | 0.48692 | 8 | 0.59293
10764 | 4.16 | 1 | 365 | 4.7228 | 0.26689 | 4 | 0.98972
10768 | 4.59 | 1 | 365 | 5.211 | 0.74159 | 5 | 0.9526
8213 | 6.12 | 1 | 365 | 6.948 | 0.98878 | 7 | 0.9368
10584 | 2.805 | 1 | 365 | 3.1845 | 0.61986 | 3 | 0.80436
10583 | 9.69 | 1 | 365 | 11.001 | 0.23224 | 11 | 0.23326
10586 | 6.375 | 1 | 365 | 7.2375 | 0.86332 | 8 | 0.10083
10544 | 5.1 | 1 | 365 | 5.79 | 0.49065 | 6 | 0.28066
10539 | 6.12 | 1 | 365 | 6.948 | 0.98878 | 7 | 0.9368
10787 | 6.24 | 1 | 365 | 7.0842 | 0.40033 | 7 | 0.48458
10789 | 7.65 | 1 | 365 | 8.685 | 0.23598 | 8 | 0.921
10578 | 4.59 | 1 | 365 | 5.211 | 0.74159 | 5 | 0.9526
10566 | 6.63 | 1 | 365 | 7.527 | 0.73785 | 8 | 0.26486
10793 | 6.24 | 1 | 365 | 7.0842 | 0.40033 | 7 | 0.48458
10570 | 6.12 | 1 | 365 | 6.948 | 0.98878 | 7 | 0.9368
9963 | 7.14 | 1 | 365 | 8.106 | 0.48692 | 8 | 0.59293
10792 | 12.24 | 1 | 365 | 13.896 | 0.97757 | 14 | 0.87359
10564 | 6.63 | 1 | 365 | 7.527 | 0.73785 | 8 | 0.26486
10037 | 7.395 | 1 | 365 | 8.3955 | 0.36145 | 8 | 0.75696
10548 | 2.04 | 1 | 365 | 2.316 | 0.99626 | 3 | 0.31227
10808 | 5.1 | 1 | 365 | 5.79 | 0.49065 | 6 | 0.28066
10809 | 4.5 | 1 | 365 | 5.1088 | 0.43293 | 5 | 0.54176
10810 | 7.28 | 1 | 365 | 8.265 | 0.96705 | 9 | 0.23201
10811 | 15.81 | 1 | 365 | 17.949 | 0.22103 | 18 | 0.17006
10795 | 6.12 | 1 | 365 | 6.948 | 0.98878 | 7 | 0.9368
10831 | 5.355 | 1 | 365 | 6.0795 | 0.36519 | 6 | 0.4447
10813 | 5.865 | 1 | 365 | 6.6585 | 0.11425 | 6 | 0.77276
10791 | 8.415 | 1 | 365 | 9.5535 | 0.85958 | 10 | 0.41309
10815 | 4.845 | 1 | 365 | 5.5005 | 0.61612 | 6 | 0.11663
10896 | 9.69 | 1 | 365 | 11.001 | 0.23224 | 11 | 0.23326
11178 | 4.335 | 1 | 365 | 4.9215 | 0.86706 | 5 | 0.78856
11182 | 5.1 | 1 | 365 | 5.79 | 0.49065 | 6 | 0.28066
10558 | 5.865 | 1 | 365 | 6.6585 | 0.11425 | 6 | 0.77276
11174 | 8.33 | 1 | 365 | 9.457 | 0.56807 | 10 | 0.025084
10577 | 9.945 | 1 | 365 | 11.2905 | 0.10678 | 11 | 0.39729
10574 | 6.63 | 1 | 365 | 7.527 | 0.73785 | 8 | 0.26486
10550 | 4.335 | 1 | 365 | 4.9215 | 0.86706 | 5 | 0.78856
10565 | 5.88 | 1 | 365 | 6.6755 | 0.1657 | 6 | 0.84124
10556 | 6.12 | 1 | 365 | 6.948 | 0.98878 | 7 | 0.9368
10652 | 5.865 | 1 | 365 | 6.6585 | 0.11425 | 6 | 0.77276
10780 | 9.945 | 1 | 365 | 11.2905 | 0.10678 | 11 | 0.39729
10817 | 8.5 | 1 | 365 | 9.65 | 0.15109 | 9 | 0.80111
10779 | 7.65 | 1 | 365 | 8.685 | 0.23598 | 8 | 0.921
10820 | 4.94 | 1 | 365 | 5.6084 | 0.94193 | 6 | 0.55029
10778 | 9.18 | 1 | 365 | 10.422 | 0.48318 | 10 | 0.90519
10777 | 5.355 | 1 | 365 | 6.0795 | 0.36519 | 6 | 0.4447
10823 | 12 | 1 | 365 | 13.6236 | 0.15448 | 13 | 0.77803
10822 | 8.16 | 1 | 365 | 9.264 | 0.98505 | 10 | 0.24906
10825 | 7 | 1 | 365 | 7.9471 | 0.00678 | 7 | 0.95385
908 | 8.04 | 1 | 365 | 9.1278 | 0.5735 | 9 | 0.70128
10650 | 2.805 | 1 | 365 | 3.1845 | 0.61986 | 3 | 0.80436
5307 | 201.75 | 0.9 | 365 | 206.1414 | 0.71873 | 206 | 0.8601
10828 | 12 | 1 | 365 | 13.6236 | 0.15448 | 13 | 0.77803
10833 | 7.65 | 1 | 365 | 8.685 | 0.23598 | 8 | 0.921
10827 | 10.25 | 1 | 365 | 11.6368 | 0.15278 | 11 | 0.78957
10830 | 5.61 | 1 | 365 | 6.369 | 0.23972 | 6 | 0.60873
10834 | 4.16 | 1 | 365 | 4.7228 | 0.26689 | 4 | 0.98972
10835 | 5.5 | 1 | 365 | 6.2441 | 0.86247 | 7 | 0.1066
10836 | 9.18 | 1 | 365 | 10.422 | 0.48318 | 10 | 0.90519
10837 | 4.59 | 1 | 365 | 5.211 | 0.74159 | 5 | 0.9526
10838 | 8.925 | 1 | 365 | 10.1325 | 0.60864 | 10 | 0.74116
10839 | 5.46 | 1 | 365 | 6.1987 | 0.72529 | 6 | 0.924
10841 | 5.1 | 1 | 365 | 5.79 | 0.49065 | 6 | 0.28066
10842 | 8.84 | 1 | 365 | 10.036 | 0.31713 | 10 | 0.35315
10843 | 16.575 | 1 | 365 | 18.8175 | 0.84463 | 19 | 0.66216
10844 | 10.92 | 1 | 365 | 12.3974 | 0.45058 | 12 | 0.84801
10979 | 11.22 | 1 | 365 | 12.738 | 0.47944 | 13 | 0.21746
9286 | 7.395 | 1 | 365 | 8.3955 | 0.36145 | 8 | 0.75696
10980 | 7.14 | 1 | 365 | 8.106 | 0.48692 | 8 | 0.59293
11030 | 11.475 | 1 | 365 | 13.0275 | 0.35397 | 13 | 0.38149
11033 | 11.22 | 1 | 365 | 12.738 | 0.47944 | 13 | 0.21746
17157 | 6.12 | 1 | 365 | 6.948 | 0.98878 | 7 | 0.9368
11034 | 6.375 | 1 | 365 | 7.2375 | 0.86332 | 8 | 0.10083
11074 | 8.16 | 1 | 365 | 9.264 | 0.98505 | 10 | 0.24906
10894 | 7.65 | 1 | 365 | 8.685 | 0.23598 | 8 | 0.921
10897 | 5.355 | 1 | 365 | 6.0795 | 0.36519 | 6 | 0.4447
10900 | 7.14 | 1 | 365 | 8.106 | 0.48692 | 8 | 0.59293
10902 | 4.59 | 1 | 365 | 5.211 | 0.74159 | 5 | 0.9526
10913 | 5.61 | 1 | 365 | 6.369 | 0.23972 | 6 | 0.60873
11081 | 4.59 | 1 | 365 | 5.211 | 0.74159 | 5 | 0.9526
11082 | 10.4 | 1 | 365 | 11.8071 | 0.66722 | 12 | 0.47429
11084 | 5.61 | 1 | 365 | 6.369 | 0.23972 | 6 | 0.60873
11086 | 3.57 | 1 | 365 | 4.053 | 0.24346 | 4 | 0.29646
11091 | 4.335 | 1 | 365 | 4.9215 | 0.86706 | 5 | 0.78856
11083 | 3.315 | 1 | 365 | 3.7635 | 0.36893 | 4 | 0.13243
10905 | 8.16 | 1 | 365 | 9.264 | 0.98505 | 10 | 0.24906
10926 | 8.67 | 1 | 365 | 9.843 | 0.73411 | 10 | 0.57713
11094 | 7.84 | 1 | 365 | 8.9007 | 0.88759 | 9 | 0.78831
11098 | 3.5 | 1 | 365 | 3.9735 | 0.00339 | 3 | 0.97693
10925 | 6.12 | 1 | 365 | 6.948 | 0.98878 | 7 | 0.9368
11099 | 6.75 | 1 | 365 | 7.6632 | 0.1494 | 7 | 0.81264
10914 | 9.18 | 1 | 365 | 10.422 | 0.48318 | 10 | 0.90519
11101 | 5.865 | 1 | 365 | 6.6585 | 0.11425 | 6 | 0.77276
10915 | 4.08 | 1 | 365 | 4.632 | 0.99252 | 5 | 0.62453
11102 | 7.905 | 1 | 365 | 8.9745 | 0.11051 | 9 | 0.085029
11052 | 6.12 | 1 | 365 | 6.948 | 0.98878 | 7 | 0.9368
11104 | 9.435 | 1 | 365 | 10.7115 | 0.35771 | 11 | 0.069228
11056 | 8.67 | 1 | 365 | 9.843 | 0.73411 | 10 | 0.57713
11058 | 6.63 | 1 | 365 | 7.527 | 0.73785 | 8 | 0.26486
11059 | 8.16 | 1 | 365 | 9.264 | 0.98505 | 10 | 0.24906
11108 | 9.435 | 1 | 365 | 10.7115 | 0.35771 | 11 | 0.069228
11109 | 3.57 | 1 | 365 | 4.053 | 0.24346 | 4 | 0.29646
11110 | 6.885 | 1 | 365 | 7.8165 | 0.61238 | 8 | 0.4289
10907 | 9.435 | 1 | 365 | 10.7115 | 0.35771 | 11 | 0.069228
11113 | 7.14 | 1 | 365 | 8.106 | 0.48692 | 8 | 0.59293
11115 | 6.375 | 1 | 365 | 7.2375 | 0.86332 | 8 | 0.10083
11111 | 8.925 | 1 | 365 | 10.1325 | 0.60864 | 10 | 0.74116
11114 | 10.71 | 1 | 365 | 12.159 | 0.73037 | 12 | 0.88939
11122 | 3.06 | 1 | 365 | 3.474 | 0.49439 | 3 | 0.9684
11123 | 10.2 | 1 | 365 | 11.58 | 0.98131 | 12 | 0.56133
11127 | 5.865 | 1 | 365 | 6.6585 | 0.11425 | 6 | 0.77276
10895 | 2.55 | 1 | 365 | 2.895 | 0.74533 | 3 | 0.64033
11171 | 4.59 | 1 | 365 | 5.211 | 0.74159 | 5 | 0.9526
11218 | 3.9 | 1 | 365 | 4.4277 | 0.37521 | 4 | 0.80286
11223 | 5.355 | 1 | 365 | 6.0795 | 0.36519 | 6 | 0.4447
11228 | 8.16 | 1 | 365 | 9.264 | 0.98505 | 10 | 0.24906
11252 | 4.845 | 1 | 365 | 5.5005 | 0.61612 | 6 | 0.11663
11256 | 3.675 | 1 | 365 | 4.1722 | 0.60356 | 4 | 0.77577
11260 | 4.335 | 1 | 365 | 4.9215 | 0.86706 | 5 | 0.78856
11266 | 5.865 | 1 | 365 | 6.6585 | 0.11425 | 6 | 0.77276
11267 | 4.08 | 1 | 365 | 4.632 | 0.99252 | 5 | 0.62453
11304 | 3.06 | 1 | 365 | 3.474 | 0.49439 | 3 | 0.9684
11307 | 7.905 | 1 | 365 | 8.9745 | 0.11051 | 9 | 0.085029
11305 | 4.59 | 1 | 365 | 5.211 | 0.74159 | 5 | 0.9526
10594 | 5.1 | 1 | 365 | 5.79 | 0.49065 | 6 | 0.28066
10592 | 4.845 | 1 | 365 | 5.5005 | 0.61612 | 6 | 0.11663
11220 | 5.865 | 1 | 365 | 6.6585 | 0.11425 | 6 | 0.77276
9623 | 6.12 | 1 | 365 | 6.948 | 0.98878 | 7 | 0.9368
9669 | 4.02 | 1 | 365 | 4.5639 | 0.78675 | 5 | 0.35064
10435 | 9 | 1 | 365 | 10.2177 | 0.86586 | 11 | 0.083524
10454 | 3.9 | 1 | 365 | 4.4277 | 0.37521 | 4 | 0.80286
10536 | 4.335 | 1 | 365 | 4.9215 | 0.86706 | 5 | 0.78856
10223 | 4.845 | 1 | 365 | 5.5005 | 0.61612 | 6 | 0.11663
10021 | 5.61 | 1 | 365 | 6.369 | 0.23972 | 6 | 0.60873
10599 | 5.1 | 1 | 365 | 5.79 | 0.49065 | 6 | 0.28066
10656 | 3.12 | 1 | 365 | 3.5421 | 0.70016 | 4 | 0.24229
10735 | 4.4 | 1 | 365 | 4.9953 | 0.089976 | 5 | 0.085278
10786 | 2.805 | 1 | 365 | 3.1845 | 0.61986 | 3 | 0.80436
10474 | 7.395 | 1 | 365 | 8.3955 | 0.36145 | 8 | 0.75696
10829 | 2.5 | 1 | 365 | 2.8382 | 0.57385 | 3 | 0.41209
10863 | 5.61 | 1 | 365 | 6.369 | 0.23972 | 6 | 0.60873
10899 | 3.57 | 1 | 365 | 4.053 | 0.24346 | 4 | 0.29646
11377 | 7 | 1 | 365 | 7.9471 | 0.00678 | 7 | 0.95385
9315 | 6 | 1 | 365 | 6.8118 | 0.57724 | 7 | 0.38902
9319 | 6 | 1 | 365 | 6.8118 | 0.57724 | 7 | 0.38902
9320 | 6 | 1 | 365 | 6.8118 | 0.57724 | 7 | 0.38902
9321 | 6 | 1 | 365 | 6.8118 | 0.57724 | 7 | 0.38902
9322 | 6 | 1 | 365 | 6.8118 | 0.57724 | 7 | 0.38902
9347 | 6 | 1 | 365 | 6.8118 | 0.57724 | 7 | 0.38902
9358 | 6 | 1 | 365 | 6.8118 | 0.57724 | 7 | 0.38902
9355 | 6 | 1 | 365 | 6.8118 | 0.57724 | 7 | 0.38902
9383 | 6 | 1 | 365 | 6.8118 | 0.57724 | 7 | 0.38902
9369 | 6 | 1 | 365 | 6.8118 | 0.57724 | 7 | 0.38902
9388 | 6 | 1 | 365 | 6.8118 | 0.57724 | 7 | 0.38902
9395 | 6 | 1 | 365 | 6.8118 | 0.57724 | 7 | 0.38902
9393 | 6 | 1 | 365 | 6.8118 | 0.57724 | 7 | 0.38902
9398 | 6 | 1 | 365 | 6.8118 | 0.57724 | 7 | 0.38902
10781 | 6 | 1 | 365 | 6.8118 | 0.57724 | 7 | 0.38902
10783 | 6 | 1 | 365 | 6.8118 | 0.57724 | 7 | 0.38902
9323 | 6 | 1 | 365 | 6.8118 | 0.57724 | 7 | 0.38902
10784 | 6 | 1 | 365 | 6.8118 | 0.57724 | 7 | 0.38902
10785 | 6 | 1 | 365 | 6.8118 | 0.57724 | 7 | 0.38902
10819 | 6 | 1 | 365 | 6.8118 | 0.57724 | 7 | 0.38902
10818 | 6 | 1 | 365 | 6.8118 | 0.57724 | 7 | 0.38902
10821 | 6 | 1 | 365 | 6.8118 | 0.57724 | 7 | 0.38902
11100 | 6 | 1 | 365 | 6.8118 | 0.57724 | 7 | 0.38902
10826 | 6 | 1 | 365 | 6.8118 | 0.57724 | 7 | 0.38902
11118 | 6 | 1 | 365 | 6.8118 | 0.57724 | 7 | 0.38902
11468 | 6 | 1 | 365 | 6.8118 | 0.57724 | 7 | 0.38902
6711 | 300.84 | 0.9 | 365 | 307.3882 | 0.56853 | 307 | 0.95674
10199 | 50 | 0.9 | 365 | 51.0883 | 0.3293 | 51 | 0.41762
9338 | 6 | 1 | 365 | 6.8118 | 0.57724 | 7 | 0.38902
81 | 982.8 | 1 | 365 | 1115.7689 | 0.55191 | 1116 | 0.32082
11451 | 8.75 | 1 | 365 | 9.9338 | 0.008475 | 9 | 0.94231
11455 | 9.435 | 1 | 365 | 10.7115 | 0.35771 | 11 | 0.069228
11453 | 7.14 | 1 | 365 | 8.106 | 0.48692 | 8 | 0.59293
11462 | 6 | 1 | 365 | 6.8118 | 0.57724 | 7 | 0.38902
11467 | 2.45 | 1 | 365 | 2.7815 | 0.40237 | 3 | 0.18385
12164 | 12.5 | 1 | 365 | 14.1912 | 0.86925 | 15 | 0.06045
11475 | 5.355 | 1 | 365 | 6.0795 | 0.36519 | 6 | 0.4447
9624 | 4.5 | 1 | 365 | 5.1088 | 0.43293 | 5 | 0.54176
8936 | 8.415 | 1 | 365 | 9.5535 | 0.85958 | 10 | 0.41309
11432 | 6.12 | 1 | 365 | 6.948 | 0.98878 | 7 | 0.9368
11409 | 5.355 | 1 | 365 | 6.0795 | 0.36519 | 6 | 0.4447
10080 | 15.3 | 1 | 365 | 17.37 | 0.47196 | 17 | 0.84199
11006 | 33.6 | 0.9 | 365 | 34.3314 | 0.70929 | 35 | 0.040641
11939 | 9.18 | 1 | 365 | 10.422 | 0.48318 | 10 | 0.90519
11406 | 4.845 | 1 | 365 | 5.5005 | 0.61612 | 6 | 0.11663
11392 | 4.845 | 1 | 365 | 5.5005 | 0.61612 | 6 | 0.11663
11395 | 7.14 | 1 | 365 | 8.106 | 0.48692 | 8 | 0.59293
11400 | 6.885 | 1 | 365 | 7.8165 | 0.61238 | 8 | 0.4289
11398 | 3.57 | 1 | 365 | 4.053 | 0.24346 | 4 | 0.29646
11404 | 8.415 | 1 | 365 | 9.5535 | 0.85958 | 10 | 0.41309
12188 | 7.65 | 1 | 365 | 8.685 | 0.23598 | 8 | 0.921
11408 | 6.885 | 1 | 365 | 7.8165 | 0.61238 | 8 | 0.4289
11500 | 8.91 | 1 | 365 | 10.1155 | 0.5572 | 10 | 0.67269
9443 | 5.46 | 1 | 365 | 6.1987 | 0.72529 | 6 | 0.924
12213 | 3.825 | 1 | 365 | 4.3425 | 0.11799 | 4 | 0.4605
11522 | 3.06 | 1 | 365 | 3.474 | 0.49439 | 3 | 0.9684
11532 | 4.59 | 1 | 365 | 5.211 | 0.74159 | 5 | 0.9526
11551 | 10.137 | 1 | 365 | 11.5085 | 0.76525 | 12 | 0.27374
11560 | 9.18 | 1 | 365 | 10.422 | 0.48318 | 10 | 0.90519
11554 | 222.87 | 0.9 | 365 | 227.7211 | 0.90742 | 228 | 0.6285
11603 | 6.375 | 1 | 365 | 7.2375 | 0.86332 | 8 | 0.10083
11604 | 9.435 | 1 | 365 | 10.7115 | 0.35771 | 11 | 0.069228
11562 | 18.2 | 1 | 365 | 20.6624 | 0.41763 | 21 | 0.080015
12172 | 7.395 | 1 | 365 | 8.3955 | 0.36145 | 8 | 0.75696
11621 | 5.886 | 1 | 365 | 6.6824 | 0.18627 | 6 | 0.86862
11626 | 6.867 | 1 | 365 | 7.7961 | 0.55065 | 8 | 0.34673
6767 | 135.3 | 0.9 | 365 | 138.245 | 0.61509 | 138 | 0.86008
9795 | 224.4 | 0.9 | 365 | 229.2844 | 0.6299 | 229 | 0.91428
12077 | 4.59 | 1 | 365 | 5.211 | 0.74159 | 5 | 0.9526
12088 | 6.885 | 1 | 365 | 7.8165 | 0.61238 | 8 | 0.4289
11644 | 6.375 | 1 | 365 | 7.2375 | 0.86332 | 8 | 0.10083
11647 | 6.12 | 1 | 365 | 6.948 | 0.98878 | 7 | 0.9368
11540 | 3 | 1 | 365 | 3.4059 | 0.28862 | 3 | 0.69451
11691 | 17.01 | 1 | 365 | 19.3114 | 0.33648 | 19 | 0.64786
11686 | 3.57 | 1 | 365 | 4.053 | 0.24346 | 4 | 0.29646
11687 | 3.57 | 1 | 365 | 4.053 | 0.24346 | 4 | 0.29646
11706 | 4.59 | 1 | 365 | 5.211 | 0.74159 | 5 | 0.9526
11711 | 4.845 | 1 | 365 | 5.5005 | 0.61612 | 6 | 0.11663
11716 | 10.2 | 1 | 365 | 11.58 | 0.98131 | 12 | 0.56133
11731 | 14.388 | 1 | 365 | 16.3346 | 0.34422 | 16 | 0.67886
11743 | 7.02 | 1 | 365 | 7.9698 | 0.075371 | 8 | 0.045149
11819 | 3.06 | 1 | 365 | 3.474 | 0.49439 | 3 | 0.9684
11821 | 2.75 | 1 | 365 | 3.1221 | 0.43124 | 3 | 0.5533
11822 | 7.54 | 1 | 365 | 8.5601 | 0.85873 | 9 | 0.41886
12157 | 4.08 | 1 | 365 | 4.632 | 0.99252 | 5 | 0.62453
11858 | 5.1 | 1 | 365 | 5.79 | 0.49065 | 6 | 0.28066
11859 | 7.65 | 1 | 365 | 8.685 | 0.23598 | 8 | 0.921
9375 | 4.08 | 1 | 365 | 4.632 | 0.99252 | 5 | 0.62453
10904 | 12.5 | 1 | 365 | 14.1912 | 0.86925 | 15 | 0.06045
7992 | 5.67 | 1 | 365 | 6.4371 | 0.44549 | 6 | 0.88262
11496 | 9.81 | 1 | 365 | 11.1373 | 0.64379 | 11 | 0.78104
11504 | 6.12 | 1 | 365 | 6.948 | 0.98878 | 7 | 0.9368
11920 | 7.65 | 1 | 365 | 8.685 | 0.23598 | 8 | 0.921
11943 | 5.865 | 1 | 365 | 6.6585 | 0.11425 | 6 | 0.77276
11929 | 3.315 | 1 | 365 | 3.7635 | 0.36893 | 4 | 0.13243
11930 | 7.65 | 1 | 365 | 8.685 | 0.23598 | 8 | 0.921
12322 | 4.41 | 1 | 365 | 5.0067 | 0.12427 | 5 | 0.13093
12308 | 3.57 | 1 | 365 | 4.053 | 0.24346 | 4 | 0.29646
12390 | 16.677 | 1 | 365 | 18.9333 | 0.19444 | 19 | 0.12777
11926 | 4.59 | 1 | 365 | 5.211 | 0.74159 | 5 | 0.9526
11958 | 2.295 | 1 | 365 | 2.6055 | 0.87079 | 3 | 0.4763
11924 | 7.595 | 1 | 365 | 8.6226 | 0.047356 | 8 | 0.66993
11949 | 2.55 | 1 | 365 | 2.895 | 0.74533 | 3 | 0.64033
11960 | 8.82 | 1 | 365 | 10.0133 | 0.24854 | 10 | 0.26185
11927 | 4.08 | 1 | 365 | 4.632 | 0.99252 | 5 | 0.62453
11975 | 7.14 | 1 | 365 | 8.106 | 0.48692 | 8 | 0.59293
11937 | 5.1 | 1 | 365 | 5.79 | 0.49065 | 6 | 0.28066
11951 | 5.1 | 1 | 365 | 5.79 | 0.49065 | 6 | 0.28066
11961 | 6.63 | 1 | 365 | 7.527 | 0.73785 | 8 | 0.26486
11948 | 4.845 | 1 | 365 | 5.5005 | 0.61612 | 6 | 0.11663
11931 | 2.805 | 1 | 365 | 3.1845 | 0.61986 | 3 | 0.80436
11974 | 8.82 | 1 | 365 | 10.0133 | 0.24854 | 10 | 0.26185
12053 | 6.25 | 1 | 365 | 7.0956 | 0.43462 | 7 | 0.53022
11990 | 8.925 | 1 | 365 | 10.1325 | 0.60864 | 10 | 0.74116
11987 | 4.59 | 1 | 365 | 5.211 | 0.74159 | 5 | 0.9526
11984 | 9.18 | 1 | 365 | 10.422 | 0.48318 | 10 | 0.90519
11986 | 5.865 | 1 | 365 | 6.6585 | 0.11425 | 6 | 0.77276
12002 | 3.825 | 1 | 365 | 4.3425 | 0.11799 | 4 | 0.4605
12028 | 7.905 | 1 | 365 | 8.9745 | 0.11051 | 9 | 0.085029
11993 | 4.335 | 1 | 365 | 4.9215 | 0.86706 | 5 | 0.78856
12026 | 9.69 | 1 | 365 | 11.001 | 0.23224 | 11 | 0.23326
11998 | 5.61 | 1 | 365 | 6.369 | 0.23972 | 6 | 0.60873
12023 | 4.845 | 1 | 365 | 5.5005 | 0.61612 | 6 | 0.11663
11978 | 6.63 | 1 | 365 | 7.527 | 0.73785 | 8 | 0.26486
11965 | 5.145 | 1 | 365 | 5.8411 | 0.64498 | 6 | 0.48608
12006 | 3.06 | 1 | 365 | 3.474 | 0.49439 | 3 | 0.9684
11941 | 6.375 | 1 | 365 | 7.2375 | 0.86332 | 8 | 0.10083
11933 | 8.925 | 1 | 365 | 10.1325 | 0.60864 | 10 | 0.74116
12015 | 7.65 | 1 | 365 | 8.685 | 0.23598 | 8 | 0.921
11925 | 9.945 | 1 | 365 | 11.2905 | 0.10678 | 11 | 0.39729
11967 | 6.375 | 1 | 365 | 7.2375 | 0.86332 | 8 | 0.10083
9756 | 5.865 | 1 | 365 | 6.6585 | 0.11425 | 6 | 0.77276
11970 | 4.08 | 1 | 365 | 4.632 | 0.99252 | 5 | 0.62453
11952 | 7.905 | 1 | 365 | 8.9745 | 0.11051 | 9 | 0.085029
12001 | 2.04 | 1 | 365 | 2.316 | 0.99626 | 3 | 0.31227
11932 | 1.785 | 1 | 365 | 2.0265 | 0.12173 | 2 | 0.14823
11976 | 8.16 | 1 | 365 | 9.264 | 0.98505 | 10 | 0.24906
11959 | 7.905 | 1 | 365 | 8.9745 | 0.11051 | 9 | 0.085029
12009 | 6.375 | 1 | 365 | 7.2375 | 0.86332 | 8 | 0.10083
11226 | 7.14 | 1 | 365 | 8.106 | 0.48692 | 8 | 0.59293
9364 | 5.1 | 1 | 365 | 5.79 | 0.49065 | 6 | 0.28066
12056 | 8.67 | 1 | 365 | 9.843 | 0.73411 | 10 | 0.57713
12283 | 5.75 | 1 | 365 | 6.528 | 0.71985 | 7 | 0.24781
11979 | 3.57 | 1 | 365 | 4.053 | 0.24346 | 4 | 0.29646
12777 | 7.65 | 1 | 365 | 8.685 | 0.23598 | 8 | 0.921
12116 | 4.845 | 1 | 365 | 5.5005 | 0.61612 | 6 | 0.11663
11732 | 7.14 | 1 | 365 | 8.106 | 0.48692 | 8 | 0.59293
12139 | 14.945 | 1 | 365 | 16.967 | 0.25448 | 17 | 0.22147
12146 | 3.3 | 1 | 365 | 3.7465 | 0.31748 | 4 | 0.063959
12151 | 10.35 | 1 | 365 | 11.7503 | 0.49574 | 12 | 0.24605
11728 | 8.925 | 1 | 365 | 10.1325 | 0.60864 | 10 | 0.74116
12279 | 6 | 1 | 365 | 6.8118 | 0.57724 | 7 | 0.38902
12414 | 3.57 | 1 | 365 | 4.053 | 0.24346 | 4 | 0.29646
12428 | 5.5 | 1 | 365 | 6.2441 | 0.86247 | 7 | 0.1066
12430 | 7.65 | 1 | 365 | 8.685 | 0.23598 | 8 | 0.921
12530 | 5.61 | 1 | 365 | 6.369 | 0.23972 | 6 | 0.60873
12553 | 5.25 | 1 | 365 | 5.9603 | 0.005085 | 5 | 0.96539
12543 | 93.522 | 0.9 | 365 | 95.5576 | 0.6637 | 96 | 0.22133
12597 | 9.36 | 1 | 365 | 10.6264 | 0.10049 | 10 | 0.72686
12598 | 7.2 | 1 | 365 | 8.1741 | 0.69269 | 8 | 0.86682
12676 | 8.67 | 1 | 365 | 9.843 | 0.73411 | 10 | 0.57713
12680 | 13.315 | 1 | 365 | 15.1165 | 0.66433 | 15 | 0.78079
12684 | 8.75 | 1 | 365 | 9.9338 | 0.008475 | 9 | 0.94231
12741 | 9 | 1 | 365 | 10.2177 | 0.86586 | 11 | 0.083524
11438 | 7.65 | 1 | 365 | 8.685 | 0.23598 | 8 | 0.921
5349 | 167.45 | 0.9 | 365 | 171.0948 | 0.84883 | 171 | 0.94361
7622 | 4.14 | 1 | 365 | 4.7001 | 0.1983 | 4 | 0.89842
10765 | 9.1 | 1 | 365 | 10.3312 | 0.20881 | 10 | 0.54001
14073 | 8.67 | 1 | 365 | 9.843 | 0.73411 | 10 | 0.57713
14075 | 5.7 | 1 | 365 | 6.4712 | 0.54838 | 7 | 0.019565
14079 | 3.6 | 1 | 365 | 4.0871 | 0.34634 | 4 | 0.43341
14082 | 9.945 | 1 | 365 | 11.2905 | 0.10678 | 11 | 0.39729
14084 | 3.315 | 1 | 365 | 3.7635 | 0.36893 | 4 | 0.13243
14092 | 7.14 | 1 | 365 | 8.106 | 0.48692 | 8 | 0.59293
14096 | 3.825 | 1 | 365 | 4.3425 | 0.11799 | 4 | 0.4605
14099 | 5.4 | 1 | 365 | 6.1306 | 0.51952 | 6 | 0.65011
14107 | 3.57 | 1 | 365 | 4.053 | 0.24346 | 4 | 0.29646
14112 | 4.08 | 1 | 365 | 4.632 | 0.99252 | 5 | 0.62453
14115 | 5.61 | 1 | 365 | 6.369 | 0.23972 | 6 | 0.60873
14120 | 4.5 | 1 | 365 | 5.1088 | 0.43293 | 5 | 0.54176
13710 | 2.24 | 1 | 365 | 2.5431 | 0.68217 | 3 | 0.22523
14147 | 6.63 | 1 | 365 | 7.527 | 0.73785 | 8 | 0.26486
13928 | 11.8 | 1 | 365 | 13.3965 | 0.46857 | 13 | 0.86506
14150 | 4.845 | 1 | 365 | 5.5005 | 0.61612 | 6 | 0.11663
14165 | 6.12 | 1 | 365 | 6.948 | 0.98878 | 7 | 0.9368
14169 | 5.1 | 1 | 365 | 5.79 | 0.49065 | 6 | 0.28066
14173 | 3.57 | 1 | 365 | 4.053 | 0.24346 | 4 | 0.29646
14176 | 4.2 | 1 | 365 | 4.7682 | 0.40407 | 5 | 0.17231
14180 | 5.865 | 1 | 365 | 6.6585 | 0.11425 | 6 | 0.77276
14198 | 3.36 | 1 | 365 | 3.8146 | 0.52325 | 4 | 0.33785
14074 | 5.61 | 1 | 365 | 6.369 | 0.23972 | 6 | 0.60873
14224 | 5.61 | 1 | 365 | 6.369 | 0.23972 | 6 | 0.60873
4666 | 119.34 | 0.9 | 365 | 121.9376 | 0.35317 | 122 | 0.29078
14159 | 4.5 | 1 | 365 | 5.1088 | 0.43293 | 5 | 0.54176
12871 | 7.425 | 1 | 365 | 8.4296 | 0.46433 | 8 | 0.89391
14071 | 4.5 | 1 | 365 | 5.1088 | 0.43293 | 5 | 0.54176
14226 | 4 | 1 | 365 | 4.5412 | 0.71816 | 5 | 0.25934
12863 | 6.375 | 1 | 365 | 7.2375 | 0.86332 | 8 | 0.10083
12888 | 9.5 | 1 | 365 | 10.7853 | 0.58063 | 11 | 0.36594
13582 | 8.415 | 1 | 365 | 9.5535 | 0.85958 | 10 | 0.41309
14235 | 4.251 | 1 | 365 | 4.8261 | 0.57897 | 5 | 0.40512
13583 | 7 | 1 | 365 | 7.9471 | 0.00678 | 7 | 0.95385
10171 | 6.12 | 1 | 365 | 6.948 | 0.98878 | 7 | 0.9368
13633 | 7.65 | 1 | 365 | 8.685 | 0.23598 | 8 | 0.921
13655 | 6.5 | 1 | 365 | 7.3794 | 0.29201 | 7 | 0.67143
7218 | 112.32 | 0.9 | 365 | 114.7648 | 0.68534 | 115 | 0.45014
13763 | 10.71 | 1 | 365 | 12.159 | 0.73037 | 12 | 0.88939
13979 | 8.5 | 1 | 365 | 9.65 | 0.15109 | 9 | 0.80111
6347 | 4.59 | 1 | 365 | 5.211 | 0.74159 | 5 | 0.9526
14031 | 2.805 | 1 | 365 | 3.1845 | 0.61986 | 3 | 0.80436
14037 | 13.26 | 1 | 365 | 15.054 | 0.4757 | 15 | 0.52973
12133 | 11.73 | 1 | 365 | 13.317 | 0.2285 | 13 | 0.54553
14051 | 5.355 | 1 | 365 | 6.0795 | 0.36519 | 6 | 0.4447
11744 | 11.22 | 1 | 365 | 12.738 | 0.47944 | 13 | 0.21746
13199 | 7 | 1 | 365 | 7.9471 | 0.00678 | 7 | 0.95385
13719 | 12.48 | 1 | 365 | 14.1685 | 0.80066 | 14 | 0.96915
13720 | 8.75 | 1 | 365 | 9.9338 | 0.008475 | 9 | 0.94231
13721 | 10 | 1 | 365 | 11.353 | 0.2954 | 11 | 0.64836
13764 | 6.75 | 1 | 365 | 7.6632 | 0.1494 | 7 | 0.81264
13770 | 6.24 | 1 | 365 | 7.0842 | 0.40033 | 7 | 0.48458
11249 | 11.76 | 1 | 365 | 13.3511 | 0.33139 | 13 | 0.68247
13773 | 2.5 | 1 | 365 | 2.8382 | 0.57385 | 3 | 0.41209
13782 | 11.5 | 1 | 365 | 13.0559 | 0.43971 | 13 | 0.49561
13792 | 6 | 1 | 365 | 6.8118 | 0.57724 | 7 | 0.38902
13795 | 7.84 | 1 | 365 | 8.9007 | 0.88759 | 9 | 0.78831
13818 | 6.5 | 1 | 365 | 7.3794 | 0.29201 | 7 | 0.67143
13927 | 5.98 | 1 | 365 | 6.7891 | 0.50865 | 7 | 0.29772
13981 | 8 | 1 | 365 | 9.0824 | 0.43632 | 9 | 0.51869
13989 | 6.25 | 1 | 365 | 7.0956 | 0.43462 | 7 | 0.53022
14010 | 4.5 | 1 | 365 | 5.1088 | 0.43293 | 5 | 0.54176
14012 | 3.5 | 1 | 365 | 3.9735 | 0.00339 | 3 | 0.97693
13690 | 8.3 | 1 | 365 | 9.423 | 0.46518 | 9 | 0.88814
14023 | 7 | 1 | 365 | 7.9471 | 0.00678 | 7 | 0.95385
14024 | 3.315 | 1 | 365 | 3.7635 | 0.36893 | 4 | 0.13243
11707 | 3.35 | 1 | 365 | 3.8032 | 0.48896 | 4 | 0.2922
12812 | 7.2 | 1 | 365 | 8.1741 | 0.69269 | 8 | 0.86682
11894 | 9.435 | 1 | 365 | 10.7115 | 0.35771 | 11 | 0.069228
12815 | 4.59 | 1 | 365 | 5.211 | 0.74159 | 5 | 0.9526
12819 | 8.925 | 1 | 365 | 10.1325 | 0.60864 | 10 | 0.74116
12823 | 3.06 | 1 | 365 | 3.474 | 0.49439 | 3 | 0.9684
12825 | 7.65 | 1 | 365 | 8.685 | 0.23598 | 8 | 0.921
12932 | 6.12 | 1 | 365 | 6.948 | 0.98878 | 7 | 0.9368
5178 | 158.4 | 0.9 | 365 | 161.8478 | 0.91522 | 162 | 0.76302
12933 | 6.12 | 1 | 365 | 6.948 | 0.98878 | 7 | 0.9368
13207 | 17.25 | 1 | 365 | 19.5839 | 0.15956 | 19 | 0.74342
13336 | 4.86 | 1 | 365 | 5.5175 | 0.66756 | 6 | 0.1851
11817 | 5.13 | 1 | 365 | 5.8241 | 0.59354 | 6 | 0.41761
13342 | 14.85 | 1 | 365 | 16.8591 | 0.92867 | 17 | 0.78781
13344 | 6.12 | 1 | 365 | 6.948 | 0.98878 | 7 | 0.9368
13347 | 8.25 | 1 | 365 | 9.3662 | 0.29371 | 9 | 0.6599
13354 | 27 | 0.9 | 365 | 27.5877 | 0.33782 | 27 | 0.92551
13356 | 5.94 | 1 | 365 | 6.7437 | 0.37147 | 7 | 0.11513
13632 | 4.5 | 1 | 365 | 5.1088 | 0.43293 | 5 | 0.54176
13890 | 7.194 | 1 | 365 | 8.1673 | 0.67211 | 8 | 0.83943
13893 | 7.5 | 1 | 365 | 8.5147 | 0.72155 | 9 | 0.23627
14069 | 9.18 | 1 | 365 | 10.422 | 0.48318 | 10 | 0.90519
14070 | 4.8 | 1 | 365 | 5.4494 | 0.46179 | 5 | 0.91121
14072 | 8.16 | 1 | 365 | 9.264 | 0.98505 | 10 | 0.24906
14077 | 4.59 | 1 | 365 | 5.211 | 0.74159 | 5 | 0.9526
10854 | 6.6 | 1 | 365 | 7.493 | 0.63496 | 8 | 0.12792
12294 | 6.16 | 1 | 365 | 6.9934 | 0.12597 | 7 | 0.11939
12591 | 35 | 0.9 | 365 | 35.7618 | 0.03051 | 35 | 0.79233
12183 | 11.22 | 1 | 365 | 12.738 | 0.47944 | 13 | 0.21746
13188 | 7.83 | 1 | 365 | 8.8894 | 0.8533 | 9 | 0.74267
11923 | 4.08 | 1 | 365 | 4.632 | 0.99252 | 5 | 0.62453
12111 | 8.37 | 1 | 365 | 9.5024 | 0.70525 | 10 | 0.20768
14000 | 11.25 | 1 | 365 | 12.7721 | 0.58232 | 13 | 0.3544
11662 | 4.5 | 1 | 365 | 5.1088 | 0.43293 | 5 | 0.54176
9710 | 7.905 | 1 | 365 | 8.9745 | 0.11051 | 9 | 0.085029
12493 | 6.185 | 1 | 365 | 7.0218 | 0.2117 | 7 | 0.23351
5037 | 9.98 | 1 | 365 | 11.3303 | 0.22681 | 11 | 0.55706
12010 | 10.965 | 1 | 365 | 12.4485 | 0.60491 | 13 | 0.053427
12024 | 11.22 | 1 | 365 | 12.738 | 0.47944 | 13 | 0.21746
11971 | 10.71 | 1 | 365 | 12.159 | 0.73037 | 12 | 0.88939
11982 | 10.2 | 1 | 365 | 11.58 | 0.98131 | 12 | 0.56133
11173 | 11.475 | 1 | 365 | 13.0275 | 0.35397 | 13 | 0.38149
9719 | 10.2 | 1 | 365 | 11.58 | 0.98131 | 12 | 0.56133
11146 | 11.73 | 1 | 365 | 13.317 | 0.2285 | 13 | 0.54553
12027 | 10.5 | 1 | 365 | 11.9206 | 0.01017 | 11 | 0.93078
14179 | 11.73 | 1 | 365 | 13.317 | 0.2285 | 13 | 0.54553
14174 | 15.3 | 1 | 365 | 17.37 | 0.47196 | 17 | 0.84199
11263 | 10.2 | 1 | 365 | 11.58 | 0.98131 | 12 | 0.56133
9636 | 11.985 | 1 | 365 | 13.6065 | 0.10304 | 13 | 0.70956
9541 | 10.2 | 1 | 365 | 11.58 | 0.98131 | 12 | 0.56133
9233 | 10.965 | 1 | 365 | 12.4485 | 0.60491 | 13 | 0.053427
8823 | 13.005 | 1 | 365 | 14.7645 | 0.60117 | 15 | 0.36569
8632 | 10.2 | 1 | 365 | 11.58 | 0.98131 | 12 | 0.56133
9469 | 12.24 | 1 | 365 | 13.896 | 0.97757 | 14 | 0.87359
9532 | 16.32 | 1 | 365 | 18.528 | 0.97009 | 19 | 0.49812
9569 | 13.005 | 1 | 365 | 14.7645 | 0.60117 | 15 | 0.36569
9747 | 14.535 | 1 | 365 | 16.5015 | 0.84836 | 17 | 0.34989
8722 | 11.22 | 1 | 365 | 12.738 | 0.47944 | 13 | 0.21746
11105 | 11.73 | 1 | 365 | 13.317 | 0.2285 | 13 | 0.54553
10282 | 6.86 | 1 | 365 | 7.7881 | 0.52664 | 8 | 0.31477
9215 | 11.475 | 1 | 365 | 13.0275 | 0.35397 | 13 | 0.38149
8572 | 10.455 | 1 | 365 | 11.8695 | 0.85584 | 12 | 0.72536
8745 | 13.26 | 1 | 365 | 15.054 | 0.4757 | 15 | 0.52973
8748 | 12.24 | 1 | 365 | 13.896 | 0.97757 | 14 | 0.87359
8810 | 13.26 | 1 | 365 | 15.054 | 0.4757 | 15 | 0.52973
8568 | 11.73 | 1 | 365 | 13.317 | 0.2285 | 13 | 0.54553
8619 | 13.26 | 1 | 365 | 15.054 | 0.4757 | 15 | 0.52973
9432 | 10.965 | 1 | 365 | 12.4485 | 0.60491 | 13 | 0.053427
8772 | 10.965 | 1 | 365 | 12.4485 | 0.60491 | 13 | 0.053427
8989 | 14.79 | 1 | 365 | 16.791 | 0.7229 | 17 | 0.51392
8785 | 12.75 | 1 | 365 | 14.475 | 0.72663 | 15 | 0.20166
8490 | 17.34 | 1 | 365 | 19.686 | 0.46822 | 20 | 0.15426
9337 | 10.2 | 1 | 365 | 11.58 | 0.98131 | 12 | 0.56133
9339 | 17.595 | 1 | 365 | 19.9755 | 0.34276 | 20 | 0.31829
9306 | 11.22 | 1 | 365 | 12.738 | 0.47944 | 13 | 0.21746
9307 | 14.5 | 1 | 365 | 16.4618 | 0.72833 | 17 | 0.19012
9303 | 12.24 | 1 | 365 | 13.896 | 0.97757 | 14 | 0.87359
9351 | 12.75 | 1 | 365 | 14.475 | 0.72663 | 15 | 0.20166
9239 | 11.73 | 1 | 365 | 13.317 | 0.2285 | 13 | 0.54553
9232 | 10.2 | 1 | 365 | 11.58 | 0.98131 | 12 | 0.56133
9408 | 16.5 | 1 | 365 | 18.7324 | 0.58741 | 19 | 0.31979
9301 | 13.77 | 1 | 365 | 15.633 | 0.22477 | 15 | 0.85779
9274 | 13.26 | 1 | 365 | 15.054 | 0.4757 | 15 | 0.52973
9290 | 10.2 | 1 | 365 | 11.58 | 0.98131 | 12 | 0.56133
9366 | 10.2 | 1 | 365 | 11.58 | 0.98131 | 12 | 0.56133
9332 | 14.75 | 1 | 365 | 16.7456 | 0.58572 | 17 | 0.33133
4837 | 762.3 | 0.9 | 365 | 778.8925 | 0.90451 | 779 | 0.79703
8642 | 16.83 | 1 | 365 | 19.107 | 0.71916 | 19 | 0.82619
14191 | 7.44 | 1 | 365 | 8.4466 | 0.51578 | 8 | 0.96238
11650 | 9.98 | 1 | 365 | 11.3303 | 0.22681 | 11 | 0.55706
12817 | 8.415 | 1 | 365 | 9.5535 | 0.85958 | 10 | 0.41309
9359 | 12.495 | 1 | 365 | 14.1855 | 0.8521 | 15 | 0.037626
12671 | 13.92 | 1 | 365 | 15.8033 | 0.7392 | 16 | 0.54252
9283 | 15.75 | 1 | 365 | 17.8809 | 0.015255 | 17 | 0.89617
9276 | 13.25 | 1 | 365 | 15.0427 | 0.4414 | 15 | 0.48408
7538 | 10.455 | 1 | 365 | 11.8695 | 0.85584 | 12 | 0.72536
9262 | 10.5 | 1 | 365 | 11.9206 | 0.01017 | 11 | 0.93078
9269 | 10.455 | 1 | 365 | 11.8695 | 0.85584 | 12 | 0.72536
9311 | 11.5 | 1 | 365 | 13.0559 | 0.43971 | 13 | 0.49561
9328 | 11.73 | 1 | 365 | 13.317 | 0.2285 | 13 | 0.54553
8879 | 11.22 | 1 | 365 | 12.738 | 0.47944 | 13 | 0.21746
9234 | 10.71 | 1 | 365 | 12.159 | 0.73037 | 12 | 0.88939
9249 | 14.75 | 1 | 365 | 16.7456 | 0.58572 | 17 | 0.33133
9259 | 12.75 | 1 | 365 | 14.475 | 0.72663 | 15 | 0.20166
9246 | 14.75 | 1 | 365 | 16.7456 | 0.58572 | 17 | 0.33133
9247 | 14.535 | 1 | 365 | 16.5015 | 0.84836 | 17 | 0.34989
9309 | 12.495 | 1 | 365 | 14.1855 | 0.8521 | 15 | 0.037626
9243 | 10.71 | 1 | 365 | 12.159 | 0.73037 | 12 | 0.88939
9231 | 14.025 | 1 | 365 | 15.9225 | 0.099299 | 16 | 0.021825
9157 | 13.25 | 1 | 365 | 15.0427 | 0.4414 | 15 | 0.48408
8621 | 13.005 | 1 | 365 | 14.7645 | 0.60117 | 15 | 0.36569
8616 | 11.475 | 1 | 365 | 13.0275 | 0.35397 | 13 | 0.38149
9151 | 10.25 | 1 | 365 | 11.6368 | 0.15278 | 11 | 0.78957
9147 | 11.5 | 1 | 365 | 13.0559 | 0.43971 | 13 | 0.49561
9139 | 10.2 | 1 | 365 | 11.58 | 0.98131 | 12 | 0.56133
9130 | 11.475 | 1 | 365 | 13.0275 | 0.35397 | 13 | 0.38149
9012 | 13.515 | 1 | 365 | 15.3435 | 0.35023 | 15 | 0.69376
8459 | 11.475 | 1 | 365 | 13.0275 | 0.35397 | 13 | 0.38149
8472 | 10.965 | 1 | 365 | 12.4485 | 0.60491 | 13 | 0.053427
9134 | 10.455 | 1 | 365 | 11.8695 | 0.85584 | 12 | 0.72536
9124 | 17.25 | 1 | 365 | 19.5839 | 0.15956 | 19 | 0.74342
9117 | 11.73 | 1 | 365 | 13.317 | 0.2285 | 13 | 0.54553
7560 | 11.985 | 1 | 365 | 13.6065 | 0.10304 | 13 | 0.70956
9105 | 10.71 | 1 | 365 | 12.159 | 0.73037 | 12 | 0.88939
9094 | 10.2 | 1 | 365 | 11.58 | 0.98131 | 12 | 0.56133
9040 | 15.81 | 1 | 365 | 17.949 | 0.22103 | 18 | 0.17006
9075 | 15 | 1 | 365 | 17.0294 | 0.4431 | 17 | 0.47254
9080 | 13.26 | 1 | 365 | 15.054 | 0.4757 | 15 | 0.52973
9086 | 13.515 | 1 | 365 | 15.3435 | 0.35023 | 15 | 0.69376
9069 | 10.535 | 1 | 365 | 11.9603 | 0.1302 | 12 | 0.090547
9072 | 11.25 | 1 | 365 | 12.7721 | 0.58232 | 13 | 0.3544
9044 | 15.555 | 1 | 365 | 17.6595 | 0.34649 | 18 | 0.006024
9029 | 14.025 | 1 | 365 | 15.9225 | 0.099299 | 16 | 0.021825
9032 | 11.985 | 1 | 365 | 13.6065 | 0.10304 | 13 | 0.70956
8553 | 13.515 | 1 | 365 | 15.3435 | 0.35023 | 15 | 0.69376
7904 | 5.6 | 1 | 365 | 6.3577 | 0.20542 | 6 | 0.56308
10945 | 3.64 | 1 | 365 | 4.1325 | 0.48353 | 4 | 0.616
10948 | 6.72 | 1 | 365 | 7.6292 | 0.046509 | 7 | 0.6757
8703 | 5.5 | 1 | 365 | 6.2441 | 0.86247 | 7 | 0.1066
10404 | 9.625 | 1 | 365 | 10.9272 | 0.0093225 | 10 | 0.93655
9709 | 9.72 | 1 | 365 | 11.0351 | 0.33513 | 11 | 0.37021
12260 | 16.32 | 1 | 365 | 18.528 | 0.97009 | 19 | 0.49812
13059 | 8.28 | 1 | 365 | 9.4003 | 0.39659 | 9 | 0.79684
28376 | 7.98 | 1 | 365 | 9.0597 | 0.36773 | 9 | 0.42739
11980 | 10.29 | 1 | 365 | 11.6822 | 0.28997 | 11 | 0.97216
11407 | 11.73 | 1 | 365 | 13.317 | 0.2285 | 13 | 0.54553
11356 | 15.81 | 1 | 365 | 17.949 | 0.22103 | 18 | 0.17006
11337 | 10.71 | 1 | 365 | 12.159 | 0.73037 | 12 | 0.88939
11653 | 10.25 | 1 | 365 | 11.6368 | 0.15278 | 11 | 0.78957
14153 | 13.44 | 1 | 365 | 15.2584 | 0.093018 | 15 | 0.3514
11197 | 10.965 | 1 | 365 | 12.4485 | 0.60491 | 13 | 0.053427
11117 | 15.555 | 1 | 365 | 17.6595 | 0.34649 | 18 | 0.006024
11014 | 15.045 | 1 | 365 | 17.0805 | 0.59743 | 17 | 0.67796
11029 | 10.965 | 1 | 365 | 12.4485 | 0.60491 | 13 | 0.053427
10917 | 12.495 | 1 | 365 | 14.1855 | 0.8521 | 15 | 0.037626
10920 | 11.22 | 1 | 365 | 12.738 | 0.47944 | 13 | 0.21746
10923 | 10.71 | 1 | 365 | 12.159 | 0.73037 | 12 | 0.88939
10824 | 15.3 | 1 | 365 | 17.37 | 0.47196 | 17 | 0.84199
10909 | 10.965 | 1 | 365 | 12.4485 | 0.60491 | 13 | 0.053427
10611 | 11.475 | 1 | 365 | 13.0275 | 0.35397 | 13 | 0.38149
10654 | 11.985 | 1 | 365 | 13.6065 | 0.10304 | 13 | 0.70956
10814 | 11.22 | 1 | 365 | 12.738 | 0.47944 | 13 | 0.21746
10482 | 10.2 | 1 | 365 | 11.58 | 0.98131 | 12 | 0.56133
10561 | 15.3 | 1 | 365 | 17.37 | 0.47196 | 17 | 0.84199
10642 | 16.83 | 1 | 365 | 19.107 | 0.71916 | 19 | 0.82619
10494 | 18.105 | 1 | 365 | 20.5545 | 0.091822 | 20 | 0.64636
10272 | 13.005 | 1 | 365 | 14.7645 | 0.60117 | 15 | 0.36569
10259 | 14.79 | 1 | 365 | 16.791 | 0.7229 | 17 | 0.51392
10256 | 11.22 | 1 | 365 | 12.738 | 0.47944 | 13 | 0.21746
10254 | 14.75 | 1 | 365 | 16.7456 | 0.58572 | 17 | 0.33133
10527 | 12.24 | 1 | 365 | 13.896 | 0.97757 | 14 | 0.87359
10160 | 11.5 | 1 | 365 | 13.0559 | 0.43971 | 13 | 0.49561
10462 | 10.965 | 1 | 365 | 12.4485 | 0.60491 | 13 | 0.053427
10045 | 13.26 | 1 | 365 | 15.054 | 0.4757 | 15 | 0.52973
10345 | 11.73 | 1 | 365 | 13.317 | 0.2285 | 13 | 0.54553
10478 | 11.475 | 1 | 365 | 13.0275 | 0.35397 | 13 | 0.38149
10442 | 14.025 | 1 | 365 | 15.9225 | 0.099299 | 16 | 0.021825
10286 | 12.75 | 1 | 365 | 14.475 | 0.72663 | 15 | 0.20166
10367 | 15.81 | 1 | 365 | 17.949 | 0.22103 | 18 | 0.17006
8938 | 13.005 | 1 | 365 | 14.7645 | 0.60117 | 15 | 0.36569
10339 | 10.71 | 1 | 365 | 12.159 | 0.73037 | 12 | 0.88939
10283 | 11.475 | 1 | 365 | 13.0275 | 0.35397 | 13 | 0.38149
10294 | 11.22 | 1 | 365 | 12.738 | 0.47944 | 13 | 0.21746
10337 | 14.025 | 1 | 365 | 15.9225 | 0.099299 | 16 | 0.021825
10277 | 11.75 | 1 | 365 | 13.3397 | 0.29709 | 13 | 0.63682
10275 | 11.475 | 1 | 365 | 13.0275 | 0.35397 | 13 | 0.38149
10274 | 13.26 | 1 | 365 | 15.054 | 0.4757 | 15 | 0.52973
10290 | 12.24 | 1 | 365 | 13.896 | 0.97757 | 14 | 0.87359
10252 | 10.455 | 1 | 365 | 11.8695 | 0.85584 | 12 | 0.72536
10314 | 16.065 | 1 | 365 | 18.2385 | 0.09556 | 18 | 0.33409
10398 | 15.3 | 1 | 365 | 17.37 | 0.47196 | 17 | 0.84199
10400 | 13.515 | 1 | 365 | 15.3435 | 0.35023 | 15 | 0.69376
10271 | 11.985 | 1 | 365 | 13.6065 | 0.10304 | 13 | 0.70956
9751 | 10.455 | 1 | 365 | 11.8695 | 0.85584 | 12 | 0.72536
10312 | 10.25 | 1 | 365 | 11.6368 | 0.15278 | 11 | 0.78957
10300 | 11.475 | 1 | 365 | 13.0275 | 0.35397 | 13 | 0.38149
9735 | 10.71 | 1 | 365 | 12.159 | 0.73037 | 12 | 0.88939
10270 | 12.25 | 1 | 365 | 13.9074 | 0.011865 | 13 | 0.91924
10301 | 14.28 | 1 | 365 | 16.212 | 0.97383 | 17 | 0.18586
10260 | 11.985 | 1 | 365 | 13.6065 | 0.10304 | 13 | 0.70956
9731 | 13.25 | 1 | 365 | 15.0427 | 0.4414 | 15 | 0.48408
10306 | 11.22 | 1 | 365 | 12.738 | 0.47944 | 13 | 0.21746
10309 | 10.71 | 1 | 365 | 12.159 | 0.73037 | 12 | 0.88939
10222 | 10.2 | 1 | 365 | 11.58 | 0.98131 | 12 | 0.56133
10289 | 10.965 | 1 | 365 | 12.4485 | 0.60491 | 13 | 0.053427
10330 | 11.22 | 1 | 365 | 12.738 | 0.47944 | 13 | 0.21746
10292 | 14.535 | 1 | 365 | 16.5015 | 0.84836 | 17 | 0.34989
10296 | 11.73 | 1 | 365 | 13.317 | 0.2285 | 13 | 0.54553
10281 | 15.3 | 1 | 365 | 17.37 | 0.47196 | 17 | 0.84199
10225 | 14.025 | 1 | 365 | 15.9225 | 0.099299 | 16 | 0.021825
10285 | 17.34 | 1 | 365 | 19.686 | 0.46822 | 20 | 0.15426
10335 | 12.75 | 1 | 365 | 14.475 | 0.72663 | 15 | 0.20166
10101 | 10.965 | 1 | 365 | 12.4485 | 0.60491 | 13 | 0.053427
10278 | 11.25 | 1 | 365 | 12.7721 | 0.58232 | 13 | 0.3544
10326 | 10.71 | 1 | 365 | 12.159 | 0.73037 | 12 | 0.88939
10044 | 16.83 | 1 | 365 | 19.107 | 0.71916 | 19 | 0.82619
10329 | 13.515 | 1 | 365 | 15.3435 | 0.35023 | 15 | 0.69376
10319 | 12.75 | 1 | 365 | 14.475 | 0.72663 | 15 | 0.20166
9934 | 13.005 | 1 | 365 | 14.7645 | 0.60117 | 15 | 0.36569
10288 | 16.065 | 1 | 365 | 18.2385 | 0.09556 | 18 | 0.33409
10257 | 11.22 | 1 | 365 | 12.738 | 0.47944 | 13 | 0.21746
9727 | 11.475 | 1 | 365 | 13.0275 | 0.35397 | 13 | 0.38149
9327 | 11.73 | 1 | 365 | 13.317 | 0.2285 | 13 | 0.54553
8648 | 11.22 | 1 | 365 | 12.738 | 0.47944 | 13 | 0.21746
10049 | 15.045 | 1 | 365 | 17.0805 | 0.59743 | 17 | 0.67796
10255 | 13.005 | 1 | 365 | 14.7645 | 0.60117 | 15 | 0.36569
10219 | 13.75 | 1 | 365 | 15.6103 | 0.15617 | 15 | 0.76649
10268 | 12.24 | 1 | 365 | 13.896 | 0.97757 | 14 | 0.87359
9331 | 13.005 | 1 | 365 | 14.7645 | 0.60117 | 15 | 0.36569
10206 | 13.26 | 1 | 365 | 15.054 | 0.4757 | 15 | 0.52973
10173 | 12.24 | 1 | 365 | 13.896 | 0.97757 | 14 | 0.87359
9109 | 13.77 | 1 | 365 | 15.633 | 0.22477 | 15 | 0.85779
9965 | 13.77 | 1 | 365 | 15.633 | 0.22477 | 15 | 0.85779
10201 | 10.71 | 1 | 365 | 12.159 | 0.73037 | 12 | 0.88939
10182 | 12.495 | 1 | 365 | 14.1855 | 0.8521 | 15 | 0.037626
9878 | 12.75 | 1 | 365 | 14.475 | 0.72663 | 15 | 0.20166
9902 | 13.26 | 1 | 365 | 15.054 | 0.4757 | 15 | 0.52973
10200 | 11.475 | 1 | 365 | 13.0275 | 0.35397 | 13 | 0.38149
10178 | 13.26 | 1 | 365 | 15.054 | 0.4757 | 15 | 0.52973
10003 | 12.75 | 1 | 365 | 14.475 | 0.72663 | 15 | 0.20166
10172 | 13.5 | 1 | 365 | 15.3265 | 0.29879 | 15 | 0.62529
9721 | 14.025 | 1 | 365 | 15.9225 | 0.099299 | 16 | 0.021825
10202 | 10.965 | 1 | 365 | 12.4485 | 0.60491 | 13 | 0.053427
9887 | 11.76 | 1 | 365 | 13.3511 | 0.33139 | 13 | 0.68247
9577 | 13.26 | 1 | 365 | 15.054 | 0.4757 | 15 | 0.52973
10163 | 10.455 | 1 | 365 | 11.8695 | 0.85584 | 12 | 0.72536
9598 | 10.2 | 1 | 365 | 11.58 | 0.98131 | 12 | 0.56133
10162 | 11 | 1 | 365 | 12.4883 | 0.72494 | 13 | 0.2132
9658 | 13.77 | 1 | 365 | 15.633 | 0.22477 | 15 | 0.85779
10144 | 10.2 | 1 | 365 | 11.58 | 0.98131 | 12 | 0.56133
10126 | 17.25 | 1 | 365 | 19.5839 | 0.15956 | 19 | 0.74342
9895 | 11.985 | 1 | 365 | 13.6065 | 0.10304 | 13 | 0.70956
9899 | 15.3 | 1 | 365 | 17.37 | 0.47196 | 17 | 0.84199
10176 | 10.5 | 1 | 365 | 11.9206 | 0.01017 | 11 | 0.93078
10079 | 12.75 | 1 | 365 | 14.475 | 0.72663 | 15 | 0.20166
10218 | 13.515 | 1 | 365 | 15.3435 | 0.35023 | 15 | 0.69376
13906 | 8.4 | 1 | 365 | 9.5365 | 0.80814 | 10 | 0.34462
10123 | 16.575 | 1 | 365 | 18.8175 | 0.84463 | 19 | 0.66216
9200 | 11.73 | 1 | 365 | 13.317 | 0.2285 | 13 | 0.54553
10061 | 13.515 | 1 | 365 | 15.3435 | 0.35023 | 15 | 0.69376
9754 | 10.965 | 1 | 365 | 12.4485 | 0.60491 | 13 | 0.053427
10077 | 10.71 | 1 | 365 | 12.159 | 0.73037 | 12 | 0.88939
9843 | 14.79 | 1 | 365 | 16.791 | 0.7229 | 17 | 0.51392
10065 | 12.24 | 1 | 365 | 13.896 | 0.97757 | 14 | 0.87359
10005 | 10.2 | 1 | 365 | 11.58 | 0.98131 | 12 | 0.56133
10215 | 10.455 | 1 | 365 | 11.8695 | 0.85584 | 12 | 0.72536
9197 | 10.2 | 1 | 365 | 11.58 | 0.98131 | 12 | 0.56133
10209 | 12.24 | 1 | 365 | 13.896 | 0.97757 | 14 | 0.87359
9362 | 13.005 | 1 | 365 | 14.7645 | 0.60117 | 15 | 0.36569
9729 | 14.535 | 1 | 365 | 16.5015 | 0.84836 | 17 | 0.34989
9663 | 10.2 | 1 | 365 | 11.58 | 0.98131 | 12 | 0.56133
10169 | 12.25 | 1 | 365 | 13.9074 | 0.011865 | 13 | 0.91924
10117 | 13.005 | 1 | 365 | 14.7645 | 0.60117 | 15 | 0.36569
12696 | 4.94 | 1 | 365 | 5.6084 | 0.94193 | 6 | 0.55029
9091 | 12.24 | 1 | 365 | 13.896 | 0.97757 | 14 | 0.87359
10168 | 11.475 | 1 | 365 | 13.0275 | 0.35397 | 13 | 0.38149
9015 | 11.475 | 1 | 365 | 13.0275 | 0.35397 | 13 | 0.38149
12678 | 6.89 | 1 | 365 | 7.8222 | 0.62953 | 8 | 0.45172
10159 | 10.25 | 1 | 365 | 11.6368 | 0.15278 | 11 | 0.78957
9588 | 10.71 | 1 | 365 | 12.159 | 0.73037 | 12 | 0.88939
10120 | 16.83 | 1 | 365 | 19.107 | 0.71916 | 19 | 0.82619
9825 | 14.79 | 1 | 365 | 16.791 | 0.7229 | 17 | 0.51392
9100 | 10.455 | 1 | 365 | 11.8695 | 0.85584 | 12 | 0.72536
8950 | 11.73 | 1 | 365 | 13.317 | 0.2285 | 13 | 0.54553
9866 | 13.26 | 1 | 365 | 15.054 | 0.4757 | 15 | 0.52973
10617 | 6 | 1 | 365 | 6.8118 | 0.57724 | 7 | 0.38902
8994 | 10.2 | 1 | 365 | 11.58 | 0.98131 | 12 | 0.56133
10041 | 10.71 | 1 | 365 | 12.159 | 0.73037 | 12 | 0.88939
10139 | 12.5 | 1 | 365 | 14.1912 | 0.86925 | 15 | 0.06045
9830 | 13.515 | 1 | 365 | 15.3435 | 0.35023 | 15 | 0.69376
8858 | 13.005 | 1 | 365 | 14.7645 | 0.60117 | 15 | 0.36569
9798 | 10.965 | 1 | 365 | 12.4485 | 0.60491 | 13 | 0.053427
9832 | 10.2 | 1 | 365 | 11.58 | 0.98131 | 12 | 0.56133
6782 | 11.985 | 1 | 365 | 13.6065 | 0.10304 | 13 | 0.70956
8943 | 11.475 | 1 | 365 | 13.0275 | 0.35397 | 13 | 0.38149
10119 | 11.22 | 1 | 365 | 12.738 | 0.47944 | 13 | 0.21746
9059 | 14.025 | 1 | 365 | 15.9225 | 0.099299 | 16 | 0.021825
9057 | 12.75 | 1 | 365 | 14.475 | 0.72663 | 15 | 0.20166
9228 | 13.26 | 1 | 365 | 15.054 | 0.4757 | 15 | 0.52973
10059 | 14.535 | 1 | 365 | 16.5015 | 0.84836 | 17 | 0.34989
8973 | 11.475 | 1 | 365 | 13.0275 | 0.35397 | 13 | 0.38149
10189 | 10.2 | 1 | 365 | 11.58 | 0.98131 | 12 | 0.56133
9186 | 11.985 | 1 | 365 | 13.6065 | 0.10304 | 13 | 0.70956
9193 | 10.71 | 1 | 365 | 12.159 | 0.73037 | 12 | 0.88939
9027 | 13.005 | 1 | 365 | 14.7645 | 0.60117 | 15 | 0.36569
10071 | 12.24 | 1 | 365 | 13.896 | 0.97757 | 14 | 0.87359
9575 | 11.22 | 1 | 365 | 12.738 | 0.47944 | 13 | 0.21746
10132 | 10.455 | 1 | 365 | 11.8695 | 0.85584 | 12 | 0.72536
1656 | 16.32 | 1 | 365 | 18.528 | 0.97009 | 19 | 0.49812
9145 | 10.2 | 1 | 365 | 11.58 | 0.98131 | 12 | 0.56133
9126 | 10.2 | 1 | 365 | 11.58 | 0.98131 | 12 | 0.56133
9627 | 10.455 | 1 | 365 | 11.8695 | 0.85584 | 12 | 0.72536
9732 | 10.965 | 1 | 365 | 12.4485 | 0.60491 | 13 | 0.053427
10036 | 12.24 | 1 | 365 | 13.896 | 0.97757 | 14 | 0.87359
9742 | 13.515 | 1 | 365 | 15.3435 | 0.35023 | 15 | 0.69376
9045 | 15.045 | 1 | 365 | 17.0805 | 0.59743 | 17 | 0.67796
9653 | 11.75 | 1 | 365 | 13.3397 | 0.29709 | 13 | 0.63682
9797 | 14.79 | 1 | 365 | 16.791 | 0.7229 | 17 | 0.51392
9010 | 11.22 | 1 | 365 | 12.738 | 0.47944 | 13 | 0.21746
9064 | 11.73 | 1 | 365 | 13.317 | 0.2285 | 13 | 0.54553
8649 | 10.2 | 1 | 365 | 11.58 | 0.98131 | 12 | 0.56133
9548 | 11.73 | 1 | 365 | 13.317 | 0.2285 | 13 | 0.54553
9410 | 11.73 | 1 | 365 | 13.317 | 0.2285 | 13 | 0.54553
9793 | 12.495 | 1 | 365 | 14.1855 | 0.8521 | 15 | 0.037626
8449 | 10.2 | 1 | 365 | 11.58 | 0.98131 | 12 | 0.56133
8233 | 10.71 | 1 | 365 | 12.159 | 0.73037 | 12 | 0.88939
8847 | 10.455 | 1 | 365 | 11.8695 | 0.85584 | 12 | 0.72536
9216 | 11.985 | 1 | 365 | 13.6065 | 0.10304 | 13 | 0.70956
9299 | 12.495 | 1 | 365 | 14.1855 | 0.8521 | 15 | 0.037626
9190 | 11.475 | 1 | 365 | 13.0275 | 0.35397 | 13 | 0.38149
8793 | 12.75 | 1 | 365 | 14.475 | 0.72663 | 15 | 0.20166
9209 | 10.2 | 1 | 365 | 11.58 | 0.98131 | 12 | 0.56133
9945 | 10.71 | 1 | 365 | 12.159 | 0.73037 | 12 | 0.88939
9305 | 13.005 | 1 | 365 | 14.7645 | 0.60117 | 15 | 0.36569
8608 | 10.2 | 1 | 365 | 11.58 | 0.98131 | 12 | 0.56133
8446 | 13.77 | 1 | 365 | 15.633 | 0.22477 | 15 | 0.85779
8584 | 11.985 | 1 | 365 | 13.6065 | 0.10304 | 13 | 0.70956
9758 | 10.2 | 1 | 365 | 11.58 | 0.98131 | 12 | 0.56133
9223 | 11.22 | 1 | 365 | 12.738 | 0.47944 | 13 | 0.21746
8739 | 10.71 | 1 | 365 | 12.159 | 0.73037 | 12 | 0.88939
8797 | 10.71 | 1 | 365 | 12.159 | 0.73037 | 12 | 0.88939
8635 | 15.81 | 1 | 365 | 17.949 | 0.22103 | 18 | 0.17006
8639 | 10.965 | 1 | 365 | 12.4485 | 0.60491 | 13 | 0.053427
9406 | 10.2 | 1 | 365 | 11.58 | 0.98131 | 12 | 0.56133
8577 | 10.2 | 1 | 365 | 11.58 | 0.98131 | 12 | 0.56133
9176 | 10.2 | 1 | 365 | 11.58 | 0.98131 | 12 | 0.56133
8731 | 11.22 | 1 | 365 | 12.738 | 0.47944 | 13 | 0.21746
8625 | 10.2 | 1 | 365 | 11.58 | 0.98131 | 12 | 0.56133
9674 | 14.28 | 1 | 365 | 16.212 | 0.97383 | 17 | 0.18586
9683 | 12.75 | 1 | 365 | 14.475 | 0.72663 | 15 | 0.20166
9116 | 10.455 | 1 | 365 | 11.8695 | 0.85584 | 12 | 0.72536
14193 | 16.83 | 1 | 365 | 19.107 | 0.71916 | 19 | 0.82619
14177 | 10.455 | 1 | 365 | 11.8695 | 0.85584 | 12 | 0.72536
14181 | 11.475 | 1 | 365 | 13.0275 | 0.35397 | 13 | 0.38149
14204 | 10.2 | 1 | 365 | 11.58 | 0.98131 | 12 | 0.56133
16320 | 16.75 | 1 | 365 | 19.0162 | 0.44479 | 19 | 0.461
14188 | 11.22 | 1 | 365 | 12.738 | 0.47944 | 13 | 0.21746
8440 | 14.945 | 1 | 365 | 16.967 | 0.25448 | 17 | 0.22147
8455 | 10.34 | 1 | 365 | 11.739 | 0.46144 | 12 | 0.2004
7071 | 11.25 | 1 | 365 | 12.7721 | 0.58232 | 13 | 0.3544
8518 | 10.5 | 1 | 365 | 11.9206 | 0.01017 | 11 | 0.93078
8451 | 10.5 | 1 | 365 | 11.9206 | 0.01017 | 11 | 0.93078
8465 | 13.515 | 1 | 365 | 15.3435 | 0.35023 | 15 | 0.69376
11016 | 12.495 | 1 | 365 | 14.1855 | 0.8521 | 15 | 0.037626
16439 | 17.085 | 1 | 365 | 19.3965 | 0.59369 | 19 | 0.99022
10055 | 12.495 | 1 | 365 | 14.1855 | 0.8521 | 15 | 0.037626
10068 | 11.22 | 1 | 365 | 12.738 | 0.47944 | 13 | 0.21746
9150 | 14.025 | 1 | 365 | 15.9225 | 0.099299 | 16 | 0.021825
3259 | 329.4 | 0.9 | 365 | 336.5699 | 0.72143 | 337 | 0.29128
14088 | 75.075 | 0.9 | 365 | 76.7091 | 0.72544 | 77 | 0.43456
12917 | 9.075 | 1 | 365 | 10.3028 | 0.12308 | 10 | 0.42589
11635 | 8.215 | 1 | 365 | 9.3265 | 0.17367 | 9 | 0.50013
10074 | 12.75 | 1 | 365 | 14.475 | 0.72663 | 15 | 0.20166
13254 | 250 | 0.9 | 365 | 255.4416 | 0.6465 | 256 | 0.0881
12603 | 5.25 | 1 | 365 | 5.9603 | 0.005085 | 5 | 0.96539
11869 | 9 | 1 | 365 | 10.2177 | 0.86586 | 11 | 0.083524
13452 | 5.5 | 1 | 365 | 6.2441 | 0.86247 | 7 | 0.1066
13453 | 7.2 | 1 | 365 | 8.1741 | 0.69269 | 8 | 0.86682
13447 | 4.08 | 1 | 365 | 4.632 | 0.99252 | 5 | 0.62453
11842 | 2.7 | 1 | 365 | 3.0653 | 0.25976 | 3 | 0.32506
11196 | 5.72 | 1 | 365 | 6.4939 | 0.61697 | 7 | 0.11086
11156 | 4.59 | 1 | 365 | 5.211 | 0.74159 | 5 | 0.9526
11181 | 7.02 | 1 | 365 | 7.9698 | 0.075371 | 8 | 0.045149
11169 | 4.94 | 1 | 365 | 5.6084 | 0.94193 | 6 | 0.55029
11152 | 10.92 | 1 | 365 | 12.3974 | 0.45058 | 12 | 0.84801
11185 | 2.55 | 1 | 365 | 2.895 | 0.74533 | 3 | 0.64033
11154 | 5.2 | 1 | 365 | 5.9035 | 0.83361 | 6 | 0.73715
11145 | 6.24 | 1 | 365 | 7.0842 | 0.40033 | 7 | 0.48458
11234 | 5.2 | 1 | 365 | 5.9035 | 0.83361 | 6 | 0.73715
11313 | 11.22 | 1 | 365 | 12.738 | 0.47944 | 13 | 0.21746
11316 | 10.66 | 1 | 365 | 12.1023 | 0.5589 | 12 | 0.66115
11311 | 11.96 | 1 | 365 | 13.5781 | 0.017298 | 13 | 0.59544
11297 | 3.9 | 1 | 365 | 4.4277 | 0.37521 | 4 | 0.80286
11243 | 7.54 | 1 | 365 | 8.5601 | 0.85873 | 9 | 0.41886
11309 | 9.945 | 1 | 365 | 11.2905 | 0.10678 | 11 | 0.39729
11321 | 4.845 | 1 | 365 | 5.5005 | 0.61612 | 6 | 0.11663
11323 | 5.98 | 1 | 365 | 6.7891 | 0.50865 | 7 | 0.29772
11261 | 5.46 | 1 | 365 | 6.1987 | 0.72529 | 6 | 0.924
11324 | 5.035 | 1 | 365 | 5.7162 | 0.26773 | 5 | 0.98395
11391 | 2.04 | 1 | 365 | 2.316 | 0.99626 | 3 | 0.31227
11219 | 13.005 | 1 | 365 | 14.7645 | 0.60117 | 15 | 0.36569
11217 | 5.865 | 1 | 365 | 6.6585 | 0.11425 | 6 | 0.77276
11279 | 4.68 | 1 | 365 | 5.3132 | 0.050247 | 5 | 0.36343
11195 | 4.08 | 1 | 365 | 4.632 | 0.99252 | 5 | 0.62453
11116 | 9.18 | 1 | 365 | 10.422 | 0.48318 | 10 | 0.90519
11097 | 13.005 | 1 | 365 | 14.7645 | 0.60117 | 15 | 0.36569
11125 | 3.06 | 1 | 365 | 3.474 | 0.49439 | 3 | 0.9684
11078 | 8.16 | 1 | 365 | 9.264 | 0.98505 | 10 | 0.24906
11073 | 2.04 | 1 | 365 | 2.316 | 0.99626 | 3 | 0.31227
11216 | 6.5 | 1 | 365 | 7.3794 | 0.29201 | 7 | 0.67143
10964 | 6.885 | 1 | 365 | 7.8165 | 0.61238 | 8 | 0.4289
11028 | 5.355 | 1 | 365 | 6.0795 | 0.36519 | 6 | 0.4447
10989 | 6.63 | 1 | 365 | 7.527 | 0.73785 | 8 | 0.26486
11072 | 7.54 | 1 | 365 | 8.5601 | 0.85873 | 9 | 0.41886
11050 | 6.24 | 1 | 365 | 7.0842 | 0.40033 | 7 | 0.48458
11046 | 6.24 | 1 | 365 | 7.0842 | 0.40033 | 7 | 0.48458
11040 | 5.98 | 1 | 365 | 6.7891 | 0.50865 | 7 | 0.29772
11047 | 7.28 | 1 | 365 | 8.265 | 0.96705 | 9 | 0.23201
11042 | 5.98 | 1 | 365 | 6.7891 | 0.50865 | 7 | 0.29772
11093 | 3.57 | 1 | 365 | 4.053 | 0.24346 | 4 | 0.29646
11095 | 7.8 | 1 | 365 | 8.8553 | 0.75041 | 9 | 0.60572
11230 | 8.84 | 1 | 365 | 10.036 | 0.31713 | 10 | 0.35315
11231 | 3.825 | 1 | 365 | 4.3425 | 0.11799 | 4 | 0.4605
11277 | 7.54 | 1 | 365 | 8.5601 | 0.85873 | 9 | 0.41886
11319 | 4.08 | 1 | 365 | 4.632 | 0.99252 | 5 | 0.62453
11326 | 6.12 | 1 | 365 | 6.948 | 0.98878 | 7 | 0.9368
11333 | 7.8 | 1 | 365 | 8.8553 | 0.75041 | 9 | 0.60572
11365 | 8.32 | 1 | 365 | 9.4457 | 0.53377 | 9 | 0.97944
11396 | 7.905 | 1 | 365 | 8.9745 | 0.11051 | 9 | 0.085029
11368 | 6.12 | 1 | 365 | 6.948 | 0.98878 | 7 | 0.9368
11227 | 8.415 | 1 | 365 | 9.5535 | 0.85958 | 10 | 0.41309
11399 | 5 | 1 | 365 | 5.6765 | 0.1477 | 5 | 0.82418
11401 | 8.84 | 1 | 365 | 10.036 | 0.31713 | 10 | 0.35315
11402 | 10.4 | 1 | 365 | 11.8071 | 0.66722 | 12 | 0.47429
11229 | 4.845 | 1 | 365 | 5.5005 | 0.61612 | 6 | 0.11663
11403 | 4.59 | 1 | 365 | 5.211 | 0.74159 | 5 | 0.9526
11425 | 5.1 | 1 | 365 | 5.79 | 0.49065 | 6 | 0.28066
11426 | 9.62 | 1 | 365 | 10.9215 | 0.99217 | 11 | 0.91372
11429 | 4.845 | 1 | 365 | 5.5005 | 0.61612 | 6 | 0.11663
11225 | 8.16 | 1 | 365 | 9.264 | 0.98505 | 10 | 0.24906
11456 | 5.2 | 1 | 365 | 5.9035 | 0.83361 | 6 | 0.73715
11457 | 6.375 | 1 | 365 | 7.2375 | 0.86332 | 8 | 0.10083
11027 | 5.1 | 1 | 365 | 5.79 | 0.49065 | 6 | 0.28066
11460 | 8.415 | 1 | 365 | 9.5535 | 0.85958 | 10 | 0.41309
11362 | 5.1 | 1 | 365 | 5.79 | 0.49065 | 6 | 0.28066
11444 | 7.8 | 1 | 365 | 8.8553 | 0.75041 | 9 | 0.60572
11011 | 15.3 | 1 | 365 | 17.37 | 0.47196 | 17 | 0.84199
11464 | 3.64 | 1 | 365 | 4.1325 | 0.48353 | 4 | 0.616
11466 | 4.59 | 1 | 365 | 5.211 | 0.74159 | 5 | 0.9526
11470 | 8.67 | 1 | 365 | 9.843 | 0.73411 | 10 | 0.57713
11476 | 7.54 | 1 | 365 | 8.5601 | 0.85873 | 9 | 0.41886
10981 | 6.625 | 1 | 365 | 7.5213 | 0.7207 | 8 | 0.24204
11481 | 5.61 | 1 | 365 | 6.369 | 0.23972 | 6 | 0.60873
10971 | 4.335 | 1 | 365 | 4.9215 | 0.86706 | 5 | 0.78856
11389 | 13.515 | 1 | 365 | 15.3435 | 0.35023 | 15 | 0.69376
11430 | 9.1 | 1 | 365 | 10.3312 | 0.20881 | 10 | 0.54001
11433 | 9.88 | 1 | 365 | 11.2167 | 0.88386 | 12 | 0.10058
11322 | 4.59 | 1 | 365 | 5.211 | 0.74159 | 5 | 0.9526
11493 | 13.25 | 1 | 365 | 15.0427 | 0.4414 | 15 | 0.48408
11494 | 6.375 | 1 | 365 | 7.2375 | 0.86332 | 8 | 0.10083
11499 | 6.24 | 1 | 365 | 7.0842 | 0.40033 | 7 | 0.48458
11314 | 8.67 | 1 | 365 | 9.843 | 0.73411 | 10 | 0.57713
11508 | 5.355 | 1 | 365 | 6.0795 | 0.36519 | 6 | 0.4447
11519 | 4.335 | 1 | 365 | 4.9215 | 0.86706 | 5 | 0.78856
11520 | 9.36 | 1 | 365 | 10.6264 | 0.10049 | 10 | 0.72686
11524 | 2.6 | 1 | 365 | 2.9518 | 0.9168 | 3 | 0.86857
11281 | 5.61 | 1 | 365 | 6.369 | 0.23972 | 6 | 0.60873
11527 | 7.395 | 1 | 365 | 8.3955 | 0.36145 | 8 | 0.75696
11427 | 5.865 | 1 | 365 | 6.6585 | 0.11425 | 6 | 0.77276
11477 | 7.65 | 1 | 365 | 8.685 | 0.23598 | 8 | 0.921
11473 | 5.1 | 1 | 365 | 5.79 | 0.49065 | 6 | 0.28066
11535 | 8.67 | 1 | 365 | 9.843 | 0.73411 | 10 | 0.57713
11502 | 5.61 | 1 | 365 | 6.369 | 0.23972 | 6 | 0.60873
11511 | 3.825 | 1 | 365 | 4.3425 | 0.11799 | 4 | 0.4605
11533 | 4.25 | 1 | 365 | 4.825 | 0.57554 | 5 | 0.40055
11531 | 5.355 | 1 | 365 | 6.0795 | 0.36519 | 6 | 0.4447
11498 | 9.72 | 1 | 365 | 11.0351 | 0.33513 | 11 | 0.37021
12107 | 4.08 | 1 | 365 | 4.632 | 0.99252 | 5 | 0.62453
12065 | 5.1 | 1 | 365 | 5.79 | 0.49065 | 6 | 0.28066
12059 | 6.885 | 1 | 365 | 7.8165 | 0.61238 | 8 | 0.4289
12033 | 5.61 | 1 | 365 | 6.369 | 0.23972 | 6 | 0.60873
12048 | 5.5 | 1 | 365 | 6.2441 | 0.86247 | 7 | 0.1066
12029 | 7.395 | 1 | 365 | 8.3955 | 0.36145 | 8 | 0.75696
12066 | 5.61 | 1 | 365 | 6.369 | 0.23972 | 6 | 0.60873
12118 | 4.9 | 1 | 365 | 5.563 | 0.80475 | 6 | 0.3677
12042 | 4.08 | 1 | 365 | 4.632 | 0.99252 | 5 | 0.62453
12096 | 5.355 | 1 | 365 | 6.0795 | 0.36519 | 6 | 0.4447
12089 | 7.75 | 1 | 365 | 8.7985 | 0.57893 | 9 | 0.37748
12086 | 6.125 | 1 | 365 | 6.9537 | 0.0059325 | 6 | 0.95962
12098 | 4.59 | 1 | 365 | 5.211 | 0.74159 | 5 | 0.9526
12099 | 4.08 | 1 | 365 | 4.632 | 0.99252 | 5 | 0.62453
12090 | 4.845 | 1 | 365 | 5.5005 | 0.61612 | 6 | 0.11663
12106 | 7.35 | 1 | 365 | 8.3444 | 0.20712 | 8 | 0.55154
12202 | 3.5 | 1 | 365 | 3.9735 | 0.00339 | 3 | 0.97693
12181 | 5.865 | 1 | 365 | 6.6585 | 0.11425 | 6 | 0.77276
12203 | 5.5 | 1 | 365 | 6.2441 | 0.86247 | 7 | 0.1066
12175 | 4.08 | 1 | 365 | 4.632 | 0.99252 | 5 | 0.62453
12206 | 5.865 | 1 | 365 | 6.6585 | 0.11425 | 6 | 0.77276
12094 | 9.945 | 1 | 365 | 11.2905 | 0.10678 | 11 | 0.39729
12109 | 4.845 | 1 | 365 | 5.5005 | 0.61612 | 6 | 0.11663
12075 | 7.14 | 1 | 365 | 8.106 | 0.48692 | 8 | 0.59293
12055 | 6.63 | 1 | 365 | 7.527 | 0.73785 | 8 | 0.26486
12084 | 4.59 | 1 | 365 | 5.211 | 0.74159 | 5 | 0.9526
12091 | 5.1 | 1 | 365 | 5.79 | 0.49065 | 6 | 0.28066
12316 | 6.86 | 1 | 365 | 7.7881 | 0.52664 | 8 | 0.31477
12314 | 7.65 | 1 | 365 | 8.685 | 0.23598 | 8 | 0.921
12313 | 5.61 | 1 | 365 | 6.369 | 0.23972 | 6 | 0.60873
12271 | 3.825 | 1 | 365 | 4.3425 | 0.11799 | 4 | 0.4605
12297 | 6.375 | 1 | 365 | 7.2375 | 0.86332 | 8 | 0.10083
12257 | 7.35 | 1 | 365 | 8.3444 | 0.20712 | 8 | 0.55154
12275 | 7.395 | 1 | 365 | 8.3955 | 0.36145 | 8 | 0.75696
12266 | 5.88 | 1 | 365 | 6.6755 | 0.1657 | 6 | 0.84124
12268 | 3.825 | 1 | 365 | 4.3425 | 0.11799 | 4 | 0.4605
12129 | 2.295 | 1 | 365 | 2.6055 | 0.87079 | 3 | 0.4763
12215 | 5.865 | 1 | 365 | 6.6585 | 0.11425 | 6 | 0.77276
12120 | 3.825 | 1 | 365 | 4.3425 | 0.11799 | 4 | 0.4605
12219 | 3.57 | 1 | 365 | 4.053 | 0.24346 | 4 | 0.29646
12093 | 6.63 | 1 | 365 | 7.527 | 0.73785 | 8 | 0.26486
12345 | 7.65 | 1 | 365 | 8.685 | 0.23598 | 8 | 0.921
12353 | 7.65 | 1 | 365 | 8.685 | 0.23598 | 8 | 0.921
12092 | 3.825 | 1 | 365 | 4.3425 | 0.11799 | 4 | 0.4605
12318 | 4.845 | 1 | 365 | 5.5005 | 0.61612 | 6 | 0.11663
12298 | 6.375 | 1 | 365 | 7.2375 | 0.86332 | 8 | 0.10083
12311 | 7.5 | 1 | 365 | 8.5147 | 0.72155 | 9 | 0.23627
12317 | 4.655 | 1 | 365 | 5.2848 | 0.96451 | 6 | 0.24931
12320 | 6.375 | 1 | 365 | 7.2375 | 0.86332 | 8 | 0.10083
12339 | 7.14 | 1 | 365 | 8.106 | 0.48692 | 8 | 0.59293
12360 | 8.16 | 1 | 365 | 9.264 | 0.98505 | 10 | 0.24906
12008 | 8.67 | 1 | 365 | 9.843 | 0.73411 | 10 | 0.57713
12046 | 4.41 | 1 | 365 | 5.0067 | 0.12427 | 5 | 0.13093
5916 | 799.47 | 0.9 | 365 | 816.8716 | 0.63291 | 817 | 0.50449
10924 | 3.825 | 1 | 365 | 4.3425 | 0.11799 | 4 | 0.4605
11013 | 4.845 | 1 | 365 | 5.5005 | 0.61612 | 6 | 0.11663
10927 | 7.395 | 1 | 365 | 8.3955 | 0.36145 | 8 | 0.75696
10928 | 7.905 | 1 | 365 | 8.9745 | 0.11051 | 9 | 0.085029
11076 | 6.63 | 1 | 365 | 7.527 | 0.73785 | 8 | 0.26486
11575 | 6.5 | 1 | 365 | 7.3794 | 0.29201 | 7 | 0.67143
11577 | 9.18 | 1 | 365 | 10.422 | 0.48318 | 10 | 0.90519
11583 | 2.6 | 1 | 365 | 2.9518 | 0.9168 | 3 | 0.86857
11606 | 8.67 | 1 | 365 | 9.843 | 0.73411 | 10 | 0.57713
11654 | 7.905 | 1 | 365 | 8.9745 | 0.11051 | 9 | 0.085029
11665 | 9.945 | 1 | 365 | 11.2905 | 0.10678 | 11 | 0.39729
11671 | 8.67 | 1 | 365 | 9.843 | 0.73411 | 10 | 0.57713
11692 | 7.25 | 1 | 365 | 8.2309 | 0.86416 | 9 | 0.095061
11698 | 4.77 | 1 | 365 | 5.4154 | 0.35891 | 5 | 0.77427
11701 | 10.2 | 1 | 365 | 11.58 | 0.98131 | 12 | 0.56133
11710 | 5.355 | 1 | 365 | 6.0795 | 0.36519 | 6 | 0.4447
11718 | 16.065 | 1 | 365 | 18.2385 | 0.09556 | 18 | 0.33409
11832 | 5.2 | 1 | 365 | 5.9035 | 0.83361 | 6 | 0.73715
11868 | 9.18 | 1 | 365 | 10.422 | 0.48318 | 10 | 0.90519
11872 | 4.94 | 1 | 365 | 5.6084 | 0.94193 | 6 | 0.55029
11722 | 6.12 | 1 | 365 | 6.948 | 0.98878 | 7 | 0.9368
11723 | 8.16 | 1 | 365 | 9.264 | 0.98505 | 10 | 0.24906
11874 | 6.885 | 1 | 365 | 7.8165 | 0.61238 | 8 | 0.4289
11725 | 2.805 | 1 | 365 | 3.1845 | 0.61986 | 3 | 0.80436
11883 | 4.16 | 1 | 365 | 4.7228 | 0.26689 | 4 | 0.98972
11888 | 8.84 | 1 | 365 | 10.036 | 0.31713 | 10 | 0.35315
11892 | 6.5 | 1 | 365 | 7.3794 | 0.29201 | 7 | 0.67143
11954 | 3.315 | 1 | 365 | 3.7635 | 0.36893 | 4 | 0.13243
11754 | 7.65 | 1 | 365 | 8.685 | 0.23598 | 8 | 0.921
11956 | 6.63 | 1 | 365 | 7.527 | 0.73785 | 8 | 0.26486
11847 | 7.8 | 1 | 365 | 8.8553 | 0.75041 | 9 | 0.60572
12030 | 5.46 | 1 | 365 | 6.1987 | 0.72529 | 6 | 0.924
11724 | 10.965 | 1 | 365 | 12.4485 | 0.60491 | 13 | 0.053427
12079 | 6.24 | 1 | 365 | 7.0842 | 0.40033 | 7 | 0.48458
12082 | 7.8 | 1 | 365 | 8.8553 | 0.75041 | 9 | 0.60572
12087 | 7.14 | 1 | 365 | 8.106 | 0.48692 | 8 | 0.59293
11773 | 7.905 | 1 | 365 | 8.9745 | 0.11051 | 9 | 0.085029
12122 | 2.86 | 1 | 365 | 3.2469 | 0.80848 | 4 | 0.055431
12123 | 5.2 | 1 | 365 | 5.9035 | 0.83361 | 6 | 0.73715
12127 | 2.04 | 1 | 365 | 2.316 | 0.99626 | 3 | 0.31227
12134 | 6.885 | 1 | 365 | 7.8165 | 0.61238 | 8 | 0.4289
11784 | 5.865 | 1 | 365 | 6.6585 | 0.11425 | 6 | 0.77276
12170 | 3.9 | 1 | 365 | 4.4277 | 0.37521 | 4 | 0.80286
12173 | 9.69 | 1 | 365 | 11.001 | 0.23224 | 11 | 0.23326
12193 | 3.64 | 1 | 365 | 4.1325 | 0.48353 | 4 | 0.616
12209 | 5.2 | 1 | 365 | 5.9035 | 0.83361 | 6 | 0.73715
11801 | 4.59 | 1 | 365 | 5.211 | 0.74159 | 5 | 0.9526
12212 | 5.72 | 1 | 365 | 6.4939 | 0.61697 | 7 | 0.11086
12305 | 7.8 | 1 | 365 | 8.8553 | 0.75041 | 9 | 0.60572
11805 | 3.825 | 1 | 365 | 4.3425 | 0.11799 | 4 | 0.4605
12307 | 8.84 | 1 | 365 | 10.036 | 0.31713 | 10 | 0.35315
12312 | 7.28 | 1 | 365 | 8.265 | 0.96705 | 9 | 0.23201
12321 | 7.42 | 1 | 365 | 8.4239 | 0.44719 | 8 | 0.87108
12337 | 9.62 | 1 | 365 | 10.9215 | 0.99217 | 11 | 0.91372
11815 | 4.59 | 1 | 365 | 5.211 | 0.74159 | 5 | 0.9526
11688 | 2.805 | 1 | 365 | 3.1845 | 0.61986 | 3 | 0.80436
12354 | 6.76 | 1 | 365 | 7.6746 | 0.18369 | 7 | 0.85829
11820 | 5.5 | 1 | 365 | 6.2441 | 0.86247 | 7 | 0.1066
11824 | 4.59 | 1 | 365 | 5.211 | 0.74159 | 5 | 0.9526
12359 | 7.14 | 1 | 365 | 8.106 | 0.48692 | 8 | 0.59293
12364 | 4.08 | 1 | 365 | 4.632 | 0.99252 | 5 | 0.62453
12367 | 5.46 | 1 | 365 | 6.1987 | 0.72529 | 6 | 0.924
11826 | 3.825 | 1 | 365 | 4.3425 | 0.11799 | 4 | 0.4605
12368 | 7.8 | 1 | 365 | 8.8553 | 0.75041 | 9 | 0.60572
12371 | 4.68 | 1 | 365 | 5.3132 | 0.050247 | 5 | 0.36343
12376 | 4.59 | 1 | 365 | 5.211 | 0.74159 | 5 | 0.9526
12437 | 6.885 | 1 | 365 | 7.8165 | 0.61238 | 8 | 0.4289
12438 | 5.1 | 1 | 365 | 5.79 | 0.49065 | 6 | 0.28066
12453 | 6.095 | 1 | 365 | 6.9196 | 0.90305 | 7 | 0.82268
12458 | 12.74 | 1 | 365 | 14.4637 | 0.69234 | 15 | 0.15601
12459 | 4.59 | 1 | 365 | 5.211 | 0.74159 | 5 | 0.9526
12477 | 10.455 | 1 | 365 | 11.8695 | 0.85584 | 12 | 0.72536
12492 | 4.335 | 1 | 365 | 4.9215 | 0.86706 | 5 | 0.78856
12504 | 6.12 | 1 | 365 | 6.948 | 0.98878 | 7 | 0.9368
12510 | 9.435 | 1 | 365 | 10.7115 | 0.35771 | 11 | 0.069228
12520 | 7.02 | 1 | 365 | 7.9698 | 0.075371 | 8 | 0.045149
12542 | 2.45 | 1 | 365 | 2.7815 | 0.40237 | 3 | 0.18385
12547 | 4.59 | 1 | 365 | 5.211 | 0.74159 | 5 | 0.9526
12636 | 5.865 | 1 | 365 | 6.6585 | 0.11425 | 6 | 0.77276
12642 | 14.79 | 1 | 365 | 16.791 | 0.7229 | 17 | 0.51392
12646 | 7.395 | 1 | 365 | 8.3955 | 0.36145 | 8 | 0.75696
12649 | 5.355 | 1 | 365 | 6.0795 | 0.36519 | 6 | 0.4447
12650 | 6.375 | 1 | 365 | 7.2375 | 0.86332 | 8 | 0.10083
12651 | 5.75 | 1 | 365 | 6.528 | 0.71985 | 7 | 0.24781
12660 | 11.73 | 1 | 365 | 13.317 | 0.2285 | 13 | 0.54553
12665 | 5.1 | 1 | 365 | 5.79 | 0.49065 | 6 | 0.28066
12666 | 6 | 1 | 365 | 6.8118 | 0.57724 | 7 | 0.38902
12667 | 7.8 | 1 | 365 | 8.8553 | 0.75041 | 9 | 0.60572
12699 | 5.835 | 1 | 365 | 6.6245 | 0.011366 | 6 | 0.63582
12704 | 10.965 | 1 | 365 | 12.4485 | 0.60491 | 13 | 0.053427
12705 | 5.865 | 1 | 365 | 6.6585 | 0.11425 | 6 | 0.77276
12706 | 5.1 | 1 | 365 | 5.79 | 0.49065 | 6 | 0.28066
12711 | 5.72 | 1 | 365 | 6.4939 | 0.61697 | 7 | 0.11086
12955 | 4.59 | 1 | 365 | 5.211 | 0.74159 | 5 | 0.9526
12961 | 2.75 | 1 | 365 | 3.1221 | 0.43124 | 3 | 0.5533
13035 | 5.355 | 1 | 365 | 6.0795 | 0.36519 | 6 | 0.4447
13082 | 8.925 | 1 | 365 | 10.1325 | 0.60864 | 10 | 0.74116
13085 | 7.905 | 1 | 365 | 8.9745 | 0.11051 | 9 | 0.085029
13088 | 6.12 | 1 | 365 | 6.948 | 0.98878 | 7 | 0.9368
13089 | 9.18 | 1 | 365 | 10.422 | 0.48318 | 10 | 0.90519
13143 | 6 | 1 | 365 | 6.8118 | 0.57724 | 7 | 0.38902
13172 | 12.75 | 1 | 365 | 14.475 | 0.72663 | 15 | 0.20166
13184 | 5.2 | 1 | 365 | 5.9035 | 0.83361 | 6 | 0.73715
13187 | 2.6 | 1 | 365 | 2.9518 | 0.9168 | 3 | 0.86857
13189 | 4.94 | 1 | 365 | 5.6084 | 0.94193 | 6 | 0.55029
13197 | 5.4 | 1 | 365 | 6.1306 | 0.51952 | 6 | 0.65011
13243 | 9.62 | 1 | 365 | 10.9215 | 0.99217 | 11 | 0.91372
13244 | 6.5 | 1 | 365 | 7.3794 | 0.29201 | 7 | 0.67143
13250 | 4.08 | 1 | 365 | 4.632 | 0.99252 | 5 | 0.62453
13256 | 16.83 | 1 | 365 | 19.107 | 0.71916 | 19 | 0.82619
13259 | 5.46 | 1 | 365 | 6.1987 | 0.72529 | 6 | 0.924
13263 | 4.59 | 1 | 365 | 5.211 | 0.74159 | 5 | 0.9526
13267 | 5.98 | 1 | 365 | 6.7891 | 0.50865 | 7 | 0.29772
13268 | 5.865 | 1 | 365 | 6.6585 | 0.11425 | 6 | 0.77276
13269 | 14.31 | 1 | 365 | 16.2461 | 0.076717 | 16 | 0.3228
13390 | 7.65 | 1 | 365 | 8.685 | 0.23598 | 8 | 0.921
12184 | 3.5 | 1 | 365 | 3.9735 | 0.00339 | 3 | 0.97693
12057 | 14.28 | 1 | 365 | 16.212 | 0.97383 | 17 | 0.18586
13631 | 4.335 | 1 | 365 | 4.9215 | 0.86706 | 5 | 0.78856
13635 | 3.75 | 1 | 365 | 4.2574 | 0.86078 | 5 | 0.11813
13639 | 8.415 | 1 | 365 | 9.5535 | 0.85958 | 10 | 0.41309
13641 | 9.18 | 1 | 365 | 10.422 | 0.48318 | 10 | 0.90519
13642 | 8.84 | 1 | 365 | 10.036 | 0.31713 | 10 | 0.35315
13648 | 4.42 | 1 | 365 | 5.018 | 0.15857 | 5 | 0.17658
13654 | 3.06 | 1 | 365 | 3.474 | 0.49439 | 3 | 0.9684
13657 | 8.16 | 1 | 365 | 9.264 | 0.98505 | 10 | 0.24906
13663 | 6.63 | 1 | 365 | 7.527 | 0.73785 | 8 | 0.26486
13669 | 11.73 | 1 | 365 | 13.317 | 0.2285 | 13 | 0.54553
13693 | 9.36 | 1 | 365 | 10.6264 | 0.10049 | 10 | 0.72686
13692 | 6.12 | 1 | 365 | 6.948 | 0.98878 | 7 | 0.9368
14376 | 4.16 | 1 | 365 | 4.7228 | 0.26689 | 4 | 0.98972
12738 | 6.5 | 1 | 365 | 7.3794 | 0.29201 | 7 | 0.67143
12742 | 3.12 | 1 | 365 | 3.5421 | 0.70016 | 4 | 0.24229
12751 | 8.16 | 1 | 365 | 9.264 | 0.98505 | 10 | 0.24906
12753 | 6.63 | 1 | 365 | 7.527 | 0.73785 | 8 | 0.26486
12755 | 7.8 | 1 | 365 | 8.8553 | 0.75041 | 9 | 0.60572
12758 | 3.12 | 1 | 365 | 3.5421 | 0.70016 | 4 | 0.24229
12763 | 8.58 | 1 | 365 | 9.7408 | 0.42545 | 10 | 0.16629
12774 | 9.36 | 1 | 365 | 10.6264 | 0.10049 | 10 | 0.72686
12776 | 5.2 | 1 | 365 | 5.9035 | 0.83361 | 6 | 0.73715
12793 | 6.12 | 1 | 365 | 6.948 | 0.98878 | 7 | 0.9368
12794 | 5.1 | 1 | 365 | 5.79 | 0.49065 | 6 | 0.28066
12796 | 9.435 | 1 | 365 | 10.7115 | 0.35771 | 11 | 0.069228
12824 | 8.415 | 1 | 365 | 9.5535 | 0.85958 | 10 | 0.41309
12826 | 7.8 | 1 | 365 | 8.8553 | 0.75041 | 9 | 0.60572
13700 | 5.355 | 1 | 365 | 6.0795 | 0.36519 | 6 | 0.4447
12831 | 7.65 | 1 | 365 | 8.685 | 0.23598 | 8 | 0.921
12844 | 5.46 | 1 | 365 | 6.1987 | 0.72529 | 6 | 0.924
14333 | 11.96 | 1 | 365 | 13.5781 | 0.017298 | 13 | 0.59544
12847 | 5.355 | 1 | 365 | 6.0795 | 0.36519 | 6 | 0.4447
14334 | 8.59 | 1 | 365 | 9.7522 | 0.45975 | 10 | 0.21194
12869 | 5.1 | 1 | 365 | 5.79 | 0.49065 | 6 | 0.28066
14427 | 6.725 | 1 | 365 | 7.6349 | 0.063657 | 7 | 0.69852
12883 | 5.355 | 1 | 365 | 6.0795 | 0.36519 | 6 | 0.4447
12889 | 5.2 | 1 | 365 | 5.9035 | 0.83361 | 6 | 0.73715
14664 | 6.725 | 1 | 365 | 7.6349 | 0.063657 | 7 | 0.69852
12891 | 4.16 | 1 | 365 | 4.7228 | 0.26689 | 4 | 0.98972
12892 | 5.2 | 1 | 365 | 5.9035 | 0.83361 | 6 | 0.73715
12895 | 8.84 | 1 | 365 | 10.036 | 0.31713 | 10 | 0.35315
14365 | 6.725 | 1 | 365 | 7.6349 | 0.063657 | 7 | 0.69852
14481 | 5.215 | 1 | 365 | 5.9206 | 0.88505 | 6 | 0.80562
12901 | 9.435 | 1 | 365 | 10.7115 | 0.35771 | 11 | 0.069228
12903 | 9.18 | 1 | 365 | 10.422 | 0.48318 | 10 | 0.90519
12907 | 7.905 | 1 | 365 | 8.9745 | 0.11051 | 9 | 0.085029
12910 | 4.68 | 1 | 365 | 5.3132 | 0.050247 | 5 | 0.36343
12914 | 5.98 | 1 | 365 | 6.7891 | 0.50865 | 7 | 0.29772
12915 | 9.36 | 1 | 365 | 10.6264 | 0.10049 | 10 | 0.72686
12924 | 5.72 | 1 | 365 | 6.4939 | 0.61697 | 7 | 0.11086
12927 | 9.18 | 1 | 365 | 10.422 | 0.48318 | 10 | 0.90519
12940 | 4.68 | 1 | 365 | 5.3132 | 0.050247 | 5 | 0.36343
12941 | 6.12 | 1 | 365 | 6.948 | 0.98878 | 7 | 0.9368
12943 | 9.88 | 1 | 365 | 11.2167 | 0.88386 | 12 | 0.10058
12945 | 7.02 | 1 | 365 | 7.9698 | 0.075371 | 8 | 0.045149
12948 | 5.1 | 1 | 365 | 5.79 | 0.49065 | 6 | 0.28066
12950 | 4.16 | 1 | 365 | 4.7228 | 0.26689 | 4 | 0.98972
12952 | 8.32 | 1 | 365 | 9.4457 | 0.53377 | 9 | 0.97944
13403 | 4.94 | 1 | 365 | 5.6084 | 0.94193 | 6 | 0.55029
13405 | 2.295 | 1 | 365 | 2.6055 | 0.87079 | 3 | 0.4763
13408 | 5.1 | 1 | 365 | 5.79 | 0.49065 | 6 | 0.28066
13413 | 8.32 | 1 | 365 | 9.4457 | 0.53377 | 9 | 0.97944
13414 | 5.2 | 1 | 365 | 5.9035 | 0.83361 | 6 | 0.73715
13491 | 4.94 | 1 | 365 | 5.6084 | 0.94193 | 6 | 0.55029
13495 | 6.24 | 1 | 365 | 7.0842 | 0.40033 | 7 | 0.48458
13497 | 9.62 | 1 | 365 | 10.9215 | 0.99217 | 11 | 0.91372
13500 | 6.5 | 1 | 365 | 7.3794 | 0.29201 | 7 | 0.67143
13507 | 8.32 | 1 | 365 | 9.4457 | 0.53377 | 9 | 0.97944
13508 | 9.36 | 1 | 365 | 10.6264 | 0.10049 | 10 | 0.72686
13511 | 2.55 | 1 | 365 | 2.895 | 0.74533 | 3 | 0.64033
13515 | 8.84 | 1 | 365 | 10.036 | 0.31713 | 10 | 0.35315
13517 | 4.94 | 1 | 365 | 5.6084 | 0.94193 | 6 | 0.55029
13516 | 5.46 | 1 | 365 | 6.1987 | 0.72529 | 6 | 0.924
13519 | 8.5 | 1 | 365 | 9.65 | 0.15109 | 9 | 0.80111
13521 | 7.65 | 1 | 365 | 8.685 | 0.23598 | 8 | 0.921
13523 | 3.64 | 1 | 365 | 4.1325 | 0.48353 | 4 | 0.616
13525 | 4.68 | 1 | 365 | 5.3132 | 0.050247 | 5 | 0.36343
13527 | 6.24 | 1 | 365 | 7.0842 | 0.40033 | 7 | 0.48458
13529 | 3.64 | 1 | 365 | 4.1325 | 0.48353 | 4 | 0.616
13530 | 5.46 | 1 | 365 | 6.1987 | 0.72529 | 6 | 0.924
13531 | 4.68 | 1 | 365 | 5.3132 | 0.050247 | 5 | 0.36343
13532 | 11.985 | 1 | 365 | 13.6065 | 0.10304 | 13 | 0.70956
13543 | 7.54 | 1 | 365 | 8.5601 | 0.85873 | 9 | 0.41886
13545 | 7.8 | 1 | 365 | 8.8553 | 0.75041 | 9 | 0.60572
13546 | 8.32 | 1 | 365 | 9.4457 | 0.53377 | 9 | 0.97944
13548 | 5.98 | 1 | 365 | 6.7891 | 0.50865 | 7 | 0.29772
13549 | 3.64 | 1 | 365 | 4.1325 | 0.48353 | 4 | 0.616
13551 | 6.24 | 1 | 365 | 7.0842 | 0.40033 | 7 | 0.48458
13553 | 4.42 | 1 | 365 | 5.018 | 0.15857 | 5 | 0.17658
13554 | 9.1 | 1 | 365 | 10.3312 | 0.20881 | 10 | 0.54001
13555 | 6.885 | 1 | 365 | 7.8165 | 0.61238 | 8 | 0.4289
13556 | 7.02 | 1 | 365 | 7.9698 | 0.075371 | 8 | 0.045149
13557 | 7.395 | 1 | 365 | 8.3955 | 0.36145 | 8 | 0.75696
13558 | 6.375 | 1 | 365 | 7.2375 | 0.86332 | 8 | 0.10083
13560 | 3.9 | 1 | 365 | 4.4277 | 0.37521 | 4 | 0.80286
13561 | 7.02 | 1 | 365 | 7.9698 | 0.075371 | 8 | 0.045149
14374 | 10.215 | 1 | 365 | 11.597 | 0.032751 | 11 | 0.6298
13562 | 5.72 | 1 | 365 | 6.4939 | 0.61697 | 7 | 0.11086
13563 | 6.76 | 1 | 365 | 7.6746 | 0.18369 | 7 | 0.85829
14586 | 4.47 | 1 | 365 | 5.0748 | 0.33004 | 5 | 0.40482
13568 | 9.69 | 1 | 365 | 11.001 | 0.23224 | 11 | 0.23326
14470 | 7.96 | 1 | 365 | 9.037 | 0.29914 | 9 | 0.33609
13575 | 5.67 | 1 | 365 | 6.4371 | 0.44549 | 6 | 0.88262
14389 | 4.47 | 1 | 365 | 5.0748 | 0.33004 | 5 | 0.40482
13580 | 5.72 | 1 | 365 | 6.4939 | 0.61697 | 7 | 0.11086
13581 | 8.16 | 1 | 365 | 9.264 | 0.98505 | 10 | 0.24906
14453 | 2.98 | 1 | 365 | 3.3832 | 0.22003 | 3 | 0.60321
13577 | 6.12 | 1 | 365 | 6.948 | 0.98878 | 7 | 0.9368
14362 | 3.47 | 1 | 365 | 3.9395 | 0.9005 | 4 | 0.83998
14588 | 8.96 | 1 | 365 | 10.1723 | 0.72868 | 10 | 0.90093
12140 | 5.75 | 1 | 365 | 6.528 | 0.71985 | 7 | 0.24781
14593 | 6.47 | 1 | 365 | 7.3454 | 0.18912 | 7 | 0.53449
12165 | 107.52 | 0.9 | 365 | 109.8603 | 0.86973 | 110 | 0.73005
14581 | 5.47 | 1 | 365 | 6.2101 | 0.75958 | 6 | 0.96965
12285 | 7.25 | 1 | 365 | 8.2309 | 0.86416 | 9 | 0.095061
14587 | 7.96 | 1 | 365 | 9.037 | 0.29914 | 9 | 0.33609
11727 | 17.36 | 1 | 365 | 19.7087 | 0.53681 | 20 | 0.24555
12083 | 3.57 | 1 | 365 | 4.053 | 0.24346 | 4 | 0.29646
14443 | 11.96 | 1 | 365 | 13.5781 | 0.017298 | 13 | 0.59544
12072 | 4.335 | 1 | 365 | 4.9215 | 0.86706 | 5 | 0.78856
14570 | 8.47 | 1 | 365 | 9.616 | 0.048204 | 9 | 0.66416
14564 | 8.96 | 1 | 365 | 10.1723 | 0.72868 | 10 | 0.90093
11999 | 6.12 | 1 | 365 | 6.948 | 0.98878 | 7 | 0.9368
14567 | 6.725 | 1 | 365 | 7.6349 | 0.063657 | 7 | 0.69852
12044 | 4.845 | 1 | 365 | 5.5005 | 0.61612 | 6 | 0.11663
12032 | 4.41 | 1 | 365 | 5.0067 | 0.12427 | 5 | 0.13093
14549 | 8.47 | 1 | 365 | 9.616 | 0.048204 | 9 | 0.66416
12039 | 8.16 | 1 | 365 | 9.264 | 0.98505 | 10 | 0.24906
12171 | 6.885 | 1 | 365 | 7.8165 | 0.61238 | 8 | 0.4289
14556 | 8.705 | 1 | 365 | 9.8828 | 0.85415 | 10 | 0.7369
12177 | 7.35 | 1 | 365 | 8.3444 | 0.20712 | 8 | 0.55154
12182 | 9.18 | 1 | 365 | 10.422 | 0.48318 | 10 | 0.90519
14651 | 6.215 | 1 | 365 | 7.0559 | 0.31459 | 7 | 0.37046
12108 | 8.415 | 1 | 365 | 9.5535 | 0.85958 | 10 | 0.41309
14523 | 3.235 | 1 | 365 | 3.6727 | 0.094562 | 3 | 0.76724
14645 | 11.705 | 1 | 365 | 13.2886 | 0.14277 | 13 | 0.43141
14434 | 11.96 | 1 | 365 | 13.5781 | 0.017298 | 13 | 0.59544
14627 | 6.38 | 1 | 365 | 7.2432 | 0.88047 | 8 | 0.12365
14607 | 3.315 | 1 | 365 | 3.7635 | 0.36893 | 4 | 0.13243
14724 | 5.98 | 1 | 365 | 6.7891 | 0.50865 | 7 | 0.29772
14621 | 7.47 | 1 | 365 | 8.4807 | 0.61866 | 9 | 0.099325
14538 | 5.215 | 1 | 365 | 5.9206 | 0.88505 | 6 | 0.80562
14609 | 5.47 | 1 | 365 | 6.2101 | 0.75958 | 6 | 0.96965
14543 | 3.47 | 1 | 365 | 3.9395 | 0.9005 | 4 | 0.83998
14557 | 5.645 | 1 | 365 | 6.4087 | 0.35975 | 6 | 0.7685
14592 | 9.96 | 1 | 365 | 11.3075 | 0.15822 | 11 | 0.46577
14711 | 5.725 | 1 | 365 | 6.4996 | 0.63412 | 7 | 0.13369
12062 | 5.5 | 1 | 365 | 6.2441 | 0.86247 | 7 | 0.1066
12074 | 8.085 | 1 | 365 | 9.1789 | 0.72783 | 9 | 0.9067
12035 | 8.925 | 1 | 365 | 10.1325 | 0.60864 | 10 | 0.74116
12069 | 3.57 | 1 | 365 | 4.053 | 0.24346 | 4 | 0.29646
12051 | 7.14 | 1 | 365 | 8.106 | 0.48692 | 8 | 0.59293
12040 | 5.1 | 1 | 365 | 5.79 | 0.49065 | 6 | 0.28066
12113 | 9.945 | 1 | 365 | 11.2905 | 0.10678 | 11 | 0.39729
12012 | 6.63 | 1 | 365 | 7.527 | 0.73785 | 8 | 0.26486
12194 | 1.96 | 1 | 365 | 2.2252 | 0.7219 | 2 | 0.94708
12130 | 6.63 | 1 | 365 | 7.527 | 0.73785 | 8 | 0.26486
12186 | 8.925 | 1 | 365 | 10.1325 | 0.60864 | 10 | 0.74116
12132 | 9.69 | 1 | 365 | 11.001 | 0.23224 | 11 | 0.23326
12124 | 6.63 | 1 | 365 | 7.527 | 0.73785 | 8 | 0.26486
12205 | 4.5 | 1 | 365 | 5.1088 | 0.43293 | 5 | 0.54176
12217 | 5.1 | 1 | 365 | 5.79 | 0.49065 | 6 | 0.28066
14706 | 9.96 | 1 | 365 | 11.3075 | 0.15822 | 11 | 0.46577
12221 | 6.125 | 1 | 365 | 6.9537 | 0.0059325 | 6 | 0.95962
12214 | 6.885 | 1 | 365 | 7.8165 | 0.61238 | 8 | 0.4289
14708 | 4.235 | 1 | 365 | 4.808 | 0.5241 | 5 | 0.33208
12081 | 7.905 | 1 | 365 | 8.9745 | 0.11051 | 9 | 0.085029
14702 | 5.215 | 1 | 365 | 5.9206 | 0.88505 | 6 | 0.80562
12216 | 7.65 | 1 | 365 | 8.685 | 0.23598 | 8 | 0.921
14935 | 11.79 | 1 | 365 | 13.3851 | 0.43428 | 13 | 0.81942
12224 | 5.355 | 1 | 365 | 6.0795 | 0.36519 | 6 | 0.4447
12138 | 3.825 | 1 | 365 | 4.3425 | 0.11799 | 4 | 0.4605
15003 | 8.47 | 1 | 365 | 9.616 | 0.048204 | 9 | 0.66416
12256 | 4.59 | 1 | 365 | 5.211 | 0.74159 | 5 | 0.9526
12114 | 5 | 1 | 365 | 5.6765 | 0.1477 | 5 | 0.82418
14989 | 9.96 | 1 | 365 | 11.3075 | 0.15822 | 11 | 0.46577
12250 | 7.395 | 1 | 365 | 8.3955 | 0.36145 | 8 | 0.75696
14983 | 6.47 | 1 | 365 | 7.3454 | 0.18912 | 7 | 0.53449
12218 | 5.61 | 1 | 365 | 6.369 | 0.23972 | 6 | 0.60873
12235 | 4.335 | 1 | 365 | 4.9215 | 0.86706 | 5 | 0.78856
14985 | 10.215 | 1 | 365 | 11.597 | 0.032751 | 11 | 0.6298
12245 | 5.865 | 1 | 365 | 6.6585 | 0.11425 | 6 | 0.77276
14760 | 9.96 | 1 | 365 | 11.3075 | 0.15822 | 11 | 0.46577
12244 | 5.355 | 1 | 365 | 6.0795 | 0.36519 | 6 | 0.4447
14988 | 9.96 | 1 | 365 | 11.3075 | 0.15822 | 11 | 0.46577
12231 | 3.675 | 1 | 365 | 4.1722 | 0.60356 | 4 | 0.77577
12227 | 6.885 | 1 | 365 | 7.8165 | 0.61238 | 8 | 0.4289
14959 | 11.96 | 1 | 365 | 13.5781 | 0.017298 | 13 | 0.59544
12228 | 9.69 | 1 | 365 | 11.001 | 0.23224 | 11 | 0.23326
12334 | 6.885 | 1 | 365 | 7.8165 | 0.61238 | 8 | 0.4289
12126 | 2.805 | 1 | 365 | 3.1845 | 0.61986 | 3 | 0.80436
12207 | 6.375 | 1 | 365 | 7.2375 | 0.86332 | 8 | 0.10083
12352 | 9.555 | 1 | 365 | 10.8478 | 0.76925 | 11 | 0.61701
12243 | 8.16 | 1 | 365 | 9.264 | 0.98505 | 10 | 0.24906
12201 | 4.59 | 1 | 365 | 5.211 | 0.74159 | 5 | 0.9526
12358 | 6.12 | 1 | 365 | 6.948 | 0.98878 | 7 | 0.9368
12097 | 9.31 | 1 | 365 | 10.5696 | 0.92902 | 11 | 0.49862
12363 | 2.295 | 1 | 365 | 2.6055 | 0.87079 | 3 | 0.4763
12191 | 6.12 | 1 | 365 | 6.948 | 0.98878 | 7 | 0.9368
12295 | 7.905 | 1 | 365 | 8.9745 | 0.11051 | 9 | 0.085029
12347 | 8.16 | 1 | 365 | 9.264 | 0.98505 | 10 | 0.24906
12222 | 9.435 | 1 | 365 | 10.7115 | 0.35771 | 11 | 0.069228
12342 | 4.59 | 1 | 365 | 5.211 | 0.74159 | 5 | 0.9526
12343 | 3.315 | 1 | 365 | 3.7635 | 0.36893 | 4 | 0.13243
12199 | 3.92 | 1 | 365 | 4.4504 | 0.4438 | 4 | 0.89416
12472 | 2.8 | 1 | 365 | 3.1788 | 0.60271 | 3 | 0.78154
12786 | 3.57 | 1 | 365 | 4.053 | 0.24346 | 4 | 0.29646
12470 | 7.83 | 1 | 365 | 8.8894 | 0.8533 | 9 | 0.74267
12486 | 3.825 | 1 | 365 | 4.3425 | 0.11799 | 4 | 0.4605
12783 | 8.16 | 1 | 365 | 9.264 | 0.98505 | 10 | 0.24906
12785 | 4.59 | 1 | 365 | 5.211 | 0.74159 | 5 | 0.9526
12489 | 7.905 | 1 | 365 | 8.9745 | 0.11051 | 9 | 0.085029
12782 | 8.16 | 1 | 365 | 9.264 | 0.98505 | 10 | 0.24906
12478 | 4.165 | 1 | 365 | 4.7285 | 0.28403 | 5 | 0.012542
12799 | 2.205 | 1 | 365 | 2.5033 | 0.56214 | 3 | 0.065463
12784 | 4.335 | 1 | 365 | 4.9215 | 0.86706 | 5 | 0.78856
12501 | 2.04 | 1 | 365 | 2.316 | 0.99626 | 3 | 0.31227
12848 | 6.12 | 1 | 365 | 6.948 | 0.98878 | 7 | 0.9368
12842 | 9.69 | 1 | 365 | 11.001 | 0.23224 | 11 | 0.23326
12306 | 5.1 | 1 | 365 | 5.79 | 0.49065 | 6 | 0.28066
12836 | 5.865 | 1 | 365 | 6.6585 | 0.11425 | 6 | 0.77276
12839 | 7.395 | 1 | 365 | 8.3955 | 0.36145 | 8 | 0.75696
12198 | 4.59 | 1 | 365 | 5.211 | 0.74159 | 5 | 0.9526
12853 | 7.14 | 1 | 365 | 8.106 | 0.48692 | 8 | 0.59293
12833 | 4.75 | 1 | 365 | 5.3927 | 0.29031 | 5 | 0.68297
12481 | 3.315 | 1 | 365 | 3.7635 | 0.36893 | 4 | 0.13243
12828 | 4.655 | 1 | 365 | 5.2848 | 0.96451 | 6 | 0.24931
12808 | 7.65 | 1 | 365 | 8.685 | 0.23598 | 8 | 0.921
12511 | 8.415 | 1 | 365 | 9.5535 | 0.85958 | 10 | 0.41309
12807 | 3.315 | 1 | 365 | 3.7635 | 0.36893 | 4 | 0.13243
12525 | 7.14 | 1 | 365 | 8.106 | 0.48692 | 8 | 0.59293
12805 | 6.885 | 1 | 365 | 7.8165 | 0.61238 | 8 | 0.4289
12803 | 3.315 | 1 | 365 | 3.7635 | 0.36893 | 4 | 0.13243
12517 | 5.865 | 1 | 365 | 6.6585 | 0.11425 | 6 | 0.77276
12861 | 3.57 | 1 | 365 | 4.053 | 0.24346 | 4 | 0.29646
12523 | 6.63 | 1 | 365 | 7.527 | 0.73785 | 8 | 0.26486
12855 | 8.67 | 1 | 365 | 9.843 | 0.73411 | 10 | 0.57713
12862 | 5.865 | 1 | 365 | 6.6585 | 0.11425 | 6 | 0.77276
12522 | 6.375 | 1 | 365 | 7.2375 | 0.86332 | 8 | 0.10083
12859 | 7.905 | 1 | 365 | 8.9745 | 0.11051 | 9 | 0.085029
12508 | 3.57 | 1 | 365 | 4.053 | 0.24346 | 4 | 0.29646
12857 | 6.12 | 1 | 365 | 6.948 | 0.98878 | 7 | 0.9368
12878 | 3.43 | 1 | 365 | 3.8941 | 0.76332 | 4 | 0.65739
12519 | 2.805 | 1 | 365 | 3.1845 | 0.61986 | 3 | 0.80436
12877 | 4.41 | 1 | 365 | 5.0067 | 0.12427 | 5 | 0.13093
12880 | 6.12 | 1 | 365 | 6.948 | 0.98878 | 7 | 0.9368
12498 | 4 | 1 | 365 | 4.5412 | 0.71816 | 5 | 0.25934
12874 | 4.08 | 1 | 365 | 4.632 | 0.99252 | 5 | 0.62453
12879 | 7.905 | 1 | 365 | 8.9745 | 0.11051 | 9 | 0.085029
12875 | 5.865 | 1 | 365 | 6.6585 | 0.11425 | 6 | 0.77276
12515 | 7.395 | 1 | 365 | 8.3955 | 0.36145 | 8 | 0.75696
12876 | 3.315 | 1 | 365 | 3.7635 | 0.36893 | 4 | 0.13243
12535 | 3.92 | 1 | 365 | 4.4504 | 0.4438 | 4 | 0.89416
12872 | 7.905 | 1 | 365 | 8.9745 | 0.11051 | 9 | 0.085029
12873 | 7.75 | 1 | 365 | 8.7985 | 0.57893 | 9 | 0.37748
12886 | 7.65 | 1 | 365 | 8.685 | 0.23598 | 8 | 0.921
12893 | 7.65 | 1 | 365 | 8.685 | 0.23598 | 8 | 0.921
12908 | 0.75 | 1 | 365 | 0.85147 | 0.57215 | 1 | 0.42363
14752 | 6.725 | 1 | 365 | 7.6349 | 0.063657 | 7 | 0.69852
14747 | 7.365 | 1 | 365 | 8.3615 | 0.25856 | 8 | 0.62002
12537 | 6.86 | 1 | 365 | 7.7881 | 0.52664 | 8 | 0.31477
12536 | 5.865 | 1 | 365 | 6.6585 | 0.11425 | 6 | 0.77276
12539 | 7.395 | 1 | 365 | 8.3955 | 0.36145 | 8 | 0.75696
12533 | 6.885 | 1 | 365 | 7.8165 | 0.61238 | 8 | 0.4289
12420 | 6.12 | 1 | 365 | 6.948 | 0.98878 | 7 | 0.9368
12590 | 4.08 | 1 | 365 | 4.632 | 0.99252 | 5 | 0.62453
12584 | 6.63 | 1 | 365 | 7.527 | 0.73785 | 8 | 0.26486
12606 | 3.315 | 1 | 365 | 3.7635 | 0.36893 | 4 | 0.13243
12607 | 4 | 1 | 365 | 4.5412 | 0.71816 | 5 | 0.25934
12593 | 4.845 | 1 | 365 | 5.5005 | 0.61612 | 6 | 0.11663
12585 | 5.355 | 1 | 365 | 6.0795 | 0.36519 | 6 | 0.4447
12583 | 6.63 | 1 | 365 | 7.527 | 0.73785 | 8 | 0.26486
12605 | 8.925 | 1 | 365 | 10.1325 | 0.60864 | 10 | 0.74116
12615 | 8.16 | 1 | 365 | 9.264 | 0.98505 | 10 | 0.24906
12613 | 5.355 | 1 | 365 | 6.0795 | 0.36519 | 6 | 0.4447
12618 | 3.675 | 1 | 365 | 4.1722 | 0.60356 | 4 | 0.77577
12614 | 2.805 | 1 | 365 | 3.1845 | 0.61986 | 3 | 0.80436
12608 | 8.16 | 1 | 365 | 9.264 | 0.98505 | 10 | 0.24906
12616 | 6.63 | 1 | 365 | 7.527 | 0.73785 | 8 | 0.26486
12619 | 8.925 | 1 | 365 | 10.1325 | 0.60864 | 10 | 0.74116
12612 | 6.63 | 1 | 365 | 7.527 | 0.73785 | 8 | 0.26486
12531 | 5.1 | 1 | 365 | 5.79 | 0.49065 | 6 | 0.28066
12534 | 8.16 | 1 | 365 | 9.264 | 0.98505 | 10 | 0.24906
12673 | 66 | 0.9 | 365 | 67.4366 | 0.71468 | 68 | 0.15126
12687 | 3.315 | 1 | 365 | 3.7635 | 0.36893 | 4 | 0.13243
12677 | 5.1 | 1 | 365 | 5.79 | 0.49065 | 6 | 0.28066
12679 | 5.355 | 1 | 365 | 6.0795 | 0.36519 | 6 | 0.4447
12681 | 7.905 | 1 | 365 | 8.9745 | 0.11051 | 9 | 0.085029
12683 | 8.67 | 1 | 365 | 9.843 | 0.73411 | 10 | 0.57713
12690 | 4.335 | 1 | 365 | 4.9215 | 0.86706 | 5 | 0.78856
12702 | 4.59 | 1 | 365 | 5.211 | 0.74159 | 5 | 0.9526
12723 | 8.925 | 1 | 365 | 10.1325 | 0.60864 | 10 | 0.74116
12694 | 6.86 | 1 | 365 | 7.7881 | 0.52664 | 8 | 0.31477
12725 | 8.16 | 1 | 365 | 9.264 | 0.98505 | 10 | 0.24906
12713 | 5.865 | 1 | 365 | 6.6585 | 0.11425 | 6 | 0.77276
12747 | 5.1 | 1 | 365 | 5.79 | 0.49065 | 6 | 0.28066
12719 | 6.63 | 1 | 365 | 7.527 | 0.73785 | 8 | 0.26486
12715 | 2.45 | 1 | 365 | 2.7815 | 0.40237 | 3 | 0.18385
12746 | 8.925 | 1 | 365 | 10.1325 | 0.60864 | 10 | 0.74116
12744 | 8.415 | 1 | 365 | 9.5535 | 0.85958 | 10 | 0.41309
12737 | 5.61 | 1 | 365 | 6.369 | 0.23972 | 6 | 0.60873
12813 | 7.2 | 1 | 365 | 8.1741 | 0.69269 | 8 | 0.86682
12599 | 6.375 | 1 | 365 | 7.2375 | 0.86332 | 8 | 0.10083
12754 | 5.355 | 1 | 365 | 6.0795 | 0.36519 | 6 | 0.4447
12759 | 2.25 | 1 | 365 | 2.5544 | 0.71646 | 3 | 0.27088
12801 | 4.335 | 1 | 365 | 4.9215 | 0.86706 | 5 | 0.78856
12787 | 5.1 | 1 | 365 | 5.79 | 0.49065 | 6 | 0.28066
12781 | 5.88 | 1 | 365 | 6.6755 | 0.1657 | 6 | 0.84124
14979 | 4.675 | 1 | 365 | 5.3075 | 0.033099 | 5 | 0.34061
14971 | 8.25 | 1 | 365 | 9.3662 | 0.29371 | 9 | 0.6599
14911 | 6.725 | 1 | 365 | 7.6349 | 0.063657 | 7 | 0.69852
14748 | 8.47 | 1 | 365 | 9.616 | 0.048204 | 9 | 0.66416
15107 | 5.215 | 1 | 365 | 5.9206 | 0.88505 | 6 | 0.80562
14965 | 8.67 | 1 | 365 | 9.843 | 0.73411 | 10 | 0.57713
12104 | 4.68 | 1 | 365 | 5.3132 | 0.050247 | 5 | 0.36343
72 | 2526.59 | 0.7 | 365 | 2007.8993 | 0.52903 | 2008 | 0.42829
12377 | 3.64 | 1 | 365 | 4.1325 | 0.48353 | 4 | 0.616
12380 | 6.12 | 1 | 365 | 6.948 | 0.98878 | 7 | 0.9368
12433 | 3.06 | 1 | 365 | 3.474 | 0.49439 | 3 | 0.9684
12832 | 5.61 | 1 | 365 | 6.369 | 0.23972 | 6 | 0.60873
11331 | 8.8 | 1 | 365 | 9.9906 | 0.17995 | 10 | 0.17056
11295 | 42.56 | 0.9 | 365 | 43.4864 | 0.3651 | 43 | 0.85148
13707 | 2.295 | 1 | 365 | 2.6055 | 0.87079 | 3 | 0.4763
13706 | 5.98 | 1 | 365 | 6.7891 | 0.50865 | 7 | 0.29772
13702 | 8.32 | 1 | 365 | 9.4457 | 0.53377 | 9 | 0.97944
13697 | 4.68 | 1 | 365 | 5.3132 | 0.050247 | 5 | 0.36343
13695 | 8.415 | 1 | 365 | 9.5535 | 0.85958 | 10 | 0.41309
13694 | 7.54 | 1 | 365 | 8.5601 | 0.85873 | 9 | 0.41886
13689 | 7.02 | 1 | 365 | 7.9698 | 0.075371 | 8 | 0.045149
13685 | 5.46 | 1 | 365 | 6.1987 | 0.72529 | 6 | 0.924
13688 | 2.34 | 1 | 365 | 2.6566 | 0.025124 | 2 | 0.68172
13681 | 13.78 | 1 | 365 | 15.6444 | 0.25906 | 15 | 0.90344
13680 | 13.005 | 1 | 365 | 14.7645 | 0.60117 | 15 | 0.36569
13678 | 11.96 | 1 | 365 | 13.5781 | 0.017298 | 13 | 0.59544
13675 | 10.14 | 1 | 365 | 11.5119 | 0.77554 | 12 | 0.28744
13679 | 14.82 | 1 | 365 | 16.8251 | 0.82578 | 17 | 0.65087
13672 | 8.84 | 1 | 365 | 10.036 | 0.31713 | 10 | 0.35315
13673 | 5.2 | 1 | 365 | 5.9035 | 0.83361 | 6 | 0.73715
13671 | 6.5 | 1 | 365 | 7.3794 | 0.29201 | 7 | 0.67143
13662 | 10.92 | 1 | 365 | 12.3974 | 0.45058 | 12 | 0.84801
13658 | 3.9 | 1 | 365 | 4.4277 | 0.37521 | 4 | 0.80286
14318 | 13.005 | 1 | 365 | 14.7645 | 0.60117 | 15 | 0.36569
13651 | 3.57 | 1 | 365 | 4.053 | 0.24346 | 4 | 0.29646
13646 | 6.76 | 1 | 365 | 7.6746 | 0.18369 | 7 | 0.85829
13638 | 7.28 | 1 | 365 | 8.265 | 0.96705 | 9 | 0.23201
13636 | 6.24 | 1 | 365 | 7.0842 | 0.40033 | 7 | 0.48458
13630 | 10.14 | 1 | 365 | 11.5119 | 0.77554 | 12 | 0.28744
13626 | 8.32 | 1 | 365 | 9.4457 | 0.53377 | 9 | 0.97944
13399 | 7.8 | 1 | 365 | 8.8553 | 0.75041 | 9 | 0.60572
13398 | 6.76 | 1 | 365 | 7.6746 | 0.18369 | 7 | 0.85829
13394 | 6.24 | 1 | 365 | 7.0842 | 0.40033 | 7 | 0.48458
13393 | 10.14 | 1 | 365 | 11.5119 | 0.77554 | 12 | 0.28744
13391 | 9.88 | 1 | 365 | 11.2167 | 0.88386 | 12 | 0.10058
13387 | 3.315 | 1 | 365 | 3.7635 | 0.36893 | 4 | 0.13243
13383 | 8.32 | 1 | 365 | 9.4457 | 0.53377 | 9 | 0.97944
13307 | 7.02 | 1 | 365 | 7.9698 | 0.075371 | 8 | 0.045149
13306 | 4.94 | 1 | 365 | 5.6084 | 0.94193 | 6 | 0.55029
13304 | 3.9 | 1 | 365 | 4.4277 | 0.37521 | 4 | 0.80286
13302 | 4.42 | 1 | 365 | 5.018 | 0.15857 | 5 | 0.17658
13301 | 5.46 | 1 | 365 | 6.1987 | 0.72529 | 6 | 0.924
13300 | 3.06 | 1 | 365 | 3.474 | 0.49439 | 3 | 0.9684
13299 | 9.36 | 1 | 365 | 10.6264 | 0.10049 | 10 | 0.72686
13297 | 8.32 | 1 | 365 | 9.4457 | 0.53377 | 9 | 0.97944
13264 | 6.5 | 1 | 365 | 7.3794 | 0.29201 | 7 | 0.67143
13262 | 12.455 | 1 | 365 | 14.1401 | 0.71492 | 14 | 0.85503
13260 | 4.16 | 1 | 365 | 4.7228 | 0.26689 | 4 | 0.98972
13258 | 7.54 | 1 | 365 | 8.5601 | 0.85873 | 9 | 0.41886
13257 | 5.72 | 1 | 365 | 6.4939 | 0.61697 | 7 | 0.11086
13253 | 9.62 | 1 | 365 | 10.9215 | 0.99217 | 11 | 0.91372
13252 | 7.54 | 1 | 365 | 8.5601 | 0.85873 | 9 | 0.41886
13251 | 9.62 | 1 | 365 | 10.9215 | 0.99217 | 11 | 0.91372
13248 | 7.54 | 1 | 365 | 8.5601 | 0.85873 | 9 | 0.41886
13247 | 4.68 | 1 | 365 | 5.3132 | 0.050247 | 5 | 0.36343
13246 | 10.4 | 1 | 365 | 11.8071 | 0.66722 | 12 | 0.47429
13198 | 6.24 | 1 | 365 | 7.0842 | 0.40033 | 7 | 0.48458
13196 | 6.24 | 1 | 365 | 7.0842 | 0.40033 | 7 | 0.48458
13195 | 3.38 | 1 | 365 | 3.8373 | 0.59185 | 4 | 0.42915
13192 | 8.84 | 1 | 365 | 10.036 | 0.31713 | 10 | 0.35315
13190 | 5.2 | 1 | 365 | 5.9035 | 0.83361 | 6 | 0.73715
13176 | 3.9 | 1 | 365 | 4.4277 | 0.37521 | 4 | 0.80286
13175 | 9.945 | 1 | 365 | 11.2905 | 0.10678 | 11 | 0.39729
13174 | 5.46 | 1 | 365 | 6.1987 | 0.72529 | 6 | 0.924
13173 | 10.92 | 1 | 365 | 12.3974 | 0.45058 | 12 | 0.84801
13171 | 5.355 | 1 | 365 | 6.0795 | 0.36519 | 6 | 0.4447
13170 | 8.32 | 1 | 365 | 9.4457 | 0.53377 | 9 | 0.97944
13168 | 7.02 | 1 | 365 | 7.9698 | 0.075371 | 8 | 0.045149
13169 | 6.5 | 1 | 365 | 7.3794 | 0.29201 | 7 | 0.67143
13161 | 7.54 | 1 | 365 | 8.5601 | 0.85873 | 9 | 0.41886
13152 | 13.52 | 1 | 365 | 15.3492 | 0.36738 | 15 | 0.71658
13150 | 11.7 | 1 | 365 | 13.283 | 0.12562 | 13 | 0.40858
13146 | 6.24 | 1 | 365 | 7.0842 | 0.40033 | 7 | 0.48458
13144 | 8.84 | 1 | 365 | 10.036 | 0.31713 | 10 | 0.35315
13139 | 2.86 | 1 | 365 | 3.2469 | 0.80848 | 4 | 0.055431
13136 | 7.8 | 1 | 365 | 8.8553 | 0.75041 | 9 | 0.60572
13129 | 4.94 | 1 | 365 | 5.6084 | 0.94193 | 6 | 0.55029
13130 | 11.44 | 1 | 365 | 12.9878 | 0.23394 | 13 | 0.22172
13127 | 8.84 | 1 | 365 | 10.036 | 0.31713 | 10 | 0.35315
13125 | 4.16 | 1 | 365 | 4.7228 | 0.26689 | 4 | 0.98972
13111 | 5.2 | 1 | 365 | 5.9035 | 0.83361 | 6 | 0.73715
13109 | 2.805 | 1 | 365 | 3.1845 | 0.61986 | 3 | 0.80436
13104 | 6.24 | 1 | 365 | 7.0842 | 0.40033 | 7 | 0.48458
13100 | 6.24 | 1 | 365 | 7.0842 | 0.40033 | 7 | 0.48458
13099 | 5.98 | 1 | 365 | 6.7891 | 0.50865 | 7 | 0.29772
13096 | 8.58 | 1 | 365 | 9.7408 | 0.42545 | 10 | 0.16629
13095 | 11.7 | 1 | 365 | 13.283 | 0.12562 | 13 | 0.40858
13092 | 6.63 | 1 | 365 | 7.527 | 0.73785 | 8 | 0.26486
13087 | 3.825 | 1 | 365 | 4.3425 | 0.11799 | 4 | 0.4605
13083 | 5.1 | 1 | 365 | 5.79 | 0.49065 | 6 | 0.28066
13080 | 5.46 | 1 | 365 | 6.1987 | 0.72529 | 6 | 0.924
13044 | 10.4 | 1 | 365 | 11.8071 | 0.66722 | 12 | 0.47429
13043 | 5.2 | 1 | 365 | 5.9035 | 0.83361 | 6 | 0.73715
13041 | 6.5 | 1 | 365 | 7.3794 | 0.29201 | 7 | 0.67143
13040 | 10.92 | 1 | 365 | 12.3974 | 0.45058 | 12 | 0.84801
13036 | 5.46 | 1 | 365 | 6.1987 | 0.72529 | 6 | 0.924
13034 | 3.06 | 1 | 365 | 3.474 | 0.49439 | 3 | 0.9684
13030 | 4.68 | 1 | 365 | 5.3132 | 0.050247 | 5 | 0.36343
13009 | 11.475 | 1 | 365 | 13.0275 | 0.35397 | 13 | 0.38149
13007 | 10.14 | 1 | 365 | 11.5119 | 0.77554 | 12 | 0.28744
13004 | 11.475 | 1 | 365 | 13.0275 | 0.35397 | 13 | 0.38149
13002 | 6.76 | 1 | 365 | 7.6746 | 0.18369 | 7 | 0.85829
12981 | 10.4 | 1 | 365 | 11.8071 | 0.66722 | 12 | 0.47429
12980 | 3.5 | 1 | 365 | 3.9735 | 0.00339 | 3 | 0.97693
12958 | 5.98 | 1 | 365 | 6.7891 | 0.50865 | 7 | 0.29772
12956 | 4.59 | 1 | 365 | 5.211 | 0.74159 | 5 | 0.9526
12733 | 10.14 | 1 | 365 | 11.5119 | 0.77554 | 12 | 0.28744
12730 | 9.275 | 1 | 365 | 10.5299 | 0.80898 | 11 | 0.33885
12714 | 7.8 | 1 | 365 | 8.8553 | 0.75041 | 9 | 0.60572
12707 | 4.42 | 1 | 365 | 5.018 | 0.15857 | 5 | 0.17658
12700 | 7.28 | 1 | 365 | 8.265 | 0.96705 | 9 | 0.23201
12693 | 5.72 | 1 | 365 | 6.4939 | 0.61697 | 7 | 0.11086
12664 | 2.55 | 1 | 365 | 2.895 | 0.74533 | 3 | 0.64033
12658 | 8.84 | 1 | 365 | 10.036 | 0.31713 | 10 | 0.35315
12656 | 4.42 | 1 | 365 | 5.018 | 0.15857 | 5 | 0.17658
12655 | 15.045 | 1 | 365 | 17.0805 | 0.59743 | 17 | 0.67796
12654 | 8.84 | 1 | 365 | 10.036 | 0.31713 | 10 | 0.35315
12652 | 3.5 | 1 | 365 | 3.9735 | 0.00339 | 3 | 0.97693
12653 | 6.5 | 1 | 365 | 7.3794 | 0.29201 | 7 | 0.67143
12648 | 3.825 | 1 | 365 | 4.3425 | 0.11799 | 4 | 0.4605
12647 | 16.38 | 1 | 365 | 18.5961 | 0.17587 | 18 | 0.77201
12644 | 9.36 | 1 | 365 | 10.6264 | 0.10049 | 10 | 0.72686
12639 | 8.32 | 1 | 365 | 9.4457 | 0.53377 | 9 | 0.97944
12638 | 7.28 | 1 | 365 | 8.265 | 0.96705 | 9 | 0.23201
12637 | 10.14 | 1 | 365 | 11.5119 | 0.77554 | 12 | 0.28744
12566 | 3.06 | 1 | 365 | 3.474 | 0.49439 | 3 | 0.9684
12564 | 4.94 | 1 | 365 | 5.6084 | 0.94193 | 6 | 0.55029
12562 | 6.24 | 1 | 365 | 7.0842 | 0.40033 | 7 | 0.48458
12561 | 7.8 | 1 | 365 | 8.8553 | 0.75041 | 9 | 0.60572
12557 | 4.77 | 1 | 365 | 5.4154 | 0.35891 | 5 | 0.77427
12558 | 9.36 | 1 | 365 | 10.6264 | 0.10049 | 10 | 0.72686
12556 | 5.2 | 1 | 365 | 5.9035 | 0.83361 | 6 | 0.73715
12555 | 3.825 | 1 | 365 | 4.3425 | 0.11799 | 4 | 0.4605
12548 | 13.26 | 1 | 365 | 15.054 | 0.4757 | 15 | 0.52973
12549 | 11.7 | 1 | 365 | 13.283 | 0.12562 | 13 | 0.40858
12546 | 6.76 | 1 | 365 | 7.6746 | 0.18369 | 7 | 0.85829
12545 | 9.62 | 1 | 365 | 10.9215 | 0.99217 | 11 | 0.91372
12544 | 2.55 | 1 | 365 | 2.895 | 0.74533 | 3 | 0.64033
12541 | 2 | 1 | 365 | 2.2706 | 0.85908 | 3 | 0.12967
12540 | 5.46 | 1 | 365 | 6.1987 | 0.72529 | 6 | 0.924
12509 | 10.14 | 1 | 365 | 11.5119 | 0.77554 | 12 | 0.28744
12506 | 4.94 | 1 | 365 | 5.6084 | 0.94193 | 6 | 0.55029
12502 | 7.8 | 1 | 365 | 8.8553 | 0.75041 | 9 | 0.60572
12497 | 2.86 | 1 | 365 | 3.2469 | 0.80848 | 4 | 0.055431
12494 | 3.9 | 1 | 365 | 4.4277 | 0.37521 | 4 | 0.80286
12490 | 7.28 | 1 | 365 | 8.265 | 0.96705 | 9 | 0.23201
12488 | 4.16 | 1 | 365 | 4.7228 | 0.26689 | 4 | 0.98972
12487 | 3.38 | 1 | 365 | 3.8373 | 0.59185 | 4 | 0.42915
12485 | 8.32 | 1 | 365 | 9.4457 | 0.53377 | 9 | 0.97944
12482 | 7.14 | 1 | 365 | 8.106 | 0.48692 | 8 | 0.59293
12480 | 5.72 | 1 | 365 | 6.4939 | 0.61697 | 7 | 0.11086
12466 | 5.2 | 1 | 365 | 5.9035 | 0.83361 | 6 | 0.73715
12451 | 7.28 | 1 | 365 | 8.265 | 0.96705 | 9 | 0.23201
12450 | 11.44 | 1 | 365 | 12.9878 | 0.23394 | 13 | 0.22172
12446 | 10.14 | 1 | 365 | 11.5119 | 0.77554 | 12 | 0.28744
12445 | 6.24 | 1 | 365 | 7.0842 | 0.40033 | 7 | 0.48458
12444 | 8.32 | 1 | 365 | 9.4457 | 0.53377 | 9 | 0.97944
12443 | 6.375 | 1 | 365 | 7.2375 | 0.86332 | 8 | 0.10083
12441 | 10.965 | 1 | 365 | 12.4485 | 0.60491 | 13 | 0.053427
12440 | 9.62 | 1 | 365 | 10.9215 | 0.99217 | 11 | 0.91372
12435 | 6.76 | 1 | 365 | 7.6746 | 0.18369 | 7 | 0.85829
12434 | 4.42 | 1 | 365 | 5.018 | 0.15857 | 5 | 0.17658
12400 | 8.925 | 1 | 365 | 10.1325 | 0.60864 | 10 | 0.74116
12396 | 3.825 | 1 | 365 | 4.3425 | 0.11799 | 4 | 0.4605
12394 | 3.9 | 1 | 365 | 4.4277 | 0.37521 | 4 | 0.80286
12392 | 10.4 | 1 | 365 | 11.8071 | 0.66722 | 12 | 0.47429
12389 | 10.4 | 1 | 365 | 11.8071 | 0.66722 | 12 | 0.47429
12383 | 5.2 | 1 | 365 | 5.9035 | 0.83361 | 6 | 0.73715
12374 | 7.54 | 1 | 365 | 8.5601 | 0.85873 | 9 | 0.41886
11829 | 7.28 | 1 | 365 | 8.265 | 0.96705 | 9 | 0.23201
11828 | 3 | 1 | 365 | 3.4059 | 0.28862 | 3 | 0.69451
11827 | 11.44 | 1 | 365 | 12.9878 | 0.23394 | 13 | 0.22172
11825 | 5.2 | 1 | 365 | 5.9035 | 0.83361 | 6 | 0.73715
11810 | 15.08 | 1 | 365 | 17.1203 | 0.71746 | 17 | 0.83773
11813 | 2.55 | 1 | 365 | 2.895 | 0.74533 | 3 | 0.64033
11809 | 3.38 | 1 | 365 | 3.8373 | 0.59185 | 4 | 0.42915
11807 | 5.46 | 1 | 365 | 6.1987 | 0.72529 | 6 | 0.924
11806 | 11.96 | 1 | 365 | 13.5781 | 0.017298 | 13 | 0.59544
11804 | 7.54 | 1 | 365 | 8.5601 | 0.85873 | 9 | 0.41886
11802 | 10.4 | 1 | 365 | 11.8071 | 0.66722 | 12 | 0.47429
11790 | 2.805 | 1 | 365 | 3.1845 | 0.61986 | 3 | 0.80436
11788 | 11.96 | 1 | 365 | 13.5781 | 0.017298 | 13 | 0.59544
11786 | 3.64 | 1 | 365 | 4.1325 | 0.48353 | 4 | 0.616
11780 | 4.335 | 1 | 365 | 4.9215 | 0.86706 | 5 | 0.78856
11779 | 3.12 | 1 | 365 | 3.5421 | 0.70016 | 4 | 0.24229
11778 | 8.32 | 1 | 365 | 9.4457 | 0.53377 | 9 | 0.97944
11777 | 5.98 | 1 | 365 | 6.7891 | 0.50865 | 7 | 0.29772
11775 | 6.76 | 1 | 365 | 7.6746 | 0.18369 | 7 | 0.85829
11770 | 7.54 | 1 | 365 | 8.5601 | 0.85873 | 9 | 0.41886
11761 | 10.14 | 1 | 365 | 11.5119 | 0.77554 | 12 | 0.28744
11760 | 7.8 | 1 | 365 | 8.8553 | 0.75041 | 9 | 0.60572
11758 | 5.46 | 1 | 365 | 6.1987 | 0.72529 | 6 | 0.924
11756 | 9.1 | 1 | 365 | 10.3312 | 0.20881 | 10 | 0.54001
11739 | 13 | 1 | 365 | 14.7588 | 0.58402 | 15 | 0.34287
11738 | 3.12 | 1 | 365 | 3.5421 | 0.70016 | 4 | 0.24229
11737 | 4.42 | 1 | 365 | 5.018 | 0.15857 | 5 | 0.17658
11736 | 7.54 | 1 | 365 | 8.5601 | 0.85873 | 9 | 0.41886
11720 | 10.14 | 1 | 365 | 11.5119 | 0.77554 | 12 | 0.28744
11719 | 7.54 | 1 | 365 | 8.5601 | 0.85873 | 9 | 0.41886
11717 | 6.5 | 1 | 365 | 7.3794 | 0.29201 | 7 | 0.67143
11714 | 4.94 | 1 | 365 | 5.6084 | 0.94193 | 6 | 0.55029
11712 | 5.72 | 1 | 365 | 6.4939 | 0.61697 | 7 | 0.11086
11708 | 8.32 | 1 | 365 | 9.4457 | 0.53377 | 9 | 0.97944
11705 | 12.48 | 1 | 365 | 14.1685 | 0.80066 | 14 | 0.96915
11704 | 5.865 | 1 | 365 | 6.6585 | 0.11425 | 6 | 0.77276
11703 | 4.42 | 1 | 365 | 5.018 | 0.15857 | 5 | 0.17658
11702 | 5.98 | 1 | 365 | 6.7891 | 0.50865 | 7 | 0.29772
11690 | 7.8 | 1 | 365 | 8.8553 | 0.75041 | 9 | 0.60572
11683 | 2.04 | 1 | 365 | 2.316 | 0.99626 | 3 | 0.31227
11680 | 5.98 | 1 | 365 | 6.7891 | 0.50865 | 7 | 0.29772
11685 | 8.06 | 1 | 365 | 9.1505 | 0.64209 | 9 | 0.79258
11682 | 12.495 | 1 | 365 | 14.1855 | 0.8521 | 15 | 0.037626
11679 | 7.395 | 1 | 365 | 8.3955 | 0.36145 | 8 | 0.75696
11670 | 5.46 | 1 | 365 | 6.1987 | 0.72529 | 6 | 0.924
11669 | 6.12 | 1 | 365 | 6.948 | 0.98878 | 7 | 0.9368
11668 | 8.32 | 1 | 365 | 9.4457 | 0.53377 | 9 | 0.97944
11667 | 3.64 | 1 | 365 | 4.1325 | 0.48353 | 4 | 0.616
11664 | 4.16 | 1 | 365 | 4.7228 | 0.26689 | 4 | 0.98972
11643 | 8.58 | 1 | 365 | 9.7408 | 0.42545 | 10 | 0.16629
11663 | 11.44 | 1 | 365 | 12.9878 | 0.23394 | 13 | 0.22172
11660 | 12.22 | 1 | 365 | 13.8733 | 0.90898 | 14 | 0.7823
11659 | 10.14 | 1 | 365 | 11.5119 | 0.77554 | 12 | 0.28744
11658 | 5.2 | 1 | 365 | 5.9035 | 0.83361 | 6 | 0.73715
11657 | 5.355 | 1 | 365 | 6.0795 | 0.36519 | 6 | 0.4447
11655 | 4.16 | 1 | 365 | 4.7228 | 0.26689 | 4 | 0.98972
11652 | 2.805 | 1 | 365 | 3.1845 | 0.61986 | 3 | 0.80436
11651 | 5.72 | 1 | 365 | 6.4939 | 0.61697 | 7 | 0.11086
11641 | 4.16 | 1 | 365 | 4.7228 | 0.26689 | 4 | 0.98972
11615 | 13.26 | 1 | 365 | 15.054 | 0.4757 | 15 | 0.52973
11605 | 5.72 | 1 | 365 | 6.4939 | 0.61697 | 7 | 0.11086
11584 | 8.58 | 1 | 365 | 9.7408 | 0.42545 | 10 | 0.16629
11581 | 3.9 | 1 | 365 | 4.4277 | 0.37521 | 4 | 0.80286
11580 | 3.12 | 1 | 365 | 3.5421 | 0.70016 | 4 | 0.24229
11579 | 2.08 | 1 | 365 | 2.3614 | 0.13344 | 2 | 0.49486
11578 | 8.5 | 1 | 365 | 9.65 | 0.15109 | 9 | 0.80111
11576 | 7.8 | 1 | 365 | 8.8553 | 0.75041 | 9 | 0.60572
11574 | 9.88 | 1 | 365 | 11.2167 | 0.88386 | 12 | 0.10058
11572 | 5.98 | 1 | 365 | 6.7891 | 0.50865 | 7 | 0.29772
11568 | 6.885 | 1 | 365 | 7.8165 | 0.61238 | 8 | 0.4289
11567 | 6.5 | 1 | 365 | 7.3794 | 0.29201 | 7 | 0.67143
11556 | 7.28 | 1 | 365 | 8.265 | 0.96705 | 9 | 0.23201
11552 | 4.16 | 1 | 365 | 4.7228 | 0.26689 | 4 | 0.98972
11077 | 7.54 | 1 | 365 | 8.5601 | 0.85873 | 9 | 0.41886
10966 | 9.88 | 1 | 365 | 11.2167 | 0.88386 | 12 | 0.10058
10978 | 4.42 | 1 | 365 | 5.018 | 0.15857 | 5 | 0.17658
11054 | 4.68 | 1 | 365 | 5.3132 | 0.050247 | 5 | 0.36343
11039 | 5.2 | 1 | 365 | 5.9035 | 0.83361 | 6 | 0.73715
11035 | 9.36 | 1 | 365 | 10.6264 | 0.10049 | 10 | 0.72686
11021 | 5.61 | 1 | 365 | 6.369 | 0.23972 | 6 | 0.60873
11019 | 8.32 | 1 | 365 | 9.4457 | 0.53377 | 9 | 0.97944
10922 | 6.24 | 1 | 365 | 7.0842 | 0.40033 | 7 | 0.48458
10969 | 5.46 | 1 | 365 | 6.1987 | 0.72529 | 6 | 0.924
10983 | 7.14 | 1 | 365 | 8.106 | 0.48692 | 8 | 0.59293
10976 | 11.96 | 1 | 365 | 13.5781 | 0.017298 | 13 | 0.59544
11298 | 3.12 | 1 | 365 | 3.5421 | 0.70016 | 4 | 0.24229
11317 | 5.865 | 1 | 365 | 6.6585 | 0.11425 | 6 | 0.77276
10977 | 6.5 | 1 | 365 | 7.3794 | 0.29201 | 7 | 0.67143
10965 | 7.8 | 1 | 365 | 8.8553 | 0.75041 | 9 | 0.60572
10968 | 5.72 | 1 | 365 | 6.4939 | 0.61697 | 7 | 0.11086
10974 | 4.68 | 1 | 365 | 5.3132 | 0.050247 | 5 | 0.36343
11232 | 7.65 | 1 | 365 | 8.685 | 0.23598 | 8 | 0.921
11043 | 5.98 | 1 | 365 | 6.7891 | 0.50865 | 7 | 0.29772
13822 | 7.65 | 1 | 365 | 8.685 | 0.23598 | 8 | 0.921
13736 | 7.65 | 1 | 365 | 8.685 | 0.23598 | 8 | 0.921
13793 | 5.355 | 1 | 365 | 6.0795 | 0.36519 | 6 | 0.4447
13852 | 2.6 | 1 | 365 | 2.9518 | 0.9168 | 3 | 0.86857
13851 | 3.64 | 1 | 365 | 4.1325 | 0.48353 | 4 | 0.616
13847 | 10.965 | 1 | 365 | 12.4485 | 0.60491 | 13 | 0.053427
13316 | 6.885 | 1 | 365 | 7.8165 | 0.61238 | 8 | 0.4289
13366 | 9.435 | 1 | 365 | 10.7115 | 0.35771 | 11 | 0.069228
13323 | 7.65 | 1 | 365 | 8.685 | 0.23598 | 8 | 0.921
13386 | 3.75 | 1 | 365 | 4.2574 | 0.86078 | 5 | 0.11813
13395 | 8.16 | 1 | 365 | 9.264 | 0.98505 | 10 | 0.24906
13846 | 8.84 | 1 | 365 | 10.036 | 0.31713 | 10 | 0.35315
13361 | 7.14 | 1 | 365 | 8.106 | 0.48692 | 8 | 0.59293
13841 | 8.925 | 1 | 365 | 10.1325 | 0.60864 | 10 | 0.74116
13474 | 9.69 | 1 | 365 | 11.001 | 0.23224 | 11 | 0.23326
13505 | 9.435 | 1 | 365 | 10.7115 | 0.35771 | 11 | 0.069228
13406 | 5.355 | 1 | 365 | 6.0795 | 0.36519 | 6 | 0.4447
13484 | 2.55 | 1 | 365 | 2.895 | 0.74533 | 3 | 0.64033
13498 | 6.885 | 1 | 365 | 7.8165 | 0.61238 | 8 | 0.4289
13335 | 7.905 | 1 | 365 | 8.9745 | 0.11051 | 9 | 0.085029
13488 | 4.59 | 1 | 365 | 5.211 | 0.74159 | 5 | 0.9526
13475 | 7.65 | 1 | 365 | 8.685 | 0.23598 | 8 | 0.921
13828 | 6.12 | 1 | 365 | 6.948 | 0.98878 | 7 | 0.9368
13667 | 8.415 | 1 | 365 | 9.5535 | 0.85958 | 10 | 0.41309
13704 | 5.88 | 1 | 365 | 6.6755 | 0.1657 | 6 | 0.84124
13698 | 4.08 | 1 | 365 | 4.632 | 0.99252 | 5 | 0.62453
13337 | 8 | 1 | 365 | 9.0824 | 0.43632 | 9 | 0.51869
13696 | 9.69 | 1 | 365 | 11.001 | 0.23224 | 11 | 0.23326
13837 | 7.14 | 1 | 365 | 8.106 | 0.48692 | 8 | 0.59293
13840 | 11.475 | 1 | 365 | 13.0275 | 0.35397 | 13 | 0.38149
13835 | 3.75 | 1 | 365 | 4.2574 | 0.86078 | 5 | 0.11813
13834 | 5.72 | 1 | 365 | 6.4939 | 0.61697 | 7 | 0.11086
13827 | 6.76 | 1 | 365 | 7.6746 | 0.18369 | 7 | 0.85829
13824 | 3.57 | 1 | 365 | 4.053 | 0.24346 | 4 | 0.29646
13823 | 3.825 | 1 | 365 | 4.3425 | 0.11799 | 4 | 0.4605
13821 | 13.06 | 1 | 365 | 14.827 | 0.78979 | 15 | 0.61676
13804 | 8.96 | 1 | 365 | 10.1723 | 0.72868 | 10 | 0.90093
13334 | 3.825 | 1 | 365 | 4.3425 | 0.11799 | 4 | 0.4605
13820 | 3.64 | 1 | 365 | 4.1325 | 0.48353 | 4 | 0.616
13814 | 6.375 | 1 | 365 | 7.2375 | 0.86332 | 8 | 0.10083
13809 | 4.16 | 1 | 365 | 4.7228 | 0.26689 | 4 | 0.98972
13803 | 6 | 1 | 365 | 6.8118 | 0.57724 | 7 | 0.38902
13791 | 9.435 | 1 | 365 | 10.7115 | 0.35771 | 11 | 0.069228
13785 | 5.2 | 1 | 365 | 5.9035 | 0.83361 | 6 | 0.73715
13783 | 3.825 | 1 | 365 | 4.3425 | 0.11799 | 4 | 0.4605
13780 | 3.825 | 1 | 365 | 4.3425 | 0.11799 | 4 | 0.4605
13778 | 8.58 | 1 | 365 | 9.7408 | 0.42545 | 10 | 0.16629
13772 | 5.98 | 1 | 365 | 6.7891 | 0.50865 | 7 | 0.29772
13771 | 9.435 | 1 | 365 | 10.7115 | 0.35771 | 11 | 0.069228
13766 | 4.08 | 1 | 365 | 4.632 | 0.99252 | 5 | 0.62453
13757 | 8.84 | 1 | 365 | 10.036 | 0.31713 | 10 | 0.35315
13751 | 5.1 | 1 | 365 | 5.79 | 0.49065 | 6 | 0.28066
13755 | 3.9 | 1 | 365 | 4.4277 | 0.37521 | 4 | 0.80286
13750 | 9.1 | 1 | 365 | 10.3312 | 0.20881 | 10 | 0.54001
13749 | 13 | 1 | 365 | 14.7588 | 0.58402 | 15 | 0.34287
13748 | 8.84 | 1 | 365 | 10.036 | 0.31713 | 10 | 0.35315
13747 | 7.14 | 1 | 365 | 8.106 | 0.48692 | 8 | 0.59293
13709 | 8.16 | 1 | 365 | 9.264 | 0.98505 | 10 | 0.24906
13676 | 12.24 | 1 | 365 | 13.896 | 0.97757 | 14 | 0.87359
13668 | 6.12 | 1 | 365 | 6.948 | 0.98878 | 7 | 0.9368
13427 | 8.16 | 1 | 365 | 9.264 | 0.98505 | 10 | 0.24906
13625 | 5.32 | 1 | 365 | 6.0398 | 0.24515 | 6 | 0.28493
13479 | 2.55 | 1 | 365 | 2.895 | 0.74533 | 3 | 0.64033
13616 | 5.49 | 1 | 365 | 6.2328 | 0.82817 | 7 | 0.06095
13585 | 7.905 | 1 | 365 | 8.9745 | 0.11051 | 9 | 0.085029
13613 | 19.74 | 1 | 365 | 22.4107 | 0.69912 | 23 | 0.10986
13586 | 4.08 | 1 | 365 | 4.632 | 0.99252 | 5 | 0.62453
13588 | 9.69 | 1 | 365 | 11.001 | 0.23224 | 11 | 0.23326
13594 | 4.75 | 1 | 365 | 5.3927 | 0.29031 | 5 | 0.68297
13596 | 5.61 | 1 | 365 | 6.369 | 0.23972 | 6 | 0.60873
13902 | 6.76 | 1 | 365 | 7.6746 | 0.18369 | 7 | 0.85829
13904 | 6.5 | 1 | 365 | 7.3794 | 0.29201 | 7 | 0.67143
13867 | 5.61 | 1 | 365 | 6.369 | 0.23972 | 6 | 0.60873
13873 | 5.46 | 1 | 365 | 6.1987 | 0.72529 | 6 | 0.924
13876 | 4.59 | 1 | 365 | 5.211 | 0.74159 | 5 | 0.9526
13870 | 4.16 | 1 | 365 | 4.7228 | 0.26689 | 4 | 0.98972
13830 | 3.675 | 1 | 365 | 4.1722 | 0.60356 | 4 | 0.77577
13740 | 5.1 | 1 | 365 | 5.79 | 0.49065 | 6 | 0.28066
13844 | 6.375 | 1 | 365 | 7.2375 | 0.86332 | 8 | 0.10083
13836 | 6.12 | 1 | 365 | 6.948 | 0.98878 | 7 | 0.9368
13855 | 2.295 | 1 | 365 | 2.6055 | 0.87079 | 3 | 0.4763
13781 | 4.08 | 1 | 365 | 4.632 | 0.99252 | 5 | 0.62453
13794 | 5.355 | 1 | 365 | 6.0795 | 0.36519 | 6 | 0.4447
13854 | 3.825 | 1 | 365 | 4.3425 | 0.11799 | 4 | 0.4605
13779 | 3.06 | 1 | 365 | 3.474 | 0.49439 | 3 | 0.9684
13789 | 5.39 | 1 | 365 | 6.1192 | 0.48522 | 6 | 0.60447
13769 | 3.315 | 1 | 365 | 3.7635 | 0.36893 | 4 | 0.13243
13916 | 5.355 | 1 | 365 | 6.0795 | 0.36519 | 6 | 0.4447
12745 | 9.8 | 1 | 365 | 11.1259 | 0.60949 | 11 | 0.73539
13756 | 5.1 | 1 | 365 | 5.79 | 0.49065 | 6 | 0.28066
13745 | 3.185 | 1 | 365 | 3.6159 | 0.92308 | 4 | 0.539
11592 | 438.75 | 0.9 | 365 | 448.3 | 0.23961 | 448 | 0.53962
11601 | 269.75 | 1 | 365 | 306.2461 | 0.11841 | 306 | 0.36451
6781 | 590 | 0.9 | 365 | 602.8422 | 0.08574 | 602 | 0.92792
14599 | 5.98 | 1 | 365 | 6.7891 | 0.50865 | 7 | 0.29772
11590 | 195 | 0.9 | 365 | 199.2444 | 0.88427 | 200 | 0.12872
11591 | 120.25 | 0.9 | 365 | 122.8674 | 0.16197 | 123 | 0.029376
14597 | 6.63 | 1 | 365 | 7.527 | 0.73785 | 8 | 0.26486
14451 | 10.215 | 1 | 365 | 11.597 | 0.032751 | 11 | 0.6298
14509 | 11.96 | 1 | 365 | 13.5781 | 0.017298 | 13 | 0.59544
14653 | 3.775 | 1 | 365 | 4.2857 | 0.94651 | 5 | 0.23226
14397 | 4.725 | 1 | 365 | 5.3643 | 0.20458 | 5 | 0.56885
14323 | 4.98 | 1 | 365 | 5.6538 | 0.079109 | 5 | 0.73288
14346 | 6.725 | 1 | 365 | 7.6349 | 0.063657 | 7 | 0.69852
14493 | 6.215 | 1 | 365 | 7.0559 | 0.31459 | 7 | 0.37046
1668 | 11.22 | 1 | 365 | 12.738 | 0.47944 | 13 | 0.21746
13255 | 9.18 | 1 | 365 | 10.422 | 0.48318 | 10 | 0.90519
13178 | 6.375 | 1 | 365 | 7.2375 | 0.86332 | 8 | 0.10083
13165 | 4.68 | 1 | 365 | 5.3132 | 0.050247 | 5 | 0.36343
13456 | 7.905 | 1 | 365 | 8.9745 | 0.11051 | 9 | 0.085029
12767 | 8.06 | 1 | 365 | 9.1505 | 0.64209 | 9 | 0.79258
13448 | 11.76 | 1 | 365 | 13.3511 | 0.33139 | 13 | 0.68247
12674 | 5.2 | 1 | 365 | 5.9035 | 0.83361 | 6 | 0.73715
12346 | 6.63 | 1 | 365 | 7.527 | 0.73785 | 8 | 0.26486
13443 | 8.175 | 1 | 365 | 9.281 | 0.03649 | 9 | 0.31753
12174 | 9.36 | 1 | 365 | 10.6264 | 0.10049 | 10 | 0.72686
11689 | 10.2 | 1 | 365 | 11.58 | 0.98131 | 12 | 0.56133
11539 | 11.18 | 1 | 365 | 12.6926 | 0.34226 | 13 | 0.034866
12471 | 11.445 | 1 | 365 | 12.9935 | 0.25109 | 13 | 0.24455
13360 | 6.9 | 1 | 365 | 7.8335 | 0.66383 | 8 | 0.49737
10973 | 11.73 | 1 | 365 | 13.317 | 0.2285 | 13 | 0.54553
10970 | 17.085 | 1 | 365 | 19.3965 | 0.59369 | 19 | 0.99022
13389 | 7.14 | 1 | 365 | 8.106 | 0.48692 | 8 | 0.59293
13309 | 5.61 | 1 | 365 | 6.369 | 0.23972 | 6 | 0.60873
13377 | 3.57 | 1 | 365 | 4.053 | 0.24346 | 4 | 0.29646
13388 | 2.55 | 1 | 365 | 2.895 | 0.74533 | 3 | 0.64033
13372 | 7.905 | 1 | 365 | 8.9745 | 0.11051 | 9 | 0.085029
13397 | 6.615 | 1 | 365 | 7.51 | 0.68641 | 8 | 0.19639
13369 | 9.69 | 1 | 365 | 11.001 | 0.23224 | 11 | 0.23326
13364 | 6.25 | 1 | 365 | 7.0956 | 0.43462 | 7 | 0.53022
13106 | 5.88 | 1 | 365 | 6.6755 | 0.1657 | 6 | 0.84124
13090 | 5.1 | 1 | 365 | 5.79 | 0.49065 | 6 | 0.28066
12722 | 5.355 | 1 | 365 | 6.0795 | 0.36519 | 6 | 0.4447
13401 | 2.55 | 1 | 365 | 2.895 | 0.74533 | 3 | 0.64033
13289 | 6.375 | 1 | 365 | 7.2375 | 0.86332 | 8 | 0.10083
13404 | 5.39 | 1 | 365 | 6.1192 | 0.48522 | 6 | 0.60447
12507 | 2.805 | 1 | 365 | 3.1845 | 0.61986 | 3 | 0.80436
13292 | 5 | 1 | 365 | 5.6765 | 0.1477 | 5 | 0.82418
13409 | 4.59 | 1 | 365 | 5.211 | 0.74159 | 5 | 0.9526
12070 | 4.59 | 1 | 365 | 5.211 | 0.74159 | 5 | 0.9526
13368 | 6.37 | 1 | 365 | 7.2318 | 0.84617 | 8 | 0.078005
13362 | 6.885 | 1 | 365 | 7.8165 | 0.61238 | 8 | 0.4289
13294 | 6.63 | 1 | 365 | 7.527 | 0.73785 | 8 | 0.26486
13277 | 9.435 | 1 | 365 | 10.7115 | 0.35771 | 11 | 0.069228
13272 | 3.43 | 1 | 365 | 3.8941 | 0.76332 | 4 | 0.65739
13374 | 3.675 | 1 | 365 | 4.1722 | 0.60356 | 4 | 0.77577
13378 | 3.315 | 1 | 365 | 3.7635 | 0.36893 | 4 | 0.13243
13295 | 8.16 | 1 | 365 | 9.264 | 0.98505 | 10 | 0.24906
13293 | 7.65 | 1 | 365 | 8.685 | 0.23598 | 8 | 0.921
13279 | 7.905 | 1 | 365 | 8.9745 | 0.11051 | 9 | 0.085029
13003 | 4.845 | 1 | 365 | 5.5005 | 0.61612 | 6 | 0.11663
13311 | 5.865 | 1 | 365 | 6.6585 | 0.11425 | 6 | 0.77276
13313 | 7.14 | 1 | 365 | 8.106 | 0.48692 | 8 | 0.59293
12957 | 8.67 | 1 | 365 | 9.843 | 0.73411 | 10 | 0.57713
12849 | 7.65 | 1 | 365 | 8.685 | 0.23598 | 8 | 0.921
11085 | 10.455 | 1 | 365 | 11.8695 | 0.85584 | 12 | 0.72536
13261 | 4.24 | 1 | 365 | 4.8137 | 0.54125 | 5 | 0.3549
13032 | 2.5 | 1 | 365 | 2.8382 | 0.57385 | 3 | 0.41209
12709 | 12.74 | 1 | 365 | 14.4637 | 0.69234 | 15 | 0.15601
15280 | 6.25 | 1 | 365 | 7.0956 | 0.43462 | 7 | 0.53022
12662 | 7.28 | 1 | 365 | 8.265 | 0.96705 | 9 | 0.23201
12449 | 7.14 | 1 | 365 | 8.106 | 0.48692 | 8 | 0.59293
12384 | 8.67 | 1 | 365 | 9.843 | 0.73411 | 10 | 0.57713
11838 | 4.335 | 1 | 365 | 4.9215 | 0.86706 | 5 | 0.78856
11834 | 7.02 | 1 | 365 | 7.9698 | 0.075371 | 8 | 0.045149
138 | 1275 | 0.7 | 365 | 1013.2517 | 0.86445 | 1014 | 0.11613
10893 | 3.9 | 1 | 365 | 4.4277 | 0.37521 | 4 | 0.80286
11814 | 7.02 | 1 | 365 | 7.9698 | 0.075371 | 8 | 0.045149
11666 | 8.58 | 1 | 365 | 9.7408 | 0.42545 | 10 | 0.16629
11569 | 14.025 | 1 | 365 | 15.9225 | 0.099299 | 16 | 0.021825
11501 | 7.905 | 1 | 365 | 8.9745 | 0.11051 | 9 | 0.085029
11490 | 6.375 | 1 | 365 | 7.2375 | 0.86332 | 8 | 0.10083
11221 | 4.5 | 1 | 365 | 5.1088 | 0.43293 | 5 | 0.54176
11075 | 12.495 | 1 | 365 | 14.1855 | 0.8521 | 15 | 0.037626
11041 | 9.18 | 1 | 365 | 10.422 | 0.48318 | 10 | 0.90519
13167 | 2.94 | 1 | 365 | 3.3378 | 0.082848 | 3 | 0.42062
13375 | 912 | 1 | 365 | 1035.39 | 0.74048 | 1036 | 0.13043
13179 | 8.415 | 1 | 365 | 9.5535 | 0.85958 | 10 | 0.41309
13078 | 3.825 | 1 | 365 | 4.3425 | 0.11799 | 4 | 0.4605
13140 | 5.865 | 1 | 365 | 6.6585 | 0.11425 | 6 | 0.77276
13131 | 3.825 | 1 | 365 | 4.3425 | 0.11799 | 4 | 0.4605
13098 | 7.14 | 1 | 365 | 8.106 | 0.48692 | 8 | 0.59293
13367 | 6.375 | 1 | 365 | 7.2375 | 0.86332 | 8 | 0.10083
13358 | 11.4 | 1 | 365 | 12.9424 | 0.096756 | 13 | 0.03913
12998 | 6.63 | 1 | 365 | 7.527 | 0.73785 | 8 | 0.26486
12994 | 3.43 | 1 | 365 | 3.8941 | 0.76332 | 4 | 0.65739
11031 | 11.73 | 1 | 365 | 13.317 | 0.2285 | 13 | 0.54553
11036 | 14.28 | 1 | 365 | 16.212 | 0.97383 | 17 | 0.18586
15021 | 6.725 | 1 | 365 | 7.6349 | 0.063657 | 7 | 0.69852
13164 | 6.25 | 1 | 365 | 7.0956 | 0.43462 | 7 | 0.53022
13108 | 9.18 | 1 | 365 | 10.422 | 0.48318 | 10 | 0.90519
12984 | 7.595 | 1 | 365 | 8.6226 | 0.047356 | 8 | 0.66993
15100 | 14.25 | 1 | 365 | 16.178 | 0.87094 | 17 | 0.048913
15022 | 8.47 | 1 | 365 | 9.616 | 0.048204 | 9 | 0.66416
15104 | 6.47 | 1 | 365 | 7.3454 | 0.18912 | 7 | 0.53449
15067 | 10.215 | 1 | 365 | 11.597 | 0.032751 | 11 | 0.6298
13270 | 5.1 | 1 | 365 | 5.79 | 0.49065 | 6 | 0.28066
13183 | 7.545 | 1 | 365 | 8.5658 | 0.87588 | 9 | 0.44169
13320 | 4.4 | 1 | 365 | 4.9953 | 0.089976 | 5 | 0.085278
13276 | 5.61 | 1 | 365 | 6.369 | 0.23972 | 6 | 0.60873
15033 | 6.215 | 1 | 365 | 7.0559 | 0.31459 | 7 | 0.37046
15011 | 4.725 | 1 | 365 | 5.3643 | 0.20458 | 5 | 0.56885
13102 | 6.5 | 1 | 365 | 7.3794 | 0.29201 | 7 | 0.67143
13101 | 5.1 | 1 | 365 | 5.79 | 0.49065 | 6 | 0.28066
13116 | 6.375 | 1 | 365 | 7.2375 | 0.86332 | 8 | 0.10083
13137 | 4.845 | 1 | 365 | 5.5005 | 0.61612 | 6 | 0.11663
13151 | 3.57 | 1 | 365 | 4.053 | 0.24346 | 4 | 0.29646
13105 | 6.12 | 1 | 365 | 6.948 | 0.98878 | 7 | 0.9368
13113 | 2.295 | 1 | 365 | 2.6055 | 0.87079 | 3 | 0.4763
13097 | 7.65 | 1 | 365 | 8.685 | 0.23598 | 8 | 0.921
13154 | 9.555 | 1 | 365 | 10.8478 | 0.76925 | 11 | 0.61701
13157 | 7.14 | 1 | 365 | 8.106 | 0.48692 | 8 | 0.59293
13134 | 3.825 | 1 | 365 | 4.3425 | 0.11799 | 4 | 0.4605
13119 | 2.805 | 1 | 365 | 3.1845 | 0.61986 | 3 | 0.80436
13163 | 9.18 | 1 | 365 | 10.422 | 0.48318 | 10 | 0.90519
13149 | 6.12 | 1 | 365 | 6.948 | 0.98878 | 7 | 0.9368
13038 | 5.355 | 1 | 365 | 6.0795 | 0.36519 | 6 | 0.4447
13084 | 3.57 | 1 | 365 | 4.053 | 0.24346 | 4 | 0.29646
13110 | 5.355 | 1 | 365 | 6.0795 | 0.36519 | 6 | 0.4447
13079 | 9.69 | 1 | 365 | 11.001 | 0.23224 | 11 | 0.23326
13093 | 4 | 1 | 365 | 4.5412 | 0.71816 | 5 | 0.25934
13077 | 3.06 | 1 | 365 | 3.474 | 0.49439 | 3 | 0.9684
13142 | 11.22 | 1 | 365 | 12.738 | 0.47944 | 13 | 0.21746
13091 | 5.805 | 1 | 365 | 6.5904 | 0.90848 | 7 | 0.49887
13086 | 6.63 | 1 | 365 | 7.527 | 0.73785 | 8 | 0.26486
15010 | 5.725 | 1 | 365 | 6.4996 | 0.63412 | 7 | 0.13369
13094 | 5.355 | 1 | 365 | 6.0795 | 0.36519 | 6 | 0.4447
13135 | 15.675 | 1 | 365 | 17.7958 | 0.75804 | 18 | 0.5538
15013 | 5.725 | 1 | 365 | 6.4996 | 0.63412 | 7 | 0.13369
12996 | 4.845 | 1 | 365 | 5.5005 | 0.61612 | 6 | 0.11663
12997 | 8.67 | 1 | 365 | 9.843 | 0.73411 | 10 | 0.57713
13010 | 7.395 | 1 | 365 | 8.3955 | 0.36145 | 8 | 0.75696
12985 | 8.415 | 1 | 365 | 9.5535 | 0.85958 | 10 | 0.41309
12976 | 5.61 | 1 | 365 | 6.369 | 0.23972 | 6 | 0.60873
12987 | 4.655 | 1 | 365 | 5.2848 | 0.96451 | 6 | 0.24931
12986 | 3.825 | 1 | 365 | 4.3425 | 0.11799 | 4 | 0.4605
13008 | 7.14 | 1 | 365 | 8.106 | 0.48692 | 8 | 0.59293
13000 | 5.1 | 1 | 365 | 5.79 | 0.49065 | 6 | 0.28066
12991 | 4.08 | 1 | 365 | 4.632 | 0.99252 | 5 | 0.62453
13011 | 6.12 | 1 | 365 | 6.948 | 0.98878 | 7 | 0.9368
12920 | 6.6 | 1 | 365 | 7.493 | 0.63496 | 8 | 0.12792
12951 | 6.885 | 1 | 365 | 7.8165 | 0.61238 | 8 | 0.4289
12954 | 6.37 | 1 | 365 | 7.2318 | 0.84617 | 8 | 0.078005
12960 | 5.865 | 1 | 365 | 6.6585 | 0.11425 | 6 | 0.77276
12968 | 6.63 | 1 | 365 | 7.527 | 0.73785 | 8 | 0.26486
12966 | 9.69 | 1 | 365 | 11.001 | 0.23224 | 11 | 0.23326
12969 | 6.12 | 1 | 365 | 6.948 | 0.98878 | 7 | 0.9368
12964 | 5.1 | 1 | 365 | 5.79 | 0.49065 | 6 | 0.28066
12971 | 2.805 | 1 | 365 | 3.1845 | 0.61986 | 3 | 0.80436
12934 | 8.415 | 1 | 365 | 9.5535 | 0.85958 | 10 | 0.41309
12890 | 4.845 | 1 | 365 | 5.5005 | 0.61612 | 6 | 0.11663
12900 | 7.905 | 1 | 365 | 8.9745 | 0.11051 | 9 | 0.085029
13746 | 7.395 | 1 | 365 | 8.3955 | 0.36145 | 8 | 0.75696
13735 | 5.145 | 1 | 365 | 5.8411 | 0.64498 | 6 | 0.48608
13777 | 5.145 | 1 | 365 | 5.8411 | 0.64498 | 6 | 0.48608
13005 | 4.41 | 1 | 365 | 5.0067 | 0.12427 | 5 | 0.13093
12989 | 5.635 | 1 | 365 | 6.3974 | 0.32546 | 6 | 0.72285
12990 | 6.12 | 1 | 365 | 6.948 | 0.98878 | 7 | 0.9368
13128 | 3.43 | 1 | 365 | 3.8941 | 0.76332 | 4 | 0.65739
13177 | 4.655 | 1 | 365 | 5.2848 | 0.96451 | 6 | 0.24931
13182 | 6.63 | 1 | 365 | 7.527 | 0.73785 | 8 | 0.26486
13273 | 7.14 | 1 | 365 | 8.106 | 0.48692 | 8 | 0.59293
13275 | 5.145 | 1 | 365 | 5.8411 | 0.64498 | 6 | 0.48608
13280 | 5.355 | 1 | 365 | 6.0795 | 0.36519 | 6 | 0.4447
13310 | 8.67 | 1 | 365 | 9.843 | 0.73411 | 10 | 0.57713
13402 | 5.88 | 1 | 365 | 6.6755 | 0.1657 | 6 | 0.84124
13412 | 5.1 | 1 | 365 | 5.79 | 0.49065 | 6 | 0.28066
13432 | 9.435 | 1 | 365 | 10.7115 | 0.35771 | 11 | 0.069228
13482 | 4.59 | 1 | 365 | 5.211 | 0.74159 | 5 | 0.9526
13477 | 3.92 | 1 | 365 | 4.4504 | 0.4438 | 4 | 0.89416
13490 | 3.06 | 1 | 365 | 3.474 | 0.49439 | 3 | 0.9684
13476 | 7.14 | 1 | 365 | 8.106 | 0.48692 | 8 | 0.59293
13481 | 7.395 | 1 | 365 | 8.3955 | 0.36145 | 8 | 0.75696
13487 | 3.92 | 1 | 365 | 4.4504 | 0.4438 | 4 | 0.89416
13483 | 9.18 | 1 | 365 | 10.422 | 0.48318 | 10 | 0.90519
13489 | 4.335 | 1 | 365 | 4.9215 | 0.86706 | 5 | 0.78856
13478 | 9.31 | 1 | 365 | 10.5696 | 0.92902 | 11 | 0.49862
13701 | 1.53 | 1 | 365 | 1.737 | 0.2472 | 1 | 0.9842
13492 | 3 | 1 | 365 | 3.4059 | 0.28862 | 3 | 0.69451
13499 | 3.06 | 1 | 365 | 3.474 | 0.49439 | 3 | 0.9684
13425 | 5.61 | 1 | 365 | 6.369 | 0.23972 | 6 | 0.60873
13431 | 4.845 | 1 | 365 | 5.5005 | 0.61612 | 6 | 0.11663
13428 | 7.65 | 1 | 365 | 8.685 | 0.23598 | 8 | 0.921
13422 | 6.86 | 1 | 365 | 7.7881 | 0.52664 | 8 | 0.31477
13423 | 6.885 | 1 | 365 | 7.8165 | 0.61238 | 8 | 0.4289
13429 | 6.375 | 1 | 365 | 7.2375 | 0.86332 | 8 | 0.10083
13420 | 5.355 | 1 | 365 | 6.0795 | 0.36519 | 6 | 0.4447
13436 | 6.63 | 1 | 365 | 7.527 | 0.73785 | 8 | 0.26486
13433 | 8.25 | 1 | 365 | 9.3662 | 0.29371 | 9 | 0.6599
13434 | 3.06 | 1 | 365 | 3.474 | 0.49439 | 3 | 0.9684
13330 | 3.315 | 1 | 365 | 3.7635 | 0.36893 | 4 | 0.13243
13435 | 4.165 | 1 | 365 | 4.7285 | 0.28403 | 5 | 0.012542
13324 | 4.08 | 1 | 365 | 4.632 | 0.99252 | 5 | 0.62453
13325 | 4.25 | 1 | 365 | 4.825 | 0.57554 | 5 | 0.40055
13421 | 5.5 | 1 | 365 | 6.2441 | 0.86247 | 7 | 0.1066
11602 | 360.75 | 0.9 | 365 | 368.6022 | 0.4859 | 369 | 0.088128
14755 | 10.215 | 1 | 365 | 11.597 | 0.032751 | 11 | 0.6298
11596 | 94.25 | 0.9 | 365 | 96.3015 | 0.91073 | 97 | 0.21221
11594 | 253.5 | 0.9 | 365 | 259.0178 | 0.44955 | 259 | 0.46733
9796 | 194.7 | 0.9 | 365 | 198.9379 | 0.95829 | 199 | 0.89621
52 | 4924.8 | 0.7 | 365 | 3913.774 | 0.85901 | 3914 | 0.63303
12436 | 8.84 | 1 | 365 | 10.036 | 0.31713 | 10 | 0.35315
12641 | 6.24 | 1 | 365 | 7.0842 | 0.40033 | 7 | 0.48458
11312 | 11.475 | 1 | 365 | 13.0275 | 0.35397 | 13 | 0.38149
11045 | 11.7 | 1 | 365 | 13.283 | 0.12562 | 13 | 0.40858
11528 | 5.98 | 1 | 365 | 6.7891 | 0.50865 | 7 | 0.29772
11233 | 11.18 | 1 | 365 | 12.6926 | 0.34226 | 13 | 0.034866
11247 | 11.73 | 1 | 365 | 13.317 | 0.2285 | 13 | 0.54553
11478 | 10.4 | 1 | 365 | 11.8071 | 0.66722 | 12 | 0.47429
11089 | 11.7 | 1 | 365 | 13.283 | 0.12562 | 13 | 0.40858
11336 | 15.3 | 1 | 365 | 17.37 | 0.47196 | 17 | 0.84199
10975 | 15.555 | 1 | 365 | 17.6595 | 0.34649 | 18 | 0.006024
11452 | 10.2 | 1 | 365 | 11.58 | 0.98131 | 12 | 0.56133
11461 | 16.065 | 1 | 365 | 18.2385 | 0.09556 | 18 | 0.33409
11474 | 13.77 | 1 | 365 | 15.633 | 0.22477 | 15 | 0.85779
11491 | 10.92 | 1 | 365 | 12.3974 | 0.45058 | 12 | 0.84801
11495 | 10.26 | 1 | 365 | 11.6481 | 0.18708 | 11 | 0.83522
11573 | 6.76 | 1 | 365 | 7.6746 | 0.18369 | 7 | 0.85829
11557 | 15.555 | 1 | 365 | 17.6595 | 0.34649 | 18 | 0.006024
11873 | 11.985 | 1 | 365 | 13.6065 | 0.10304 | 13 | 0.70956
11887 | 12.22 | 1 | 365 | 13.8733 | 0.90898 | 14 | 0.7823
11913 | 13.77 | 1 | 365 | 15.633 | 0.22477 | 15 | 0.85779
12031 | 13.78 | 1 | 365 | 15.6444 | 0.25906 | 15 | 0.90344
12054 | 14.535 | 1 | 365 | 16.5015 | 0.84836 | 17 | 0.34989
12076 | 11.73 | 1 | 365 | 13.317 | 0.2285 | 13 | 0.54553
12085 | 10.71 | 1 | 365 | 12.159 | 0.73037 | 12 | 0.88939
12192 | 11.22 | 1 | 365 | 12.738 | 0.47944 | 13 | 0.21746
12341 | 7.02 | 1 | 365 | 7.9698 | 0.075371 | 8 | 0.045149
12351 | 13.77 | 1 | 365 | 15.633 | 0.22477 | 15 | 0.85779
12356 | 14.82 | 1 | 365 | 16.8251 | 0.82578 | 17 | 0.65087
12362 | 14.79 | 1 | 365 | 16.791 | 0.7229 | 17 | 0.51392
12518 | 3.64 | 1 | 365 | 4.1325 | 0.48353 | 4 | 0.616
12761 | 13.26 | 1 | 365 | 15.054 | 0.4757 | 15 | 0.52973
12764 | 11.44 | 1 | 365 | 12.9878 | 0.23394 | 13 | 0.22172
12789 | 13.52 | 1 | 365 | 15.3492 | 0.36738 | 15 | 0.71658
12791 | 10.92 | 1 | 365 | 12.3974 | 0.45058 | 12 | 0.84801
12792 | 10.2 | 1 | 365 | 11.58 | 0.98131 | 12 | 0.56133
8759 | 7.14 | 1 | 365 | 8.106 | 0.48692 | 8 | 0.59293
12840 | 10.92 | 1 | 365 | 12.3974 | 0.45058 | 12 | 0.84801
12852 | 10.92 | 1 | 365 | 12.3974 | 0.45058 | 12 | 0.84801
12854 | 15.08 | 1 | 365 | 17.1203 | 0.71746 | 17 | 0.83773
12887 | 13.77 | 1 | 365 | 15.633 | 0.22477 | 15 | 0.85779
12896 | 13.515 | 1 | 365 | 15.3435 | 0.35023 | 15 | 0.69376
12942 | 10.66 | 1 | 365 | 12.1023 | 0.5589 | 12 | 0.66115
13415 | 12.495 | 1 | 365 | 14.1855 | 0.8521 | 15 | 0.037626
13493 | 10.14 | 1 | 365 | 11.5119 | 0.77554 | 12 | 0.28744
13550 | 10.71 | 1 | 365 | 12.159 | 0.73037 | 12 | 0.88939
13559 | 13.52 | 1 | 365 | 15.3492 | 0.36738 | 15 | 0.71658
13571 | 11.96 | 1 | 365 | 13.5781 | 0.017298 | 13 | 0.59544
12712 | 2.86 | 1 | 365 | 3.2469 | 0.80848 | 4 | 0.055431
11816 | 4.94 | 1 | 365 | 5.6084 | 0.94193 | 6 | 0.55029
11835 | 5.46 | 1 | 365 | 6.1987 | 0.72529 | 6 | 0.924
11038 | 10.71 | 1 | 365 | 12.159 | 0.73037 | 12 | 0.88939
12995 | 7.65 | 1 | 365 | 8.685 | 0.23598 | 8 | 0.921
12978 | 4.165 | 1 | 365 | 4.7285 | 0.28403 | 5 | 0.012542
13326 | 9.18 | 1 | 365 | 10.422 | 0.48318 | 10 | 0.90519
13463 | 5.1 | 1 | 365 | 5.79 | 0.49065 | 6 | 0.28066
12291 | 2.55 | 1 | 365 | 2.895 | 0.74533 | 3 | 0.64033
12979 | 9.75 | 1 | 365 | 11.0691 | 0.43801 | 11 | 0.50715
11163 | 181.815 | 0.9 | 365 | 185.7725 | 0.18763 | 185 | 0.96009
11167 | 178.5 | 0.9 | 365 | 182.3853 | 0.9556 | 183 | 0.3409
9572 | 161.67 | 0.9 | 365 | 165.189 | 0.0083586 | 165 | 0.19733
12682 | 3.06 | 1 | 365 | 3.474 | 0.49439 | 3 | 0.9684
12703 | 9.945 | 1 | 365 | 11.2905 | 0.10678 | 11 | 0.39729
12349 | 16.32 | 1 | 365 | 18.528 | 0.97009 | 19 | 0.49812
13605 | 8.97 | 1 | 365 | 10.1836 | 0.76297 | 10 | 0.94658
12708 | 14.535 | 1 | 365 | 16.5015 | 0.84836 | 17 | 0.34989
11090 | 13.005 | 1 | 365 | 14.7645 | 0.60117 | 15 | 0.36569
13068 | 3.9 | 1 | 365 | 4.4277 | 0.37521 | 4 | 0.80286
11735 | 3.57 | 1 | 365 | 4.053 | 0.24346 | 4 | 0.29646
13332 | 7.65 | 1 | 365 | 8.685 | 0.23598 | 8 | 0.921
13905 | 2.55 | 1 | 365 | 2.895 | 0.74533 | 3 | 0.64033
13938 | 6.12 | 1 | 365 | 6.948 | 0.98878 | 7 | 0.9368
13891 | 6.63 | 1 | 365 | 7.527 | 0.73785 | 8 | 0.26486
13919 | 5.355 | 1 | 365 | 6.0795 | 0.36519 | 6 | 0.4447
13925 | 7.75 | 1 | 365 | 8.7985 | 0.57893 | 9 | 0.37748
13983 | 8.58 | 1 | 365 | 9.7408 | 0.42545 | 10 | 0.16629
14009 | 3.9 | 1 | 365 | 4.4277 | 0.37521 | 4 | 0.80286
14025 | 6.63 | 1 | 365 | 7.527 | 0.73785 | 8 | 0.26486
14032 | 3.825 | 1 | 365 | 4.3425 | 0.11799 | 4 | 0.4605
13914 | 3.57 | 1 | 365 | 4.053 | 0.24346 | 4 | 0.29646
13907 | 4.76 | 1 | 365 | 5.404 | 0.32461 | 5 | 0.72862
13595 | 6.885 | 1 | 365 | 7.8165 | 0.61238 | 8 | 0.4289
13473 | 7.14 | 1 | 365 | 8.106 | 0.48692 | 8 | 0.59293
13960 | 7.65 | 1 | 365 | 8.685 | 0.23598 | 8 | 0.921
13921 | 4.845 | 1 | 365 | 5.5005 | 0.61612 | 6 | 0.11663
13908 | 4.845 | 1 | 365 | 5.5005 | 0.61612 | 6 | 0.11663
13923 | 9.18 | 1 | 365 | 10.422 | 0.48318 | 10 | 0.90519
14143 | 6.375 | 1 | 365 | 7.2375 | 0.86332 | 8 | 0.10083
14133 | 6.12 | 1 | 365 | 6.948 | 0.98878 | 7 | 0.9368
14149 | 7.54 | 1 | 365 | 8.5601 | 0.85873 | 9 | 0.41886
14151 | 3.12 | 1 | 365 | 3.5421 | 0.70016 | 4 | 0.24229
14154 | 2.34 | 1 | 365 | 2.6566 | 0.025124 | 2 | 0.68172
14156 | 11.96 | 1 | 365 | 13.5781 | 0.017298 | 13 | 0.59544
14160 | 8.67 | 1 | 365 | 9.843 | 0.73411 | 10 | 0.57713
14377 | 8.32 | 1 | 365 | 9.4457 | 0.53377 | 9 | 0.97944
14163 | 5.2 | 1 | 365 | 5.9035 | 0.83361 | 6 | 0.73715
14383 | 10.4 | 1 | 365 | 11.8071 | 0.66722 | 12 | 0.47429
14386 | 6.5 | 1 | 365 | 7.3794 | 0.29201 | 7 | 0.67143
14390 | 10.4 | 1 | 365 | 11.8071 | 0.66722 | 12 | 0.47429
14394 | 3.9 | 1 | 365 | 4.4277 | 0.37521 | 4 | 0.80286
14395 | 5.61 | 1 | 365 | 6.369 | 0.23972 | 6 | 0.60873
14396 | 4.16 | 1 | 365 | 4.7228 | 0.26689 | 4 | 0.98972
14474 | 14.56 | 1 | 365 | 16.5299 | 0.9341 | 17 | 0.46401
14483 | 6.24 | 1 | 365 | 7.0842 | 0.40033 | 7 | 0.48458
14489 | 8.32 | 1 | 365 | 9.4457 | 0.53377 | 9 | 0.97944
14505 | 5.98 | 1 | 365 | 6.7891 | 0.50865 | 7 | 0.29772
14495 | 4.68 | 1 | 365 | 5.3132 | 0.050247 | 5 | 0.36343
14508 | 4.42 | 1 | 365 | 5.018 | 0.15857 | 5 | 0.17658
14513 | 7.28 | 1 | 365 | 8.265 | 0.96705 | 9 | 0.23201
14517 | 9.36 | 1 | 365 | 10.6264 | 0.10049 | 10 | 0.72686
14526 | 3.9 | 1 | 365 | 4.4277 | 0.37521 | 4 | 0.80286
14527 | 8.32 | 1 | 365 | 9.4457 | 0.53377 | 9 | 0.97944
14535 | 6.12 | 1 | 365 | 6.948 | 0.98878 | 7 | 0.9368
14530 | 6.76 | 1 | 365 | 7.6746 | 0.18369 | 7 | 0.85829
14537 | 4.59 | 1 | 365 | 5.211 | 0.74159 | 5 | 0.9526
14539 | 3.12 | 1 | 365 | 3.5421 | 0.70016 | 4 | 0.24229
14542 | 6.24 | 1 | 365 | 7.0842 | 0.40033 | 7 | 0.48458
14540 | 10.965 | 1 | 365 | 12.4485 | 0.60491 | 13 | 0.053427
14544 | 2.08 | 1 | 365 | 2.3614 | 0.13344 | 2 | 0.49486
14541 | 8.925 | 1 | 365 | 10.1325 | 0.60864 | 10 | 0.74116
14546 | 3.9 | 1 | 365 | 4.4277 | 0.37521 | 4 | 0.80286
14566 | 4.59 | 1 | 365 | 5.211 | 0.74159 | 5 | 0.9526
14591 | 7.905 | 1 | 365 | 8.9745 | 0.11051 | 9 | 0.085029
14589 | 3.675 | 1 | 365 | 4.1722 | 0.60356 | 4 | 0.77577
14668 | 3.12 | 1 | 365 | 3.5421 | 0.70016 | 4 | 0.24229
15054 | 8.84 | 1 | 365 | 10.036 | 0.31713 | 10 | 0.35315
14775 | 4.94 | 1 | 365 | 5.6084 | 0.94193 | 6 | 0.55029
14778 | 5.72 | 1 | 365 | 6.4939 | 0.61697 | 7 | 0.11086
14779 | 7.54 | 1 | 365 | 8.5601 | 0.85873 | 9 | 0.41886
14781 | 6.24 | 1 | 365 | 7.0842 | 0.40033 | 7 | 0.48458
14785 | 5.865 | 1 | 365 | 6.6585 | 0.11425 | 6 | 0.77276
14799 | 4.68 | 1 | 365 | 5.3132 | 0.050247 | 5 | 0.36343
14800 | 5.46 | 1 | 365 | 6.1987 | 0.72529 | 6 | 0.924
14801 | 11.73 | 1 | 365 | 13.317 | 0.2285 | 13 | 0.54553
14802 | 5.72 | 1 | 365 | 6.4939 | 0.61697 | 7 | 0.11086
14803 | 4.42 | 1 | 365 | 5.018 | 0.15857 | 5 | 0.17658
14805 | 7.54 | 1 | 365 | 8.5601 | 0.85873 | 9 | 0.41886
14807 | 6.12 | 1 | 365 | 6.948 | 0.98878 | 7 | 0.9368
14808 | 7.8 | 1 | 365 | 8.8553 | 0.75041 | 9 | 0.60572
14809 | 5.98 | 1 | 365 | 6.7891 | 0.50865 | 7 | 0.29772
14811 | 9.62 | 1 | 365 | 10.9215 | 0.99217 | 11 | 0.91372
14831 | 5.1 | 1 | 365 | 5.79 | 0.49065 | 6 | 0.28066
14867 | 12.22 | 1 | 365 | 13.8733 | 0.90898 | 14 | 0.7823
14874 | 12.22 | 1 | 365 | 13.8733 | 0.90898 | 14 | 0.7823
14960 | 8.06 | 1 | 365 | 9.1505 | 0.64209 | 9 | 0.79258
14962 | 25.245 | 0.9 | 365 | 25.7945 | 0.92086 | 26 | 0.71536
14966 | 11.18 | 1 | 365 | 12.6926 | 0.34226 | 13 | 0.034866
14972 | 12.74 | 1 | 365 | 14.4637 | 0.69234 | 15 | 0.15601
14974 | 9.1 | 1 | 365 | 10.3312 | 0.20881 | 10 | 0.54001
14991 | 7.02 | 1 | 365 | 7.9698 | 0.075371 | 8 | 0.045149
15045 | 8.84 | 1 | 365 | 10.036 | 0.31713 | 10 | 0.35315
15049 | 13 | 1 | 365 | 14.7588 | 0.58402 | 15 | 0.34287
15047 | 8.16 | 1 | 365 | 9.264 | 0.98505 | 10 | 0.24906
15051 | 7.8 | 1 | 365 | 8.8553 | 0.75041 | 9 | 0.60572
15053 | 2.86 | 1 | 365 | 3.2469 | 0.80848 | 4 | 0.055431
15077 | 3.9 | 1 | 365 | 4.4277 | 0.37521 | 4 | 0.80286
15083 | 8.32 | 1 | 365 | 9.4457 | 0.53377 | 9 | 0.97944
15087 | 8.58 | 1 | 365 | 9.7408 | 0.42545 | 10 | 0.16629
15081 | 4.335 | 1 | 365 | 4.9215 | 0.86706 | 5 | 0.78856
15090 | 6.12 | 1 | 365 | 6.948 | 0.98878 | 7 | 0.9368
15092 | 8.58 | 1 | 365 | 9.7408 | 0.42545 | 10 | 0.16629
15139 | 10.2 | 1 | 365 | 11.58 | 0.98131 | 12 | 0.56133
15141 | 11.73 | 1 | 365 | 13.317 | 0.2285 | 13 | 0.54553
15144 | 8.32 | 1 | 365 | 9.4457 | 0.53377 | 9 | 0.97944
15147 | 6.63 | 1 | 365 | 7.527 | 0.73785 | 8 | 0.26486
15152 | 8.32 | 1 | 365 | 9.4457 | 0.53377 | 9 | 0.97944
15154 | 14.3 | 1 | 365 | 16.2347 | 0.042422 | 16 | 0.27715
15157 | 13 | 1 | 365 | 14.7588 | 0.58402 | 15 | 0.34287
15155 | 4.94 | 1 | 365 | 5.6084 | 0.94193 | 6 | 0.55029
15158 | 4.08 | 1 | 365 | 4.632 | 0.99252 | 5 | 0.62453
15159 | 3.06 | 1 | 365 | 3.474 | 0.49439 | 3 | 0.9684
15165 | 6.76 | 1 | 365 | 7.6746 | 0.18369 | 7 | 0.85829
15166 | 11.44 | 1 | 365 | 12.9878 | 0.23394 | 13 | 0.22172
15168 | 10.66 | 1 | 365 | 12.1023 | 0.5589 | 12 | 0.66115
15173 | 6.76 | 1 | 365 | 7.6746 | 0.18369 | 7 | 0.85829
15177 | 8.67 | 1 | 365 | 9.843 | 0.73411 | 10 | 0.57713
15207 | 5.72 | 1 | 365 | 6.4939 | 0.61697 | 7 | 0.11086
15213 | 5.72 | 1 | 365 | 6.4939 | 0.61697 | 7 | 0.11086
15231 | 7.8 | 1 | 365 | 8.8553 | 0.75041 | 9 | 0.60572
15233 | 13.26 | 1 | 365 | 15.054 | 0.4757 | 15 | 0.52973
15236 | 7.28 | 1 | 365 | 8.265 | 0.96705 | 9 | 0.23201
15240 | 5.46 | 1 | 365 | 6.1987 | 0.72529 | 6 | 0.924
15239 | 4.68 | 1 | 365 | 5.3132 | 0.050247 | 5 | 0.36343
15244 | 6.375 | 1 | 365 | 7.2375 | 0.86332 | 8 | 0.10083
15251 | 7.8 | 1 | 365 | 8.8553 | 0.75041 | 9 | 0.60572
15253 | 5.2 | 1 | 365 | 5.9035 | 0.83361 | 6 | 0.73715
15256 | 3.12 | 1 | 365 | 3.5421 | 0.70016 | 4 | 0.24229
15263 | 9.62 | 1 | 365 | 10.9215 | 0.99217 | 11 | 0.91372
15264 | 7.54 | 1 | 365 | 8.5601 | 0.85873 | 9 | 0.41886
13959 | 4.59 | 1 | 365 | 5.211 | 0.74159 | 5 | 0.9526
13930 | 6.63 | 1 | 365 | 7.527 | 0.73785 | 8 | 0.26486
13885 | 3.57 | 1 | 365 | 4.053 | 0.24346 | 4 | 0.29646
13929 | 5.355 | 1 | 365 | 6.0795 | 0.36519 | 6 | 0.4447
13935 | 7.84 | 1 | 365 | 8.9007 | 0.88759 | 9 | 0.78831
13931 | 3.825 | 1 | 365 | 4.3425 | 0.11799 | 4 | 0.4605
13941 | 4.5 | 1 | 365 | 5.1088 | 0.43293 | 5 | 0.54176
13922 | 7.14 | 1 | 365 | 8.106 | 0.48692 | 8 | 0.59293
13913 | 3.43 | 1 | 365 | 3.8941 | 0.76332 | 4 | 0.65739
13939 | 5.75 | 1 | 365 | 6.528 | 0.71985 | 7 | 0.24781
13936 | 4.08 | 1 | 365 | 4.632 | 0.99252 | 5 | 0.62453
13920 | 4.335 | 1 | 365 | 4.9215 | 0.86706 | 5 | 0.78856
13937 | 5.1 | 1 | 365 | 5.79 | 0.49065 | 6 | 0.28066
13940 | 4.845 | 1 | 365 | 5.5005 | 0.61612 | 6 | 0.11663
13966 | 5.1 | 1 | 365 | 5.79 | 0.49065 | 6 | 0.28066
13961 | 8.415 | 1 | 365 | 9.5535 | 0.85958 | 10 | 0.41309
13965 | 7.905 | 1 | 365 | 8.9745 | 0.11051 | 9 | 0.085029
13971 | 4.08 | 1 | 365 | 4.632 | 0.99252 | 5 | 0.62453
14022 | 5.25 | 1 | 365 | 5.9603 | 0.005085 | 5 | 0.96539
13978 | 3.825 | 1 | 365 | 4.3425 | 0.11799 | 4 | 0.4605
13985 | 9.945 | 1 | 365 | 11.2905 | 0.10678 | 11 | 0.39729
14007 | 6.375 | 1 | 365 | 7.2375 | 0.86332 | 8 | 0.10083
13314 | 7.14 | 1 | 365 | 8.106 | 0.48692 | 8 | 0.59293
14109 | 4.59 | 1 | 365 | 5.211 | 0.74159 | 5 | 0.9526
13815 | 9.18 | 1 | 365 | 10.422 | 0.48318 | 10 | 0.90519
13934 | 7.905 | 1 | 365 | 8.9745 | 0.11051 | 9 | 0.085029
13932 | 6.12 | 1 | 365 | 6.948 | 0.98878 | 7 | 0.9368
13911 | 2.205 | 1 | 365 | 2.5033 | 0.56214 | 3 | 0.065463
14106 | 6.885 | 1 | 365 | 7.8165 | 0.61238 | 8 | 0.4289
14101 | 2.295 | 1 | 365 | 2.6055 | 0.87079 | 3 | 0.4763
14035 | 4.845 | 1 | 365 | 5.5005 | 0.61612 | 6 | 0.11663
13962 | 8.25 | 1 | 365 | 9.3662 | 0.29371 | 9 | 0.6599
13986 | 9.435 | 1 | 365 | 10.7115 | 0.35771 | 11 | 0.069228
14018 | 5.5 | 1 | 365 | 6.2441 | 0.86247 | 7 | 0.1066
13996 | 8.84 | 1 | 365 | 10.036 | 0.31713 | 10 | 0.35315
14001 | 9.945 | 1 | 365 | 11.2905 | 0.10678 | 11 | 0.39729
13997 | 7.395 | 1 | 365 | 8.3955 | 0.36145 | 8 | 0.75696
14004 | 7.65 | 1 | 365 | 8.685 | 0.23598 | 8 | 0.921
14039 | 5.61 | 1 | 365 | 6.369 | 0.23972 | 6 | 0.60873
14275 | 5.88 | 1 | 365 | 6.6755 | 0.1657 | 6 | 0.84124
13933 | 12.1 | 1 | 365 | 13.7371 | 0.49743 | 14 | 0.23452
14199 | 4.25 | 1 | 365 | 4.825 | 0.57554 | 5 | 0.40055
14187 | 5.4 | 1 | 365 | 6.1306 | 0.51952 | 6 | 0.65011
14237 | 4.32 | 1 | 365 | 4.9045 | 0.81561 | 5 | 0.72009
14238 | 35.316 | 0.9 | 365 | 36.0847 | 0.0058712 | 36 | 0.090573
14239 | 17.28 | 1 | 365 | 19.6179 | 0.26245 | 19 | 0.88037
14255 | 6.72 | 1 | 365 | 7.6292 | 0.046509 | 7 | 0.6757
14113 | 4.05 | 1 | 365 | 4.5979 | 0.88964 | 5 | 0.48759
14246 | 724.68 | 1 | 365 | 822.7263 | 0.31905 | 823 | 0.045352
14304 | 5.4 | 1 | 365 | 6.1306 | 0.51952 | 6 | 0.65011
14232 | 9.01 | 1 | 365 | 10.229 | 0.90016 | 11 | 0.12917
14129 | 5.355 | 1 | 365 | 6.0795 | 0.36519 | 6 | 0.4447
14267 | 6.12 | 1 | 365 | 6.948 | 0.98878 | 7 | 0.9368
14261 | 4.59 | 1 | 365 | 5.211 | 0.74159 | 5 | 0.9526
14155 | 9.69 | 1 | 365 | 11.001 | 0.23224 | 11 | 0.23326
14148 | 5.635 | 1 | 365 | 6.3974 | 0.32546 | 6 | 0.72285
14141 | 7.395 | 1 | 365 | 8.3955 | 0.36145 | 8 | 0.75696
14306 | 4.845 | 1 | 365 | 5.5005 | 0.61612 | 6 | 0.11663
14264 | 6.375 | 1 | 365 | 7.2375 | 0.86332 | 8 | 0.10083
14298 | 3.06 | 1 | 365 | 3.474 | 0.49439 | 3 | 0.9684
14278 | 9.435 | 1 | 365 | 10.7115 | 0.35771 | 11 | 0.069228
14294 | 3.92 | 1 | 365 | 4.4504 | 0.4438 | 4 | 0.89416
14302 | 4.08 | 1 | 365 | 4.632 | 0.99252 | 5 | 0.62453
14259 | 4.845 | 1 | 365 | 5.5005 | 0.61612 | 6 | 0.11663
14311 | 6.885 | 1 | 365 | 7.8165 | 0.61238 | 8 | 0.4289
14288 | 7.5 | 1 | 365 | 8.5147 | 0.72155 | 9 | 0.23627
14290 | 6.375 | 1 | 365 | 7.2375 | 0.86332 | 8 | 0.10083
14363 | 7.395 | 1 | 365 | 8.3955 | 0.36145 | 8 | 0.75696
14368 | 9.435 | 1 | 365 | 10.7115 | 0.35771 | 11 | 0.069228
14340 | 5.61 | 1 | 365 | 6.369 | 0.23972 | 6 | 0.60873
14329 | 9.5 | 1 | 365 | 10.7853 | 0.58063 | 11 | 0.36594
14330 | 6.75 | 1 | 365 | 7.6632 | 0.1494 | 7 | 0.81264
14369 | 6.885 | 1 | 365 | 7.8165 | 0.61238 | 8 | 0.4289
14327 | 6.885 | 1 | 365 | 7.8165 | 0.61238 | 8 | 0.4289
14344 | 4.845 | 1 | 365 | 5.5005 | 0.61612 | 6 | 0.11663
14324 | 8.16 | 1 | 365 | 9.264 | 0.98505 | 10 | 0.24906
14375 | 5.1 | 1 | 365 | 5.79 | 0.49065 | 6 | 0.28066
14380 | 8.67 | 1 | 365 | 9.843 | 0.73411 | 10 | 0.57713
14384 | 9 | 1 | 365 | 10.2177 | 0.86586 | 11 | 0.083524
14388 | 7.905 | 1 | 365 | 8.9745 | 0.11051 | 9 | 0.085029
14402 | 5.865 | 1 | 365 | 6.6585 | 0.11425 | 6 | 0.77276
14399 | 7.395 | 1 | 365 | 8.3955 | 0.36145 | 8 | 0.75696
14422 | 7.65 | 1 | 365 | 8.685 | 0.23598 | 8 | 0.921
14097 | 3.57 | 1 | 365 | 4.053 | 0.24346 | 4 | 0.29646
14432 | 5.1 | 1 | 365 | 5.79 | 0.49065 | 6 | 0.28066
14461 | 4.59 | 1 | 365 | 5.211 | 0.74159 | 5 | 0.9526
14449 | 8.75 | 1 | 365 | 9.9338 | 0.008475 | 9 | 0.94231
14465 | 4.59 | 1 | 365 | 5.211 | 0.74159 | 5 | 0.9526
14447 | 4.335 | 1 | 365 | 4.9215 | 0.86706 | 5 | 0.78856
14463 | 5.61 | 1 | 365 | 6.369 | 0.23972 | 6 | 0.60873
14029 | 6.12 | 1 | 365 | 6.948 | 0.98878 | 7 | 0.9368
14456 | 6.63 | 1 | 365 | 7.527 | 0.73785 | 8 | 0.26486
14440 | 9.25 | 1 | 365 | 10.5015 | 0.72325 | 11 | 0.22473
14468 | 6.12 | 1 | 365 | 6.948 | 0.98878 | 7 | 0.9368
14454 | 3.06 | 1 | 365 | 3.474 | 0.49439 | 3 | 0.9684
14472 | 3.185 | 1 | 365 | 3.6159 | 0.92308 | 4 | 0.539
14475 | 2.295 | 1 | 365 | 2.6055 | 0.87079 | 3 | 0.4763
14464 | 3.12 | 1 | 365 | 3.5421 | 0.70016 | 4 | 0.24229
14482 | 8.67 | 1 | 365 | 9.843 | 0.73411 | 10 | 0.57713
14458 | 5.355 | 1 | 365 | 6.0795 | 0.36519 | 6 | 0.4447
14280 | 5.355 | 1 | 365 | 6.0795 | 0.36519 | 6 | 0.4447
14441 | 3.57 | 1 | 365 | 4.053 | 0.24346 | 4 | 0.29646
14477 | 11.475 | 1 | 365 | 13.0275 | 0.35397 | 13 | 0.38149
14639 | 8.25 | 1 | 365 | 9.3662 | 0.29371 | 9 | 0.6599
14594 | 6 | 1 | 365 | 6.8118 | 0.57724 | 7 | 0.38902
14580 | 6.5 | 1 | 365 | 7.3794 | 0.29201 | 7 | 0.67143
14620 | 7.65 | 1 | 365 | 8.685 | 0.23598 | 8 | 0.921
14424 | 13.005 | 1 | 365 | 14.7645 | 0.60117 | 15 | 0.36569
14584 | 6.25 | 1 | 365 | 7.0956 | 0.43462 | 7 | 0.53022
14615 | 4.08 | 1 | 365 | 4.632 | 0.99252 | 5 | 0.62453
14643 | 4.68 | 1 | 365 | 5.3132 | 0.050247 | 5 | 0.36343
14632 | 4.845 | 1 | 365 | 5.5005 | 0.61612 | 6 | 0.11663
14616 | 4.08 | 1 | 365 | 4.632 | 0.99252 | 5 | 0.62453
14491 | 7.56 | 1 | 365 | 8.5828 | 0.92732 | 9 | 0.51016
14501 | 7.65 | 1 | 365 | 8.685 | 0.23598 | 8 | 0.921
14563 | 9.18 | 1 | 365 | 10.422 | 0.48318 | 10 | 0.90519
14786 | 9.18 | 1 | 365 | 10.422 | 0.48318 | 10 | 0.90519
14789 | 5.76 | 1 | 365 | 6.5393 | 0.75415 | 7 | 0.29346
14794 | 8.175 | 1 | 365 | 9.281 | 0.03649 | 9 | 0.31753
14795 | 6.72 | 1 | 365 | 7.6292 | 0.046509 | 7 | 0.6757
14821 | 53.628 | 0.9 | 365 | 54.7953 | 0.52743 | 55 | 0.32272
14822 | 5.886 | 1 | 365 | 6.6824 | 0.18627 | 6 | 0.86862
14826 | 3.825 | 1 | 365 | 4.3425 | 0.11799 | 4 | 0.4605
14830 | 3.6 | 1 | 365 | 4.0871 | 0.34634 | 4 | 0.43341
14892 | 2.88 | 1 | 365 | 3.2697 | 0.87708 | 4 | 0.14673
14709 | 4.335 | 1 | 365 | 4.9215 | 0.86706 | 5 | 0.78856
14722 | 2.805 | 1 | 365 | 3.1845 | 0.61986 | 3 | 0.80436
14726 | 3.57 | 1 | 365 | 4.053 | 0.24346 | 4 | 0.29646
14757 | 5.865 | 1 | 365 | 6.6585 | 0.11425 | 6 | 0.77276
14751 | 8.16 | 1 | 365 | 9.264 | 0.98505 | 10 | 0.24906
14725 | 4.335 | 1 | 365 | 4.9215 | 0.86706 | 5 | 0.78856
14690 | 5.1 | 1 | 365 | 5.79 | 0.49065 | 6 | 0.28066
14731 | 6.25 | 1 | 365 | 7.0956 | 0.43462 | 7 | 0.53022
14871 | 6.12 | 1 | 365 | 6.948 | 0.98878 | 7 | 0.9368
14727 | 7.395 | 1 | 365 | 8.3955 | 0.36145 | 8 | 0.75696
14848 | 3.825 | 1 | 365 | 4.3425 | 0.11799 | 4 | 0.4605
14555 | 73.44 | 0.9 | 365 | 75.0385 | 0.67888 | 75 | 0.7174
14889 | 71.94 | 0.9 | 365 | 73.5059 | 0.048997 | 73 | 0.55487
12659 | 6.24 | 1 | 365 | 7.0842 | 0.40033 | 7 | 0.48458
13506 | 3.43 | 1 | 365 | 3.8941 | 0.76332 | 4 | 0.65739
14796 | 4.25 | 1 | 365 | 4.825 | 0.57554 | 5 | 0.40055
15018 | 6.48 | 1 | 365 | 7.3567 | 0.22342 | 7 | 0.58014
14189 | 8.4 | 1 | 365 | 9.5365 | 0.80814 | 10 | 0.34462
14674 | 12.24 | 1 | 365 | 13.896 | 0.97757 | 14 | 0.87359
14804 | 15.34 | 1 | 365 | 17.4154 | 0.60914 | 18 | 0.024584
14806 | 11.985 | 1 | 365 | 13.6065 | 0.10304 | 13 | 0.70956
14904 | 12.426 | 1 | 365 | 14.1072 | 0.61546 | 14 | 0.72265
15182 | 5.225 | 1 | 365 | 5.9319 | 0.91935 | 6 | 0.85127
15183 | 10.175 | 1 | 365 | 11.5516 | 0.89557 | 12 | 0.44721
15184 | 12.495 | 1 | 365 | 14.1855 | 0.8521 | 15 | 0.037626
15108 | 102.024 | 0.9 | 365 | 104.2447 | 0.90585 | 105 | 0.15055
15185 | 5.232 | 1 | 365 | 5.9399 | 0.94335 | 6 | 0.88322
15115 | 7.25 | 1 | 365 | 8.2309 | 0.86416 | 9 | 0.095061
14864 | 4.335 | 1 | 365 | 4.9215 | 0.86706 | 5 | 0.78856
14879 | 7.395 | 1 | 365 | 8.3955 | 0.36145 | 8 | 0.75696
14840 | 6.63 | 1 | 365 | 7.527 | 0.73785 | 8 | 0.26486
14859 | 5.1 | 1 | 365 | 5.79 | 0.49065 | 6 | 0.28066
14843 | 4.25 | 1 | 365 | 4.825 | 0.57554 | 5 | 0.40055
14829 | 6.12 | 1 | 365 | 6.948 | 0.98878 | 7 | 0.9368
14849 | 7.65 | 1 | 365 | 8.685 | 0.23598 | 8 | 0.921
14863 | 5.1 | 1 | 365 | 5.79 | 0.49065 | 6 | 0.28066
14883 | 8.67 | 1 | 365 | 9.843 | 0.73411 | 10 | 0.57713
14884 | 7.65 | 1 | 365 | 8.685 | 0.23598 | 8 | 0.921
14839 | 7.65 | 1 | 365 | 8.685 | 0.23598 | 8 | 0.921
14844 | 6.12 | 1 | 365 | 6.948 | 0.98878 | 7 | 0.9368
14861 | 4.335 | 1 | 365 | 4.9215 | 0.86706 | 5 | 0.78856
14836 | 3.06 | 1 | 365 | 3.474 | 0.49439 | 3 | 0.9684
14890 | 4.845 | 1 | 365 | 5.5005 | 0.61612 | 6 | 0.11663
14901 | 4.335 | 1 | 365 | 4.9215 | 0.86706 | 5 | 0.78856
14891 | 5.5 | 1 | 365 | 6.2441 | 0.86247 | 7 | 0.1066
14908 | 8.925 | 1 | 365 | 10.1325 | 0.60864 | 10 | 0.74116
14932 | 6.63 | 1 | 365 | 7.527 | 0.73785 | 8 | 0.26486
14898 | 3 | 1 | 365 | 3.4059 | 0.28862 | 3 | 0.69451
15020 | 2.04 | 1 | 365 | 2.316 | 0.99626 | 3 | 0.31227
15048 | 7.14 | 1 | 365 | 8.106 | 0.48692 | 8 | 0.59293
15029 | 4.25 | 1 | 365 | 4.825 | 0.57554 | 5 | 0.40055
15079 | 4.335 | 1 | 365 | 4.9215 | 0.86706 | 5 | 0.78856
15037 | 6.12 | 1 | 365 | 6.948 | 0.98878 | 7 | 0.9368
15017 | 3.57 | 1 | 365 | 4.053 | 0.24346 | 4 | 0.29646
15095 | 4.59 | 1 | 365 | 5.211 | 0.74159 | 5 | 0.9526
15105 | 8.415 | 1 | 365 | 9.5535 | 0.85958 | 10 | 0.41309
15084 | 5.355 | 1 | 365 | 6.0795 | 0.36519 | 6 | 0.4447
15106 | 6.63 | 1 | 365 | 7.527 | 0.73785 | 8 | 0.26486
15118 | 5 | 1 | 365 | 5.6765 | 0.1477 | 5 | 0.82418
15088 | 4.08 | 1 | 365 | 4.632 | 0.99252 | 5 | 0.62453
15120 | 4.08 | 1 | 365 | 4.632 | 0.99252 | 5 | 0.62453
15121 | 3.675 | 1 | 365 | 4.1722 | 0.60356 | 4 | 0.77577
15162 | 2.295 | 1 | 365 | 2.6055 | 0.87079 | 3 | 0.4763
15129 | 6.885 | 1 | 365 | 7.8165 | 0.61238 | 8 | 0.4289
15146 | 5.355 | 1 | 365 | 6.0795 | 0.36519 | 6 | 0.4447
15128 | 5.61 | 1 | 365 | 6.369 | 0.23972 | 6 | 0.60873
14977 | 6 | 1 | 365 | 6.8118 | 0.57724 | 7 | 0.38902
14978 | 6 | 1 | 365 | 6.8118 | 0.57724 | 7 | 0.38902
14982 | 4.2 | 1 | 365 | 4.7682 | 0.40407 | 5 | 0.17231
14986 | 6 | 1 | 365 | 6.8118 | 0.57724 | 7 | 0.38902
15204 | 7.65 | 1 | 365 | 8.685 | 0.23598 | 8 | 0.921
15223 | 6.885 | 1 | 365 | 7.8165 | 0.61238 | 8 | 0.4289
15281 | 7.68 | 1 | 365 | 8.7191 | 0.33887 | 9 | 0.05794
15284 | 5.76 | 1 | 365 | 6.5393 | 0.75415 | 7 | 0.29346
15189 | 3.825 | 1 | 365 | 4.3425 | 0.11799 | 4 | 0.4605
15211 | 7.14 | 1 | 365 | 8.106 | 0.48692 | 8 | 0.59293
15646 | 6.5 | 1 | 365 | 7.3794 | 0.29201 | 7 | 0.67143
15670 | 4.25 | 1 | 365 | 4.825 | 0.57554 | 5 | 0.40055
15205 | 5.61 | 1 | 365 | 6.369 | 0.23972 | 6 | 0.60873
15630 | 9.36 | 1 | 365 | 10.6264 | 0.10049 | 10 | 0.72686
15603 | 7.8 | 1 | 365 | 8.8553 | 0.75041 | 9 | 0.60572
15201 | 7.14 | 1 | 365 | 8.106 | 0.48692 | 8 | 0.59293
15517 | 6.12 | 1 | 365 | 6.948 | 0.98878 | 7 | 0.9368
15250 | 6.885 | 1 | 365 | 7.8165 | 0.61238 | 8 | 0.4289
15594 | 8.925 | 1 | 365 | 10.1325 | 0.60864 | 10 | 0.74116
15611 | 7.395 | 1 | 365 | 8.3955 | 0.36145 | 8 | 0.75696
15614 | 5.61 | 1 | 365 | 6.369 | 0.23972 | 6 | 0.60873
15640 | 3.315 | 1 | 365 | 3.7635 | 0.36893 | 4 | 0.13243
15593 | 4.335 | 1 | 365 | 4.9215 | 0.86706 | 5 | 0.78856
15580 | 7.905 | 1 | 365 | 8.9745 | 0.11051 | 9 | 0.085029
15290 | 4.56 | 1 | 365 | 5.1769 | 0.6387 | 5 | 0.81565
14817 | 6.3 | 1 | 365 | 7.1524 | 0.6061 | 7 | 0.75847
15624 | 9.18 | 1 | 365 | 10.422 | 0.48318 | 10 | 0.90519
15601 | 7.905 | 1 | 365 | 8.9745 | 0.11051 | 9 | 0.085029
15718 | 4.08 | 1 | 365 | 4.632 | 0.99252 | 5 | 0.62453
15729 | 8.415 | 1 | 365 | 9.5535 | 0.85958 | 10 | 0.41309
15752 | 7 | 1 | 365 | 7.9471 | 0.00678 | 7 | 0.95385
15741 | 4.41 | 1 | 365 | 5.0067 | 0.12427 | 5 | 0.13093
15746 | 8.67 | 1 | 365 | 9.843 | 0.73411 | 10 | 0.57713
15352 | 9.62 | 1 | 365 | 10.9215 | 0.99217 | 11 | 0.91372
15360 | 7.28 | 1 | 365 | 8.265 | 0.96705 | 9 | 0.23201
15361 | 8.06 | 1 | 365 | 9.1505 | 0.64209 | 9 | 0.79258
15721 | 4.08 | 1 | 365 | 4.632 | 0.99252 | 5 | 0.62453
15372 | 8.58 | 1 | 365 | 9.7408 | 0.42545 | 10 | 0.16629
15376 | 4.845 | 1 | 365 | 5.5005 | 0.61612 | 6 | 0.11663
15757 | 7.65 | 1 | 365 | 8.685 | 0.23598 | 8 | 0.921
15382 | 9.945 | 1 | 365 | 11.2905 | 0.10678 | 11 | 0.39729
15723 | 6.86 | 1 | 365 | 7.7881 | 0.52664 | 8 | 0.31477
15737 | 5.1 | 1 | 365 | 5.79 | 0.49065 | 6 | 0.28066
15384 | 6.24 | 1 | 365 | 7.0842 | 0.40033 | 7 | 0.48458
15634 | 7.14 | 1 | 365 | 8.106 | 0.48692 | 8 | 0.59293
15390 | 4.42 | 1 | 365 | 5.018 | 0.15857 | 5 | 0.17658
15681 | 5.355 | 1 | 365 | 6.0795 | 0.36519 | 6 | 0.4447
15392 | 6.76 | 1 | 365 | 7.6746 | 0.18369 | 7 | 0.85829
15393 | 5.1 | 1 | 365 | 5.79 | 0.49065 | 6 | 0.28066
15395 | 9.36 | 1 | 365 | 10.6264 | 0.10049 | 10 | 0.72686
15396 | 11.475 | 1 | 365 | 13.0275 | 0.35397 | 13 | 0.38149
15399 | 6.76 | 1 | 365 | 7.6746 | 0.18369 | 7 | 0.85829
15674 | 8.415 | 1 | 365 | 9.5535 | 0.85958 | 10 | 0.41309
15402 | 7.28 | 1 | 365 | 8.265 | 0.96705 | 9 | 0.23201
15405 | 5.46 | 1 | 365 | 6.1987 | 0.72529 | 6 | 0.924
15768 | 8.415 | 1 | 365 | 9.5535 | 0.85958 | 10 | 0.41309
15406 | 4.42 | 1 | 365 | 5.018 | 0.15857 | 5 | 0.17658
15415 | 11.18 | 1 | 365 | 12.6926 | 0.34226 | 13 | 0.034866
15782 | 3.825 | 1 | 365 | 4.3425 | 0.11799 | 4 | 0.4605
15420 | 5.72 | 1 | 365 | 6.4939 | 0.61697 | 7 | 0.11086
15815 | 3.57 | 1 | 365 | 4.053 | 0.24346 | 4 | 0.29646
15421 | 7.02 | 1 | 365 | 7.9698 | 0.075371 | 8 | 0.045149
15419 | 7.8 | 1 | 365 | 8.8553 | 0.75041 | 9 | 0.60572
15422 | 5.46 | 1 | 365 | 6.1987 | 0.72529 | 6 | 0.924
15786 | 6.12 | 1 | 365 | 6.948 | 0.98878 | 7 | 0.9368
15781 | 5.865 | 1 | 365 | 6.6585 | 0.11425 | 6 | 0.77276
15800 | 9.435 | 1 | 365 | 10.7115 | 0.35771 | 11 | 0.069228
15795 | 5.61 | 1 | 365 | 6.369 | 0.23972 | 6 | 0.60873
15827 | 4.59 | 1 | 365 | 5.211 | 0.74159 | 5 | 0.9526
15842 | 7.905 | 1 | 365 | 8.9745 | 0.11051 | 9 | 0.085029
15820 | 9.435 | 1 | 365 | 10.7115 | 0.35771 | 11 | 0.069228
15840 | 8.06 | 1 | 365 | 9.1505 | 0.64209 | 9 | 0.79258
15473 | 7.44 | 1 | 365 | 8.4466 | 0.51578 | 8 | 0.96238
15481 | 3.84 | 1 | 365 | 4.3595 | 0.16943 | 4 | 0.52897
15484 | 4.32 | 1 | 365 | 4.9045 | 0.81561 | 5 | 0.72009
15516 | 6.44 | 1 | 365 | 7.3113 | 0.086238 | 7 | 0.39754
15522 | 6.16 | 1 | 365 | 6.9934 | 0.12597 | 7 | 0.11939
15524 | 2.04 | 1 | 365 | 2.316 | 0.99626 | 3 | 0.31227
15529 | 6.6 | 1 | 365 | 7.493 | 0.63496 | 8 | 0.12792
15530 | 8.1 | 1 | 365 | 9.1959 | 0.77927 | 9 | 0.97517
15533 | 3.36 | 1 | 365 | 3.8146 | 0.52325 | 4 | 0.33785
15534 | 5.76 | 1 | 365 | 6.5393 | 0.75415 | 7 | 0.29346
15536 | 8.415 | 1 | 365 | 9.5535 | 0.85958 | 10 | 0.41309
15537 | 6.75 | 1 | 365 | 7.6632 | 0.1494 | 7 | 0.81264
15544 | 4.75 | 1 | 365 | 5.3927 | 0.29031 | 5 | 0.68297
15874 | 2.295 | 1 | 365 | 2.6055 | 0.87079 | 3 | 0.4763
15846 | 3.315 | 1 | 365 | 3.7635 | 0.36893 | 4 | 0.13243
15887 | 6.63 | 1 | 365 | 7.527 | 0.73785 | 8 | 0.26486
15871 | 4.25 | 1 | 365 | 4.825 | 0.57554 | 5 | 0.40055
15896 | 6.885 | 1 | 365 | 7.8165 | 0.61238 | 8 | 0.4289
15848 | 7 | 1 | 365 | 7.9471 | 0.00678 | 7 | 0.95385
15879 | 7.14 | 1 | 365 | 8.106 | 0.48692 | 8 | 0.59293
15912 | 1.53 | 1 | 365 | 1.737 | 0.2472 | 1 | 0.9842
15936 | 1.53 | 1 | 365 | 1.737 | 0.2472 | 1 | 0.9842
15963 | 6.885 | 1 | 365 | 7.8165 | 0.61238 | 8 | 0.4289
15970 | 4.59 | 1 | 365 | 5.211 | 0.74159 | 5 | 0.9526
13912 | 7.905 | 1 | 365 | 8.9745 | 0.11051 | 9 | 0.085029
16036 | 6.5 | 1 | 365 | 7.3794 | 0.29201 | 7 | 0.67143
10929 | 10.66 | 1 | 365 | 12.1023 | 0.5589 | 12 | 0.66115
11025 | 7.75 | 1 | 365 | 8.7985 | 0.57893 | 9 | 0.37748
12604 | 5.13 | 1 | 365 | 5.8241 | 0.59354 | 6 | 0.41761
13652 | 5.1 | 1 | 365 | 5.79 | 0.49065 | 6 | 0.28066
13660 | 8.06 | 1 | 365 | 9.1505 | 0.64209 | 9 | 0.79258
12894 | 7.14 | 1 | 365 | 8.106 | 0.48692 | 8 | 0.59293
13659 | 4.335 | 1 | 365 | 4.9215 | 0.86706 | 5 | 0.78856
13683 | 7.28 | 1 | 365 | 8.265 | 0.96705 | 9 | 0.23201
11839 | 10.14 | 1 | 365 | 11.5119 | 0.77554 | 12 | 0.28744
11841 | 3.9 | 1 | 365 | 4.4277 | 0.37521 | 4 | 0.80286
11840 | 9.36 | 1 | 365 | 10.6264 | 0.10049 | 10 | 0.72686
11845 | 6.5 | 1 | 365 | 7.3794 | 0.29201 | 7 | 0.67143
11846 | 8.06 | 1 | 365 | 9.1505 | 0.64209 | 9 | 0.79258
11848 | 5.2 | 1 | 365 | 5.9035 | 0.83361 | 6 | 0.73715
11875 | 8.84 | 1 | 365 | 10.036 | 0.31713 | 10 | 0.35315
11879 | 11.96 | 1 | 365 | 13.5781 | 0.017298 | 13 | 0.59544
11889 | 4.42 | 1 | 365 | 5.018 | 0.15857 | 5 | 0.17658
11885 | 15.3 | 1 | 365 | 17.37 | 0.47196 | 17 | 0.84199
11895 | 11.22 | 1 | 365 | 12.738 | 0.47944 | 13 | 0.21746
11896 | 9.18 | 1 | 365 | 10.422 | 0.48318 | 10 | 0.90519
11897 | 6.12 | 1 | 365 | 6.948 | 0.98878 | 7 | 0.9368
11950 | 4.845 | 1 | 365 | 5.5005 | 0.61612 | 6 | 0.11663
14941 | 6.725 | 1 | 365 | 7.6349 | 0.063657 | 7 | 0.69852
11915 | 5.72 | 1 | 365 | 6.4939 | 0.61697 | 7 | 0.11086
11916 | 11.7 | 1 | 365 | 13.283 | 0.12562 | 13 | 0.40858
17567 | 8.71 | 1 | 365 | 9.8884 | 0.87129 | 10 | 0.75972
11919 | 3.57 | 1 | 365 | 4.053 | 0.24346 | 4 | 0.29646
11921 | 4.42 | 1 | 365 | 5.018 | 0.15857 | 5 | 0.17658
11942 | 10.4 | 1 | 365 | 11.8071 | 0.66722 | 12 | 0.47429
11922 | 2.34 | 1 | 365 | 2.6566 | 0.025124 | 2 | 0.68172
11997 | 6.12 | 1 | 365 | 6.948 | 0.98878 | 7 | 0.9368
12007 | 6.76 | 1 | 365 | 7.6746 | 0.18369 | 7 | 0.85829
12034 | 7.65 | 1 | 365 | 8.685 | 0.23598 | 8 | 0.921
12041 | 5.98 | 1 | 365 | 6.7891 | 0.50865 | 7 | 0.29772
12047 | 6.76 | 1 | 365 | 7.6746 | 0.18369 | 7 | 0.85829
12058 | 15.555 | 1 | 365 | 17.6595 | 0.34649 | 18 | 0.006024
16793 | 22.788 | 1 | 365 | 25.8711 | 0.15236 | 26 | 0.023483
12422 | 4.8 | 1 | 365 | 5.4494 | 0.46179 | 5 | 0.91121
15764 | 15 | 1 | 365 | 17.0294 | 0.4431 | 17 | 0.47254
16005 | 6.5 | 1 | 365 | 7.3794 | 0.29201 | 7 | 0.67143
14460 | 113.035 | 0.9 | 365 | 115.4954 | 0.89225 | 116 | 0.38761
14444 | 4.59 | 1 | 365 | 5.211 | 0.74159 | 5 | 0.9526
15862 | 4.08 | 1 | 365 | 4.632 | 0.99252 | 5 | 0.62453
16177 | 5.1 | 1 | 365 | 5.79 | 0.49065 | 6 | 0.28066
14006 | 7.65 | 1 | 365 | 8.685 | 0.23598 | 8 | 0.921
16179 | 8.16 | 1 | 365 | 9.264 | 0.98505 | 10 | 0.24906
14214 | 10.455 | 1 | 365 | 11.8695 | 0.85584 | 12 | 0.72536
14317 | 13.005 | 1 | 365 | 14.7645 | 0.60117 | 15 | 0.36569
14321 | 10.2 | 1 | 365 | 11.58 | 0.98131 | 12 | 0.56133
15545 | 8.67 | 1 | 365 | 9.843 | 0.73411 | 10 | 0.57713
14209 | 10.965 | 1 | 365 | 12.4485 | 0.60491 | 13 | 0.053427
14192 | 10.2 | 1 | 365 | 11.58 | 0.98131 | 12 | 0.56133
14299 | 10.71 | 1 | 365 | 12.159 | 0.73037 | 12 | 0.88939
14270 | 12.24 | 1 | 365 | 13.896 | 0.97757 | 14 | 0.87359
14320 | 10.2 | 1 | 365 | 11.58 | 0.98131 | 12 | 0.56133
15606 | 14.79 | 1 | 365 | 16.791 | 0.7229 | 17 | 0.51392
15755 | 10.2 | 1 | 365 | 11.58 | 0.98131 | 12 | 0.56133
14296 | 10.2 | 1 | 365 | 11.58 | 0.98131 | 12 | 0.56133
14319 | 11.76 | 1 | 365 | 13.3511 | 0.33139 | 13 | 0.68247
16360 | 11.73 | 1 | 365 | 13.317 | 0.2285 | 13 | 0.54553
14212 | 10.2 | 1 | 365 | 11.58 | 0.98131 | 12 | 0.56133
14277 | 13.005 | 1 | 365 | 14.7645 | 0.60117 | 15 | 0.36569
14309 | 17.595 | 1 | 365 | 19.9755 | 0.34276 | 20 | 0.31829
14291 | 13.515 | 1 | 365 | 15.3435 | 0.35023 | 15 | 0.69376
15717 | 10.71 | 1 | 365 | 12.159 | 0.73037 | 12 | 0.88939
14178 | 11.475 | 1 | 365 | 13.0275 | 0.35397 | 13 | 0.38149
12818 | 9.69 | 1 | 365 | 11.001 | 0.23224 | 11 | 0.23326
12834 | 4.32 | 1 | 365 | 4.9045 | 0.81561 | 5 | 0.72009
14400 | 13.475 | 1 | 365 | 15.2981 | 0.21305 | 15 | 0.51117
15122 | 5.355 | 1 | 365 | 6.0795 | 0.36519 | 6 | 0.4447
14316 | 11.22 | 1 | 365 | 12.738 | 0.47944 | 13 | 0.21746
14252 | 13.515 | 1 | 365 | 15.3435 | 0.35023 | 15 | 0.69376
14312 | 10.965 | 1 | 365 | 12.4485 | 0.60491 | 13 | 0.053427
14838 | 10.2 | 1 | 365 | 11.58 | 0.98131 | 12 | 0.56133
15074 | 12.75 | 1 | 365 | 14.475 | 0.72663 | 15 | 0.20166
16323 | 16.065 | 1 | 365 | 18.2385 | 0.09556 | 18 | 0.33409
16339 | 10.965 | 1 | 365 | 12.4485 | 0.60491 | 13 | 0.053427
14765 | 10.71 | 1 | 365 | 12.159 | 0.73037 | 12 | 0.88939
16407 | 15.81 | 1 | 365 | 17.949 | 0.22103 | 18 | 0.17006
14737 | 10.75 | 1 | 365 | 12.2044 | 0.86755 | 13 | 0.071987
15203 | 11.475 | 1 | 365 | 13.0275 | 0.35397 | 13 | 0.38149
15849 | 11.73 | 1 | 365 | 13.317 | 0.2285 | 13 | 0.54553
14393 | 10.045 | 1 | 365 | 11.404 | 0.44973 | 11 | 0.85378
16355 | 10.965 | 1 | 365 | 12.4485 | 0.60491 | 13 | 0.053427
16455 | 10.445 | 1 | 365 | 11.8582 | 0.82155 | 12 | 0.67971
15591 | 10.71 | 1 | 365 | 12.159 | 0.73037 | 12 | 0.88939
16336 | 13.77 | 1 | 365 | 15.633 | 0.22477 | 15 | 0.85779
16342 | 12.25 | 1 | 365 | 13.9074 | 0.011865 | 13 | 0.91924
16350 | 14.025 | 1 | 365 | 15.9225 | 0.099299 | 16 | 0.021825
16403 | 13.005 | 1 | 365 | 14.7645 | 0.60117 | 15 | 0.36569
16499 | 17.5 | 1 | 365 | 19.8677 | 0.01695 | 19 | 0.88463
12220 | 3.06 | 1 | 365 | 3.474 | 0.49439 | 3 | 0.9684
15138 | 7.395 | 1 | 365 | 8.3955 | 0.36145 | 8 | 0.75696
14949 | 5.98 | 1 | 365 | 6.7891 | 0.50865 | 7 | 0.29772
12999 | 7.5 | 1 | 365 | 8.5147 | 0.72155 | 9 | 0.23627
13201 | 10 | 1 | 365 | 11.353 | 0.2954 | 11 | 0.64836
13241 | 147.82 | 0.9 | 365 | 151.0375 | 0.25914 | 151 | 0.29665
13825 | 8.06 | 1 | 365 | 9.1505 | 0.64209 | 9 | 0.79258
13606 | 8.67 | 1 | 365 | 9.843 | 0.73411 | 10 | 0.57713
13864 | 10.4 | 1 | 365 | 11.8071 | 0.66722 | 12 | 0.47429
12898 | 14.04 | 1 | 365 | 15.9396 | 0.15074 | 16 | 0.090297
13949 | 8.96 | 1 | 365 | 10.1723 | 0.72868 | 10 | 0.90093
18924 | 11.22 | 1 | 365 | 12.738 | 0.47944 | 13 | 0.21746
8644 | 598.16 | 1 | 365 | 679.0887 | 0.41365 | 679 | 0.5023
14164 | 9 | 1 | 365 | 10.2177 | 0.86586 | 11 | 0.083524
15242 | 8.32 | 1 | 365 | 9.4457 | 0.53377 | 9 | 0.97944
14671 | 15.045 | 1 | 365 | 17.0805 | 0.59743 | 17 | 0.67796
14955 | 9.62 | 1 | 365 | 10.9215 | 0.99217 | 11 | 0.91372
15221 | 7.14 | 1 | 365 | 8.106 | 0.48692 | 8 | 0.59293
14635 | 15.3 | 1 | 365 | 17.37 | 0.47196 | 17 | 0.84199
14647 | 4.68 | 1 | 365 | 5.3132 | 0.050247 | 5 | 0.36343
14694 | 3.12 | 1 | 365 | 3.5421 | 0.70016 | 4 | 0.24229
14770 | 2.6 | 1 | 365 | 2.9518 | 0.9168 | 3 | 0.86857
14833 | 3.825 | 1 | 365 | 4.3425 | 0.11799 | 4 | 0.4605
14857 | 3.38 | 1 | 365 | 3.8373 | 0.59185 | 4 | 0.42915
15262 | 7.54 | 1 | 365 | 8.5601 | 0.85873 | 9 | 0.41886
12063 | 5.865 | 1 | 365 | 6.6585 | 0.11425 | 6 | 0.77276
15265 | 6.76 | 1 | 365 | 7.6746 | 0.18369 | 7 | 0.85829
15418 | 8.84 | 1 | 365 | 10.036 | 0.31713 | 10 | 0.35315
15325 | 9.36 | 1 | 365 | 10.6264 | 0.10049 | 10 | 0.72686
14248 | 9.45 | 1 | 365 | 10.7285 | 0.40915 | 11 | 0.1377
14305 | 2.7 | 1 | 365 | 3.0653 | 0.25976 | 3 | 0.32506
14307 | 2.16 | 1 | 365 | 2.4522 | 0.40781 | 2 | 0.86005
15635 | 2.55 | 1 | 365 | 2.895 | 0.74533 | 3 | 0.64033
15008 | 6.375 | 1 | 365 | 7.2375 | 0.86332 | 8 | 0.10083
15633 | 4.335 | 1 | 365 | 4.9215 | 0.86706 | 5 | 0.78856
15426 | 3.825 | 1 | 365 | 4.3425 | 0.11799 | 4 | 0.4605
15427 | 4.08 | 1 | 365 | 4.632 | 0.99252 | 5 | 0.62453
15459 | 8.415 | 1 | 365 | 9.5535 | 0.85958 | 10 | 0.41309
15463 | 10.725 | 1 | 365 | 12.176 | 0.78182 | 12 | 0.95787
15466 | 23.52 | 1 | 365 | 26.7022 | 0.66278 | 27 | 0.36494
11191 | 7.65 | 1 | 365 | 8.685 | 0.23598 | 8 | 0.921
11176 | 4.845 | 1 | 365 | 5.5005 | 0.61612 | 6 | 0.11663
11153 | 9.88 | 1 | 365 | 11.2167 | 0.88386 | 12 | 0.10058
15268 | 6.5 | 1 | 365 | 7.3794 | 0.29201 | 7 | 0.67143
15269 | 10.965 | 1 | 365 | 12.4485 | 0.60491 | 13 | 0.053427
15270 | 8.32 | 1 | 365 | 9.4457 | 0.53377 | 9 | 0.97944
15272 | 4.68 | 1 | 365 | 5.3132 | 0.050247 | 5 | 0.36343
15275 | 7.54 | 1 | 365 | 8.5601 | 0.85873 | 9 | 0.41886
15279 | 9.62 | 1 | 365 | 10.9215 | 0.99217 | 11 | 0.91372
15277 | 7.8 | 1 | 365 | 8.8553 | 0.75041 | 9 | 0.60572
15282 | 7.02 | 1 | 365 | 7.9698 | 0.075371 | 8 | 0.045149
15283 | 14.79 | 1 | 365 | 16.791 | 0.7229 | 17 | 0.51392
15286 | 5.2 | 1 | 365 | 5.9035 | 0.83361 | 6 | 0.73715
15289 | 6.63 | 1 | 365 | 7.527 | 0.73785 | 8 | 0.26486
15301 | 5.2 | 1 | 365 | 5.9035 | 0.83361 | 6 | 0.73715
15302 | 4.59 | 1 | 365 | 5.211 | 0.74159 | 5 | 0.9526
15303 | 4.335 | 1 | 365 | 4.9215 | 0.86706 | 5 | 0.78856
14313 | 6.12 | 1 | 365 | 6.948 | 0.98878 | 7 | 0.9368
15304 | 5.72 | 1 | 365 | 6.4939 | 0.61697 | 7 | 0.11086
15305 | 3.5 | 1 | 365 | 3.9735 | 0.00339 | 3 | 0.97693
15307 | 7.395 | 1 | 365 | 8.3955 | 0.36145 | 8 | 0.75696
15308 | 13.26 | 1 | 365 | 15.054 | 0.4757 | 15 | 0.52973
15310 | 2.805 | 1 | 365 | 3.1845 | 0.61986 | 3 | 0.80436
15311 | 3.12 | 1 | 365 | 3.5421 | 0.70016 | 4 | 0.24229
15313 | 17 | 1 | 365 | 19.3 | 0.30218 | 19 | 0.60221
12740 | 2.75 | 1 | 365 | 3.1221 | 0.43124 | 3 | 0.5533
15317 | 5.72 | 1 | 365 | 6.4939 | 0.61697 | 7 | 0.11086
15318 | 10.2 | 1 | 365 | 11.58 | 0.98131 | 12 | 0.56133
15320 | 3.8 | 1 | 365 | 4.3141 | 0.032252 | 4 | 0.34638
15663 | 11.34 | 1 | 365 | 12.8743 | 0.89098 | 13 | 0.76524
15321 | 3.38 | 1 | 365 | 3.8373 | 0.59185 | 4 | 0.42915
15664 | 8.925 | 1 | 365 | 10.1325 | 0.60864 | 10 | 0.74116
15324 | 13.005 | 1 | 365 | 14.7645 | 0.60117 | 15 | 0.36569
15327 | 3.06 | 1 | 365 | 3.474 | 0.49439 | 3 | 0.9684
15665 | 4.32 | 1 | 365 | 4.9045 | 0.81561 | 5 | 0.72009
15328 | 14.79 | 1 | 365 | 16.791 | 0.7229 | 17 | 0.51392
15666 | 7.29 | 1 | 365 | 8.2763 | 0.0013466 | 8 | 0.27765
15333 | 9.1 | 1 | 365 | 10.3312 | 0.20881 | 10 | 0.54001
15335 | 11.44 | 1 | 365 | 12.9878 | 0.23394 | 13 | 0.22172
15720 | 6.885 | 1 | 365 | 7.8165 | 0.61238 | 8 | 0.4289
15343 | 5.2 | 1 | 365 | 5.9035 | 0.83361 | 6 | 0.73715
15777 | 3.84 | 1 | 365 | 4.3595 | 0.16943 | 4 | 0.52897
15349 | 8.415 | 1 | 365 | 9.5535 | 0.85958 | 10 | 0.41309
15351 | 5.61 | 1 | 365 | 6.369 | 0.23972 | 6 | 0.60873
15766 | 31.392 | 0.9 | 365 | 32.0753 | 0.89411 | 32 | 0.9694
15834 | 5.559 | 1 | 365 | 6.3111 | 0.064813 | 6 | 0.37592
15712 | 3.06 | 1 | 365 | 3.474 | 0.49439 | 3 | 0.9684
15612 | 6.76 | 1 | 365 | 7.6746 | 0.18369 | 7 | 0.85829
12902 | 3.315 | 1 | 365 | 3.7635 | 0.36893 | 4 | 0.13243
15850 | 9.975 | 1 | 365 | 11.3246 | 0.20966 | 11 | 0.53424
11900 | 4.9 | 1 | 365 | 5.563 | 0.80475 | 6 | 0.3677
11957 | 13 | 1 | 365 | 14.7588 | 0.58402 | 15 | 0.34287
15859 | 7.14 | 1 | 365 | 8.106 | 0.48692 | 8 | 0.59293
11963 | 7.905 | 1 | 365 | 8.9745 | 0.11051 | 9 | 0.085029
11966 | 6.25 | 1 | 365 | 7.0956 | 0.43462 | 7 | 0.53022
15860 | 9.99 | 1 | 365 | 11.3416 | 0.2611 | 11 | 0.60271
11946 | 9.18 | 1 | 365 | 10.422 | 0.48318 | 10 | 0.90519
11969 | 13.515 | 1 | 365 | 15.3435 | 0.35023 | 15 | 0.69376
15864 | 6.12 | 1 | 365 | 6.948 | 0.98878 | 7 | 0.9368
11972 | 7.28 | 1 | 365 | 8.265 | 0.96705 | 9 | 0.23201
11968 | 4.59 | 1 | 365 | 5.211 | 0.74159 | 5 | 0.9526
15937 | 13.26 | 1 | 365 | 15.054 | 0.4757 | 15 | 0.52973
11973 | 4.16 | 1 | 365 | 4.7228 | 0.26689 | 4 | 0.98972
15903 | 7.395 | 1 | 365 | 8.3955 | 0.36145 | 8 | 0.75696
11981 | 8.32 | 1 | 365 | 9.4457 | 0.53377 | 9 | 0.97944
15950 | 4.59 | 1 | 365 | 5.211 | 0.74159 | 5 | 0.9526
11985 | 3.9 | 1 | 365 | 4.4277 | 0.37521 | 4 | 0.80286
15951 | 6.63 | 1 | 365 | 7.527 | 0.73785 | 8 | 0.26486
11992 | 7.905 | 1 | 365 | 8.9745 | 0.11051 | 9 | 0.085029
15981 | 22 | 1 | 365 | 24.9765 | 0.44988 | 25 | 0.42639
11995 | 6.76 | 1 | 365 | 7.6746 | 0.18369 | 7 | 0.85829
15994 | 13.16 | 1 | 365 | 14.9405 | 0.13275 | 15 | 0.073242
12000 | 9.1 | 1 | 365 | 10.3312 | 0.20881 | 10 | 0.54001
15998 | 3.06 | 1 | 365 | 3.474 | 0.49439 | 3 | 0.9684
12003 | 4.24 | 1 | 365 | 4.8137 | 0.54125 | 5 | 0.3549
16001 | 7.5 | 1 | 365 | 8.5147 | 0.72155 | 9 | 0.23627
12011 | 7.8 | 1 | 365 | 8.8553 | 0.75041 | 9 | 0.60572
16002 | 3.25 | 1 | 365 | 3.6897 | 0.146 | 3 | 0.83572
12068 | 12.75 | 1 | 365 | 14.475 | 0.72663 | 15 | 0.20166
12071 | 14.79 | 1 | 365 | 16.791 | 0.7229 | 17 | 0.51392
16006 | 6.75 | 1 | 365 | 7.6632 | 0.1494 | 7 | 0.81264
11878 | 11.475 | 1 | 365 | 13.0275 | 0.35397 | 13 | 0.38149
11818 | 7.8 | 1 | 365 | 8.8553 | 0.75041 | 9 | 0.60572
16011 | 4.25 | 1 | 365 | 4.825 | 0.57554 | 5 | 0.40055
11880 | 9.69 | 1 | 365 | 11.001 | 0.23224 | 11 | 0.23326
16016 | 8.5 | 1 | 365 | 9.65 | 0.15109 | 9 | 0.80111
11843 | 6.24 | 1 | 365 | 7.0842 | 0.40033 | 7 | 0.48458
16014 | 5.25 | 1 | 365 | 5.9603 | 0.005085 | 5 | 0.96539
11881 | 8.84 | 1 | 365 | 10.036 | 0.31713 | 10 | 0.35315
16019 | 7.75 | 1 | 365 | 8.7985 | 0.57893 | 9 | 0.37748
16021 | 4.5 | 1 | 365 | 5.1088 | 0.43293 | 5 | 0.54176
11882 | 11.7 | 1 | 365 | 13.283 | 0.12562 | 13 | 0.40858
15984 | 3.12 | 1 | 365 | 3.5421 | 0.70016 | 4 | 0.24229
11884 | 14.82 | 1 | 365 | 16.8251 | 0.82578 | 17 | 0.65087
16018 | 9.18 | 1 | 365 | 10.422 | 0.48318 | 10 | 0.90519
11902 | 7.28 | 1 | 365 | 8.265 | 0.96705 | 9 | 0.23201
11903 | 4.68 | 1 | 365 | 5.3132 | 0.050247 | 5 | 0.36343
15992 | 7.65 | 1 | 365 | 8.685 | 0.23598 | 8 | 0.921
11904 | 3.38 | 1 | 365 | 3.8373 | 0.59185 | 4 | 0.42915
15442 | 4.68 | 1 | 365 | 5.3132 | 0.050247 | 5 | 0.36343
11909 | 6.76 | 1 | 365 | 7.6746 | 0.18369 | 7 | 0.85829
15444 | 5.2 | 1 | 365 | 5.9035 | 0.83361 | 6 | 0.73715
13574 | 5.72 | 1 | 365 | 6.4939 | 0.61697 | 7 | 0.11086
15447 | 3.9 | 1 | 365 | 4.4277 | 0.37521 | 4 | 0.80286
11911 | 6.24 | 1 | 365 | 7.0842 | 0.40033 | 7 | 0.48458
11914 | 6.76 | 1 | 365 | 7.6746 | 0.18369 | 7 | 0.85829
15448 | 12.74 | 1 | 365 | 14.4637 | 0.69234 | 15 | 0.15601
15450 | 5.46 | 1 | 365 | 6.1987 | 0.72529 | 6 | 0.924
15449 | 5.46 | 1 | 365 | 6.1987 | 0.72529 | 6 | 0.924
15454 | 5.61 | 1 | 365 | 6.369 | 0.23972 | 6 | 0.60873
15456 | 10.92 | 1 | 365 | 12.3974 | 0.45058 | 12 | 0.84801
15458 | 7.54 | 1 | 365 | 8.5601 | 0.85873 | 9 | 0.41886
16164 | 5.1 | 1 | 365 | 5.79 | 0.49065 | 6 | 0.28066
15462 | 6.12 | 1 | 365 | 6.948 | 0.98878 | 7 | 0.9368
15464 | 7.8 | 1 | 365 | 8.8553 | 0.75041 | 9 | 0.60572
15469 | 10.4 | 1 | 365 | 11.8071 | 0.66722 | 12 | 0.47429
15468 | 7.395 | 1 | 365 | 8.3955 | 0.36145 | 8 | 0.75696
15467 | 6.76 | 1 | 365 | 7.6746 | 0.18369 | 7 | 0.85829
16206 | 8.175 | 1 | 365 | 9.281 | 0.03649 | 9 | 0.31753
15474 | 10.92 | 1 | 365 | 12.3974 | 0.45058 | 12 | 0.84801
16209 | 7.905 | 1 | 365 | 8.9745 | 0.11051 | 9 | 0.085029
15475 | 4.42 | 1 | 365 | 5.018 | 0.15857 | 5 | 0.17658
16507 | 6.12 | 1 | 365 | 6.948 | 0.98878 | 7 | 0.9368
16066 | 7.395 | 1 | 365 | 8.3955 | 0.36145 | 8 | 0.75696
16069 | 6.63 | 1 | 365 | 7.527 | 0.73785 | 8 | 0.26486
16212 | 2.34 | 1 | 365 | 2.6566 | 0.025124 | 2 | 0.68172
16491 | 3.825 | 1 | 365 | 4.3425 | 0.11799 | 4 | 0.4605
16255 | 5.865 | 1 | 365 | 6.6585 | 0.11425 | 6 | 0.77276
16199 | 17.85 | 1 | 365 | 20.265 | 0.21729 | 20 | 0.48232
15844 | 4.335 | 1 | 365 | 4.9215 | 0.86706 | 5 | 0.78856
16073 | 5.355 | 1 | 365 | 6.0795 | 0.36519 | 6 | 0.4447
16114 | 7.65 | 1 | 365 | 8.685 | 0.23598 | 8 | 0.921
16217 | 4.335 | 1 | 365 | 4.9215 | 0.86706 | 5 | 0.78856
16514 | 3.825 | 1 | 365 | 4.3425 | 0.11799 | 4 | 0.4605
16540 | 6.63 | 1 | 365 | 7.527 | 0.73785 | 8 | 0.26486
16200 | 4.16 | 1 | 365 | 4.7228 | 0.26689 | 4 | 0.98972
16587 | 7.65 | 1 | 365 | 8.685 | 0.23598 | 8 | 0.921
16504 | 8.5 | 1 | 365 | 9.65 | 0.15109 | 9 | 0.80111
16628 | 7.395 | 1 | 365 | 8.3955 | 0.36145 | 8 | 0.75696
16601 | 7.02 | 1 | 365 | 7.9698 | 0.075371 | 8 | 0.045149
15638 | 8.67 | 1 | 365 | 9.843 | 0.73411 | 10 | 0.57713
16539 | 5.335 | 1 | 365 | 6.0568 | 0.2966 | 6 | 0.3534
16256 | 6.12 | 1 | 365 | 6.948 | 0.98878 | 7 | 0.9368
16259 | 6.63 | 1 | 365 | 7.527 | 0.73785 | 8 | 0.26486
16579 | 9.1 | 1 | 365 | 10.3312 | 0.20881 | 10 | 0.54001
16075 | 8.415 | 1 | 365 | 9.5535 | 0.85958 | 10 | 0.41309
16580 | 13.005 | 1 | 365 | 14.7645 | 0.60117 | 15 | 0.36569
16519 | 6.885 | 1 | 365 | 7.8165 | 0.61238 | 8 | 0.4289
16627 | 15.555 | 1 | 365 | 17.6595 | 0.34649 | 18 | 0.006024
16057 | 6.885 | 1 | 365 | 7.8165 | 0.61238 | 8 | 0.4289
16625 | 8.67 | 1 | 365 | 9.843 | 0.73411 | 10 | 0.57713
16602 | 7.65 | 1 | 365 | 8.685 | 0.23598 | 8 | 0.921
15423 | 8.67 | 1 | 365 | 9.843 | 0.73411 | 10 | 0.57713
15432 | 7.02 | 1 | 365 | 7.9698 | 0.075371 | 8 | 0.045149
15433 | 7.8 | 1 | 365 | 8.8553 | 0.75041 | 9 | 0.60572
15436 | 3.9 | 1 | 365 | 4.4277 | 0.37521 | 4 | 0.80286
15441 | 7.28 | 1 | 365 | 8.265 | 0.96705 | 9 | 0.23201
19445 | 4.86 | 1 | 365 | 5.5175 | 0.66756 | 6 | 0.1851
15435 | 10.2 | 1 | 365 | 11.58 | 0.98131 | 12 | 0.56133
15608 | 5.4 | 1 | 365 | 6.1306 | 0.51952 | 6 | 0.65011
15609 | 8.64 | 1 | 365 | 9.809 | 0.63123 | 10 | 0.44018
15616 | 3.6 | 1 | 365 | 4.0871 | 0.34634 | 4 | 0.43341
15618 | 4.08 | 1 | 365 | 4.632 | 0.99252 | 5 | 0.62453
15438 | 4.16 | 1 | 365 | 4.7228 | 0.26689 | 4 | 0.98972
15623 | 5.61 | 1 | 365 | 6.369 | 0.23972 | 6 | 0.60873
15443 | 3.12 | 1 | 365 | 3.5421 | 0.70016 | 4 | 0.24229
15676 | 5.355 | 1 | 365 | 6.0795 | 0.36519 | 6 | 0.4447
15705 | 3.06 | 1 | 365 | 3.474 | 0.49439 | 3 | 0.9684
15451 | 2.86 | 1 | 365 | 3.2469 | 0.80848 | 4 | 0.055431
15455 | 5.355 | 1 | 365 | 6.0795 | 0.36519 | 6 | 0.4447
15035 | 7.47 | 1 | 365 | 8.4807 | 0.61866 | 9 | 0.099325
15460 | 9.1 | 1 | 365 | 10.3312 | 0.20881 | 10 | 0.54001
15480 | 8.58 | 1 | 365 | 9.7408 | 0.42545 | 10 | 0.16629
15471 | 4.845 | 1 | 365 | 5.5005 | 0.61612 | 6 | 0.11663
16211 | 7.65 | 1 | 365 | 8.685 | 0.23598 | 8 | 0.921
15482 | 7.54 | 1 | 365 | 8.5601 | 0.85873 | 9 | 0.41886
15485 | 3.38 | 1 | 365 | 3.8373 | 0.59185 | 4 | 0.42915
15487 | 11.7 | 1 | 365 | 13.283 | 0.12562 | 13 | 0.40858
16250 | 4.5 | 1 | 365 | 5.1088 | 0.43293 | 5 | 0.54176
15489 | 3.12 | 1 | 365 | 3.5421 | 0.70016 | 4 | 0.24229
16253 | 9.25 | 1 | 365 | 10.5015 | 0.72325 | 11 | 0.22473
15492 | 5.98 | 1 | 365 | 6.7891 | 0.50865 | 7 | 0.29772
15494 | 7.02 | 1 | 365 | 7.9698 | 0.075371 | 8 | 0.045149
15498 | 5.98 | 1 | 365 | 6.7891 | 0.50865 | 7 | 0.29772
15496 | 7.54 | 1 | 365 | 8.5601 | 0.85873 | 9 | 0.41886
15500 | 7.54 | 1 | 365 | 8.5601 | 0.85873 | 9 | 0.41886
16272 | 6.12 | 1 | 365 | 6.948 | 0.98878 | 7 | 0.9368
16273 | 5.355 | 1 | 365 | 6.0795 | 0.36519 | 6 | 0.4447
16274 | 7.14 | 1 | 365 | 8.106 | 0.48692 | 8 | 0.59293
16275 | 17.331 | 1 | 365 | 19.6758 | 0.43736 | 20 | 0.11317
16276 | 17.385 | 1 | 365 | 19.7371 | 0.62255 | 20 | 0.35967
16282 | 3.825 | 1 | 365 | 4.3425 | 0.11799 | 4 | 0.4605
16289 | 6 | 1 | 365 | 6.8118 | 0.57724 | 7 | 0.38902
16292 | 8.67 | 1 | 365 | 9.843 | 0.73411 | 10 | 0.57713
16293 | 10.455 | 1 | 365 | 11.8695 | 0.85584 | 12 | 0.72536
15501 | 10.14 | 1 | 365 | 11.5119 | 0.77554 | 12 | 0.28744
16301 | 9.945 | 1 | 365 | 11.2905 | 0.10678 | 11 | 0.39729
16281 | 9.45 | 1 | 365 | 10.7285 | 0.40915 | 11 | 0.1377
15502 | 5.61 | 1 | 365 | 6.369 | 0.23972 | 6 | 0.60873
15503 | 4.335 | 1 | 365 | 4.9215 | 0.86706 | 5 | 0.78856
16309 | 5.1 | 1 | 365 | 5.79 | 0.49065 | 6 | 0.28066
16310 | 3 | 1 | 365 | 3.4059 | 0.28862 | 3 | 0.69451
15505 | 3.64 | 1 | 365 | 4.1325 | 0.48353 | 4 | 0.616
16312 | 4.845 | 1 | 365 | 5.5005 | 0.61612 | 6 | 0.11663
16340 | 10.8 | 1 | 365 | 12.2612 | 0.039032 | 12 | 0.30023
16302 | 8 | 1 | 365 | 9.0824 | 0.43632 | 9 | 0.51869
16311 | 5.2 | 1 | 365 | 5.9035 | 0.83361 | 6 | 0.73715
14216 | 17.595 | 1 | 365 | 19.9755 | 0.34276 | 20 | 0.31829
15508 | 7.14 | 1 | 365 | 8.106 | 0.48692 | 8 | 0.59293
15509 | 3.06 | 1 | 365 | 3.474 | 0.49439 | 3 | 0.9684
16354 | 5.865 | 1 | 365 | 6.6585 | 0.11425 | 6 | 0.77276
16372 | 9.72 | 1 | 365 | 11.0351 | 0.33513 | 11 | 0.37021
16376 | 8 | 1 | 365 | 9.0824 | 0.43632 | 9 | 0.51869
16404 | 8.91 | 1 | 365 | 10.1155 | 0.5572 | 10 | 0.67269
16406 | 11.22 | 1 | 365 | 12.738 | 0.47944 | 13 | 0.21746
16414 | 20.79 | 1 | 365 | 23.6028 | 0.30014 | 23 | 0.90294
15511 | 2.86 | 1 | 365 | 3.2469 | 0.80848 | 4 | 0.055431
16420 | 6.75 | 1 | 365 | 7.6632 | 0.1494 | 7 | 0.81264
16434 | 6.63 | 1 | 365 | 7.527 | 0.73785 | 8 | 0.26486
16422 | 4.32 | 1 | 365 | 4.9045 | 0.81561 | 5 | 0.72009
16446 | 5 | 1 | 365 | 5.6765 | 0.1477 | 5 | 0.82418
16430 | 4.8 | 1 | 365 | 5.4494 | 0.46179 | 5 | 0.91121
16432 | 2.7 | 1 | 365 | 3.0653 | 0.25976 | 3 | 0.32506
15512 | 2.86 | 1 | 365 | 3.2469 | 0.80848 | 4 | 0.055431
16461 | 3.57 | 1 | 365 | 4.053 | 0.24346 | 4 | 0.29646
16462 | 5.1 | 1 | 365 | 5.79 | 0.49065 | 6 | 0.28066
16464 | 9.18 | 1 | 365 | 10.422 | 0.48318 | 10 | 0.90519
15514 | 4.68 | 1 | 365 | 5.3132 | 0.050247 | 5 | 0.36343
15518 | 4.16 | 1 | 365 | 4.7228 | 0.26689 | 4 | 0.98972
16469 | 7.65 | 1 | 365 | 8.685 | 0.23598 | 8 | 0.921
16470 | 6.48 | 1 | 365 | 7.3567 | 0.22342 | 7 | 0.58014
16473 | 7.65 | 1 | 365 | 8.685 | 0.23598 | 8 | 0.921
16475 | 5.865 | 1 | 365 | 6.6585 | 0.11425 | 6 | 0.77276
15520 | 7.54 | 1 | 365 | 8.5601 | 0.85873 | 9 | 0.41886
15550 | 4.42 | 1 | 365 | 5.018 | 0.15857 | 5 | 0.17658
15554 | 2.915 | 1 | 365 | 3.3094 | 0.99711 | 4 | 0.3065
15557 | 6.885 | 1 | 365 | 7.8165 | 0.61238 | 8 | 0.4289
15560 | 11.44 | 1 | 365 | 12.9878 | 0.23394 | 13 | 0.22172
15561 | 2.34 | 1 | 365 | 2.6566 | 0.025124 | 2 | 0.68172
15564 | 9.88 | 1 | 365 | 11.2167 | 0.88386 | 12 | 0.10058
15566 | 6.885 | 1 | 365 | 7.8165 | 0.61238 | 8 | 0.4289
15568 | 13.005 | 1 | 365 | 14.7645 | 0.60117 | 15 | 0.36569
15569 | 3.38 | 1 | 365 | 3.8373 | 0.59185 | 4 | 0.42915
15571 | 4.94 | 1 | 365 | 5.6084 | 0.94193 | 6 | 0.55029
15572 | 3.64 | 1 | 365 | 4.1325 | 0.48353 | 4 | 0.616
15573 | 5.98 | 1 | 365 | 6.7891 | 0.50865 | 7 | 0.29772
15578 | 4.68 | 1 | 365 | 5.3132 | 0.050247 | 5 | 0.36343
15585 | 7.65 | 1 | 365 | 8.685 | 0.23598 | 8 | 0.921
15625 | 5.72 | 1 | 365 | 6.4939 | 0.61697 | 7 | 0.11086
15679 | 4.68 | 1 | 365 | 5.3132 | 0.050247 | 5 | 0.36343
15738 | 14.82 | 1 | 365 | 16.8251 | 0.82578 | 17 | 0.65087
15758 | 6.76 | 1 | 365 | 7.6746 | 0.18369 | 7 | 0.85829
15626 | 5.46 | 1 | 365 | 6.1987 | 0.72529 | 6 | 0.924
15465 | 6.12 | 1 | 365 | 6.948 | 0.98878 | 7 | 0.9368
16008 | 6.5 | 1 | 365 | 7.3794 | 0.29201 | 7 | 0.67143
14858 | 6.375 | 1 | 365 | 7.2375 | 0.86332 | 8 | 0.10083
12185 | 9 | 1 | 365 | 10.2177 | 0.86586 | 11 | 0.083524
12846 | 11.18 | 1 | 365 | 12.6926 | 0.34226 | 13 | 0.034866
14975 | 7.395 | 1 | 365 | 8.3955 | 0.36145 | 8 | 0.75696
10993 | 8.1 | 1 | 365 | 9.1959 | 0.77927 | 9 | 0.97517
15194 | 5.1 | 1 | 365 | 5.79 | 0.49065 | 6 | 0.28066
15288 | 11.055 | 1 | 365 | 12.5507 | 0.91356 | 13 | 0.46426
16197 | 7.2 | 1 | 365 | 8.1741 | 0.69269 | 8 | 0.86682
16417 | 6.05 | 1 | 365 | 6.8685 | 0.74872 | 7 | 0.61726
16298 | 7.32 | 1 | 365 | 8.3104 | 0.10423 | 8 | 0.4146
15134 | 5.67 | 1 | 365 | 6.4371 | 0.44549 | 6 | 0.88262
14623 | 12.74 | 1 | 365 | 14.4637 | 0.69234 | 15 | 0.15601
16324 | 12.24 | 1 | 365 | 13.896 | 0.97757 | 14 | 0.87359
16428 | 11.25 | 1 | 365 | 12.7721 | 0.58232 | 13 | 0.3544
16410 | 13.005 | 1 | 365 | 14.7645 | 0.60117 | 15 | 0.36569
16440 | 10.75 | 1 | 365 | 12.2044 | 0.86755 | 13 | 0.071987
14832 | 13.005 | 1 | 365 | 14.7645 | 0.60117 | 15 | 0.36569
16379 | 11.515 | 1 | 365 | 13.0729 | 0.49115 | 13 | 0.56409
14469 | 10.965 | 1 | 365 | 12.4485 | 0.60491 | 13 | 0.053427
15767 | 10.455 | 1 | 365 | 11.8695 | 0.85584 | 12 | 0.72536
16359 | 12.75 | 1 | 365 | 14.475 | 0.72663 | 15 | 0.20166
15867 | 11.985 | 1 | 365 | 13.6065 | 0.10304 | 13 | 0.70956
14629 | 15.81 | 1 | 365 | 17.949 | 0.22103 | 18 | 0.17006
16358 | 11.5 | 1 | 365 | 13.0559 | 0.43971 | 13 | 0.49561
16343 | 17.595 | 1 | 365 | 19.9755 | 0.34276 | 20 | 0.31829
16450 | 10 | 1 | 365 | 11.353 | 0.2954 | 11 | 0.64836
16458 | 17.595 | 1 | 365 | 19.9755 | 0.34276 | 20 | 0.31829
16449 | 11.22 | 1 | 365 | 12.738 | 0.47944 | 13 | 0.21746
14710 | 10.2 | 1 | 365 | 11.58 | 0.98131 | 12 | 0.56133
16511 | 17.4 | 1 | 365 | 19.7542 | 0.674 | 20 | 0.42815
16398 | 11.27 | 1 | 365 | 12.7948 | 0.65092 | 13 | 0.4457
15605 | 11.475 | 1 | 365 | 13.0275 | 0.35397 | 13 | 0.38149
16370 | 11.22 | 1 | 365 | 12.738 | 0.47944 | 13 | 0.21746
16444 | 11.73 | 1 | 365 | 13.317 | 0.2285 | 13 | 0.54553
14168 | 10.71 | 1 | 365 | 12.159 | 0.73037 | 12 | 0.88939
14175 | 16.065 | 1 | 365 | 18.2385 | 0.09556 | 18 | 0.33409
16357 | 11.22 | 1 | 365 | 12.738 | 0.47944 | 13 | 0.21746
15806 | 11.44 | 1 | 365 | 12.9878 | 0.23394 | 13 | 0.22172
16405 | 11.73 | 1 | 365 | 13.317 | 0.2285 | 13 | 0.54553
16506 | 3.64 | 1 | 365 | 4.1325 | 0.48353 | 4 | 0.616
16557 | 3 | 1 | 365 | 3.4059 | 0.28862 | 3 | 0.69451
16171 | 8.58 | 1 | 365 | 9.7408 | 0.42545 | 10 | 0.16629
16520 | 7.29 | 1 | 365 | 8.2763 | 0.0013466 | 8 | 0.27765
16521 | 6.21 | 1 | 365 | 7.0502 | 0.29744 | 7 | 0.34763
16485 | 17.25 | 1 | 365 | 19.5839 | 0.15956 | 19 | 0.74342
16518 | 13 | 1 | 365 | 14.7588 | 0.58402 | 15 | 0.34287
14152 | 10 | 1 | 365 | 11.353 | 0.2954 | 11 | 0.64836
16486 | 10.965 | 1 | 365 | 12.4485 | 0.60491 | 13 | 0.053427
16489 | 11 | 1 | 365 | 12.4883 | 0.72494 | 13 | 0.2132
16315 | 10.965 | 1 | 365 | 12.4485 | 0.60491 | 13 | 0.053427
14211 | 10.71 | 1 | 365 | 12.159 | 0.73037 | 12 | 0.88939
14213 | 10.71 | 1 | 365 | 12.159 | 0.73037 | 12 | 0.88939
16427 | 10.2 | 1 | 365 | 11.58 | 0.98131 | 12 | 0.56133
14208 | 10.2 | 1 | 365 | 11.58 | 0.98131 | 12 | 0.56133
14206 | 11.475 | 1 | 365 | 13.0275 | 0.35397 | 13 | 0.38149
14855 | 10.2 | 1 | 365 | 11.58 | 0.98131 | 12 | 0.56133
16369 | 10.71 | 1 | 365 | 12.159 | 0.73037 | 12 | 0.88939
14171 | 10.2 | 1 | 365 | 11.58 | 0.98131 | 12 | 0.56133
16536 | 12.24 | 1 | 365 | 13.896 | 0.97757 | 14 | 0.87359
14217 | 12.75 | 1 | 365 | 14.475 | 0.72663 | 15 | 0.20166
14730 | 12 | 1 | 365 | 13.6236 | 0.15448 | 13 | 0.77803
16531 | 4.8 | 1 | 365 | 5.4494 | 0.46179 | 5 | 0.91121
16541 | 7.2 | 1 | 365 | 8.1741 | 0.69269 | 8 | 0.86682
16542 | 6.885 | 1 | 365 | 7.8165 | 0.61238 | 8 | 0.4289
15613 | 5.4 | 1 | 365 | 6.1306 | 0.51952 | 6 | 0.65011
16545 | 4.8 | 1 | 365 | 5.4494 | 0.46179 | 5 | 0.91121
16546 | 4.59 | 1 | 365 | 5.211 | 0.74159 | 5 | 0.9526
16549 | 6.375 | 1 | 365 | 7.2375 | 0.86332 | 8 | 0.10083
16550 | 7.395 | 1 | 365 | 8.3955 | 0.36145 | 8 | 0.75696
16962 | 8.16 | 1 | 365 | 9.264 | 0.98505 | 10 | 0.24906
16552 | 8.64 | 1 | 365 | 9.809 | 0.63123 | 10 | 0.44018
16556 | 9.18 | 1 | 365 | 10.422 | 0.48318 | 10 | 0.90519
16562 | 6.12 | 1 | 365 | 6.948 | 0.98878 | 7 | 0.9368
16386 | 9.18 | 1 | 365 | 10.422 | 0.48318 | 10 | 0.90519
16932 | 7.54 | 1 | 365 | 8.5601 | 0.85873 | 9 | 0.41886
16923 | 4.08 | 1 | 365 | 4.632 | 0.99252 | 5 | 0.62453
16925 | 6.12 | 1 | 365 | 6.948 | 0.98878 | 7 | 0.9368
16931 | 10.455 | 1 | 365 | 11.8695 | 0.85584 | 12 | 0.72536
16763 | 3.06 | 1 | 365 | 3.474 | 0.49439 | 3 | 0.9684
16851 | 4.08 | 1 | 365 | 4.632 | 0.99252 | 5 | 0.62453
16846 | 6.885 | 1 | 365 | 7.8165 | 0.61238 | 8 | 0.4289
15772 | 10.25 | 1 | 365 | 11.6368 | 0.15278 | 11 | 0.78957
15595 | 4.16 | 1 | 365 | 4.7228 | 0.26689 | 4 | 0.98972
15617 | 8.415 | 1 | 365 | 9.5535 | 0.85958 | 10 | 0.41309
16888 | 3.825 | 1 | 365 | 4.3425 | 0.11799 | 4 | 0.4605
16895 | 2.86 | 1 | 365 | 3.2469 | 0.80848 | 4 | 0.055431
15583 | 5.61 | 1 | 365 | 6.369 | 0.23972 | 6 | 0.60873
14301 | 15.3 | 1 | 365 | 17.37 | 0.47196 | 17 | 0.84199
16911 | 7.65 | 1 | 365 | 8.685 | 0.23598 | 8 | 0.921
16855 | 3.185 | 1 | 365 | 3.6159 | 0.92308 | 4 | 0.539
16887 | 9.18 | 1 | 365 | 10.422 | 0.48318 | 10 | 0.90519
16416 | 6.375 | 1 | 365 | 7.2375 | 0.86332 | 8 | 0.10083
16853 | 4.42 | 1 | 365 | 5.018 | 0.15857 | 5 | 0.17658
15727 | 9.62 | 1 | 365 | 10.9215 | 0.99217 | 11 | 0.91372
16837 | 8.16 | 1 | 365 | 9.264 | 0.98505 | 10 | 0.24906
16841 | 9.1 | 1 | 365 | 10.3312 | 0.20881 | 10 | 0.54001
16604 | 14.84 | 1 | 365 | 16.8478 | 0.89437 | 17 | 0.74217
16834 | 8.06 | 1 | 365 | 9.1505 | 0.64209 | 9 | 0.79258
16839 | 12.495 | 1 | 365 | 14.1855 | 0.8521 | 15 | 0.037626
16615 | 10.08 | 1 | 365 | 11.4438 | 0.56976 | 12 | 0.013547
16617 | 5.5 | 1 | 365 | 6.2441 | 0.86247 | 7 | 0.1066
16718 | 6.12 | 1 | 365 | 6.948 | 0.98878 | 7 | 0.9368
16823 | 9.945 | 1 | 365 | 11.2905 | 0.10678 | 11 | 0.39729
13942 | 6.12 | 1 | 365 | 6.948 | 0.98878 | 7 | 0.9368
16634 | 1 | 1 | 365 | 1.1353 | 0.42954 | 1 | 0.56484
15898 | 13.005 | 1 | 365 | 14.7645 | 0.60117 | 15 | 0.36569
16476 | 44.88 | 0.9 | 365 | 45.8569 | 0.52598 | 46 | 0.38286
16509 | 4.5 | 1 | 365 | 5.1088 | 0.43293 | 5 | 0.54176
16674 | 2.04 | 1 | 365 | 2.316 | 0.99626 | 3 | 0.31227
16535 | 4.335 | 1 | 365 | 4.9215 | 0.86706 | 5 | 0.78856
16574 | 2.6 | 1 | 365 | 2.9518 | 0.9168 | 3 | 0.86857
16572 | 2.55 | 1 | 365 | 2.895 | 0.74533 | 3 | 0.64033
16619 | 5.6 | 1 | 365 | 6.3577 | 0.20542 | 6 | 0.56308
16573 | 6.885 | 1 | 365 | 7.8165 | 0.61238 | 8 | 0.4289
16650 | 9.72 | 1 | 365 | 11.0351 | 0.33513 | 11 | 0.37021
16644 | 8.37 | 1 | 365 | 9.5024 | 0.70525 | 10 | 0.20768
16676 | 5.04 | 1 | 365 | 5.7219 | 0.28488 | 6 | 0.0067734
16681 | 5.52 | 1 | 365 | 6.2668 | 0.93106 | 7 | 0.19789
16703 | 8.54 | 1 | 365 | 9.6954 | 0.28827 | 9 | 0.9837
16704 | 3.57 | 1 | 365 | 4.053 | 0.24346 | 4 | 0.29646
16708 | 6.9 | 1 | 365 | 7.8335 | 0.66383 | 8 | 0.49737
16706 | 10.455 | 1 | 365 | 11.8695 | 0.85584 | 12 | 0.72536
16732 | 8.835 | 1 | 365 | 10.0303 | 0.29999 | 10 | 0.33033
16736 | 3.84 | 1 | 365 | 4.3595 | 0.16943 | 4 | 0.52897
16737 | 3.84 | 1 | 365 | 4.3595 | 0.16943 | 4 | 0.52897
16739 | 6.72 | 1 | 365 | 7.6292 | 0.046509 | 7 | 0.6757
16743 | 4.08 | 1 | 365 | 4.632 | 0.99252 | 5 | 0.62453
15955 | 7.83 | 1 | 365 | 8.8894 | 0.8533 | 9 | 0.74267
16746 | 8.32 | 1 | 365 | 9.4457 | 0.53377 | 9 | 0.97944
16571 | 4.08 | 1 | 365 | 4.632 | 0.99252 | 5 | 0.62453
16632 | 12.495 | 1 | 365 | 14.1855 | 0.8521 | 15 | 0.037626
16047 | 8.415 | 1 | 365 | 9.5535 | 0.85958 | 10 | 0.41309
16652 | 4.08 | 1 | 365 | 4.632 | 0.99252 | 5 | 0.62453
16087 | 6.63 | 1 | 365 | 7.527 | 0.73785 | 8 | 0.26486
16678 | 6.63 | 1 | 365 | 7.527 | 0.73785 | 8 | 0.26486
16679 | 4.08 | 1 | 365 | 4.632 | 0.99252 | 5 | 0.62453
16754 | 9.35 | 1 | 365 | 10.615 | 0.066199 | 10 | 0.68122
15792 | 17.595 | 1 | 365 | 19.9755 | 0.34276 | 20 | 0.31829
16762 | 6.885 | 1 | 365 | 7.8165 | 0.61238 | 8 | 0.4289
16724 | 6.5 | 1 | 365 | 7.3794 | 0.29201 | 7 | 0.67143
16715 | 7.25 | 1 | 365 | 8.2309 | 0.86416 | 9 | 0.095061
16682 | 3.924 | 1 | 365 | 4.4549 | 0.45751 | 4 | 0.91242
11179 | 8.58 | 1 | 365 | 9.7408 | 0.42545 | 10 | 0.16629
16749 | 4.32 | 1 | 365 | 4.9045 | 0.81561 | 5 | 0.72009
16750 | 5.7 | 1 | 365 | 6.4712 | 0.54838 | 7 | 0.019565
16752 | 6.12 | 1 | 365 | 6.948 | 0.98878 | 7 | 0.9368
16785 | 3.84 | 1 | 365 | 4.3595 | 0.16943 | 4 | 0.52897
16786 | 2.88 | 1 | 365 | 3.2697 | 0.87708 | 4 | 0.14673
16788 | 6 | 1 | 365 | 6.8118 | 0.57724 | 7 | 0.38902
16808 | 5.886 | 1 | 365 | 6.6824 | 0.18627 | 6 | 0.86862
16809 | 4.8 | 1 | 365 | 5.4494 | 0.46179 | 5 | 0.91121
16811 | 3.06 | 1 | 365 | 3.474 | 0.49439 | 3 | 0.9684
16813 | 6 | 1 | 365 | 6.8118 | 0.57724 | 7 | 0.38902
16978 | 3.06 | 1 | 365 | 3.474 | 0.49439 | 3 | 0.9684
16828 | 5.355 | 1 | 365 | 6.0795 | 0.36519 | 6 | 0.4447
16969 | 5.865 | 1 | 365 | 6.6585 | 0.11425 | 6 | 0.77276
16829 | 6.48 | 1 | 365 | 7.3567 | 0.22342 | 7 | 0.58014
16928 | 4.845 | 1 | 365 | 5.5005 | 0.61612 | 6 | 0.11663
16831 | 4.5 | 1 | 365 | 5.1088 | 0.43293 | 5 | 0.54176
16952 | 7.28 | 1 | 365 | 8.265 | 0.96705 | 9 | 0.23201
15797 | 5.355 | 1 | 365 | 6.0795 | 0.36519 | 6 | 0.4447
16569 | 6.885 | 1 | 365 | 7.8165 | 0.61238 | 8 | 0.4289
16079 | 10.71 | 1 | 365 | 12.159 | 0.73037 | 12 | 0.88939
16800 | 7.905 | 1 | 365 | 8.9745 | 0.11051 | 9 | 0.085029
16548 | 4.59 | 1 | 365 | 5.211 | 0.74159 | 5 | 0.9526
16852 | 8.16 | 1 | 365 | 9.264 | 0.98505 | 10 | 0.24906
16610 | 4.845 | 1 | 365 | 5.5005 | 0.61612 | 6 | 0.11663
16612 | 12.74 | 1 | 365 | 14.4637 | 0.69234 | 15 | 0.15601
16765 | 9.69 | 1 | 365 | 11.001 | 0.23224 | 11 | 0.23326
16616 | 5.61 | 1 | 365 | 6.369 | 0.23972 | 6 | 0.60873
16662 | 3.78 | 1 | 365 | 4.2914 | 0.96366 | 5 | 0.25508
16798 | 10.4 | 1 | 365 | 11.8071 | 0.66722 | 12 | 0.47429
16653 | 10.02 | 1 | 365 | 11.3757 | 0.36399 | 11 | 0.73966
16797 | 13.515 | 1 | 365 | 15.3435 | 0.35023 | 15 | 0.69376
15012 | 9.72 | 1 | 365 | 11.0351 | 0.33513 | 11 | 0.37021
15116 | 8.1 | 1 | 365 | 9.1959 | 0.77927 | 9 | 0.97517
15019 | 12.75 | 1 | 365 | 14.475 | 0.72663 | 15 | 0.20166
15114 | 5.1 | 1 | 365 | 5.79 | 0.49065 | 6 | 0.28066
15387 | 6.76 | 1 | 365 | 7.6746 | 0.18369 | 7 | 0.85829
15319 | 8.58 | 1 | 365 | 9.7408 | 0.42545 | 10 | 0.16629
15326 | 9.18 | 1 | 365 | 10.422 | 0.48318 | 10 | 0.90519
15330 | 8.32 | 1 | 365 | 9.4457 | 0.53377 | 9 | 0.97944
15332 | 9.62 | 1 | 365 | 10.9215 | 0.99217 | 11 | 0.91372
15336 | 4.16 | 1 | 365 | 4.7228 | 0.26689 | 4 | 0.98972
15428 | 4.94 | 1 | 365 | 5.6084 | 0.94193 | 6 | 0.55029
14878 | 8.415 | 1 | 365 | 9.5535 | 0.85958 | 10 | 0.41309
15341 | 2.6 | 1 | 365 | 2.9518 | 0.9168 | 3 | 0.86857
15430 | 8.06 | 1 | 365 | 9.1505 | 0.64209 | 9 | 0.79258
12454 | 195.24 | 0.9 | 365 | 199.4897 | 0.62505 | 200 | 0.11472
14735 | 6.96 | 1 | 365 | 7.9017 | 0.8696 | 8 | 0.77126
11550 | 267.75 | 0.9 | 365 | 273.578 | 0.4334 | 274 | 0.011355
13567 | 7.1 | 1 | 365 | 8.0606 | 0.34973 | 8 | 0.41034
15163 | 14.25 | 1 | 365 | 16.178 | 0.87094 | 17 | 0.048913
15340 | 9.88 | 1 | 365 | 11.2167 | 0.88386 | 12 | 0.10058
14602 | 7.02 | 1 | 365 | 7.9698 | 0.075371 | 8 | 0.045149
13540 | 7.29 | 1 | 365 | 8.2763 | 0.0013466 | 8 | 0.27765
15437 | 10.2 | 1 | 365 | 11.58 | 0.98131 | 12 | 0.56133
16244 | 10.175 | 1 | 365 | 11.5516 | 0.89557 | 12 | 0.44721
16058 | 7.56 | 1 | 365 | 8.5828 | 0.92732 | 9 | 0.51016
16027 | 7.5 | 1 | 365 | 8.5147 | 0.72155 | 9 | 0.23627
16121 | 7.47 | 1 | 365 | 8.4807 | 0.61866 | 9 | 0.099325
16111 | 4.4 | 1 | 365 | 4.9953 | 0.089976 | 5 | 0.085278
16122 | 7.14 | 1 | 365 | 8.106 | 0.48692 | 8 | 0.59293
15953 | 8.4 | 1 | 365 | 9.5365 | 0.80814 | 10 | 0.34462
16294 | 7.2 | 1 | 365 | 8.1741 | 0.69269 | 8 | 0.86682
15292 | 7.805 | 1 | 365 | 8.861 | 0.76756 | 9 | 0.62854
16245 | 6 | 1 | 365 | 6.8118 | 0.57724 | 7 | 0.38902
16246 | 6 | 1 | 365 | 6.8118 | 0.57724 | 7 | 0.38902
16599 | 6 | 1 | 365 | 6.8118 | 0.57724 | 7 | 0.38902
16249 | 4.2 | 1 | 365 | 4.7682 | 0.40407 | 5 | 0.17231
14993 | 267.75 | 0.9 | 365 | 273.578 | 0.4334 | 274 | 0.011355
16366 | 25.96 | 0.9 | 365 | 26.5251 | 0.12777 | 26 | 0.65283
5034 | 10 | 1 | 365 | 11.353 | 0.2954 | 11 | 0.64836
15267 | 10.66 | 1 | 365 | 12.1023 | 0.5589 | 12 | 0.66115
15226 | 3.12 | 1 | 365 | 3.5421 | 0.70016 | 4 | 0.24229
15553 | 6.63 | 1 | 365 | 7.527 | 0.73785 | 8 | 0.26486
16767 | 16.32 | 1 | 365 | 18.528 | 0.97009 | 19 | 0.49812
16770 | 5.61 | 1 | 365 | 6.369 | 0.23972 | 6 | 0.60873
16810 | 5.355 | 1 | 365 | 6.0795 | 0.36519 | 6 | 0.4447
16802 | 11.22 | 1 | 365 | 12.738 | 0.47944 | 13 | 0.21746
16822 | 3.825 | 1 | 365 | 4.3425 | 0.11799 | 4 | 0.4605
16817 | 7.65 | 1 | 365 | 8.685 | 0.23598 | 8 | 0.921
16806 | 8.415 | 1 | 365 | 9.5535 | 0.85958 | 10 | 0.41309
16805 | 6.5 | 1 | 365 | 7.3794 | 0.29201 | 7 | 0.67143
16804 | 4.335 | 1 | 365 | 4.9215 | 0.86706 | 5 | 0.78856
16824 | 8.16 | 1 | 365 | 9.264 | 0.98505 | 10 | 0.24906
16814 | 5.355 | 1 | 365 | 6.0795 | 0.36519 | 6 | 0.4447
16815 | 8.925 | 1 | 365 | 10.1325 | 0.60864 | 10 | 0.74116
16883 | 7.5 | 1 | 365 | 8.5147 | 0.72155 | 9 | 0.23627
16880 | 8.5 | 1 | 365 | 9.65 | 0.15109 | 9 | 0.80111
16882 | 4.05 | 1 | 365 | 4.5979 | 0.88964 | 5 | 0.48759
16875 | 8.25 | 1 | 365 | 9.3662 | 0.29371 | 9 | 0.6599
16893 | 4.41 | 1 | 365 | 5.0067 | 0.12427 | 5 | 0.13093
16889 | 11.75 | 1 | 365 | 13.3397 | 0.29709 | 13 | 0.63682
16896 | 4 | 1 | 365 | 4.5412 | 0.71816 | 5 | 0.25934
16898 | 3.5 | 1 | 365 | 3.9735 | 0.00339 | 3 | 0.97693
16899 | 5.5 | 1 | 365 | 6.2441 | 0.86247 | 7 | 0.1066
16901 | 7 | 1 | 365 | 7.9471 | 0.00678 | 7 | 0.95385
16825 | 24.6 | 1 | 365 | 27.9283 | 0.36668 | 28 | 0.29497
16862 | 9.8 | 1 | 365 | 11.1259 | 0.60949 | 11 | 0.73539
16945 | 5.46 | 1 | 365 | 6.1987 | 0.72529 | 6 | 0.924
16946 | 8.48 | 1 | 365 | 9.6273 | 0.082499 | 9 | 0.70981
16947 | 7.56 | 1 | 365 | 8.5828 | 0.92732 | 9 | 0.51016
16955 | 8.37 | 1 | 365 | 9.5024 | 0.70525 | 10 | 0.20768
16967 | 7.29 | 1 | 365 | 8.2763 | 0.0013466 | 8 | 0.27765
16972 | 10.455 | 1 | 365 | 11.8695 | 0.85584 | 12 | 0.72536
16987 | 7.29 | 1 | 365 | 8.2763 | 0.0013466 | 8 | 0.27765
16994 | 10.965 | 1 | 365 | 12.4485 | 0.60491 | 13 | 0.053427
16995 | 6.375 | 1 | 365 | 7.2375 | 0.86332 | 8 | 0.10083
17012 | 7.02 | 1 | 365 | 7.9698 | 0.075371 | 8 | 0.045149
17017 | 9.72 | 1 | 365 | 11.0351 | 0.33513 | 11 | 0.37021
15809 | 32 | 0.9 | 365 | 32.6965 | 0.77075 | 33 | 0.46728
16904 | 6.76 | 1 | 365 | 7.6746 | 0.18369 | 7 | 0.85829
17002 | 15.08 | 1 | 365 | 17.1203 | 0.71746 | 17 | 0.83773
17026 | 2.6 | 1 | 365 | 2.9518 | 0.9168 | 3 | 0.86857
17053 | 6.5 | 1 | 365 | 7.3794 | 0.29201 | 7 | 0.67143
17055 | 13.005 | 1 | 365 | 14.7645 | 0.60117 | 15 | 0.36569
17060 | 8.25 | 1 | 365 | 9.3662 | 0.29371 | 9 | 0.6599
17063 | 5.2 | 1 | 365 | 5.9035 | 0.83361 | 6 | 0.73715
17064 | 10.4 | 1 | 365 | 11.8071 | 0.66722 | 12 | 0.47429
17065 | 7.02 | 1 | 365 | 7.9698 | 0.075371 | 8 | 0.045149
16974 | 8.67 | 1 | 365 | 9.843 | 0.73411 | 10 | 0.57713
17086 | 9.9 | 1 | 365 | 11.2394 | 0.95245 | 12 | 0.19188
17089 | 9.12 | 1 | 365 | 10.3539 | 0.2774 | 10 | 0.6313
17090 | 5.985 | 1 | 365 | 6.7947 | 0.5258 | 7 | 0.32054
17094 | 7.5 | 1 | 365 | 8.5147 | 0.72155 | 9 | 0.23627
17104 | 9.36 | 1 | 365 | 10.6264 | 0.10049 | 10 | 0.72686
17107 | 5.5 | 1 | 365 | 6.2441 | 0.86247 | 7 | 0.1066
17109 | 8.84 | 1 | 365 | 10.036 | 0.31713 | 10 | 0.35315
17111 | 2.805 | 1 | 365 | 3.1845 | 0.61986 | 3 | 0.80436
17115 | 6.24 | 1 | 365 | 7.0842 | 0.40033 | 7 | 0.48458
17118 | 4.68 | 1 | 365 | 5.3132 | 0.050247 | 5 | 0.36343
17120 | 3.12 | 1 | 365 | 3.5421 | 0.70016 | 4 | 0.24229
17124 | 7.02 | 1 | 365 | 7.9698 | 0.075371 | 8 | 0.045149
17123 | 6.16 | 1 | 365 | 6.9934 | 0.12597 | 7 | 0.11939
17133 | 2.86 | 1 | 365 | 3.2469 | 0.80848 | 4 | 0.055431
17131 | 2.86 | 1 | 365 | 3.2469 | 0.80848 | 4 | 0.055431
17134 | 4.845 | 1 | 365 | 5.5005 | 0.61612 | 6 | 0.11663
17136 | 6.5 | 1 | 365 | 7.3794 | 0.29201 | 7 | 0.67143
17139 | 12.75 | 1 | 365 | 14.475 | 0.72663 | 15 | 0.20166
17141 | 8.58 | 1 | 365 | 9.7408 | 0.42545 | 10 | 0.16629
17143 | 14.16 | 1 | 365 | 16.0758 | 0.56229 | 16 | 0.63808
17144 | 7.28 | 1 | 365 | 8.265 | 0.96705 | 9 | 0.23201
17145 | 10.14 | 1 | 365 | 11.5119 | 0.77554 | 12 | 0.28744
17147 | 3.9 | 1 | 365 | 4.4277 | 0.37521 | 4 | 0.80286
17150 | 11.96 | 1 | 365 | 13.5781 | 0.017298 | 13 | 0.59544
17152 | 4.42 | 1 | 365 | 5.018 | 0.15857 | 5 | 0.17658
17149 | 8.04 | 1 | 365 | 9.1278 | 0.5735 | 9 | 0.70128
17180 | 5.72 | 1 | 365 | 6.4939 | 0.61697 | 7 | 0.11086
17181 | 10.14 | 1 | 365 | 11.5119 | 0.77554 | 12 | 0.28744
17182 | 5.98 | 1 | 365 | 6.7891 | 0.50865 | 7 | 0.29772
17183 | 7.02 | 1 | 365 | 7.9698 | 0.075371 | 8 | 0.045149
17184 | 5.1 | 1 | 365 | 5.79 | 0.49065 | 6 | 0.28066
17185 | 5.61 | 1 | 365 | 6.369 | 0.23972 | 6 | 0.60873
17190 | 3.12 | 1 | 365 | 3.5421 | 0.70016 | 4 | 0.24229
17194 | 6.24 | 1 | 365 | 7.0842 | 0.40033 | 7 | 0.48458
17196 | 5.46 | 1 | 365 | 6.1987 | 0.72529 | 6 | 0.924
17198 | 13.78 | 1 | 365 | 15.6444 | 0.25906 | 15 | 0.90344
17200 | 3.12 | 1 | 365 | 3.5421 | 0.70016 | 4 | 0.24229
17202 | 6.24 | 1 | 365 | 7.0842 | 0.40033 | 7 | 0.48458
17203 | 6.12 | 1 | 365 | 6.948 | 0.98878 | 7 | 0.9368
17204 | 6.63 | 1 | 365 | 7.527 | 0.73785 | 8 | 0.26486
17207 | 8.84 | 1 | 365 | 10.036 | 0.31713 | 10 | 0.35315
17209 | 4.16 | 1 | 365 | 4.7228 | 0.26689 | 4 | 0.98972
17210 | 10.92 | 1 | 365 | 12.3974 | 0.45058 | 12 | 0.84801
17212 | 5.2 | 1 | 365 | 5.9035 | 0.83361 | 6 | 0.73715
17215 | 4.42 | 1 | 365 | 5.018 | 0.15857 | 5 | 0.17658
17220 | 6.63 | 1 | 365 | 7.527 | 0.73785 | 8 | 0.26486
17223 | 5.2 | 1 | 365 | 5.9035 | 0.83361 | 6 | 0.73715
14382 | 2.295 | 1 | 365 | 2.6055 | 0.87079 | 3 | 0.4763
17225 | 8.415 | 1 | 365 | 9.5535 | 0.85958 | 10 | 0.41309
14718 | 5 | 1 | 365 | 5.6765 | 0.1477 | 5 | 0.82418
17228 | 4.59 | 1 | 365 | 5.211 | 0.74159 | 5 | 0.9526
17229 | 4.68 | 1 | 365 | 5.3132 | 0.050247 | 5 | 0.36343
14876 | 7.02 | 1 | 365 | 7.9698 | 0.075371 | 8 | 0.045149
14868 | 8.67 | 1 | 365 | 9.843 | 0.73411 | 10 | 0.57713
15210 | 12.24 | 1 | 365 | 13.896 | 0.97757 | 14 | 0.87359
17232 | 5.72 | 1 | 365 | 6.4939 | 0.61697 | 7 | 0.11086
17233 | 5.865 | 1 | 365 | 6.6585 | 0.11425 | 6 | 0.77276
17234 | 6.24 | 1 | 365 | 7.0842 | 0.40033 | 7 | 0.48458
17235 | 6.5 | 1 | 365 | 7.3794 | 0.29201 | 7 | 0.67143
17237 | 6.76 | 1 | 365 | 7.6746 | 0.18369 | 7 | 0.85829
17068 | 2.08 | 1 | 365 | 2.3614 | 0.13344 | 2 | 0.49486
17154 | 9.88 | 1 | 365 | 11.2167 | 0.88386 | 12 | 0.10058
17346 | 10.71 | 1 | 365 | 12.159 | 0.73037 | 12 | 0.88939
17352 | 7.14 | 1 | 365 | 8.106 | 0.48692 | 8 | 0.59293
17349 | 6.375 | 1 | 365 | 7.2375 | 0.86332 | 8 | 0.10083
17351 | 2.805 | 1 | 365 | 3.1845 | 0.61986 | 3 | 0.80436
17355 | 9.69 | 1 | 365 | 11.001 | 0.23224 | 11 | 0.23326
17319 | 4.25 | 1 | 365 | 4.825 | 0.57554 | 5 | 0.40055
17323 | 13 | 1 | 365 | 14.7588 | 0.58402 | 15 | 0.34287
17325 | 8.75 | 1 | 365 | 9.9338 | 0.008475 | 9 | 0.94231
17328 | 8.75 | 1 | 365 | 9.9338 | 0.008475 | 9 | 0.94231
17330 | 5.25 | 1 | 365 | 5.9603 | 0.005085 | 5 | 0.96539
17333 | 6.5 | 1 | 365 | 7.3794 | 0.29201 | 7 | 0.67143
17353 | 6 | 1 | 365 | 6.8118 | 0.57724 | 7 | 0.38902
17357 | 10.26 | 1 | 365 | 11.6481 | 0.18708 | 11 | 0.83522
17359 | 4.5 | 1 | 365 | 5.1088 | 0.43293 | 5 | 0.54176
17399 | 4.59 | 1 | 365 | 5.211 | 0.74159 | 5 | 0.9526
17451 | 7.395 | 1 | 365 | 8.3955 | 0.36145 | 8 | 0.75696
17476 | 7.905 | 1 | 365 | 8.9745 | 0.11051 | 9 | 0.085029
17481 | 8.37 | 1 | 365 | 9.5024 | 0.70525 | 10 | 0.20768
17609 | 19 | 1 | 365 | 21.5706 | 0.16126 | 21 | 0.73188
17634 | 11.07 | 1 | 365 | 12.5677 | 0.96501 | 13 | 0.53273
17665 | 5.4 | 1 | 365 | 6.1306 | 0.51952 | 6 | 0.65011
13788 | 8.925 | 1 | 365 | 10.1325 | 0.60864 | 10 | 0.74116
17703 | 3.85 | 1 | 365 | 4.3709 | 0.20373 | 4 | 0.57462
12439 | 14.28 | 1 | 365 | 16.212 | 0.97383 | 17 | 0.18586
17892 | 3.6 | 1 | 365 | 4.0871 | 0.34634 | 4 | 0.43341
17912 | 13.734 | 1 | 365 | 15.5922 | 0.1013 | 15 | 0.69346
17925 | 4.32 | 1 | 365 | 4.9045 | 0.81561 | 5 | 0.72009
17929 | 3.06 | 1 | 365 | 3.474 | 0.49439 | 3 | 0.9684
17930 | 4.335 | 1 | 365 | 4.9215 | 0.86706 | 5 | 0.78856
17972 | 7.194 | 1 | 365 | 8.1673 | 0.67211 | 8 | 0.83943
16071 | 8 | 1 | 365 | 9.0824 | 0.43632 | 9 | 0.51869
17977 | 7.2 | 1 | 365 | 8.1741 | 0.69269 | 8 | 0.86682
17982 | 3.6 | 1 | 365 | 4.0871 | 0.34634 | 4 | 0.43341
17985 | 5.76 | 1 | 365 | 6.5393 | 0.75415 | 7 | 0.29346
17995 | 5.28 | 1 | 365 | 5.9944 | 0.10797 | 6 | 0.10233
18000 | 3.135 | 1 | 365 | 3.5592 | 0.75161 | 4 | 0.31076
18012 | 11.76 | 1 | 365 | 13.3511 | 0.33139 | 13 | 0.68247
18110 | 9 | 1 | 365 | 10.2177 | 0.86586 | 11 | 0.083524
18022 | 9.81 | 1 | 365 | 11.1373 | 0.64379 | 11 | 0.78104
18029 | 5.1 | 1 | 365 | 5.79 | 0.49065 | 6 | 0.28066
18032 | 6.12 | 1 | 365 | 6.948 | 0.98878 | 7 | 0.9368
18039 | 2.88 | 1 | 365 | 3.2697 | 0.87708 | 4 | 0.14673
18041 | 7.14 | 1 | 365 | 8.106 | 0.48692 | 8 | 0.59293
18043 | 7.2 | 1 | 365 | 8.1741 | 0.69269 | 8 | 0.86682
18045 | 6.24 | 1 | 365 | 7.0842 | 0.40033 | 7 | 0.48458
18075 | 5.61 | 1 | 365 | 6.369 | 0.23972 | 6 | 0.60873
18071 | 4.8 | 1 | 365 | 5.4494 | 0.46179 | 5 | 0.91121
18122 | 4.32 | 1 | 365 | 4.9045 | 0.81561 | 5 | 0.72009
18126 | 4.8 | 1 | 365 | 5.4494 | 0.46179 | 5 | 0.91121
18129 | 5.28 | 1 | 365 | 5.9944 | 0.10797 | 6 | 0.10233
18144 | 4.32 | 1 | 365 | 4.9045 | 0.81561 | 5 | 0.72009
18149 | 6.72 | 1 | 365 | 7.6292 | 0.046509 | 7 | 0.6757
18159 | 3.825 | 1 | 365 | 4.3425 | 0.11799 | 4 | 0.4605
18162 | 6.24 | 1 | 365 | 7.0842 | 0.40033 | 7 | 0.48458
18163 | 5.76 | 1 | 365 | 6.5393 | 0.75415 | 7 | 0.29346
18164 | 6 | 1 | 365 | 6.8118 | 0.57724 | 7 | 0.38902
16130 | 4.08 | 1 | 365 | 4.632 | 0.99252 | 5 | 0.62453
18169 | 5.28 | 1 | 365 | 5.9944 | 0.10797 | 6 | 0.10233
18170 | 8.7 | 1 | 365 | 9.8771 | 0.837 | 10 | 0.71407
13973 | 4.68 | 1 | 365 | 5.3132 | 0.050247 | 5 | 0.36343
18173 | 5.04 | 1 | 365 | 5.7219 | 0.28488 | 6 | 0.0067734
15271 | 6.24 | 1 | 365 | 7.0842 | 0.40033 | 7 | 0.48458
15273 | 2.6 | 1 | 365 | 2.9518 | 0.9168 | 3 | 0.86857
15229 | 6.76 | 1 | 365 | 7.6746 | 0.18369 | 7 | 0.85829
15276 | 15.08 | 1 | 365 | 17.1203 | 0.71746 | 17 | 0.83773
15245 | 14.56 | 1 | 365 | 16.5299 | 0.9341 | 17 | 0.46401
18183 | 4.335 | 1 | 365 | 4.9215 | 0.86706 | 5 | 0.78856
15249 | 5.355 | 1 | 365 | 6.0795 | 0.36519 | 6 | 0.4447
15523 | 7.02 | 1 | 365 | 7.9698 | 0.075371 | 8 | 0.045149
15453 | 5.72 | 1 | 365 | 6.4939 | 0.61697 | 7 | 0.11086
15472 | 5.72 | 1 | 365 | 6.4939 | 0.61697 | 7 | 0.11086
18187 | 5.865 | 1 | 365 | 6.6585 | 0.11425 | 6 | 0.77276
18188 | 4.59 | 1 | 365 | 5.211 | 0.74159 | 5 | 0.9526
18189 | 10.455 | 1 | 365 | 11.8695 | 0.85584 | 12 | 0.72536
15445 | 2.86 | 1 | 365 | 3.2469 | 0.80848 | 4 | 0.055431
15439 | 6.24 | 1 | 365 | 7.0842 | 0.40033 | 7 | 0.48458
18157 | 6.12 | 1 | 365 | 6.948 | 0.98878 | 7 | 0.9368
15434 | 11.96 | 1 | 365 | 13.5781 | 0.017298 | 13 | 0.59544
15551 | 9.1 | 1 | 365 | 10.3312 | 0.20881 | 10 | 0.54001
18190 | 3.06 | 1 | 365 | 3.474 | 0.49439 | 3 | 0.9684
16124 | 6.6 | 1 | 365 | 7.493 | 0.63496 | 8 | 0.12792
18192 | 6.3 | 1 | 365 | 7.1524 | 0.6061 | 7 | 0.75847
18195 | 8.88 | 1 | 365 | 10.0814 | 0.45432 | 10 | 0.53574
18196 | 5.1 | 1 | 365 | 5.79 | 0.49065 | 6 | 0.28066
18200 | 2.88 | 1 | 365 | 3.2697 | 0.87708 | 4 | 0.14673
18201 | 7.44 | 1 | 365 | 8.4466 | 0.51578 | 8 | 0.96238
18176 | 6.72 | 1 | 365 | 7.6292 | 0.046509 | 7 | 0.6757
18202 | 3.6 | 1 | 365 | 4.0871 | 0.34634 | 4 | 0.43341
18203 | 7.44 | 1 | 365 | 8.4466 | 0.51578 | 8 | 0.96238
18206 | 3.57 | 1 | 365 | 4.053 | 0.24346 | 4 | 0.29646
18207 | 4.08 | 1 | 365 | 4.632 | 0.99252 | 5 | 0.62453
18209 | 3.25 | 1 | 365 | 3.6897 | 0.146 | 3 | 0.83572
18210 | 8.829 | 1 | 365 | 10.0235 | 0.27941 | 10 | 0.30294
18211 | 6.12 | 1 | 365 | 6.948 | 0.98878 | 7 | 0.9368
18213 | 6.48 | 1 | 365 | 7.3567 | 0.22342 | 7 | 0.58014
18214 | 3.57 | 1 | 365 | 4.053 | 0.24346 | 4 | 0.29646
18223 | 3.36 | 1 | 365 | 3.8146 | 0.52325 | 4 | 0.33785
18225 | 6.72 | 1 | 365 | 7.6292 | 0.046509 | 7 | 0.6757
18226 | 5.232 | 1 | 365 | 5.9399 | 0.94335 | 6 | 0.88322
18227 | 4.8 | 1 | 365 | 5.4494 | 0.46179 | 5 | 0.91121
18229 | 4.5 | 1 | 365 | 5.1088 | 0.43293 | 5 | 0.54176
18230 | 3.6 | 1 | 365 | 4.0871 | 0.34634 | 4 | 0.43341
18232 | 2.75 | 1 | 365 | 3.1221 | 0.43124 | 3 | 0.5533
18234 | 4.48 | 1 | 365 | 5.0861 | 0.36434 | 5 | 0.45047
18236 | 4.8 | 1 | 365 | 5.4494 | 0.46179 | 5 | 0.91121
18237 | 4 | 1 | 365 | 4.5412 | 0.71816 | 5 | 0.25934
18238 | 3.5 | 1 | 365 | 3.9735 | 0.00339 | 3 | 0.97693
18239 | 3.84 | 1 | 365 | 4.3595 | 0.16943 | 4 | 0.52897
18240 | 9.81 | 1 | 365 | 11.1373 | 0.64379 | 11 | 0.78104
18241 | 4.05 | 1 | 365 | 4.5979 | 0.88964 | 5 | 0.48759
18248 | 7.68 | 1 | 365 | 8.7191 | 0.33887 | 9 | 0.05794
18249 | 7 | 1 | 365 | 7.9471 | 0.00678 | 7 | 0.95385
18250 | 7.935 | 1 | 365 | 9.0086 | 0.2134 | 9 | 0.22197
18251 | 12 | 1 | 365 | 13.6236 | 0.15448 | 13 | 0.77803
18253 | 3.12 | 1 | 365 | 3.5421 | 0.70016 | 4 | 0.24229
16973 | 15.3 | 1 | 365 | 17.37 | 0.47196 | 17 | 0.84199
18254 | 7.92 | 1 | 365 | 8.9915 | 0.16196 | 9 | 0.1535
18255 | 5.52 | 1 | 365 | 6.2668 | 0.93106 | 7 | 0.19789
18257 | 4.25 | 1 | 365 | 4.825 | 0.57554 | 5 | 0.40055
17080 | 5.1 | 1 | 365 | 5.79 | 0.49065 | 6 | 0.28066
17078 | 5.865 | 1 | 365 | 6.6585 | 0.11425 | 6 | 0.77276
18260 | 7.68 | 1 | 365 | 8.7191 | 0.33887 | 9 | 0.05794
18261 | 7.68 | 1 | 365 | 8.7191 | 0.33887 | 9 | 0.05794
18262 | 6.25 | 1 | 365 | 7.0956 | 0.43462 | 7 | 0.53022
18263 | 4.32 | 1 | 365 | 4.9045 | 0.81561 | 5 | 0.72009
18264 | 4.725 | 1 | 365 | 5.3643 | 0.20458 | 5 | 0.56885
18269 | 2.55 | 1 | 365 | 2.895 | 0.74533 | 3 | 0.64033
18270 | 6.6 | 1 | 365 | 7.493 | 0.63496 | 8 | 0.12792
17214 | 5.865 | 1 | 365 | 6.6585 | 0.11425 | 6 | 0.77276
17396 | 13.005 | 1 | 365 | 14.7645 | 0.60117 | 15 | 0.36569
17580 | 5.865 | 1 | 365 | 6.6585 | 0.11425 | 6 | 0.77276
17584 | 4.08 | 1 | 365 | 4.632 | 0.99252 | 5 | 0.62453
18284 | 11.76 | 1 | 365 | 13.3511 | 0.33139 | 13 | 0.68247
18287 | 5.76 | 1 | 365 | 6.5393 | 0.75415 | 7 | 0.29346
18288 | 4.5 | 1 | 365 | 5.1088 | 0.43293 | 5 | 0.54176
18304 | 3.375 | 1 | 365 | 3.8316 | 0.5747 | 4 | 0.40632
18310 | 5.28 | 1 | 365 | 5.9944 | 0.10797 | 6 | 0.10233
18308 | 4.08 | 1 | 365 | 4.632 | 0.99252 | 5 | 0.62453
18314 | 3.84 | 1 | 365 | 4.3595 | 0.16943 | 4 | 0.52897
18315 | 5.76 | 1 | 365 | 6.5393 | 0.75415 | 7 | 0.29346
18316 | 8.775 | 1 | 365 | 9.9622 | 0.094214 | 10 | 0.056436
18317 | 4.95 | 1 | 365 | 5.6197 | 0.97622 | 6 | 0.59594
18321 | 6.3 | 1 | 365 | 7.1524 | 0.6061 | 7 | 0.75847
18323 | 13.515 | 1 | 365 | 15.3435 | 0.35023 | 15 | 0.69376
18327 | 5.52 | 1 | 365 | 6.2668 | 0.93106 | 7 | 0.19789
18333 | 5.1 | 1 | 365 | 5.79 | 0.49065 | 6 | 0.28066
18352 | 6.3 | 1 | 365 | 7.1524 | 0.6061 | 7 | 0.75847
18355 | 4.59 | 1 | 365 | 5.211 | 0.74159 | 5 | 0.9526
18357 | 5 | 1 | 365 | 5.6765 | 0.1477 | 5 | 0.82418
18359 | 4 | 1 | 365 | 4.5412 | 0.71816 | 5 | 0.25934
18360 | 6.3 | 1 | 365 | 7.1524 | 0.6061 | 7 | 0.75847
18369 | 7.5 | 1 | 365 | 8.5147 | 0.72155 | 9 | 0.23627
18371 | 3.15 | 1 | 365 | 3.5762 | 0.80305 | 4 | 0.37923
18372 | 5.28 | 1 | 365 | 5.9944 | 0.10797 | 6 | 0.10233
18375 | 2.88 | 1 | 365 | 3.2697 | 0.87708 | 4 | 0.14673
18378 | 4.725 | 1 | 365 | 5.3643 | 0.20458 | 5 | 0.56885
18480 | 4.2 | 1 | 365 | 4.7682 | 0.40407 | 5 | 0.17231
18495 | 6.48 | 1 | 365 | 7.3567 | 0.22342 | 7 | 0.58014
18146 | 3.36 | 1 | 365 | 3.8146 | 0.52325 | 4 | 0.33785
17904 | 480.985 | 0.9 | 365 | 491.4543 | 0.60157 | 492 | 0.055879
18543 | 11.115 | 1 | 365 | 12.6188 | 0.11934 | 12 | 0.73815
18546 | 9 | 1 | 365 | 10.2177 | 0.86586 | 11 | 0.083524
18611 | 5.04 | 1 | 365 | 5.7219 | 0.28488 | 6 | 0.0067734
18617 | 6 | 1 | 365 | 6.8118 | 0.57724 | 7 | 0.38902
18618 | 4.8 | 1 | 365 | 5.4494 | 0.46179 | 5 | 0.91121
16699 | 110.825 | 0.9 | 365 | 113.2373 | 0.070893 | 113 | 0.30815
17374 | 8.415 | 1 | 365 | 9.5535 | 0.85958 | 10 | 0.41309
18654 | 5.85 | 1 | 365 | 6.6415 | 0.062809 | 6 | 0.70429
18659 | 6.975 | 1 | 365 | 7.9187 | 0.92104 | 8 | 0.83973
18702 | 7.848 | 1 | 365 | 8.9098 | 0.91503 | 9 | 0.82483
18710 | 6.75 | 1 | 365 | 7.6632 | 0.1494 | 7 | 0.81264
18713 | 7.75 | 1 | 365 | 8.7985 | 0.57893 | 9 | 0.37748
18715 | 6 | 1 | 365 | 6.8118 | 0.57724 | 7 | 0.38902
18714 | 6.3 | 1 | 365 | 7.1524 | 0.6061 | 7 | 0.75847
15004 | 7.14 | 1 | 365 | 8.106 | 0.48692 | 8 | 0.59293
18719 | 7.59 | 1 | 365 | 8.6169 | 0.030209 | 8 | 0.64711
17845 | 10.5 | 1 | 365 | 11.9206 | 0.01017 | 11 | 0.93078
17851 | 7.14 | 1 | 365 | 8.106 | 0.48692 | 8 | 0.59293
17404 | 5.67 | 1 | 365 | 6.4371 | 0.44549 | 6 | 0.88262
17959 | 3.57 | 1 | 365 | 4.053 | 0.24346 | 4 | 0.29646
18001 | 4.845 | 1 | 365 | 5.5005 | 0.61612 | 6 | 0.11663
18718 | 8.5 | 1 | 365 | 9.65 | 0.15109 | 9 | 0.80111
18078 | 5.28 | 1 | 365 | 5.9944 | 0.10797 | 6 | 0.10233
18730 | 9.065 | 1 | 365 | 10.2915 | 0.08878 | 10 | 0.38024
18736 | 6.5 | 1 | 365 | 7.3794 | 0.29201 | 7 | 0.67143
18077 | 12.69 | 1 | 365 | 14.4069 | 0.52086 | 14 | 0.92777
18099 | 7.15 | 1 | 365 | 8.1174 | 0.52121 | 8 | 0.63858
18731 | 8.58 | 1 | 365 | 9.7408 | 0.42545 | 10 | 0.16629
18741 | 4 | 1 | 365 | 4.5412 | 0.71816 | 5 | 0.25934
18740 | 10.75 | 1 | 365 | 12.2044 | 0.86755 | 13 | 0.071987
18742 | 3.75 | 1 | 365 | 4.2574 | 0.86078 | 5 | 0.11813
18743 | 6.5 | 1 | 365 | 7.3794 | 0.29201 | 7 | 0.67143
18746 | 11.25 | 1 | 365 | 12.7721 | 0.58232 | 13 | 0.3544
18748 | 5.25 | 1 | 365 | 5.9603 | 0.005085 | 5 | 0.96539
18753 | 7 | 1 | 365 | 7.9471 | 0.00678 | 7 | 0.95385
18750 | 10.5 | 1 | 365 | 11.9206 | 0.01017 | 11 | 0.93078
18757 | 6.75 | 1 | 365 | 7.6632 | 0.1494 | 7 | 0.81264
18758 | 10.25 | 1 | 365 | 11.6368 | 0.15278 | 11 | 0.78957
18760 | 7 | 1 | 365 | 7.9471 | 0.00678 | 7 | 0.95385
18761 | 8.75 | 1 | 365 | 9.9338 | 0.008475 | 9 | 0.94231
18764 | 10.98 | 1 | 365 | 12.4656 | 0.65635 | 13 | 0.1219
18768 | 7.5 | 1 | 365 | 8.5147 | 0.72155 | 9 | 0.23627
18771 | 13 | 1 | 365 | 14.7588 | 0.58402 | 15 | 0.34287
18171 | 6.12 | 1 | 365 | 6.948 | 0.98878 | 7 | 0.9368
18786 | 10.675 | 1 | 365 | 12.1193 | 0.61034 | 12 | 0.72962
18792 | 5.52 | 1 | 365 | 6.2668 | 0.93106 | 7 | 0.19789
18805 | 6 | 1 | 365 | 6.8118 | 0.57724 | 7 | 0.38902
18794 | 5.4 | 1 | 365 | 6.1306 | 0.51952 | 6 | 0.65011
18807 | 4.8 | 1 | 365 | 5.4494 | 0.46179 | 5 | 0.91121
18422 | 8.67 | 1 | 365 | 9.843 | 0.73411 | 10 | 0.57713
18883 | 8.925 | 1 | 365 | 10.1325 | 0.60864 | 10 | 0.74116
18886 | 4.05 | 1 | 365 | 4.5979 | 0.88964 | 5 | 0.48759
18893 | 7.14 | 1 | 365 | 8.106 | 0.48692 | 8 | 0.59293
18798 | 5.04 | 1 | 365 | 5.7219 | 0.28488 | 6 | 0.0067734
18800 | 7.56 | 1 | 365 | 8.5828 | 0.92732 | 9 | 0.51016
18802 | 5.6 | 1 | 365 | 6.3577 | 0.20542 | 6 | 0.56308
16687 | 4.02 | 1 | 365 | 4.5639 | 0.78675 | 5 | 0.35064
16744 | 6 | 1 | 365 | 6.8118 | 0.57724 | 7 | 0.38902
18847 | 7.28 | 1 | 365 | 8.265 | 0.96705 | 9 | 0.23201
18877 | 6.12 | 1 | 365 | 6.948 | 0.98878 | 7 | 0.9368
18909 | 6.48 | 1 | 365 | 7.3567 | 0.22342 | 7 | 0.58014
18911 | 6.3 | 1 | 365 | 7.1524 | 0.6061 | 7 | 0.75847
16229 | 6.25 | 1 | 365 | 7.0956 | 0.43462 | 7 | 0.53022
18919 | 4.75 | 1 | 365 | 5.3927 | 0.29031 | 5 | 0.68297
18920 | 3.75 | 1 | 365 | 4.2574 | 0.86078 | 5 | 0.11813
17953 | 24.75 | 1 | 365 | 28.0986 | 0.88111 | 28 | 0.97969
18934 | 5.76 | 1 | 365 | 6.5393 | 0.75415 | 7 | 0.29346
18937 | 4.725 | 1 | 365 | 5.3643 | 0.20458 | 5 | 0.56885
18974 | 5.175 | 1 | 365 | 5.8752 | 0.74787 | 6 | 0.62303
18972 | 7.65 | 1 | 365 | 8.685 | 0.23598 | 8 | 0.921
18976 | 5.4 | 1 | 365 | 6.1306 | 0.51952 | 6 | 0.65011
18981 | 4.8 | 1 | 365 | 5.4494 | 0.46179 | 5 | 0.91121
19003 | 6.075 | 1 | 365 | 6.8969 | 0.83446 | 7 | 0.73138
19005 | 6.075 | 1 | 365 | 6.8969 | 0.83446 | 7 | 0.73138
18216 | 6.24 | 1 | 365 | 7.0842 | 0.40033 | 7 | 0.48458
19040 | 12.74 | 1 | 365 | 14.4637 | 0.69234 | 15 | 0.15601
18994 | 10 | 1 | 365 | 11.353 | 0.2954 | 11 | 0.64836
19093 | 5.25 | 1 | 365 | 5.9603 | 0.005085 | 5 | 0.96539
19097 | 6.5 | 1 | 365 | 7.3794 | 0.29201 | 7 | 0.67143
19106 | 6.5 | 1 | 365 | 7.3794 | 0.29201 | 7 | 0.67143
15431 | 9.1 | 1 | 365 | 10.3312 | 0.20881 | 10 | 0.54001
19078 | 3.185 | 1 | 365 | 3.6159 | 0.92308 | 4 | 0.539
19073 | 7.25 | 1 | 365 | 8.2309 | 0.86416 | 9 | 0.095061
19156 | 4 | 1 | 365 | 4.5412 | 0.71816 | 5 | 0.25934
19135 | 8 | 1 | 365 | 9.0824 | 0.43632 | 9 | 0.51869
19157 | 13.2 | 1 | 365 | 14.9859 | 0.26993 | 15 | 0.25584
15504 | 3.9 | 1 | 365 | 4.4277 | 0.37521 | 4 | 0.80286
19161 | 7.848 | 1 | 365 | 8.9098 | 0.91503 | 9 | 0.82483
19158 | 12.753 | 1 | 365 | 14.4784 | 0.73692 | 15 | 0.21535
19139 | 5.2 | 1 | 365 | 5.9035 | 0.83361 | 6 | 0.73715
19163 | 6.975 | 1 | 365 | 7.9187 | 0.92104 | 8 | 0.83973
19174 | 6.3 | 1 | 365 | 7.1524 | 0.6061 | 7 | 0.75847
19147 | 10.75 | 1 | 365 | 12.2044 | 0.86755 | 13 | 0.071987
19164 | 3.825 | 1 | 365 | 4.3425 | 0.11799 | 4 | 0.4605
19150 | 6.25 | 1 | 365 | 7.0956 | 0.43462 | 7 | 0.53022
19175 | 5.52 | 1 | 365 | 6.2668 | 0.93106 | 7 | 0.19789
18697 | 14.04 | 1 | 365 | 15.9396 | 0.15074 | 16 | 0.090297
19187 | 3.6 | 1 | 365 | 4.0871 | 0.34634 | 4 | 0.43341
19176 | 3.5 | 1 | 365 | 3.9735 | 0.00339 | 3 | 0.97693
19151 | 7.02 | 1 | 365 | 7.9698 | 0.075371 | 8 | 0.045149
19188 | 6.24 | 1 | 365 | 7.0842 | 0.40033 | 7 | 0.48458
19181 | 3.6 | 1 | 365 | 4.0871 | 0.34634 | 4 | 0.43341
19185 | 4.95 | 1 | 365 | 5.6197 | 0.97622 | 6 | 0.59594
19189 | 3 | 1 | 365 | 3.4059 | 0.28862 | 3 | 0.69451
19190 | 10.455 | 1 | 365 | 11.8695 | 0.3654 | 12 | 0.23492
19192 | 3.84 | 1 | 365 | 4.3595 | 0.16943 | 4 | 0.52897
19236 | 5.52 | 1 | 365 | 6.2668 | 0.93106 | 7 | 0.19789
587 | 318.24 | 0.9 | 365 | 325.1669 | 0.27513 | 325 | 0.44207
19387 | 3.825 | 1 | 365 | 4.3425 | 0.11799 | 4 | 0.4605
19409 | 6.12 | 1 | 365 | 6.948 | 0.98878 | 7 | 0.9368
19377 | 5.67 | 1 | 365 | 6.4371 | 0.44549 | 6 | 0.88262
19160 | 10.335 | 1 | 365 | 11.7333 | 0.4443 | 12 | 0.17758
16874 | 9.435 | 1 | 365 | 10.7115 | 0.35771 | 11 | 0.069228
19550 | 6.867 | 1 | 365 | 7.7961 | 0.55065 | 8 | 0.34673
19576 | 8 | 1 | 365 | 9.0824 | 0.43632 | 9 | 0.51869
19571 | 7.14 | 1 | 365 | 8.106 | 0.48692 | 8 | 0.59293
19569 | 8.235 | 1 | 365 | 9.3492 | 0.24226 | 9 | 0.59142
19567 | 10 | 1 | 365 | 11.353 | 0.2954 | 11 | 0.64836
19555 | 3.25 | 1 | 365 | 3.6897 | 0.146 | 3 | 0.83572
19552 | 4.25 | 1 | 365 | 4.825 | 0.57554 | 5 | 0.40055
19543 | 4 | 1 | 365 | 4.5412 | 0.71816 | 5 | 0.25934
19540 | 3.5 | 1 | 365 | 3.9735 | 0.00339 | 3 | 0.97693
17058 | 9.88 | 1 | 365 | 11.2167 | 0.88386 | 12 | 0.10058
19537 | 5.61 | 1 | 365 | 6.369 | 0.23972 | 6 | 0.60873
17062 | 7.975 | 1 | 365 | 9.054 | 0.35058 | 9 | 0.40457
19538 | 3 | 1 | 365 | 3.4059 | 0.28862 | 3 | 0.69451
17100 | 6.48 | 1 | 365 | 7.3567 | 0.22342 | 7 | 0.58014
17910 | 5.6 | 1 | 365 | 6.3577 | 0.20542 | 6 | 0.56308
19532 | 4.5 | 1 | 365 | 5.1088 | 0.43293 | 5 | 0.54176
19524 | 12.2 | 1 | 365 | 13.8506 | 0.84039 | 14 | 0.691
108 | 3849.12 | 1 | 365 | 4369.8905 | 0.711 | 4370 | 0.60154
19525 | 4.08 | 1 | 365 | 4.632 | 0.99252 | 5 | 0.62453
18267 | 9.69 | 1 | 365 | 11.001 | 0.23224 | 11 | 0.23326
18272 | 8.58 | 1 | 365 | 9.7408 | 0.42545 | 10 | 0.16629
18274 | 4.16 | 1 | 365 | 4.7228 | 0.26689 | 4 | 0.98972
19523 | 8.25 | 1 | 365 | 9.3662 | 0.29371 | 9 | 0.6599
17906 | 411.445 | 0.9 | 365 | 420.4007 | 0.96038 | 421 | 0.36105
19520 | 12.25 | 1 | 365 | 13.9074 | 0.011865 | 13 | 0.91924
17905 | 347.7 | 0.9 | 365 | 355.2682 | 0.20595 | 355 | 0.47413
16214 | 8.32 | 1 | 365 | 9.4457 | 0.53377 | 9 | 0.97944
18258 | 12.24 | 1 | 365 | 13.896 | 0.97757 | 14 | 0.87359
19486 | 7 | 1 | 365 | 7.9471 | 0.00678 | 7 | 0.95385
19487 | 9 | 1 | 365 | 10.2177 | 0.86586 | 11 | 0.083524
19479 | 5.25 | 1 | 365 | 5.9603 | 0.005085 | 5 | 0.96539
17859 | 6.24 | 1 | 365 | 7.0842 | 0.40033 | 7 | 0.48458
19476 | 10.8 | 1 | 365 | 12.2612 | 0.039032 | 12 | 0.30023
18734 | 12.48 | 1 | 365 | 14.1685 | 0.80066 | 14 | 0.96915
19473 | 7.75 | 1 | 365 | 8.7985 | 0.57893 | 9 | 0.37748
19440 | 7.35 | 1 | 365 | 8.3444 | 0.20712 | 8 | 0.55154
18744 | 11.25 | 1 | 365 | 12.7721 | 0.58232 | 13 | 0.3544
19261 | 4.25 | 1 | 365 | 4.825 | 0.57554 | 5 | 0.40055
19719 | 9.9 | 1 | 365 | 11.2394 | 0.95245 | 12 | 0.19188
19262 | 7 | 1 | 365 | 7.9471 | 0.00678 | 7 | 0.95385
19720 | 5.76 | 1 | 365 | 6.5393 | 0.75415 | 7 | 0.29346
19358 | 5.28 | 1 | 365 | 5.9944 | 0.10797 | 6 | 0.10233
19372 | 109.2 | 0.9 | 365 | 111.5769 | 0.055191 | 111 | 0.63208
19712 | 4.95 | 1 | 365 | 5.6197 | 0.97622 | 6 | 0.59594
18995 | 6 | 1 | 365 | 6.8118 | 0.57724 | 7 | 0.38902
18997 | 6.25 | 1 | 365 | 7.0956 | 0.43462 | 7 | 0.53022
18998 | 12.5 | 1 | 365 | 14.1912 | 0.86925 | 15 | 0.06045
18897 | 5.04 | 1 | 365 | 5.7219 | 0.28488 | 6 | 0.0067734
19063 | 3.57 | 1 | 365 | 4.053 | 0.24346 | 4 | 0.29646
19067 | 6.05 | 1 | 365 | 6.8685 | 0.74872 | 7 | 0.61726
15446 | 8.84 | 1 | 365 | 10.036 | 0.31713 | 10 | 0.35315
19082 | 9.945 | 1 | 365 | 11.2905 | 0.10678 | 11 | 0.39729
18687 | 19.38 | 1 | 365 | 22.002 | 0.46449 | 22 | 0.46652
19715 | 4.5 | 1 | 365 | 5.1088 | 0.43293 | 5 | 0.54176
19260 | 3.84 | 1 | 365 | 4.3595 | 0.16943 | 4 | 0.52897
18217 | 9.156 | 1 | 365 | 10.3948 | 0.40087 | 10 | 0.79564
18244 | 3.575 | 1 | 365 | 4.0587 | 0.26061 | 4 | 0.31929
18330 | 6 | 1 | 365 | 6.8118 | 0.57724 | 7 | 0.38902
17163 | 3 | 1 | 365 | 3.4059 | 0.28862 | 3 | 0.69451
14503 | 4.94 | 1 | 365 | 5.6084 | 0.94193 | 6 | 0.55029
20042 | 5.98 | 1 | 365 | 6.7891 | 0.50865 | 7 | 0.29772
20039 | 11.18 | 1 | 365 | 12.6926 | 0.34226 | 13 | 0.034866
20046 | 4.42 | 1 | 365 | 5.018 | 0.15857 | 5 | 0.17658
14478 | 9.435 | 1 | 365 | 10.7115 | 0.35771 | 11 | 0.069228
20048 | 3.64 | 1 | 365 | 4.1325 | 0.48353 | 4 | 0.616
19885 | 4.94 | 1 | 365 | 5.6084 | 0.94193 | 6 | 0.55029
19879 | 7.02 | 1 | 365 | 7.9698 | 0.075371 | 8 | 0.045149
20021 | 2.6 | 1 | 365 | 2.9518 | 0.9168 | 3 | 0.86857
13053 | 50.49 | 0.9 | 365 | 51.589 | 0.84173 | 52 | 0.43071
19087 | 9.18 | 1 | 365 | 10.422 | 0.48318 | 10 | 0.90519
15380 | 6.375 | 1 | 365 | 7.2375 | 0.86332 | 8 | 0.10083
19328 | 2.55 | 1 | 365 | 2.895 | 0.74533 | 3 | 0.64033
18918 | 2.4 | 1 | 365 | 2.7247 | 0.2309 | 2 | 0.95561
15386 | 10.2 | 1 | 365 | 11.58 | 0.98131 | 12 | 0.56133
19310 | 7 | 1 | 365 | 7.9471 | 0.00678 | 7 | 0.95385
20036 | 4.68 | 1 | 365 | 5.3132 | 0.050247 | 5 | 0.36343
19326 | 10.75 | 1 | 365 | 12.2044 | 0.86755 | 13 | 0.071987
20019 | 8.58 | 1 | 365 | 9.7408 | 0.42545 | 10 | 0.16629
19308 | 4.95 | 1 | 365 | 5.6197 | 0.97622 | 6 | 0.59594
19307 | 3.75 | 1 | 365 | 4.2574 | 0.86078 | 5 | 0.11813
13552 | 12.495 | 1 | 365 | 14.1855 | 0.8521 | 15 | 0.037626
19303 | 5 | 1 | 365 | 5.6765 | 0.1477 | 5 | 0.82418
19301 | 3.5 | 1 | 365 | 3.9735 | 0.00339 | 3 | 0.97693
20006 | 7.395 | 1 | 365 | 8.3955 | 0.36145 | 8 | 0.75696
19329 | 3.9 | 1 | 365 | 4.4277 | 0.37521 | 4 | 0.80286
20013 | 13.26 | 1 | 365 | 15.054 | 0.4757 | 15 | 0.52973
19183 | 3.84 | 1 | 365 | 4.3595 | 0.16943 | 4 | 0.52897
19369 | 9.6 | 1 | 365 | 10.8988 | 0.92358 | 11 | 0.82243
19588 | 5.85 | 1 | 365 | 6.6415 | 0.062809 | 6 | 0.70429
19591 | 6.3 | 1 | 365 | 7.1524 | 0.6061 | 7 | 0.75847
19581 | 5.625 | 1 | 365 | 6.386 | 0.29116 | 6 | 0.6772
19999 | 7.75 | 1 | 365 | 8.7985 | 0.57893 | 9 | 0.37748
19578 | 9.6 | 1 | 365 | 10.8988 | 0.92358 | 11 | 0.82243
19996 | 6.5 | 1 | 365 | 7.3794 | 0.29201 | 7 | 0.67143
11414 | 556.92 | 0.9 | 365 | 569.0421 | 0.98148 | 570 | 0.023619
19612 | 10.2 | 1 | 365 | 11.58 | 0.98131 | 12 | 0.56133
19986 | 5.98 | 1 | 365 | 6.7891 | 0.50865 | 7 | 0.29772
18808 | 5.76 | 1 | 365 | 6.5393 | 0.75415 | 7 | 0.29346
19610 | 19.2 | 1 | 365 | 21.7977 | 0.84717 | 22 | 0.64485
19608 | 5.04 | 1 | 365 | 5.7219 | 0.28488 | 6 | 0.0067734
19972 | 4.94 | 1 | 365 | 5.6084 | 0.94193 | 6 | 0.55029
19620 | 5.94 | 1 | 365 | 6.7437 | 0.37147 | 7 | 0.11513
19967 | 4.68 | 1 | 365 | 5.3132 | 0.050247 | 5 | 0.36343
15662 | 8 | 1 | 365 | 9.0824 | 0.43632 | 9 | 0.51869
19684 | 15 | 1 | 365 | 17.0294 | 0.4431 | 17 | 0.47254
19600 | 19.25 | 1 | 365 | 21.8544 | 0.018645 | 21 | 0.87309
19857 | 7 | 1 | 365 | 7.9471 | 0.00678 | 7 | 0.95385
20052 | 10 | 1 | 365 | 11.353 | 0.2954 | 11 | 0.64836
19611 | 7.8 | 1 | 365 | 8.8553 | 0.75041 | 9 | 0.60572
19725 | 3.15 | 1 | 365 | 3.5762 | 0.80305 | 4 | 0.37923
19852 | 12.25 | 1 | 365 | 13.9074 | 0.011865 | 13 | 0.91924
19854 | 7.25 | 1 | 365 | 8.2309 | 0.86416 | 9 | 0.095061
19848 | 5.25 | 1 | 365 | 5.9603 | 0.005085 | 5 | 0.96539
19846 | 7.5 | 1 | 365 | 8.5147 | 0.72155 | 9 | 0.23627
19847 | 7 | 1 | 365 | 7.9471 | 0.00678 | 7 | 0.95385
20062 | 8.84 | 1 | 365 | 10.036 | 0.31713 | 10 | 0.35315
19843 | 8.75 | 1 | 365 | 9.9338 | 0.008475 | 9 | 0.94231
19842 | 10.25 | 1 | 365 | 11.6368 | 0.15278 | 11 | 0.78957
15217 | 4.08 | 1 | 365 | 4.632 | 0.99252 | 5 | 0.62453
19833 | 10.75 | 1 | 365 | 12.2044 | 0.86755 | 13 | 0.071987
19840 | 5.5 | 1 | 365 | 6.2441 | 0.86247 | 7 | 0.1066
19835 | 9.75 | 1 | 365 | 11.0691 | 0.43801 | 11 | 0.50715
19816 | 8.75 | 1 | 365 | 9.9338 | 0.008475 | 9 | 0.94231
19828 | 8.06 | 1 | 365 | 9.1505 | 0.64209 | 9 | 0.79258
19802 | 5.5 | 1 | 365 | 6.2441 | 0.86247 | 7 | 0.1066
19679 | 4.5 | 1 | 365 | 5.1088 | 0.43293 | 5 | 0.54176
19654 | 6.5 | 1 | 365 | 7.3794 | 0.29201 | 7 | 0.67143
19677 | 7.25 | 1 | 365 | 8.2309 | 0.86416 | 9 | 0.095061
19653 | 7.75 | 1 | 365 | 8.7985 | 0.57893 | 9 | 0.37748
20387 | 9.88 | 1 | 365 | 11.2167 | 0.88386 | 12 | 0.10058
19652 | 7.5 | 1 | 365 | 8.5147 | 0.72155 | 9 | 0.23627
20390 | 7.8 | 1 | 365 | 8.8553 | 0.75041 | 9 | 0.60572
19647 | 7.5 | 1 | 365 | 8.5147 | 0.72155 | 9 | 0.23627
20397 | 5.98 | 1 | 365 | 6.7891 | 0.50865 | 7 | 0.29772
19649 | 5.39 | 1 | 365 | 6.1192 | 0.48522 | 6 | 0.60447
20411 | 6.76 | 1 | 365 | 7.6746 | 0.18369 | 7 | 0.85829
19641 | 4.165 | 1 | 365 | 4.7285 | 0.28403 | 5 | 0.012542
19643 | 2.695 | 1 | 365 | 3.0596 | 0.24261 | 3 | 0.30223
19637 | 7.35 | 1 | 365 | 8.3444 | 0.20712 | 8 | 0.55154
19632 | 3.185 | 1 | 365 | 3.6159 | 0.92308 | 4 | 0.539
20416 | 5.98 | 1 | 365 | 6.7891 | 0.50865 | 7 | 0.29772
19633 | 2.25 | 1 | 365 | 2.5544 | 0.71646 | 3 | 0.27088
19630 | 7.25 | 1 | 365 | 8.2309 | 0.86416 | 9 | 0.095061
18915 | 7.98 | 1 | 365 | 9.0597 | 0.36773 | 9 | 0.42739
20412 | 4.68 | 1 | 365 | 5.3132 | 0.050247 | 5 | 0.36343
19757 | 5.85 | 1 | 365 | 6.6415 | 0.062809 | 6 | 0.70429
16265 | 5.355 | 1 | 365 | 6.0795 | 0.36519 | 6 | 0.4447
19743 | 5.1 | 1 | 365 | 5.79 | 0.49065 | 6 | 0.28066
19748 | 5.4 | 1 | 365 | 6.1306 | 0.51952 | 6 | 0.65011
20418 | 6.12 | 1 | 365 | 6.948 | 0.98878 | 7 | 0.9368
19736 | 11.13 | 1 | 365 | 12.6358 | 0.17078 | 12 | 0.80662
20419 | 5.1 | 1 | 365 | 5.79 | 0.49065 | 6 | 0.28066
20068 | 6.885 | 1 | 365 | 7.8165 | 0.61238 | 8 | 0.4289
20073 | 4.68 | 1 | 365 | 5.3132 | 0.050247 | 5 | 0.36343
20420 | 5.355 | 1 | 365 | 6.0795 | 0.36519 | 6 | 0.4447
20115 | 11.7 | 1 | 365 | 13.283 | 0.12562 | 13 | 0.40858
20084 | 3.9 | 1 | 365 | 4.4277 | 0.37521 | 4 | 0.80286
20100 | 15.08 | 1 | 365 | 17.1203 | 0.71746 | 17 | 0.83773
20107 | 5.72 | 1 | 365 | 6.4939 | 0.61697 | 7 | 0.11086
20117 | 6.5 | 1 | 365 | 7.3794 | 0.29201 | 7 | 0.67143
20125 | 7.28 | 1 | 365 | 8.265 | 0.96705 | 9 | 0.23201
20133 | 3.12 | 1 | 365 | 3.5421 | 0.70016 | 4 | 0.24229
20138 | 4.68 | 1 | 365 | 5.3132 | 0.050247 | 5 | 0.36343
19373 | 59.514 | 0.9 | 365 | 60.8094 | 0.69508 | 61 | 0.50448
20069 | 498.4 | 0.8 | 365 | 452.6652 | 0.42619 | 453 | 0.09141
19098 | 3.5 | 1 | 365 | 3.9735 | 0.00339 | 3 | 0.97693
20186 | 9.36 | 1 | 365 | 10.6264 | 0.10049 | 10 | 0.72686
19639 | 13.26 | 1 | 365 | 15.054 | 0.4757 | 15 | 0.52973
20199 | 9.62 | 1 | 365 | 10.9215 | 0.99217 | 11 | 0.91372
20222 | 6.12 | 1 | 365 | 6.948 | 0.98878 | 7 | 0.9368
20231 | 3 | 1 | 365 | 3.4059 | 0.28862 | 3 | 0.69451
20232 | 9.69 | 1 | 365 | 11.001 | 0.23224 | 11 | 0.23326
20056 | 5.4 | 1 | 365 | 6.1306 | 0.51952 | 6 | 0.65011
20421 | 2.55 | 1 | 365 | 2.895 | 0.74533 | 3 | 0.64033
20422 | 2.34 | 1 | 365 | 2.6566 | 0.025124 | 2 | 0.68172
20424 | 60.39 | 0.9 | 365 | 61.7045 | 0.39893 | 62 | 0.1034
20270 | 5.2 | 1 | 365 | 5.9035 | 0.83361 | 6 | 0.73715
20248 | 4.725 | 1 | 365 | 5.3643 | 0.20458 | 5 | 0.56885
20209 | 19.62 | 1 | 365 | 22.2745 | 0.28757 | 22 | 0.56208
20255 | 33.12 | 0.9 | 365 | 33.8409 | 0.22773 | 34 | 0.068631
17347 | 9 | 1 | 365 | 10.2177 | 0.86586 | 11 | 0.083524
20283 | 4.16 | 1 | 365 | 4.7228 | 0.26689 | 4 | 0.98972
20285 | 3.315 | 1 | 365 | 3.7635 | 0.36893 | 4 | 0.13243
20288 | 4.42 | 1 | 365 | 5.018 | 0.15857 | 5 | 0.17658
20293 | 5.46 | 1 | 365 | 6.1987 | 0.72529 | 6 | 0.924
20292 | 9.945 | 1 | 365 | 11.2905 | 0.10678 | 11 | 0.39729
20235 | 6.4 | 1 | 365 | 7.2659 | 0.94906 | 8 | 0.21495
20320 | 6.63 | 1 | 365 | 7.527 | 0.73785 | 8 | 0.26486
20339 | 11.18 | 1 | 365 | 12.6926 | 0.34226 | 13 | 0.034866
20328 | 3.83 | 1 | 365 | 4.3482 | 0.13514 | 4 | 0.48332
17050 | 8.58 | 1 | 365 | 9.7408 | 0.42545 | 10 | 0.16629
20344 | 4.68 | 1 | 365 | 5.3132 | 0.050247 | 5 | 0.36343
20350 | 5.98 | 1 | 365 | 6.7891 | 0.50865 | 7 | 0.29772
20358 | 4.42 | 1 | 365 | 5.018 | 0.15857 | 5 | 0.17658
20351 | 8.16 | 1 | 365 | 9.264 | 0.98505 | 10 | 0.24906
20368 | 9.69 | 1 | 365 | 11.001 | 0.23224 | 11 | 0.23326
20383 | 8.06 | 1 | 365 | 9.1505 | 0.64209 | 9 | 0.79258
17766 | 3.38 | 1 | 365 | 3.8373 | 0.59185 | 4 | 0.42915
13058 | 50.49 | 0.9 | 365 | 51.589 | 0.84173 | 52 | 0.43071
13060 | 50.49 | 0.9 | 365 | 51.589 | 0.84173 | 52 | 0.43071
13048 | 50.49 | 0.9 | 365 | 51.589 | 0.84173 | 52 | 0.43071
17666 | 289.75 | 0.9 | 365 | 296.0568 | 0.33829 | 296 | 0.39511
17668 | 649.04 | 0.9 | 365 | 663.1673 | 0.31778 | 663 | 0.48504
15889 | 4.335 | 1 | 365 | 4.9215 | 0.86706 | 5 | 0.78856
12970 | 516 | 0.9 | 365 | 527.2315 | 0.67838 | 527 | 0.90984
19048 | 7 | 1 | 365 | 7.9471 | 0.00678 | 7 | 0.95385
20901 | 7.02 | 1 | 365 | 7.9698 | 0.075371 | 8 | 0.045149
15243 | 5.865 | 1 | 365 | 6.6585 | 0.11425 | 6 | 0.77276
16326 | 44.72 | 0.9 | 365 | 45.6934 | 0.032126 | 45 | 0.72552
16671 | 4.59 | 1 | 365 | 5.211 | 0.74159 | 5 | 0.9526
18755 | 9.62 | 1 | 365 | 10.9215 | 0.99217 | 11 | 0.91372
18776 | 5.5 | 1 | 365 | 6.2441 | 0.86247 | 7 | 0.1066
18778 | 3.185 | 1 | 365 | 3.6159 | 0.92308 | 4 | 0.539
18788 | 4.32 | 1 | 365 | 4.9045 | 0.81561 | 5 | 0.72009
19441 | 8.1 | 1 | 365 | 9.1959 | 0.77927 | 9 | 0.97517
18939 | 5.4 | 1 | 365 | 6.1306 | 0.51952 | 6 | 0.65011
19096 | 9 | 1 | 365 | 10.2177 | 0.86586 | 11 | 0.083524
19099 | 7.75 | 1 | 365 | 8.7985 | 0.57893 | 9 | 0.37748
19104 | 9 | 1 | 365 | 10.2177 | 0.86586 | 11 | 0.083524
19107 | 5.75 | 1 | 365 | 6.528 | 0.71985 | 7 | 0.24781
19080 | 10 | 1 | 365 | 11.353 | 0.2954 | 11 | 0.64836
19062 | 8.5 | 1 | 365 | 9.65 | 0.15109 | 9 | 0.80111
19137 | 5.75 | 1 | 365 | 6.528 | 0.71985 | 7 | 0.24781
19142 | 7 | 1 | 365 | 7.9471 | 0.00678 | 7 | 0.95385
19149 | 10.5 | 1 | 365 | 11.9206 | 0.01017 | 11 | 0.93078
19577 | 10.75 | 1 | 365 | 12.2044 | 0.86755 | 13 | 0.071987
19575 | 13 | 1 | 365 | 14.7588 | 0.58402 | 15 | 0.34287
19574 | 7.65 | 1 | 365 | 8.685 | 0.23598 | 8 | 0.921
19570 | 8.75 | 1 | 365 | 9.9338 | 0.008475 | 9 | 0.94231
19564 | 13.25 | 1 | 365 | 15.0427 | 0.4414 | 15 | 0.48408
19561 | 9.5 | 1 | 365 | 10.7853 | 0.58063 | 11 | 0.36594
19563 | 10.71 | 1 | 365 | 12.159 | 0.73037 | 12 | 0.88939
19559 | 15 | 1 | 365 | 17.0294 | 0.4431 | 17 | 0.47254
19557 | 8 | 1 | 365 | 9.0824 | 0.43632 | 9 | 0.51869
19542 | 7.65 | 1 | 365 | 8.685 | 0.23598 | 8 | 0.921
19539 | 8.96 | 1 | 365 | 10.1723 | 0.72868 | 10 | 0.90093
19528 | 4.675 | 1 | 365 | 5.3075 | 0.033099 | 5 | 0.34061
19496 | 9 | 1 | 365 | 10.2177 | 0.86586 | 11 | 0.083524
19493 | 6.5 | 1 | 365 | 7.3794 | 0.29201 | 7 | 0.67143
19489 | 11.5 | 1 | 365 | 13.0559 | 0.43971 | 13 | 0.49561
19488 | 12.48 | 1 | 365 | 14.1685 | 0.80066 | 14 | 0.96915
19481 | 11.34 | 1 | 365 | 12.8743 | 0.89098 | 13 | 0.76524
19485 | 8.5 | 1 | 365 | 9.65 | 0.15109 | 9 | 0.80111
19478 | 9 | 1 | 365 | 10.2177 | 0.86586 | 11 | 0.083524
19407 | 6.48 | 1 | 365 | 7.3567 | 0.22342 | 7 | 0.58014
19406 | 6.24 | 1 | 365 | 7.0842 | 0.40033 | 7 | 0.48458
19709 | 9.36 | 1 | 365 | 10.6264 | 0.10049 | 10 | 0.72686
20060 | 7.44 | 1 | 365 | 8.4466 | 0.51578 | 8 | 0.96238
16515 | 373.75 | 1 | 365 | 424.3169 | 0.79057 | 425 | 0.10746
18766 | 5 | 1 | 365 | 5.6765 | 0.1477 | 5 | 0.82418
17358 | 7.65 | 1 | 365 | 8.685 | 0.23598 | 8 | 0.921
18324 | 6.54 | 1 | 365 | 7.4248 | 0.42919 | 7 | 0.85403
95 | 1597.05 | 1 | 365 | 1813.1245 | 0.14686 | 1813 | 0.27133
19162 | 5.232 | 1 | 365 | 5.9399 | 0.94335 | 6 | 0.88322
18068 | 23.544 | 1 | 365 | 26.7294 | 0.74509 | 27 | 0.4745
19324 | 10.2 | 1 | 365 | 11.58 | 0.98131 | 12 | 0.56133
20083 | 5.2 | 1 | 365 | 5.9035 | 0.83361 | 6 | 0.73715
4121 | 1306.8 | 0.9 | 365 | 1335.2443 | 0.55058 | 1335 | 0.79492
15425 | 8.16 | 1 | 365 | 9.264 | 0.98505 | 10 | 0.24906
15549 | 8.75 | 1 | 365 | 9.9338 | 0.008475 | 9 | 0.94231
12405 | 6.72 | 1 | 365 | 7.6292 | 0.046509 | 7 | 0.6757
16482 | 3.924 | 1 | 365 | 4.4549 | 0.45751 | 4 | 0.91242
16861 | 3.57 | 1 | 365 | 4.053 | 0.24346 | 4 | 0.29646
14677 | 7.65 | 1 | 365 | 8.685 | 0.23598 | 8 | 0.921
13691 | 6.05 | 1 | 365 | 6.8685 | 0.74872 | 7 | 0.61726
13621 | 4.76 | 1 | 365 | 5.404 | 0.32461 | 5 | 0.72862
14289 | 7.7 | 1 | 365 | 8.7418 | 0.40746 | 9 | 0.14924
14552 | 12.375 | 1 | 365 | 14.0493 | 0.44056 | 14 | 0.48985
14902 | 6.6 | 1 | 365 | 7.493 | 0.63496 | 8 | 0.12792
14886 | 9.075 | 1 | 365 | 10.3028 | 0.12308 | 10 | 0.42589
15181 | 7.7 | 1 | 365 | 8.7418 | 0.40746 | 9 | 0.14924
15362 | 5.04 | 1 | 365 | 5.7219 | 0.28488 | 6 | 0.0067734
16856 | 9 | 1 | 365 | 10.2177 | 0.86586 | 11 | 0.083524
16600 | 1.5 | 1 | 365 | 1.7029 | 0.14431 | 1 | 0.84725
13052 | 50.49 | 0.9 | 365 | 51.589 | 0.84173 | 52 | 0.43071
13061 | 50.49 | 0.9 | 365 | 51.589 | 0.84173 | 52 | 0.43071
13055 | 50.49 | 0.9 | 365 | 51.589 | 0.84173 | 52 | 0.43071
13054 | 50.49 | 0.9 | 365 | 51.589 | 0.84173 | 52 | 0.43071
13051 | 50.49 | 0.9 | 365 | 51.589 | 0.84173 | 52 | 0.43071
13057 | 36.72 | 0.9 | 365 | 37.5193 | 0.33944 | 37 | 0.8587
13049 | 36.72 | 0.9 | 365 | 37.5193 | 0.33944 | 37 | 0.8587
13045 | 50.49 | 0.9 | 365 | 51.589 | 0.84173 | 52 | 0.43071
13046 | 50.49 | 0.9 | 365 | 51.589 | 0.84173 | 52 | 0.43071
13056 | 36.72 | 0.9 | 365 | 37.5193 | 0.33944 | 37 | 0.8587
13047 | 50.49 | 0.9 | 365 | 51.589 | 0.84173 | 52 | 0.43071
16445 | 8.175 | 1 | 365 | 9.281 | 0.03649 | 9 | 0.31753
13713 | 10.26 | 1 | 365 | 11.6481 | 0.18708 | 11 | 0.83522
9159 | 1989.52 | 0.9 | 365 | 2032.8247 | 0.82458 | 2033 | 0.64927
18537 | 7.02 | 1 | 365 | 7.9698 | 0.075371 | 8 | 0.045149
14185 | 6.89 | 1 | 365 | 7.8222 | 0.62953 | 8 | 0.45172
12675 | 5.3 | 1 | 365 | 6.0171 | 0.17656 | 6 | 0.19363
18539 | 4.48 | 1 | 365 | 5.0861 | 0.36434 | 5 | 0.45047
17361 | 4.25 | 1 | 365 | 4.825 | 0.57554 | 5 | 0.40055
19735 | 11.2 | 1 | 365 | 12.7153 | 0.41085 | 13 | 0.12616
15187 | 14.02 | 1 | 365 | 15.9168 | 0.082151 | 15 | 0.999
12626 | 8.8 | 1 | 365 | 9.9906 | 0.17995 | 10 | 0.17056
12977 | 81 | 0.9 | 365 | 82.7631 | 0.013466 | 82 | 0.77654
15199 | 52.62 | 0.9 | 365 | 53.7653 | 0.41616 | 54 | 0.1815
12149 | 1.785 | 1 | 365 | 2.0265 | 0.12173 | 2 | 0.14823
18193 | 8.96 | 1 | 365 | 10.1723 | 0.72868 | 10 | 0.90093
16547 | 4.08 | 1 | 365 | 4.632 | 0.99252 | 5 | 0.62453
15476 | 5.67 | 1 | 365 | 6.4371 | 0.44549 | 6 | 0.88262
16297 | 5.1 | 1 | 365 | 5.79 | 0.49065 | 6 | 0.28066
16338 | 9.18 | 1 | 365 | 10.422 | 0.48318 | 10 | 0.90519
15486 | 3.825 | 1 | 365 | 4.3425 | 0.11799 | 4 | 0.4605
16331 | 7.705 | 1 | 365 | 8.7475 | 0.42461 | 9 | 0.17206
15847 | 10.84 | 1 | 365 | 12.3066 | 0.17621 | 12 | 0.48282
15851 | 5.31 | 1 | 365 | 6.0284 | 0.21086 | 6 | 0.23928
16790 | 4.2 | 1 | 365 | 4.7682 | 0.40407 | 5 | 0.17231
18889 | 9.66 | 1 | 365 | 10.967 | 0.12936 | 11 | 0.096316
18895 | 2.943 | 1 | 365 | 3.3412 | 0.093136 | 3 | 0.43431
15357 | 12.42 | 1 | 365 | 14.1004 | 0.59489 | 14 | 0.69526
12408 | 6.867 | 1 | 365 | 7.7961 | 0.55065 | 8 | 0.34673
15356 | 18.639 | 1 | 365 | 21.1608 | 0.9232 | 22 | 0.083978
19932 | 5.886 | 1 | 365 | 6.6824 | 0.18627 | 6 | 0.86862
19926 | 5.886 | 1 | 365 | 6.6824 | 0.18627 | 6 | 0.86862
16879 | 7.905 | 1 | 365 | 8.9745 | 0.11051 | 9 | 0.085029
16876 | 5.355 | 1 | 365 | 6.0795 | 0.36519 | 6 | 0.4447
12581 | 108.29 | 0.9 | 365 | 110.6471 | 0.2464 | 110 | 0.89348
2874 | 3186.48 | 1 | 365 | 3617.598 | 0.16062 | 3617 | 0.75862
2696 | 1237.5 | 1 | 365 | 1404.9288 | 0.05575 | 1404 | 0.98455
16897 | 9.7 | 1 | 365 | 11.0124 | 0.26654 | 11 | 0.27891
17335 | 4.76 | 1 | 365 | 5.404 | 0.32461 | 5 | 0.72862
10087 | 15 | 1 | 365 | 17.0294 | 0.4431 | 17 | 0.47254
5625 | 73.44 | 0.9 | 365 | 75.0385 | 0.67888 | 75 | 0.7174
13204 | 1.4 | 1 | 365 | 1.5894 | 0.80136 | 2 | 0.39077
16753 | 4.485 | 1 | 365 | 5.0918 | 0.38149 | 5 | 0.47329
13622 | 3.597 | 1 | 365 | 4.0837 | 0.33606 | 4 | 0.41972
18979 | 4.905 | 1 | 365 | 5.5686 | 0.82189 | 6 | 0.39052
13385 | 11 | 1 | 365 | 12.4883 | 0.72494 | 13 | 0.2132
18245 | 24.705 | 1 | 365 | 28.0475 | 0.72679 | 28 | 0.77427
18259 | 5.2 | 1 | 365 | 5.9035 | 0.83361 | 6 | 0.73715
12328 | 27.45 | 0.9 | 365 | 28.0475 | 0.72679 | 28 | 0.77427
15414 | 5.98 | 1 | 365 | 6.7891 | 0.50865 | 7 | 0.29772
17125 | 7.54 | 1 | 365 | 8.5601 | 0.85873 | 9 | 0.41886
17138 | 18.02 | 1 | 365 | 20.458 | 0.80031 | 21 | 0.25834
17189 | 13.44 | 1 | 365 | 15.2584 | 0.093018 | 15 | 0.3514
17218 | 5.72 | 1 | 365 | 6.4939 | 0.61697 | 7 | 0.11086
19085 | 11.76 | 1 | 365 | 13.3511 | 0.33139 | 13 | 0.68247
18277 | 0.6 | 1 | 365 | 0.68118 | 0.057724 | 0 | 0.7389
19979 | 2.08 | 1 | 365 | 2.3614 | 0.13344 | 2 | 0.49486
16578 | 8.1 | 1 | 365 | 9.1959 | 0.77927 | 9 | 0.97517
19072 | 9.5 | 1 | 365 | 10.7853 | 0.58063 | 11 | 0.36594
18999 | 7.75 | 1 | 365 | 8.7985 | 0.57893 | 9 | 0.37748
19055 | 5 | 1 | 365 | 5.6765 | 0.1477 | 5 | 0.82418
18363 | 4.16 | 1 | 365 | 4.7228 | 0.26689 | 4 | 0.98972
14502 | 181.17 | 0.9 | 365 | 185.1134 | 0.19679 | 185 | 0.3102
14064 | 5.865 | 1 | 365 | 6.6585 | 0.11425 | 6 | 0.77276
15062 | 8.25 | 1 | 365 | 9.3662 | 0.29371 | 9 | 0.6599
15097 | 7.25 | 1 | 365 | 8.2309 | 0.86416 | 9 | 0.095061
15124 | 5.75 | 1 | 365 | 6.528 | 0.71985 | 7 | 0.24781
14122 | 3.315 | 1 | 365 | 3.7635 | 0.36893 | 4 | 0.13243
16251 | 11.96 | 1 | 365 | 13.5781 | 0.017298 | 13 | 0.59544
16235 | 5.98 | 1 | 365 | 6.7891 | 0.50865 | 7 | 0.29772
15548 | 3.825 | 1 | 365 | 4.3425 | 0.11799 | 4 | 0.4605
16859 | 8.25 | 1 | 365 | 9.3662 | 0.29371 | 9 | 0.6599
16083 | 5.75 | 1 | 365 | 6.528 | 0.71985 | 7 | 0.24781
16267 | 4.08 | 1 | 365 | 4.632 | 0.99252 | 5 | 0.62453
16863 | 2.55 | 1 | 365 | 2.895 | 0.74533 | 3 | 0.64033
16219 | 4.25 | 1 | 365 | 4.825 | 0.57554 | 5 | 0.40055
18124 | 9.6 | 1 | 365 | 10.8988 | 0.92358 | 11 | 0.82243
19122 | 6.89 | 1 | 365 | 7.8222 | 0.62953 | 8 | 0.45172
13461 | 8.25 | 1 | 365 | 9.3662 | 0.29371 | 9 | 0.6599
16300 | 7.15 | 1 | 365 | 8.1174 | 0.52121 | 8 | 0.63858
16533 | 6.9 | 1 | 365 | 7.8335 | 0.66383 | 8 | 0.49737
16641 | 4.4 | 1 | 365 | 4.9953 | 0.089976 | 5 | 0.085278
15542 | 11.97 | 1 | 365 | 13.5895 | 0.051594 | 13 | 0.64109
13708 | 6 | 1 | 365 | 6.8118 | 0.57724 | 7 | 0.38902
17988 | 23.1 | 1 | 365 | 26.2253 | 0.22237 | 26 | 0.44771
29425 | 9.99 | 1 | 365 | 11.3416 | 0.2611 | 11 | 0.60271
11766 | 5.355 | 1 | 365 | 6.0795 | 0.36519 | 6 | 0.4447
11776 | 4.59 | 1 | 365 | 5.211 | 0.74159 | 5 | 0.9526
12579 | 7 | 1 | 365 | 7.9471 | 0.00678 | 7 | 0.95385
13465 | 6.375 | 1 | 365 | 7.2375 | 0.86332 | 8 | 0.10083
13438 | 9.075 | 1 | 365 | 10.3028 | 0.12308 | 10 | 0.42589
12949 | 7.65 | 1 | 365 | 8.685 | 0.23598 | 8 | 0.921
12947 | 8.415 | 1 | 365 | 9.5535 | 0.85958 | 10 | 0.41309
14265 | 3.57 | 1 | 365 | 4.053 | 0.24346 | 4 | 0.29646
14266 | 8.16 | 1 | 365 | 9.264 | 0.98505 | 10 | 0.24906
14271 | 3.36 | 1 | 365 | 3.8146 | 0.52325 | 4 | 0.33785
14272 | 6.12 | 1 | 365 | 6.948 | 0.98878 | 7 | 0.9368
14273 | 7.14 | 1 | 365 | 8.106 | 0.48692 | 8 | 0.59293
15172 | 11.2 | 1 | 365 | 12.7153 | 0.41085 | 13 | 0.12616
15174 | 10.92 | 1 | 365 | 12.3974 | 0.45058 | 12 | 0.84801
15178 | 3.92 | 1 | 365 | 4.4504 | 0.4438 | 4 | 0.89416
15227 | 6.6 | 1 | 365 | 7.493 | 0.63496 | 8 | 0.12792
15215 | 5.04 | 1 | 365 | 5.7219 | 0.28488 | 6 | 0.0067734
15230 | 6.6 | 1 | 365 | 7.493 | 0.63496 | 8 | 0.12792
15232 | 3.78 | 1 | 365 | 4.2914 | 0.96366 | 5 | 0.25508
11751 | 8.1 | 1 | 365 | 9.1959 | 0.77927 | 9 | 0.97517
11750 | 7.65 | 1 | 365 | 8.685 | 0.23598 | 8 | 0.921
18351 | 10.71 | 1 | 365 | 12.159 | 0.73037 | 12 | 0.88939
18354 | 10.62 | 1 | 365 | 12.0568 | 0.42171 | 12 | 0.47856
16474 | 5.61 | 1 | 365 | 6.369 | 0.23972 | 6 | 0.60873
16567 | 2.55 | 1 | 365 | 2.895 | 0.74533 | 3 | 0.64033
8844 | 3.825 | 1 | 365 | 4.3425 | 0.11799 | 4 | 0.4605
16656 | 883.89 | 0.9 | 365 | 903.1291 | 0.2025 | 903 | 0.3316
18072 | 7.425 | 1 | 365 | 8.4296 | 0.46433 | 8 | 0.89391
18268 | 6 | 1 | 365 | 6.8118 | 0.57724 | 7 | 0.38902
18070 | 8.8 | 1 | 365 | 9.9906 | 0.17995 | 10 | 0.17056
13874 | 16.757 | 1 | 365 | 19.0242 | 0.4688 | 19 | 0.49296
13879 | 9.69 | 1 | 365 | 11.001 | 0.23224 | 11 | 0.23326
19371 | 14.535 | 1 | 365 | 16.5015 | 0.84836 | 17 | 0.34989
11184 | 9.88 | 1 | 365 | 11.2167 | 0.88386 | 12 | 0.10058
15410 | 6.5 | 1 | 365 | 7.3794 | 0.29201 | 7 | 0.67143
18271 | 8.415 | 1 | 365 | 9.5535 | 0.85958 | 10 | 0.41309
14043 | 24.53 | 1 | 365 | 27.8488 | 0.12662 | 27 | 0.97543
15510 | 5.72 | 1 | 365 | 6.4939 | 0.61697 | 7 | 0.11086
14834 | 8.32 | 1 | 365 | 9.4457 | 0.53377 | 9 | 0.97944
15581 | 7.395 | 1 | 365 | 8.3955 | 0.36145 | 8 | 0.75696
15214 | 5.98 | 1 | 365 | 6.7891 | 0.50865 | 7 | 0.29772
15579 | 9.88 | 1 | 365 | 11.2167 | 0.88386 | 12 | 0.10058
15507 | 5.98 | 1 | 365 | 6.7891 | 0.50865 | 7 | 0.29772
15570 | 7.28 | 1 | 365 | 8.265 | 0.96705 | 9 | 0.23201
15576 | 9.69 | 1 | 365 | 11.001 | 0.23224 | 11 | 0.23326
14769 | 11.73 | 1 | 365 | 13.317 | 0.2285 | 13 | 0.54553
15346 | 5.2 | 1 | 365 | 5.9035 | 0.83361 | 6 | 0.73715
15254 | 12.22 | 1 | 365 | 13.8733 | 0.90898 | 14 | 0.7823
15417 | 10.66 | 1 | 365 | 12.1023 | 0.5589 | 12 | 0.66115
15350 | 6.885 | 1 | 365 | 7.8165 | 0.61238 | 8 | 0.4289
15567 | 3.64 | 1 | 365 | 4.1325 | 0.48353 | 4 | 0.616
15383 | 3.64 | 1 | 365 | 4.1325 | 0.48353 | 4 | 0.616
15416 | 5.2 | 1 | 365 | 5.9035 | 0.83361 | 6 | 0.73715
15412 | 8.32 | 1 | 365 | 9.4457 | 0.53377 | 9 | 0.97944
15413 | 7.28 | 1 | 365 | 8.265 | 0.96705 | 9 | 0.23201
15440 | 2.6 | 1 | 365 | 2.9518 | 0.9168 | 3 | 0.86857
15411 | 12.74 | 1 | 365 | 14.4637 | 0.69234 | 15 | 0.15601
16216 | 5.72 | 1 | 365 | 6.4939 | 0.61697 | 7 | 0.11086
15592 | 5.355 | 1 | 365 | 6.0795 | 0.36519 | 6 | 0.4447
14721 | 9.62 | 1 | 365 | 10.9215 | 0.99217 | 11 | 0.91372
16173 | 3.06 | 1 | 365 | 3.474 | 0.49439 | 3 | 0.9684
14692 | 9.88 | 1 | 365 | 11.2167 | 0.88386 | 12 | 0.10058
16224 | 5.61 | 1 | 365 | 6.369 | 0.23972 | 6 | 0.60873
14686 | 5.2 | 1 | 365 | 5.9035 | 0.83361 | 6 | 0.73715
15367 | 7.8 | 1 | 365 | 8.8553 | 0.75041 | 9 | 0.60572
14666 | 7.54 | 1 | 365 | 8.5601 | 0.85873 | 9 | 0.41886
20237 | 4.42 | 1 | 365 | 5.018 | 0.15857 | 5 | 0.17658
15563 | 5.98 | 1 | 365 | 6.7891 | 0.50865 | 7 | 0.29772
16218 | 8.32 | 1 | 365 | 9.4457 | 0.53377 | 9 | 0.97944
15208 | 6.24 | 1 | 365 | 7.0842 | 0.40033 | 7 | 0.48458
15555 | 7.8 | 1 | 365 | 8.8553 | 0.75041 | 9 | 0.60572
15552 | 9.1 | 1 | 365 | 10.3312 | 0.20881 | 10 | 0.54001
15558 | 6.12 | 1 | 365 | 6.948 | 0.98878 | 7 | 0.9368
15365 | 6.5 | 1 | 365 | 7.3794 | 0.29201 | 7 | 0.67143
15559 | 5.2 | 1 | 365 | 5.9035 | 0.83361 | 6 | 0.73715
22225 | 10.26 | 1 | 365 | 11.6481 | 0.18708 | 11 | 0.83522
15565 | 5.46 | 1 | 365 | 6.1987 | 0.72529 | 6 | 0.924
14667 | 5.98 | 1 | 365 | 6.7891 | 0.50865 | 7 | 0.29772
15404 | 8.58 | 1 | 365 | 9.7408 | 0.42545 | 10 | 0.16629
15403 | 7.8 | 1 | 365 | 8.8553 | 0.75041 | 9 | 0.60572
14662 | 6.12 | 1 | 365 | 6.948 | 0.98878 | 7 | 0.9368
15398 | 13.26 | 1 | 365 | 15.054 | 0.4757 | 15 | 0.52973
14660 | 5.72 | 1 | 365 | 6.4939 | 0.61697 | 7 | 0.11086
14657 | 4.16 | 1 | 365 | 4.7228 | 0.26689 | 4 | 0.98972
14655 | 9.62 | 1 | 365 | 10.9215 | 0.99217 | 11 | 0.91372
14652 | 3.9 | 1 | 365 | 4.4277 | 0.37521 | 4 | 0.80286
14642 | 3.9 | 1 | 365 | 4.4277 | 0.37521 | 4 | 0.80286
14633 | 10.4 | 1 | 365 | 11.8071 | 0.66722 | 12 | 0.47429
14618 | 14.82 | 1 | 365 | 16.8251 | 0.82578 | 17 | 0.65087
14598 | 3.06 | 1 | 365 | 3.474 | 0.49439 | 3 | 0.9684
15241 | 9.88 | 1 | 365 | 11.2167 | 0.88386 | 12 | 0.10058
15228 | 10.66 | 1 | 365 | 12.1023 | 0.5589 | 12 | 0.66115
15219 | 7.8 | 1 | 365 | 8.8553 | 0.75041 | 9 | 0.60572
14872 | 6.76 | 1 | 365 | 7.6746 | 0.18369 | 7 | 0.85829
14869 | 2.295 | 1 | 365 | 2.6055 | 0.87079 | 3 | 0.4763
14860 | 8.06 | 1 | 365 | 9.1505 | 0.64209 | 9 | 0.79258
14854 | 7.905 | 1 | 365 | 8.9745 | 0.11051 | 9 | 0.085029
14856 | 7.28 | 1 | 365 | 8.265 | 0.96705 | 9 | 0.23201
14851 | 6.5 | 1 | 365 | 7.3794 | 0.29201 | 7 | 0.67143
14835 | 14.025 | 1 | 365 | 15.9225 | 0.099299 | 16 | 0.021825
14837 | 5.2 | 1 | 365 | 5.9035 | 0.83361 | 6 | 0.73715
15278 | 8.84 | 1 | 365 | 10.036 | 0.31713 | 10 | 0.35315
15266 | 7.02 | 1 | 365 | 7.9698 | 0.075371 | 8 | 0.045149
15258 | 7.8 | 1 | 365 | 8.8553 | 0.75041 | 9 | 0.60572
15700 | 15.08 | 1 | 365 | 17.1203 | 0.71746 | 17 | 0.83773
15587 | 2.34 | 1 | 365 | 2.6566 | 0.025124 | 2 | 0.68172
15582 | 6.76 | 1 | 365 | 7.6746 | 0.18369 | 7 | 0.85829
15401 | 7.65 | 1 | 365 | 8.685 | 0.23598 | 8 | 0.921
15381 | 10.14 | 1 | 365 | 11.5119 | 0.77554 | 12 | 0.28744
14782 | 5.2 | 1 | 365 | 5.9035 | 0.83361 | 6 | 0.73715
14783 | 10.4 | 1 | 365 | 11.8071 | 0.66722 | 12 | 0.47429
14784 | 3.57 | 1 | 365 | 4.053 | 0.24346 | 4 | 0.29646
14780 | 3.9 | 1 | 365 | 4.4277 | 0.37521 | 4 | 0.80286
14776 | 11.44 | 1 | 365 | 12.9878 | 0.23394 | 13 | 0.22172
15385 | 4.68 | 1 | 365 | 5.3132 | 0.050247 | 5 | 0.36343
20395 | 10.66 | 1 | 365 | 12.1023 | 0.5589 | 12 | 0.66115
14777 | 7.28 | 1 | 365 | 8.265 | 0.96705 | 9 | 0.23201
15378 | 11.96 | 1 | 365 | 13.5781 | 0.017298 | 13 | 0.59544
15373 | 8.16 | 1 | 365 | 9.264 | 0.98505 | 10 | 0.24906
15370 | 5.46 | 1 | 365 | 6.1987 | 0.72529 | 6 | 0.924
14773 | 4.42 | 1 | 365 | 5.018 | 0.15857 | 5 | 0.17658
15371 | 10.4 | 1 | 365 | 11.8071 | 0.66722 | 12 | 0.47429
14774 | 10.4 | 1 | 365 | 11.8071 | 0.66722 | 12 | 0.47429
15368 | 4.08 | 1 | 365 | 4.632 | 0.99252 | 5 | 0.62453
14772 | 10.66 | 1 | 365 | 12.1023 | 0.5589 | 12 | 0.66115
15347 | 8.06 | 1 | 365 | 9.1505 | 0.64209 | 9 | 0.79258
15345 | 8.32 | 1 | 365 | 9.4457 | 0.53377 | 9 | 0.97944
15344 | 8.32 | 1 | 365 | 9.4457 | 0.53377 | 9 | 0.97944
15342 | 5.865 | 1 | 365 | 6.6585 | 0.11425 | 6 | 0.77276
15334 | 14.3 | 1 | 365 | 16.2347 | 0.042422 | 16 | 0.27715
15337 | 4.42 | 1 | 365 | 5.018 | 0.15857 | 5 | 0.17658
15339 | 8.84 | 1 | 365 | 10.036 | 0.31713 | 10 | 0.35315
15179 | 8.06 | 1 | 365 | 9.1505 | 0.64209 | 9 | 0.79258
14915 | 5.5 | 1 | 365 | 6.2441 | 0.86247 | 7 | 0.1066
5132 | 151.25 | 0.9 | 365 | 154.5422 | 0.84613 | 155 | 0.3883
15497 | 8.58 | 1 | 365 | 9.7408 | 0.42545 | 10 | 0.16629
14766 | 5.98 | 1 | 365 | 6.7891 | 0.50865 | 7 | 0.29772
18477 | 3.18 | 1 | 365 | 3.6102 | 0.90594 | 4 | 0.51618
14409 | 8.06 | 1 | 365 | 9.1505 | 0.64209 | 9 | 0.79258
17801 | 139.23 | 0.9 | 365 | 142.2605 | 0.74537 | 143 | 0.0059047
12689 | 9.45 | 1 | 365 | 10.7285 | 0.40915 | 11 | 0.1377
14194 | 6.75 | 1 | 365 | 7.6632 | 0.1494 | 7 | 0.81264
17321 | 6.825 | 1 | 365 | 7.7484 | 0.40661 | 8 | 0.15501
7682 | 206.64 | 1 | 365 | 234.5976 | 0.68015 | 235 | 0.27771
16884 | 8.58 | 1 | 365 | 9.7408 | 0.42545 | 10 | 0.16629
14190 | 10.92 | 1 | 365 | 12.3974 | 0.45058 | 12 | 0.84801
5631 | 56.355 | 0.9 | 365 | 57.5816 | 0.94455 | 58 | 0.5262
16513 | 9.435 | 1 | 365 | 10.7115 | 0.35771 | 11 | 0.069228
12743 | 30.78 | 0.9 | 365 | 31.45 | 0.0051171 | 31 | 0.45509
12739 | 30.78 | 0.9 | 365 | 31.45 | 0.0051171 | 31 | 0.45509
16885 | 7.95 | 1 | 365 | 9.0256 | 0.26484 | 9 | 0.29045
16886 | 8.37 | 1 | 365 | 9.5024 | 0.70525 | 10 | 0.20768
18559 | 8.67 | 1 | 365 | 9.843 | 0.73411 | 10 | 0.57713
18862 | 5.865 | 1 | 365 | 6.6585 | 0.11425 | 6 | 0.77276
18873 | 13.26 | 1 | 365 | 15.054 | 0.4757 | 15 | 0.52973
17076 | 14.31 | 1 | 365 | 16.2461 | 0.076717 | 16 | 0.3228
18861 | 4.335 | 1 | 365 | 4.9215 | 0.86706 | 5 | 0.78856
20365 | 15.08 | 1 | 365 | 17.1203 | 0.71746 | 17 | 0.83773
22473 | 5.865 | 1 | 365 | 6.6585 | 0.11425 | 6 | 0.77276
22476 | 10.455 | 1 | 365 | 11.8695 | 0.85584 | 12 | 0.72536
15584 | 7.8 | 1 | 365 | 8.8553 | 0.75041 | 9 | 0.60572
19831 | 6.25 | 1 | 365 | 7.0956 | 0.43462 | 7 | 0.53022
4885 | 103 | 0.9 | 365 | 105.2419 | 0.91836 | 106 | 0.1603
14103 | 5.355 | 1 | 365 | 6.0795 | 0.36519 | 6 | 0.4447
20251 | 8.25 | 1 | 365 | 9.3662 | 0.29371 | 9 | 0.6599
19579 | 11.2 | 1 | 365 | 12.7153 | 0.41085 | 13 | 0.12616
20061 | 5.6 | 1 | 365 | 6.3577 | 0.20542 | 6 | 0.56308
19705 | 9.9 | 1 | 365 | 11.2394 | 0.95245 | 12 | 0.19188
16505 | 5.7 | 1 | 365 | 6.4712 | 0.54838 | 7 | 0.019565
9429 | 49.5 | 0.9 | 365 | 50.5774 | 0.78601 | 51 | 0.36344
19000 | 4.06 | 1 | 365 | 4.6093 | 0.92393 | 5 | 0.53323
15470 | 6.84 | 1 | 365 | 7.7654 | 0.45805 | 8 | 0.22348
16711 | 9.36 | 1 | 365 | 10.6264 | 0.10049 | 10 | 0.72686
16713 | 12.22 | 1 | 365 | 13.8733 | 0.90898 | 14 | 0.7823
16714 | 4.16 | 1 | 365 | 4.7228 | 0.26689 | 4 | 0.98972
16716 | 8.16 | 1 | 365 | 9.264 | 0.98505 | 10 | 0.24906
16721 | 6.63 | 1 | 365 | 7.527 | 0.73785 | 8 | 0.26486
16723 | 10.14 | 1 | 365 | 11.5119 | 0.77554 | 12 | 0.28744
16727 | 6.12 | 1 | 365 | 6.948 | 0.98878 | 7 | 0.9368
16729 | 12.48 | 1 | 365 | 14.1685 | 0.80066 | 14 | 0.96915
16731 | 4.335 | 1 | 365 | 4.9215 | 0.86706 | 5 | 0.78856
16916 | 8.67 | 1 | 365 | 9.843 | 0.73411 | 10 | 0.57713
16733 | 4.25 | 1 | 365 | 4.825 | 0.57554 | 5 | 0.40055
16735 | 7.54 | 1 | 365 | 8.5601 | 0.85873 | 9 | 0.41886
16742 | 5.72 | 1 | 365 | 6.4939 | 0.61697 | 7 | 0.11086
16924 | 4.68 | 1 | 365 | 5.3132 | 0.050247 | 5 | 0.36343
16953 | 8.58 | 1 | 365 | 9.7408 | 0.42545 | 10 | 0.16629
16747 | 5.355 | 1 | 365 | 6.0795 | 0.36519 | 6 | 0.4447
16933 | 4.42 | 1 | 365 | 5.018 | 0.15857 | 5 | 0.17658
16934 | 9.18 | 1 | 365 | 10.422 | 0.48318 | 10 | 0.90519
16986 | 10.4 | 1 | 365 | 11.8071 | 0.66722 | 12 | 0.47429
16936 | 9.62 | 1 | 365 | 10.9215 | 0.99217 | 11 | 0.91372
16937 | 8.06 | 1 | 365 | 9.1505 | 0.64209 | 9 | 0.79258
16938 | 5.1 | 1 | 365 | 5.79 | 0.49065 | 6 | 0.28066
16910 | 5.2 | 1 | 365 | 5.9035 | 0.83361 | 6 | 0.73715
16922 | 9.945 | 1 | 365 | 11.2905 | 0.10678 | 11 | 0.39729
16906 | 12.22 | 1 | 365 | 13.8733 | 0.90898 | 14 | 0.7823
16956 | 9.88 | 1 | 365 | 11.2167 | 0.88386 | 12 | 0.10058
16917 | 7.905 | 1 | 365 | 8.9745 | 0.11051 | 9 | 0.085029
16913 | 4.42 | 1 | 365 | 5.018 | 0.15857 | 5 | 0.17658
16965 | 12.75 | 1 | 365 | 14.475 | 0.72663 | 15 | 0.20166
16998 | 6.12 | 1 | 365 | 6.948 | 0.98878 | 7 | 0.9368
16954 | 5.46 | 1 | 365 | 6.1987 | 0.72529 | 6 | 0.924
16979 | 7.8 | 1 | 365 | 8.8553 | 0.75041 | 9 | 0.60572
16959 | 8.32 | 1 | 365 | 9.4457 | 0.53377 | 9 | 0.97944
16915 | 5.25 | 1 | 365 | 5.9603 | 0.005085 | 5 | 0.96539
16927 | 8.84 | 1 | 365 | 10.036 | 0.31713 | 10 | 0.35315
16976 | 14.04 | 1 | 365 | 15.9396 | 0.15074 | 16 | 0.090297
16970 | 9.945 | 1 | 365 | 11.2905 | 0.10678 | 11 | 0.39729
16961 | 8.84 | 1 | 365 | 10.036 | 0.31713 | 10 | 0.35315
17019 | 4.68 | 1 | 365 | 5.3132 | 0.050247 | 5 | 0.36343
16966 | 3.38 | 1 | 365 | 3.8373 | 0.59185 | 4 | 0.42915
16989 | 11.44 | 1 | 365 | 12.9878 | 0.23394 | 13 | 0.22172
16919 | 7 | 1 | 365 | 7.9471 | 0.00678 | 7 | 0.95385
16999 | 6.24 | 1 | 365 | 7.0842 | 0.40033 | 7 | 0.48458
17007 | 4.94 | 1 | 365 | 5.6084 | 0.94193 | 6 | 0.55029
17013 | 2.34 | 1 | 365 | 2.6566 | 0.025124 | 2 | 0.68172
17015 | 6.885 | 1 | 365 | 7.8165 | 0.61238 | 8 | 0.4289
17021 | 8.415 | 1 | 365 | 9.5535 | 0.85958 | 10 | 0.41309
17028 | 2.6 | 1 | 365 | 2.9518 | 0.9168 | 3 | 0.86857
17051 | 4.68 | 1 | 365 | 5.3132 | 0.050247 | 5 | 0.36343
20714 | 5.865 | 1 | 365 | 6.6585 | 0.11425 | 6 | 0.77276
18785 | 11.5 | 1 | 365 | 13.0559 | 0.43971 | 13 | 0.49561
18632 | 6.75 | 1 | 365 | 7.6632 | 0.1494 | 7 | 0.81264
18834 | 5.6 | 1 | 365 | 6.3577 | 0.20542 | 6 | 0.56308
20612 | 10.71 | 1 | 365 | 12.159 | 0.73037 | 12 | 0.88939
20605 | 7 | 1 | 365 | 7.9471 | 0.00678 | 7 | 0.95385
20445 | 5.25 | 1 | 365 | 5.9603 | 0.005085 | 5 | 0.96539
20443 | 4.59 | 1 | 365 | 5.211 | 0.74159 | 5 | 0.9526
20439 | 3.64 | 1 | 365 | 4.1325 | 0.48353 | 4 | 0.616
19426 | 10.545 | 1 | 365 | 11.9717 | 0.1645 | 12 | 0.1362
19771 | 7.84 | 1 | 365 | 8.9007 | 0.88759 | 9 | 0.78831
19033 | 8.28 | 1 | 365 | 9.4003 | 0.39659 | 9 | 0.79684
20518 | 3.135 | 1 | 365 | 3.5592 | 0.75161 | 4 | 0.31076
19173 | 12.426 | 1 | 365 | 14.1072 | 0.61546 | 14 | 0.72265
19184 | 3.6 | 1 | 365 | 4.0871 | 0.34634 | 4 | 0.43341
19186 | 6.24 | 1 | 365 | 7.0842 | 0.40033 | 7 | 0.48458
19363 | 3.25 | 1 | 365 | 3.6897 | 0.146 | 3 | 0.83572
19365 | 5.559 | 1 | 365 | 6.3111 | 0.064813 | 6 | 0.37592
19367 | 5.6 | 1 | 365 | 6.3577 | 0.20542 | 6 | 0.56308
19258 | 4.5 | 1 | 365 | 5.1088 | 0.43293 | 5 | 0.54176
19389 | 7.245 | 1 | 365 | 8.2252 | 0.84702 | 9 | 0.072237
19359 | 5.175 | 1 | 365 | 5.8752 | 0.74787 | 6 | 0.62303
19475 | 8.4 | 1 | 365 | 9.5365 | 0.80814 | 10 | 0.34462
19045 | 4.845 | 1 | 365 | 5.5005 | 0.61612 | 6 | 0.11663
19042 | 10.965 | 1 | 365 | 12.4485 | 0.60491 | 13 | 0.053427
19032 | 9.62 | 1 | 365 | 10.9215 | 0.99217 | 11 | 0.91372
19030 | 7.02 | 1 | 365 | 7.9698 | 0.075371 | 8 | 0.045149
19029 | 7.8 | 1 | 365 | 8.8553 | 0.75041 | 9 | 0.60572
17553 | 6.24 | 1 | 365 | 7.0842 | 0.40033 | 7 | 0.48458
17551 | 8.58 | 1 | 365 | 9.7408 | 0.42545 | 10 | 0.16629
17548 | 10.14 | 1 | 365 | 11.5119 | 0.77554 | 12 | 0.28744
17546 | 3.64 | 1 | 365 | 4.1325 | 0.48353 | 4 | 0.616
20658 | 5.4 | 1 | 365 | 6.1306 | 0.51952 | 6 | 0.65011
10994 | 9.98 | 1 | 365 | 11.3303 | 0.22681 | 11 | 0.55706
18644 | 7.5 | 1 | 365 | 8.5147 | 0.72155 | 9 | 0.23627
19403 | 1427.4 | 0.7 | 365 | 1134.3651 | 0.72778 | 1135 | 0.092834
18090 | 4.75 | 1 | 365 | 5.3927 | 0.29031 | 5 | 0.68297
16089 | 7.28 | 1 | 365 | 8.265 | 0.96705 | 9 | 0.23201
16092 | 10.4 | 1 | 365 | 11.8071 | 0.66722 | 12 | 0.47429
15754 | 10.71 | 1 | 365 | 12.159 | 0.73037 | 12 | 0.88939
16108 | 5.1 | 1 | 365 | 5.79 | 0.49065 | 6 | 0.28066
18887 | 7.28 | 1 | 365 | 8.265 | 0.96705 | 9 | 0.23201
17175 | 10.725 | 1 | 365 | 12.176 | 0.78182 | 12 | 0.95787
18885 | 4.59 | 1 | 365 | 5.211 | 0.74159 | 5 | 0.9526
17206 | 11.985 | 1 | 365 | 13.6065 | 0.10304 | 13 | 0.70956
17336 | 7.975 | 1 | 365 | 9.054 | 0.35058 | 9 | 0.40457
18884 | 5.98 | 1 | 365 | 6.7891 | 0.50865 | 7 | 0.29772
18879 | 3.12 | 1 | 365 | 3.5421 | 0.70016 | 4 | 0.24229
17688 | 9.45 | 1 | 365 | 10.7285 | 0.40915 | 11 | 0.1377
18868 | 5.61 | 1 | 365 | 6.369 | 0.23972 | 6 | 0.60873
18866 | 8.67 | 1 | 365 | 9.843 | 0.73411 | 10 | 0.57713
18858 | 5.98 | 1 | 365 | 6.7891 | 0.50865 | 7 | 0.29772
16115 | 9.435 | 1 | 365 | 10.7115 | 0.35771 | 11 | 0.069228
18857 | 4.68 | 1 | 365 | 5.3132 | 0.050247 | 5 | 0.36343
16126 | 4.94 | 1 | 365 | 5.6084 | 0.94193 | 6 | 0.55029
18827 | 9.18 | 1 | 365 | 10.422 | 0.48318 | 10 | 0.90519
16147 | 4.42 | 1 | 365 | 5.018 | 0.15857 | 5 | 0.17658
18562 | 7.65 | 1 | 365 | 8.685 | 0.23598 | 8 | 0.921
16153 | 4.94 | 1 | 365 | 5.6084 | 0.94193 | 6 | 0.55029
16163 | 8.16 | 1 | 365 | 9.264 | 0.98505 | 10 | 0.24906
16172 | 3.57 | 1 | 365 | 4.053 | 0.24346 | 4 | 0.29646
16175 | 7.8 | 1 | 365 | 8.8553 | 0.75041 | 9 | 0.60572
16190 | 6.5 | 1 | 365 | 7.3794 | 0.29201 | 7 | 0.67143
16187 | 4.16 | 1 | 365 | 4.7228 | 0.26689 | 4 | 0.98972
18558 | 6.24 | 1 | 365 | 7.0842 | 0.40033 | 7 | 0.48458
16193 | 4.94 | 1 | 365 | 5.6084 | 0.94193 | 6 | 0.55029
19283 | 3.99 | 1 | 365 | 4.5298 | 0.68386 | 5 | 0.2137
16196 | 12.74 | 1 | 365 | 14.4637 | 0.69234 | 15 | 0.15601
16202 | 8.06 | 1 | 365 | 9.1505 | 0.64209 | 9 | 0.79258
19281 | 6.76 | 1 | 365 | 7.6746 | 0.18369 | 7 | 0.85829
17092 | 9.92 | 1 | 365 | 11.2621 | 0.021037 | 11 | 0.28317
16204 | 6.63 | 1 | 365 | 7.527 | 0.73785 | 8 | 0.26486
19274 | 7 | 1 | 365 | 7.9471 | 0.00678 | 7 | 0.95385
16208 | 5.98 | 1 | 365 | 6.7891 | 0.50865 | 7 | 0.29772
16210 | 5.2 | 1 | 365 | 5.9035 | 0.83361 | 6 | 0.73715
19091 | 5.61 | 1 | 365 | 6.369 | 0.23972 | 6 | 0.60873
19084 | 5.1 | 1 | 365 | 5.79 | 0.49065 | 6 | 0.28066
16213 | 9.62 | 1 | 365 | 10.9215 | 0.99217 | 11 | 0.91372
19076 | 7.14 | 1 | 365 | 8.106 | 0.48692 | 8 | 0.59293
16220 | 2.295 | 1 | 365 | 2.6055 | 0.87079 | 3 | 0.4763
19053 | 8.4 | 1 | 365 | 9.5365 | 0.80814 | 10 | 0.34462
16228 | 7.54 | 1 | 365 | 8.5601 | 0.85873 | 9 | 0.41886
18912 | 9.62 | 1 | 365 | 10.9215 | 0.99217 | 11 | 0.91372
16257 | 4.16 | 1 | 365 | 4.7228 | 0.26689 | 4 | 0.98972
16261 | 4.94 | 1 | 365 | 5.6084 | 0.94193 | 6 | 0.55029
18910 | 8.06 | 1 | 365 | 9.1505 | 0.64209 | 9 | 0.79258
16266 | 5.72 | 1 | 365 | 6.4939 | 0.61697 | 7 | 0.11086
18905 | 7.02 | 1 | 365 | 7.9698 | 0.075371 | 8 | 0.045149
18900 | 3.12 | 1 | 365 | 3.5421 | 0.70016 | 4 | 0.24229
16268 | 4.94 | 1 | 365 | 5.6084 | 0.94193 | 6 | 0.55029
20552 | 6.24 | 1 | 365 | 7.0842 | 0.40033 | 7 | 0.48458
20469 | 4.845 | 1 | 365 | 5.5005 | 0.61612 | 6 | 0.11663
20468 | 7.28 | 1 | 365 | 8.265 | 0.96705 | 9 | 0.23201
20465 | 4.16 | 1 | 365 | 4.7228 | 0.26689 | 4 | 0.98972
20463 | 6.24 | 1 | 365 | 7.0842 | 0.40033 | 7 | 0.48458
20462 | 7.28 | 1 | 365 | 8.265 | 0.96705 | 9 | 0.23201
17860 | 4.59 | 1 | 365 | 5.211 | 0.74159 | 5 | 0.9526
17862 | 16.32 | 1 | 365 | 18.528 | 0.97009 | 19 | 0.49812
17868 | 16.2 | 1 | 365 | 18.3918 | 0.55855 | 18 | 0.95034
17877 | 8.32 | 1 | 365 | 9.4457 | 0.53377 | 9 | 0.97944
20454 | 8.4 | 1 | 365 | 9.5365 | 0.80814 | 10 | 0.34462
17880 | 9.9 | 1 | 365 | 11.2394 | 0.95245 | 12 | 0.19188
16269 | 8.06 | 1 | 365 | 9.1505 | 0.64209 | 9 | 0.79258
16314 | 7.28 | 1 | 365 | 8.265 | 0.96705 | 9 | 0.23201
17883 | 7.14 | 1 | 365 | 8.106 | 0.48692 | 8 | 0.59293
16317 | 4.42 | 1 | 365 | 5.018 | 0.15857 | 5 | 0.17658
16321 | 8.32 | 1 | 365 | 9.4457 | 0.53377 | 9 | 0.97944
17895 | 11.7 | 1 | 365 | 13.283 | 0.12562 | 13 | 0.40858
17922 | 5.355 | 1 | 365 | 6.0795 | 0.36519 | 6 | 0.4447
20455 | 5.32 | 1 | 365 | 6.0398 | 0.24515 | 6 | 0.28493
17950 | 11 | 1 | 365 | 12.4883 | 0.72494 | 13 | 0.2132
20570 | 4.42 | 1 | 365 | 5.018 | 0.15857 | 5 | 0.17658
20567 | 4.68 | 1 | 365 | 5.3132 | 0.050247 | 5 | 0.36343
20566 | 7.84 | 1 | 365 | 8.9007 | 0.88759 | 9 | 0.78831
16325 | 3.315 | 1 | 365 | 3.7635 | 0.36893 | 4 | 0.13243
16329 | 12.22 | 1 | 365 | 13.8733 | 0.90898 | 14 | 0.7823
18671 | 11.07 | 1 | 365 | 12.5677 | 0.96501 | 13 | 0.53273
16335 | 4.335 | 1 | 365 | 4.9215 | 0.86706 | 5 | 0.78856
16375 | 4.68 | 1 | 365 | 5.3132 | 0.050247 | 5 | 0.36343
18672 | 8.25 | 1 | 365 | 9.3662 | 0.29371 | 9 | 0.6599
16385 | 6.5 | 1 | 365 | 7.3794 | 0.29201 | 7 | 0.67143
16392 | 9.88 | 1 | 365 | 11.2167 | 0.88386 | 12 | 0.10058
18692 | 7.975 | 1 | 365 | 9.054 | 0.35058 | 9 | 0.40457
19108 | 11.44 | 1 | 365 | 12.9878 | 0.23394 | 13 | 0.22172
16388 | 10.4 | 1 | 365 | 11.8071 | 0.66722 | 12 | 0.47429
16399 | 10.14 | 1 | 365 | 11.5119 | 0.77554 | 12 | 0.28744
16401 | 5.72 | 1 | 365 | 6.4939 | 0.61697 | 7 | 0.11086
20553 | 8.84 | 1 | 365 | 10.036 | 0.31713 | 10 | 0.35315
16413 | 9.36 | 1 | 365 | 10.6264 | 0.10049 | 10 | 0.72686
16020 | 13.52 | 1 | 365 | 15.3492 | 0.36738 | 15 | 0.71658
16688 | 8.58 | 1 | 365 | 9.7408 | 0.42545 | 10 | 0.16629
16717 | 4.59 | 1 | 365 | 5.211 | 0.74159 | 5 | 0.9526
16695 | 4 | 1 | 365 | 4.5412 | 0.71816 | 5 | 0.25934
16701 | 7.28 | 1 | 365 | 8.265 | 0.96705 | 9 | 0.23201
16707 | 8.58 | 1 | 365 | 9.7408 | 0.42545 | 10 | 0.16629
16710 | 10.4 | 1 | 365 | 11.8071 | 0.66722 | 12 | 0.47429
19284 | 8.32 | 1 | 365 | 9.4457 | 0.53377 | 9 | 0.97944
15599 | 12.24 | 1 | 365 | 13.896 | 0.97757 | 14 | 0.87359
15596 | 5.46 | 1 | 365 | 6.1987 | 0.72529 | 6 | 0.924
15577 | 7.02 | 1 | 365 | 7.9698 | 0.075371 | 8 | 0.045149
15628 | 6.24 | 1 | 365 | 7.0842 | 0.40033 | 7 | 0.48458
15589 | 6.5 | 1 | 365 | 7.3794 | 0.29201 | 7 | 0.67143
15682 | 7.65 | 1 | 365 | 8.685 | 0.23598 | 8 | 0.921
15684 | 5.61 | 1 | 365 | 6.369 | 0.23972 | 6 | 0.60873
16013 | 4.725 | 1 | 365 | 5.3643 | 0.20458 | 5 | 0.56885
15839 | 5.72 | 1 | 365 | 6.4939 | 0.61697 | 7 | 0.11086
15744 | 9.36 | 1 | 365 | 10.6264 | 0.10049 | 10 | 0.72686
20540 | 6.5 | 1 | 365 | 7.3794 | 0.29201 | 7 | 0.67143
15726 | 9.1 | 1 | 365 | 10.3312 | 0.20881 | 10 | 0.54001
15722 | 3.315 | 1 | 365 | 3.7635 | 0.36893 | 4 | 0.13243
20493 | 7.905 | 1 | 365 | 8.9745 | 0.11051 | 9 | 0.085029
15725 | 4.42 | 1 | 365 | 5.018 | 0.15857 | 5 | 0.17658
20492 | 6.76 | 1 | 365 | 7.6746 | 0.18369 | 7 | 0.85829
15735 | 10.14 | 1 | 365 | 11.5119 | 0.77554 | 12 | 0.28744
20489 | 7.28 | 1 | 365 | 8.265 | 0.96705 | 9 | 0.23201
15707 | 7.02 | 1 | 365 | 7.9698 | 0.075371 | 8 | 0.045149
15714 | 7.8 | 1 | 365 | 8.8553 | 0.75041 | 9 | 0.60572
15716 | 6.5 | 1 | 365 | 7.3794 | 0.29201 | 7 | 0.67143
15719 | 4.845 | 1 | 365 | 5.5005 | 0.61612 | 6 | 0.11663
15730 | 3.38 | 1 | 365 | 3.8373 | 0.59185 | 4 | 0.42915
15731 | 7.8 | 1 | 365 | 8.8553 | 0.75041 | 9 | 0.60572
17547 | 5.2 | 1 | 365 | 5.9035 | 0.83361 | 6 | 0.73715
17545 | 7.02 | 1 | 365 | 7.9698 | 0.075371 | 8 | 0.045149
15935 | 5.46 | 1 | 365 | 6.1987 | 0.72529 | 6 | 0.924
17536 | 5.2 | 1 | 365 | 5.9035 | 0.83361 | 6 | 0.73715
17538 | 8.32 | 1 | 365 | 9.4457 | 0.53377 | 9 | 0.97944
17534 | 4.16 | 1 | 365 | 4.7228 | 0.26689 | 4 | 0.98972
17532 | 11.44 | 1 | 365 | 12.9878 | 0.23394 | 13 | 0.22172
15967 | 10.2 | 1 | 365 | 11.58 | 0.98131 | 12 | 0.56133
17533 | 7.8 | 1 | 365 | 8.8553 | 0.75041 | 9 | 0.60572
17530 | 7.54 | 1 | 365 | 8.5601 | 0.85873 | 9 | 0.41886
17531 | 6.5 | 1 | 365 | 7.3794 | 0.29201 | 7 | 0.67143
17525 | 6.86 | 1 | 365 | 7.7881 | 0.52664 | 8 | 0.31477
17527 | 11.985 | 1 | 365 | 13.6065 | 0.10304 | 13 | 0.70956
17524 | 4.94 | 1 | 365 | 5.6084 | 0.94193 | 6 | 0.55029
17518 | 9.18 | 1 | 365 | 10.422 | 0.48318 | 10 | 0.90519
17520 | 10.71 | 1 | 365 | 12.159 | 0.73037 | 12 | 0.88939
17514 | 5.1 | 1 | 365 | 5.79 | 0.49065 | 6 | 0.28066
15602 | 6.12 | 1 | 365 | 6.948 | 0.98878 | 7 | 0.9368
17105 | 6 | 1 | 365 | 6.8118 | 0.57724 | 7 | 0.38902
17510 | 6.63 | 1 | 365 | 7.527 | 0.73785 | 8 | 0.26486
17509 | 7.65 | 1 | 365 | 8.685 | 0.23598 | 8 | 0.921
17507 | 6.885 | 1 | 365 | 7.8165 | 0.61238 | 8 | 0.4289
17504 | 9.1 | 1 | 365 | 10.3312 | 0.20881 | 10 | 0.54001
17575 | 8.68 | 1 | 365 | 9.8544 | 0.76841 | 10 | 0.62278
17505 | 7.02 | 1 | 365 | 7.9698 | 0.075371 | 8 | 0.045149
17506 | 3.38 | 1 | 365 | 3.8373 | 0.59185 | 4 | 0.42915
17501 | 9.36 | 1 | 365 | 10.6264 | 0.10049 | 10 | 0.72686
12370 | 6.375 | 1 | 365 | 7.2375 | 0.86332 | 8 | 0.10083
17503 | 5.46 | 1 | 365 | 6.1987 | 0.72529 | 6 | 0.924
17500 | 4.42 | 1 | 365 | 5.018 | 0.15857 | 5 | 0.17658
17497 | 8.06 | 1 | 365 | 9.1505 | 0.64209 | 9 | 0.79258
17493 | 5.46 | 1 | 365 | 6.1987 | 0.72529 | 6 | 0.924
17488 | 8.06 | 1 | 365 | 9.1505 | 0.64209 | 9 | 0.79258
17466 | 4.68 | 1 | 365 | 5.3132 | 0.050247 | 5 | 0.36343
18362 | 10.5 | 1 | 365 | 11.9206 | 0.01017 | 11 | 0.93078
17483 | 5.98 | 1 | 365 | 6.7891 | 0.50865 | 7 | 0.29772
17465 | 8.58 | 1 | 365 | 9.7408 | 0.42545 | 10 | 0.16629
17463 | 8.84 | 1 | 365 | 10.036 | 0.31713 | 10 | 0.35315
17460 | 4.42 | 1 | 365 | 5.018 | 0.15857 | 5 | 0.17658
64 | 1189.72 | 0.7 | 365 | 945.479 | 0.13463 | 945 | 0.61368
58 | 2258.425 | 0.7 | 365 | 1794.7866 | 0.75121 | 1795 | 0.53782
227 | 1113.21 | 1 | 365 | 1263.8229 | 0.79822 | 1264 | 0.62108
15734 | 5.72 | 1 | 365 | 6.4939 | 0.61697 | 7 | 0.11086
11595 | 224.25 | 0.9 | 365 | 229.1311 | 0.16691 | 229 | 0.29803
19159 | 4.59 | 1 | 365 | 5.211 | 0.74159 | 5 | 0.9526
15736 | 8.58 | 1 | 365 | 9.7408 | 0.42545 | 10 | 0.16629
17461 | 10.92 | 1 | 365 | 12.3974 | 0.45058 | 12 | 0.84801
15740 | 5.72 | 1 | 365 | 6.4939 | 0.61697 | 7 | 0.11086
17464 | 6.76 | 1 | 365 | 7.6746 | 0.18369 | 7 | 0.85829
17458 | 10.92 | 1 | 365 | 12.3974 | 0.45058 | 12 | 0.84801
15604 | 6.63 | 1 | 365 | 7.527 | 0.73785 | 8 | 0.26486
17049 | 6.24 | 1 | 365 | 7.0842 | 0.40033 | 7 | 0.48458
17459 | 5.98 | 1 | 365 | 6.7891 | 0.50865 | 7 | 0.29772
17456 | 6.24 | 1 | 365 | 7.0842 | 0.40033 | 7 | 0.48458
20515 | 7.18 | 1 | 365 | 8.1514 | 0.6241 | 8 | 0.77552
17453 | 8.06 | 1 | 365 | 9.1505 | 0.64209 | 9 | 0.79258
20408 | 5.1 | 1 | 365 | 5.79 | 0.49065 | 6 | 0.28066
17029 | 3.64 | 1 | 365 | 4.1325 | 0.48353 | 4 | 0.616
17454 | 9.1 | 1 | 365 | 10.3312 | 0.20881 | 10 | 0.54001
20512 | 7.905 | 1 | 365 | 8.9745 | 0.11051 | 9 | 0.085029
17452 | 4.68 | 1 | 365 | 5.3132 | 0.050247 | 5 | 0.36343
19958 | 7.28 | 1 | 365 | 8.265 | 0.96705 | 9 | 0.23201
17446 | 7.28 | 1 | 365 | 8.265 | 0.96705 | 9 | 0.23201
17047 | 10.4 | 1 | 365 | 11.8071 | 0.66722 | 12 | 0.47429
7569 | 353.925 | 0.9 | 365 | 361.6287 | 0.41995 | 362 | 0.048623
7567 | 414.7 | 0.9 | 365 | 423.7265 | 0.0072142 | 423 | 0.73374
17449 | 7.28 | 1 | 365 | 8.265 | 0.96705 | 9 | 0.23201
17443 | 5.46 | 1 | 365 | 6.1987 | 0.72529 | 6 | 0.924
20653 | 5.1 | 1 | 365 | 5.79 | 0.49065 | 6 | 0.28066
17041 | 6.375 | 1 | 365 | 7.2375 | 0.86332 | 8 | 0.10083
15825 | 9.88 | 1 | 365 | 11.2167 | 0.88386 | 12 | 0.10058
17040 | 10.4 | 1 | 365 | 11.8071 | 0.66722 | 12 | 0.47429
15990 | 6.24 | 1 | 365 | 7.0842 | 0.40033 | 7 | 0.48458
17240 | 9.99 | 1 | 365 | 11.3416 | 0.2611 | 11 | 0.60271
17241 | 6.5 | 1 | 365 | 7.3794 | 0.29201 | 7 | 0.67143
17039 | 2.295 | 1 | 365 | 2.6055 | 0.87079 | 3 | 0.4763
17242 | 7.54 | 1 | 365 | 8.5601 | 0.85873 | 9 | 0.41886
17246 | 10.5 | 1 | 365 | 11.9206 | 0.01017 | 11 | 0.93078
17035 | 5.72 | 1 | 365 | 6.4939 | 0.61697 | 7 | 0.11086
17038 | 13.26 | 1 | 365 | 15.054 | 0.4757 | 15 | 0.52973
17031 | 7.8 | 1 | 365 | 8.8553 | 0.75041 | 9 | 0.60572
17036 | 5.98 | 1 | 365 | 6.7891 | 0.50865 | 7 | 0.29772
17253 | 8.84 | 1 | 365 | 10.036 | 0.31713 | 10 | 0.35315
17248 | 5.72 | 1 | 365 | 6.4939 | 0.61697 | 7 | 0.11086
17034 | 6.24 | 1 | 365 | 7.0842 | 0.40033 | 7 | 0.48458
17257 | 7.8 | 1 | 365 | 8.8553 | 0.75041 | 9 | 0.60572
17259 | 8.415 | 1 | 365 | 9.5535 | 0.85958 | 10 | 0.41309
17260 | 5.98 | 1 | 365 | 6.7891 | 0.50865 | 7 | 0.29772
17261 | 3.57 | 1 | 365 | 4.053 | 0.24346 | 4 | 0.29646
17262 | 10.14 | 1 | 365 | 11.5119 | 0.77554 | 12 | 0.28744
17265 | 3.9 | 1 | 365 | 4.4277 | 0.37521 | 4 | 0.80286
17244 | 5.2 | 1 | 365 | 5.9035 | 0.83361 | 6 | 0.73715
17266 | 4.94 | 1 | 365 | 5.6084 | 0.94193 | 6 | 0.55029
17268 | 8.58 | 1 | 365 | 9.7408 | 0.42545 | 10 | 0.16629
17030 | 6.63 | 1 | 365 | 7.527 | 0.73785 | 8 | 0.26486
17269 | 5.1 | 1 | 365 | 5.79 | 0.49065 | 6 | 0.28066
17270 | 4.94 | 1 | 365 | 5.6084 | 0.94193 | 6 | 0.55029
17032 | 3.38 | 1 | 365 | 3.8373 | 0.59185 | 4 | 0.42915
17033 | 7.28 | 1 | 365 | 8.265 | 0.96705 | 9 | 0.23201
17245 | 5.46 | 1 | 365 | 6.1987 | 0.72529 | 6 | 0.924
17042 | 11.44 | 1 | 365 | 12.9878 | 0.23394 | 13 | 0.22172
17273 | 3.06 | 1 | 365 | 3.474 | 0.49439 | 3 | 0.9684
17276 | 8.67 | 1 | 365 | 9.843 | 0.73411 | 10 | 0.57713
17095 | 6.12 | 1 | 365 | 6.948 | 0.98878 | 7 | 0.9368
17274 | 3.64 | 1 | 365 | 4.1325 | 0.48353 | 4 | 0.616
17277 | 11.475 | 1 | 365 | 13.0275 | 0.35397 | 13 | 0.38149
17279 | 6.76 | 1 | 365 | 7.6746 | 0.18369 | 7 | 0.85829
17281 | 5.72 | 1 | 365 | 6.4939 | 0.61697 | 7 | 0.11086
17243 | 3.64 | 1 | 365 | 4.1325 | 0.48353 | 4 | 0.616
17282 | 9.1 | 1 | 365 | 10.3312 | 0.20881 | 10 | 0.54001
17048 | 8.58 | 1 | 365 | 9.7408 | 0.42545 | 10 | 0.16629
17285 | 10.2 | 1 | 365 | 11.58 | 0.98131 | 12 | 0.56133
17286 | 9.18 | 1 | 365 | 10.422 | 0.48318 | 10 | 0.90519
17289 | 6.5 | 1 | 365 | 7.3794 | 0.29201 | 7 | 0.67143
19480 | 8.58 | 1 | 365 | 9.7408 | 0.42545 | 10 | 0.16629
17287 | 2.55 | 1 | 365 | 2.895 | 0.74533 | 3 | 0.64033
17297 | 6.12 | 1 | 365 | 6.948 | 0.98878 | 7 | 0.9368
17290 | 11.96 | 1 | 365 | 13.5781 | 0.017298 | 13 | 0.59544
17057 | 3.12 | 1 | 365 | 3.5421 | 0.70016 | 4 | 0.24229
17300 | 5.1 | 1 | 365 | 5.79 | 0.49065 | 6 | 0.28066
17059 | 10.92 | 1 | 365 | 12.3974 | 0.45058 | 12 | 0.84801
17301 | 11.7 | 1 | 365 | 13.283 | 0.12562 | 13 | 0.40858
19463 | 12.48 | 1 | 365 | 14.1685 | 0.80066 | 14 | 0.96915
17303 | 3.38 | 1 | 365 | 3.8373 | 0.59185 | 4 | 0.42915
17307 | 12.74 | 1 | 365 | 14.4637 | 0.69234 | 15 | 0.15601
17310 | 5.61 | 1 | 365 | 6.369 | 0.23972 | 6 | 0.60873
17304 | 7.65 | 1 | 365 | 8.685 | 0.23598 | 8 | 0.921
17312 | 8.415 | 1 | 365 | 9.5535 | 0.85958 | 10 | 0.41309
19505 | 8.32 | 1 | 365 | 9.4457 | 0.53377 | 9 | 0.97944
17326 | 3.57 | 1 | 365 | 4.053 | 0.24346 | 4 | 0.29646
17327 | 6.76 | 1 | 365 | 7.6746 | 0.18369 | 7 | 0.85829
17061 | 6.24 | 1 | 365 | 7.0842 | 0.40033 | 7 | 0.48458
17324 | 6.76 | 1 | 365 | 7.6746 | 0.18369 | 7 | 0.85829
17334 | 2.86 | 1 | 365 | 3.2469 | 0.80848 | 4 | 0.055431
17071 | 6.375 | 1 | 365 | 7.2375 | 0.86332 | 8 | 0.10083
17332 | 5.72 | 1 | 365 | 6.4939 | 0.61697 | 7 | 0.11086
17337 | 7.28 | 1 | 365 | 8.265 | 0.96705 | 9 | 0.23201
17338 | 3.64 | 1 | 365 | 4.1325 | 0.48353 | 4 | 0.616
16784 | 13.77 | 1 | 365 | 15.633 | 0.22477 | 15 | 0.85779
17348 | 3.12 | 1 | 365 | 3.5421 | 0.70016 | 4 | 0.24229
17342 | 6.24 | 1 | 365 | 7.0842 | 0.40033 | 7 | 0.48458
17356 | 7.28 | 1 | 365 | 8.265 | 0.96705 | 9 | 0.23201
17360 | 11.73 | 1 | 365 | 13.317 | 0.2285 | 13 | 0.54553
17373 | 15.6 | 1 | 365 | 17.7106 | 0.50082 | 18 | 0.21144
17364 | 5.46 | 1 | 365 | 6.1987 | 0.72529 | 6 | 0.924
17377 | 7.02 | 1 | 365 | 7.9698 | 0.075371 | 8 | 0.045149
17380 | 9.1 | 1 | 365 | 10.3312 | 0.20881 | 10 | 0.54001
17382 | 2.295 | 1 | 365 | 2.6055 | 0.87079 | 3 | 0.4763
16198 | 18.87 | 1 | 365 | 21.423 | 0.71542 | 22 | 0.13846
17008 | 5.72 | 1 | 365 | 6.4939 | 0.61697 | 7 | 0.11086
19086 | 6.12 | 1 | 365 | 6.948 | 0.98878 | 7 | 0.9368
19008 | 12 | 1 | 365 | 13.6236 | 0.15448 | 13 | 0.77803
19010 | 5.04 | 1 | 365 | 5.7219 | 0.28488 | 6 | 0.0067734
19041 | 10.065 | 1 | 365 | 11.4268 | 0.51832 | 11 | 0.94507
19044 | 7.15 | 1 | 365 | 8.1174 | 0.52121 | 8 | 0.63858
19870 | 15.3 | 1 | 365 | 17.37 | 0.47196 | 17 | 0.84199
19047 | 4.48 | 1 | 365 | 5.0861 | 0.36434 | 5 | 0.45047
18233 | 7.28 | 1 | 365 | 8.265 | 0.96705 | 9 | 0.23201
19083 | 13.734 | 1 | 365 | 15.5922 | 0.1013 | 15 | 0.69346
19167 | 12.19 | 1 | 365 | 13.8393 | 0.80609 | 14 | 0.64535
19169 | 10.791 | 1 | 365 | 12.251 | 0.0081661 | 12 | 0.25915
20648 | 9.435 | 1 | 365 | 10.7115 | 0.35771 | 11 | 0.069228
17429 | 15.3 | 1 | 365 | 17.37 | 0.47196 | 17 | 0.84199
20119 | 7.14 | 1 | 365 | 8.106 | 0.48692 | 8 | 0.59293
17409 | 5.5 | 1 | 365 | 6.2441 | 0.86247 | 7 | 0.1066
17416 | 5.98 | 1 | 365 | 6.7891 | 0.50865 | 7 | 0.29772
20132 | 6.325 | 1 | 365 | 7.1807 | 0.69184 | 7 | 0.87259
17434 | 14.28 | 1 | 365 | 16.212 | 0.97383 | 17 | 0.18586
20643 | 5.865 | 1 | 365 | 6.6585 | 0.11425 | 6 | 0.77276
16658 | 8.32 | 1 | 365 | 9.4457 | 0.53377 | 9 | 0.97944
20155 | 10.45 | 1 | 365 | 11.8638 | 0.83869 | 12 | 0.70254
16992 | 4.08 | 1 | 365 | 4.632 | 0.99252 | 5 | 0.62453
20640 | 3.38 | 1 | 365 | 3.8373 | 0.59185 | 4 | 0.42915
15220 | 4.59 | 1 | 365 | 5.211 | 0.74159 | 5 | 0.9526
20633 | 5.2 | 1 | 365 | 5.9035 | 0.83361 | 6 | 0.73715
15629 | 4.5 | 1 | 365 | 5.1088 | 0.43293 | 5 | 0.54176
19180 | 7.84 | 1 | 365 | 8.9007 | 0.88759 | 9 | 0.78831
19121 | 5.72 | 1 | 365 | 6.4939 | 0.61697 | 7 | 0.11086
15982 | 7.5 | 1 | 365 | 8.5147 | 0.72155 | 9 | 0.23627
19114 | 10.66 | 1 | 365 | 12.1023 | 0.5589 | 12 | 0.66115
20356 | 14.025 | 1 | 365 | 15.9225 | 0.099299 | 16 | 0.021825
18489 | 1.925 | 1 | 365 | 2.1854 | 0.60186 | 2 | 0.78731
17331 | 4.845 | 1 | 365 | 5.5005 | 0.61612 | 6 | 0.11663
19144 | 6.76 | 1 | 365 | 7.6746 | 0.18369 | 7 | 0.85829
20378 | 12.1 | 1 | 365 | 13.7371 | 0.49743 | 14 | 0.23452
19101 | 3.5 | 1 | 365 | 3.9735 | 0.00339 | 3 | 0.97693
13833 | 6.63 | 1 | 365 | 7.527 | 0.73785 | 8 | 0.26486
20676 | 5.61 | 1 | 365 | 6.369 | 0.23972 | 6 | 0.60873
20432 | 12.65 | 1 | 365 | 14.3615 | 0.38368 | 14 | 0.74518
17350 | 4.08 | 1 | 365 | 4.632 | 0.99252 | 5 | 0.62453
17345 | 3.825 | 1 | 365 | 4.3425 | 0.11799 | 4 | 0.4605
19141 | 6.5 | 1 | 365 | 7.3794 | 0.29201 | 7 | 0.67143
19094 | 7.28 | 1 | 365 | 8.265 | 0.96705 | 9 | 0.23201
20434 | 12.65 | 1 | 365 | 14.3615 | 0.38368 | 14 | 0.74518
16759 | 4.16 | 1 | 365 | 4.7228 | 0.26689 | 4 | 0.98972
19140 | 4.68 | 1 | 365 | 5.3132 | 0.050247 | 5 | 0.36343
20504 | 12.96 | 1 | 365 | 14.7134 | 0.44684 | 15 | 0.16027
17320 | 6.885 | 1 | 365 | 7.8165 | 0.61238 | 8 | 0.4289
20508 | 5.775 | 1 | 365 | 6.5563 | 0.80559 | 7 | 0.36193
19113 | 6.76 | 1 | 365 | 7.6746 | 0.18369 | 7 | 0.85829
19111 | 7.54 | 1 | 365 | 8.5601 | 0.85873 | 9 | 0.41886
19075 | 5.72 | 1 | 365 | 6.4939 | 0.61697 | 7 | 0.11086
19130 | 10.14 | 1 | 365 | 11.5119 | 0.77554 | 12 | 0.28744
19058 | 7.02 | 1 | 365 | 7.9698 | 0.075371 | 8 | 0.045149
17329 | 4.335 | 1 | 365 | 4.9215 | 0.86706 | 5 | 0.78856
17271 | 9.69 | 1 | 365 | 11.001 | 0.23224 | 11 | 0.23326
17178 | 4.47 | 1 | 365 | 5.0748 | 0.33004 | 5 | 0.40482
17179 | 4.845 | 1 | 365 | 5.5005 | 0.61612 | 6 | 0.11663
16787 | 3.06 | 1 | 365 | 3.474 | 0.49439 | 3 | 0.9684
16070 | 9.945 | 1 | 365 | 11.2905 | 0.10678 | 11 | 0.39729
16109 | 10.45 | 1 | 365 | 11.8638 | 0.83869 | 12 | 0.70254
17275 | 7.425 | 1 | 365 | 8.4296 | 0.46433 | 8 | 0.89391
16779 | 6.12 | 1 | 365 | 6.948 | 0.98878 | 7 | 0.9368
16964 | 4.2 | 1 | 365 | 4.7682 | 0.40407 | 5 | 0.17231
20511 | 5 | 1 | 365 | 5.6765 | 0.1477 | 5 | 0.82418
18531 | 24.08 | 1 | 365 | 27.3379 | 0.58332 | 27 | 0.92125
19124 | 3.64 | 1 | 365 | 4.1325 | 0.48353 | 4 | 0.616
17400 | 5.39 | 1 | 365 | 6.1192 | 0.48522 | 6 | 0.60447
18541 | 11.76 | 1 | 365 | 13.3511 | 0.33139 | 13 | 0.68247
17971 | 15.696 | 1 | 365 | 17.8196 | 0.83006 | 18 | 0.64967
18547 | 7.35 | 1 | 365 | 8.3444 | 0.20712 | 8 | 0.55154
18732 | 7.14 | 1 | 365 | 8.106 | 0.48692 | 8 | 0.59293
18544 | 11.115 | 1 | 365 | 12.6188 | 0.11934 | 12 | 0.73815
16908 | 4.335 | 1 | 365 | 4.9215 | 0.86706 | 5 | 0.78856
19123 | 4.68 | 1 | 365 | 5.3132 | 0.050247 | 5 | 0.36343
16774 | 3.9 | 1 | 365 | 4.4277 | 0.37521 | 4 | 0.80286
16205 | 5.355 | 1 | 365 | 6.0795 | 0.36519 | 6 | 0.4447
17402 | 5.1 | 1 | 365 | 5.79 | 0.49065 | 6 | 0.28066
18821 | 6.21 | 1 | 365 | 7.0502 | 0.29744 | 7 | 0.34763
16227 | 11.985 | 1 | 365 | 13.6065 | 0.10304 | 13 | 0.70956
16480 | 11.475 | 1 | 365 | 13.0275 | 0.35397 | 13 | 0.38149
18828 | 7.56 | 1 | 365 | 8.5828 | 0.92732 | 9 | 0.51016
18816 | 9.99 | 1 | 365 | 11.3416 | 0.2611 | 11 | 0.60271
17366 | 5.865 | 1 | 365 | 6.6585 | 0.11425 | 6 | 0.77276
20496 | 4.42 | 1 | 365 | 5.018 | 0.15857 | 5 | 0.17658
19092 | 5.6 | 1 | 365 | 6.3577 | 0.20542 | 6 | 0.56308
19089 | 8.175 | 1 | 365 | 9.281 | 0.03649 | 9 | 0.31753
17715 | 5.32 | 1 | 365 | 6.0398 | 0.24515 | 6 | 0.28493
17385 | 3.675 | 1 | 365 | 4.1722 | 0.60356 | 4 | 0.77577
17714 | 5.6 | 1 | 365 | 6.3577 | 0.20542 | 6 | 0.56308
17519 | 12.3 | 1 | 365 | 13.9641 | 0.18334 | 14 | 0.14748
17417 | 4.845 | 1 | 365 | 5.5005 | 0.61612 | 6 | 0.11663
17712 | 2.6 | 1 | 365 | 2.9518 | 0.9168 | 3 | 0.86857
17636 | 4.76 | 1 | 365 | 5.404 | 0.32461 | 5 | 0.72862
19521 | 6.6 | 1 | 365 | 7.493 | 0.63496 | 8 | 0.12792
17398 | 6.325 | 1 | 365 | 7.1807 | 0.69184 | 7 | 0.87259
18675 | 7.28 | 1 | 365 | 8.265 | 0.96705 | 9 | 0.23201
16700 | 9.18 | 1 | 365 | 10.422 | 0.48318 | 10 | 0.90519
16777 | 6.375 | 1 | 365 | 7.2375 | 0.86332 | 8 | 0.10083
17016 | 8.06 | 1 | 365 | 9.1505 | 0.64209 | 9 | 0.79258
16493 | 45.9 | 0.9 | 365 | 46.8991 | 0.6743 | 47 | 0.57338
17020 | 9.62 | 1 | 365 | 10.9215 | 0.99217 | 11 | 0.91372
17371 | 8.06 | 1 | 365 | 9.1505 | 0.64209 | 9 | 0.79258
17264 | 6.75 | 1 | 365 | 7.6632 | 0.1494 | 7 | 0.81264
17267 | 4.59 | 1 | 365 | 5.211 | 0.74159 | 5 | 0.9526
17027 | 16.065 | 1 | 365 | 18.2385 | 0.09556 | 18 | 0.33409
15893 | 9.36 | 1 | 365 | 10.6264 | 0.10049 | 10 | 0.72686
15894 | 5.98 | 1 | 365 | 6.7891 | 0.50865 | 7 | 0.29772
15901 | 10.4 | 1 | 365 | 11.8071 | 0.66722 | 12 | 0.47429
7423 | 326.66 | 0.9 | 365 | 333.7702 | 0.26418 | 334 | 0.034395
15915 | 2.86 | 1 | 365 | 3.2469 | 0.80848 | 4 | 0.055431
15917 | 4.94 | 1 | 365 | 5.6084 | 0.94193 | 6 | 0.55029
7386 | 559.98 | 0.9 | 365 | 572.1687 | 0.42643 | 572 | 0.59518
15916 | 11.18 | 1 | 365 | 12.6926 | 0.34226 | 13 | 0.034866
7412 | 329.4 | 0.9 | 365 | 336.5699 | 0.72143 | 337 | 0.29128
15924 | 7.8 | 1 | 365 | 8.8553 | 0.75041 | 9 | 0.60572
15980 | 7.395 | 1 | 365 | 8.3955 | 0.36145 | 8 | 0.75696
18005 | 6.24 | 1 | 365 | 7.0842 | 0.40033 | 7 | 0.48458
15964 | 4.68 | 1 | 365 | 5.3132 | 0.050247 | 5 | 0.36343
18003 | 5.72 | 1 | 365 | 6.4939 | 0.61697 | 7 | 0.11086
15969 | 8.32 | 1 | 365 | 9.4457 | 0.53377 | 9 | 0.97944
17981 | 5.46 | 1 | 365 | 6.1987 | 0.72529 | 6 | 0.924
15971 | 4.68 | 1 | 365 | 5.3132 | 0.050247 | 5 | 0.36343
17368 | 4.08 | 1 | 365 | 4.632 | 0.99252 | 5 | 0.62453
17367 | 4.845 | 1 | 365 | 5.5005 | 0.61612 | 6 | 0.11663
15983 | 3.06 | 1 | 365 | 3.474 | 0.49439 | 3 | 0.9684
17079 | 6.63 | 1 | 365 | 7.527 | 0.73785 | 8 | 0.26486
15985 | 5.2 | 1 | 365 | 5.9035 | 0.83361 | 6 | 0.73715
17073 | 4.59 | 1 | 365 | 5.211 | 0.74159 | 5 | 0.9526
16017 | 7.02 | 1 | 365 | 7.9698 | 0.075371 | 8 | 0.045149
18898 | 7.8 | 1 | 365 | 8.8553 | 0.75041 | 9 | 0.60572
16024 | 11.7 | 1 | 365 | 13.283 | 0.12562 | 13 | 0.40858
15986 | 13.26 | 1 | 365 | 15.054 | 0.4757 | 15 | 0.52973
16025 | 8.58 | 1 | 365 | 9.7408 | 0.42545 | 10 | 0.16629
15989 | 7.54 | 1 | 365 | 8.5601 | 0.85873 | 9 | 0.41886
15993 | 7.14 | 1 | 365 | 8.106 | 0.48692 | 8 | 0.59293
15706 | 8.32 | 1 | 365 | 9.4457 | 0.53377 | 9 | 0.97944
15995 | 7.65 | 1 | 365 | 8.685 | 0.23598 | 8 | 0.921
15999 | 9.1 | 1 | 365 | 10.3312 | 0.20881 | 10 | 0.54001
15745 | 4.16 | 1 | 365 | 4.7228 | 0.26689 | 4 | 0.98972
16004 | 5.46 | 1 | 365 | 6.1987 | 0.72529 | 6 | 0.924
15747 | 11.18 | 1 | 365 | 12.6926 | 0.34226 | 13 | 0.034866
16012 | 9.62 | 1 | 365 | 10.9215 | 0.99217 | 11 | 0.91372
14331 | 5.865 | 1 | 365 | 6.6585 | 0.11425 | 6 | 0.77276
16029 | 5.355 | 1 | 365 | 6.0795 | 0.36519 | 6 | 0.4447
16032 | 13.26 | 1 | 365 | 15.054 | 0.4757 | 15 | 0.52973
15750 | 4.335 | 1 | 365 | 4.9215 | 0.86706 | 5 | 0.78856
15751 | 6.12 | 1 | 365 | 6.948 | 0.98878 | 7 | 0.9368
15748 | 7.8 | 1 | 365 | 8.8553 | 0.75041 | 9 | 0.60572
20596 | 3.12 | 1 | 365 | 3.5421 | 0.70016 | 4 | 0.24229
15756 | 5.46 | 1 | 365 | 6.1987 | 0.72529 | 6 | 0.924
15702 | 4.845 | 1 | 365 | 5.5005 | 0.61612 | 6 | 0.11663
15704 | 7.8 | 1 | 365 | 8.8553 | 0.75041 | 9 | 0.60572
15697 | 8.32 | 1 | 365 | 9.4457 | 0.53377 | 9 | 0.97944
15687 | 5.2 | 1 | 365 | 5.9035 | 0.83361 | 6 | 0.73715
15796 | 8.415 | 1 | 365 | 9.5535 | 0.85958 | 10 | 0.41309
16035 | 6.5 | 1 | 365 | 7.3794 | 0.29201 | 7 | 0.67143
16033 | 8.32 | 1 | 365 | 9.4457 | 0.53377 | 9 | 0.97944
16034 | 2.86 | 1 | 365 | 3.2469 | 0.80848 | 4 | 0.055431
16037 | 7.02 | 1 | 365 | 7.9698 | 0.075371 | 8 | 0.045149
16038 | 5.2 | 1 | 365 | 5.9035 | 0.83361 | 6 | 0.73715
16039 | 8.58 | 1 | 365 | 9.7408 | 0.42545 | 10 | 0.16629
16044 | 7.54 | 1 | 365 | 8.5601 | 0.85873 | 9 | 0.41886
20050 | 10.26 | 1 | 365 | 11.6481 | 0.18708 | 11 | 0.83522
16049 | 8.32 | 1 | 365 | 9.4457 | 0.53377 | 9 | 0.97944
15830 | 7.02 | 1 | 365 | 7.9698 | 0.075371 | 8 | 0.045149
16053 | 3.9 | 1 | 365 | 4.4277 | 0.37521 | 4 | 0.80286
15790 | 2.04 | 1 | 365 | 2.316 | 0.99626 | 3 | 0.31227
16059 | 9.88 | 1 | 365 | 11.2167 | 0.88386 | 12 | 0.10058
15778 | 10.92 | 1 | 365 | 12.3974 | 0.45058 | 12 | 0.84801
15868 | 4.59 | 1 | 365 | 5.211 | 0.74159 | 5 | 0.9526
17750 | 8.12 | 1 | 365 | 9.2186 | 0.84786 | 10 | 0.066468
15799 | 8.32 | 1 | 365 | 9.4457 | 0.53377 | 9 | 0.97944
15895 | 5.46 | 1 | 365 | 6.1987 | 0.72529 | 6 | 0.924
15910 | 5.98 | 1 | 365 | 6.7891 | 0.50865 | 7 | 0.29772
15695 | 9.36 | 1 | 365 | 10.6264 | 0.10049 | 10 | 0.72686
15680 | 4.94 | 1 | 365 | 5.6084 | 0.94193 | 6 | 0.55029
12582 | 25.96 | 0.9 | 365 | 26.5251 | 0.12777 | 26 | 0.65283
16107 | 3.57 | 1 | 365 | 4.053 | 0.24346 | 4 | 0.29646
15814 | 6.76 | 1 | 365 | 7.6746 | 0.18369 | 7 | 0.85829
15812 | 3.12 | 1 | 365 | 3.5421 | 0.70016 | 4 | 0.24229
16065 | 5.725 | 1 | 365 | 6.4996 | 0.63412 | 7 | 0.13369
16492 | 8.47 | 1 | 365 | 9.616 | 0.048204 | 9 | 0.66416
15939 | 2.86 | 1 | 365 | 3.2469 | 0.80848 | 4 | 0.055431
15944 | 5.98 | 1 | 365 | 6.7891 | 0.50865 | 7 | 0.29772
15802 | 8.58 | 1 | 365 | 9.7408 | 0.42545 | 10 | 0.16629
15828 | 10.92 | 1 | 365 | 12.3974 | 0.45058 | 12 | 0.84801
16900 | 6.25 | 1 | 365 | 7.0956 | 0.43462 | 7 | 0.53022
15689 | 3.38 | 1 | 365 | 3.8373 | 0.59185 | 4 | 0.42915
15743 | 10.92 | 1 | 365 | 12.3974 | 0.45058 | 12 | 0.84801
15961 | 5.2 | 1 | 365 | 5.9035 | 0.83361 | 6 | 0.73715
15693 | 4.845 | 1 | 365 | 5.5005 | 0.61612 | 6 | 0.11663
15938 | 6.12 | 1 | 365 | 6.948 | 0.98878 | 7 | 0.9368
17046 | 10.53 | 1 | 365 | 11.9547 | 0.11306 | 12 | 0.067723
15760 | 6.5 | 1 | 365 | 7.3794 | 0.29201 | 7 | 0.67143
15892 | 9.18 | 1 | 365 | 10.422 | 0.48318 | 10 | 0.90519
15686 | 5.865 | 1 | 365 | 6.6585 | 0.11425 | 6 | 0.77276
17694 | 5.2 | 1 | 365 | 5.9035 | 0.83361 | 6 | 0.73715
15692 | 5.46 | 1 | 365 | 6.1987 | 0.72529 | 6 | 0.924
17729 | 3.06 | 1 | 365 | 3.474 | 0.49439 | 3 | 0.9684
15845 | 4.16 | 1 | 365 | 4.7228 | 0.26689 | 4 | 0.98972
17731 | 4.16 | 1 | 365 | 4.7228 | 0.26689 | 4 | 0.98972
15742 | 5.2 | 1 | 365 | 5.9035 | 0.83361 | 6 | 0.73715
17604 | 2.55 | 1 | 365 | 2.895 | 0.74533 | 3 | 0.64033
17687 | 14.025 | 1 | 365 | 15.9225 | 0.099299 | 16 | 0.021825
17737 | 5.2 | 1 | 365 | 5.9035 | 0.83361 | 6 | 0.73715
17740 | 5.98 | 1 | 365 | 6.7891 | 0.50865 | 7 | 0.29772
17743 | 6.375 | 1 | 365 | 7.2375 | 0.86332 | 8 | 0.10083
17746 | 2.55 | 1 | 365 | 2.895 | 0.74533 | 3 | 0.64033
17759 | 4.59 | 1 | 365 | 5.211 | 0.74159 | 5 | 0.9526
17761 | 4.1 | 1 | 365 | 4.6547 | 0.061114 | 4 | 0.71583
17768 | 2.805 | 1 | 365 | 3.1845 | 0.61986 | 3 | 0.80436
20726 | 3.9 | 1 | 365 | 4.4277 | 0.37521 | 4 | 0.80286
19954 | 5.46 | 1 | 365 | 6.1987 | 0.72529 | 6 | 0.924
17790 | 7.905 | 1 | 365 | 8.9745 | 0.11051 | 9 | 0.085029
12622 | 6.12 | 1 | 365 | 6.948 | 0.98878 | 7 | 0.9368
13153 | 6.12 | 1 | 365 | 6.948 | 0.98878 | 7 | 0.9368
15739 | 9.945 | 1 | 365 | 11.2905 | 0.10678 | 11 | 0.39729
15039 | 4.335 | 1 | 365 | 4.9215 | 0.86706 | 5 | 0.78856
14759 | 5.1 | 1 | 365 | 5.79 | 0.49065 | 6 | 0.28066
15261 | 5.355 | 1 | 365 | 6.0795 | 0.36519 | 6 | 0.4447
15643 | 11.75 | 1 | 365 | 13.3397 | 0.29709 | 13 | 0.63682
15622 | 6.12 | 1 | 365 | 6.948 | 0.98878 | 7 | 0.9368
17786 | 4.68 | 1 | 365 | 5.3132 | 0.050247 | 5 | 0.36343
15598 | 4.59 | 1 | 365 | 5.211 | 0.74159 | 5 | 0.9526
14900 | 8.925 | 1 | 365 | 10.1325 | 0.60864 | 10 | 0.74116
15891 | 6.885 | 1 | 365 | 7.8165 | 0.61238 | 8 | 0.4289
15884 | 9.1 | 1 | 365 | 10.3312 | 0.20881 | 10 | 0.54001
16185 | 3.675 | 1 | 365 | 4.1722 | 0.60356 | 4 | 0.77577
16497 | 6.63 | 1 | 365 | 7.527 | 0.73785 | 8 | 0.26486
14649 | 12.495 | 1 | 365 | 14.1855 | 0.8521 | 15 | 0.037626
15024 | 4.335 | 1 | 365 | 4.9215 | 0.86706 | 5 | 0.78856
15255 | 6.12 | 1 | 365 | 6.948 | 0.98878 | 7 | 0.9368
15234 | 4.59 | 1 | 365 | 5.211 | 0.74159 | 5 | 0.9526
17920 | 2.55 | 1 | 365 | 2.895 | 0.74533 | 3 | 0.64033
17916 | 3.64 | 1 | 365 | 4.1325 | 0.48353 | 4 | 0.616
17894 | 4.42 | 1 | 365 | 5.018 | 0.15857 | 5 | 0.17658
17886 | 2.86 | 1 | 365 | 3.2469 | 0.80848 | 4 | 0.055431
17888 | 6.5 | 1 | 365 | 7.3794 | 0.29201 | 7 | 0.67143
16516 | 5.1 | 1 | 365 | 5.79 | 0.49065 | 6 | 0.28066
17874 | 6.24 | 1 | 365 | 7.0842 | 0.40033 | 7 | 0.48458
17878 | 5.2 | 1 | 365 | 5.9035 | 0.83361 | 6 | 0.73715
15668 | 6.63 | 1 | 365 | 7.527 | 0.73785 | 8 | 0.26486
16570 | 6.885 | 1 | 365 | 7.8165 | 0.61238 | 8 | 0.4289
17870 | 9.36 | 1 | 365 | 10.6264 | 0.10049 | 10 | 0.72686
17873 | 2.34 | 1 | 365 | 2.6566 | 0.025124 | 2 | 0.68172
15650 | 6.12 | 1 | 365 | 6.948 | 0.98878 | 7 | 0.9368
17869 | 10.4 | 1 | 365 | 11.8071 | 0.66722 | 12 | 0.47429
15913 | 5.61 | 1 | 365 | 6.369 | 0.23972 | 6 | 0.60873
17861 | 4.16 | 1 | 365 | 4.7228 | 0.26689 | 4 | 0.98972
15052 | 9.435 | 1 | 365 | 10.7115 | 0.35771 | 11 | 0.069228
17857 | 6.76 | 1 | 365 | 7.6746 | 0.18369 | 7 | 0.85829
17858 | 3.38 | 1 | 365 | 3.8373 | 0.59185 | 4 | 0.42915
19737 | 4.845 | 1 | 365 | 5.5005 | 0.61612 | 6 | 0.11663
16755 | 3.57 | 1 | 365 | 4.053 | 0.24346 | 4 | 0.29646
17846 | 8.06 | 1 | 365 | 9.1505 | 0.64209 | 9 | 0.79258
17852 | 6.76 | 1 | 365 | 7.6746 | 0.18369 | 7 | 0.85829
17837 | 9.69 | 1 | 365 | 11.001 | 0.23224 | 11 | 0.23326
17839 | 6.76 | 1 | 365 | 7.6746 | 0.18369 | 7 | 0.85829
17841 | 10.2 | 1 | 365 | 11.58 | 0.98131 | 12 | 0.56133
16712 | 7.395 | 1 | 365 | 8.3955 | 0.36145 | 8 | 0.75696
19721 | 4.08 | 1 | 365 | 4.632 | 0.99252 | 5 | 0.62453
15678 | 2.55 | 1 | 365 | 2.895 | 0.74533 | 3 | 0.64033
17821 | 5.2 | 1 | 365 | 5.9035 | 0.83361 | 6 | 0.73715
17824 | 5.72 | 1 | 365 | 6.4939 | 0.61697 | 7 | 0.11086
17557 | 7.65 | 1 | 365 | 8.685 | 0.23598 | 8 | 0.921
17817 | 5.72 | 1 | 365 | 6.4939 | 0.61697 | 7 | 0.11086
17563 | 3.64 | 1 | 365 | 4.1325 | 0.48353 | 4 | 0.616
15050 | 4.59 | 1 | 365 | 5.211 | 0.74159 | 5 | 0.9526
17535 | 4.335 | 1 | 365 | 4.9215 | 0.86706 | 5 | 0.78856
17812 | 5.2 | 1 | 365 | 5.9035 | 0.83361 | 6 | 0.73715
17815 | 5.46 | 1 | 365 | 6.1987 | 0.72529 | 6 | 0.924
17537 | 5.61 | 1 | 365 | 6.369 | 0.23972 | 6 | 0.60873
17540 | 4.08 | 1 | 365 | 4.632 | 0.99252 | 5 | 0.62453
16575 | 4.845 | 1 | 365 | 5.5005 | 0.61612 | 6 | 0.11663
17541 | 4.845 | 1 | 365 | 5.5005 | 0.61612 | 6 | 0.11663
17809 | 4.42 | 1 | 365 | 5.018 | 0.15857 | 5 | 0.17658
17632 | 10.2 | 1 | 365 | 11.58 | 0.98131 | 12 | 0.56133
17803 | 7.02 | 1 | 365 | 7.9698 | 0.075371 | 8 | 0.045149
17613 | 4.42 | 1 | 365 | 5.018 | 0.15857 | 5 | 0.17658
17629 | 9.205 | 1 | 365 | 10.4504 | 0.56892 | 11 | 0.019315
14862 | 8.925 | 1 | 365 | 10.1325 | 0.60864 | 10 | 0.74116
17641 | 7.905 | 1 | 365 | 8.9745 | 0.11051 | 9 | 0.085029
17648 | 5.355 | 1 | 365 | 6.0795 | 0.36519 | 6 | 0.4447
17656 | 7.14 | 1 | 365 | 8.106 | 0.48692 | 8 | 0.59293
17651 | 7.14 | 1 | 365 | 8.106 | 0.48692 | 8 | 0.59293
17657 | 9.69 | 1 | 365 | 11.001 | 0.23224 | 11 | 0.23326
17682 | 13.77 | 1 | 365 | 15.633 | 0.22477 | 15 | 0.85779
17683 | 6.12 | 1 | 365 | 6.948 | 0.98878 | 7 | 0.9368
17689 | 6.375 | 1 | 365 | 7.2375 | 0.86332 | 8 | 0.10083
17698 | 6.24 | 1 | 365 | 7.0842 | 0.40033 | 7 | 0.48458
18619 | 5.215 | 1 | 365 | 5.9206 | 0.88505 | 6 | 0.80562
19726 | 7.8 | 1 | 365 | 8.8553 | 0.75041 | 9 | 0.60572
17802 | 6.24 | 1 | 365 | 7.0842 | 0.40033 | 7 | 0.48458
17810 | 11.475 | 1 | 365 | 13.0275 | 0.35397 | 13 | 0.38149
17780 | 5.2 | 1 | 365 | 5.9035 | 0.83361 | 6 | 0.73715
17825 | 9.435 | 1 | 365 | 10.7115 | 0.35771 | 11 | 0.069228
17772 | 4.68 | 1 | 365 | 5.3132 | 0.050247 | 5 | 0.36343
17774 | 8.06 | 1 | 365 | 9.1505 | 0.64209 | 9 | 0.79258
17826 | 4.59 | 1 | 365 | 5.211 | 0.74159 | 5 | 0.9526
17769 | 6.5 | 1 | 365 | 7.3794 | 0.29201 | 7 | 0.67143
17831 | 4.845 | 1 | 365 | 5.5005 | 0.61612 | 6 | 0.11663
17764 | 4.59 | 1 | 365 | 5.211 | 0.74159 | 5 | 0.9526
17765 | 5.4 | 1 | 365 | 6.1306 | 0.51952 | 6 | 0.65011
17762 | 2.6 | 1 | 365 | 2.9518 | 0.9168 | 3 | 0.86857
20007 | 5.2 | 1 | 365 | 5.9035 | 0.83361 | 6 | 0.73715
17763 | 7.14 | 1 | 365 | 8.106 | 0.48692 | 8 | 0.59293
17758 | 7.02 | 1 | 365 | 7.9698 | 0.075371 | 8 | 0.045149
17882 | 6.885 | 1 | 365 | 7.8165 | 0.61238 | 8 | 0.4289
17794 | 5.1 | 1 | 365 | 5.79 | 0.49065 | 6 | 0.28066
17885 | 11.22 | 1 | 365 | 12.738 | 0.47944 | 13 | 0.21746
17795 | 8.925 | 1 | 365 | 10.1325 | 0.60864 | 10 | 0.74116
16262 | 5.355 | 1 | 365 | 6.0795 | 0.36519 | 6 | 0.4447
17792 | 6.24 | 1 | 365 | 7.0842 | 0.40033 | 7 | 0.48458
15057 | 4.335 | 1 | 365 | 4.9215 | 0.86706 | 5 | 0.78856
17793 | 6.5 | 1 | 365 | 7.3794 | 0.29201 | 7 | 0.67143
15086 | 10.92 | 1 | 365 | 12.3974 | 0.45058 | 12 | 0.84801
17791 | 6.375 | 1 | 365 | 7.2375 | 0.86332 | 8 | 0.10083
15193 | 7.595 | 1 | 365 | 8.6226 | 0.047356 | 8 | 0.66993
17787 | 9.36 | 1 | 365 | 10.6264 | 0.10049 | 10 | 0.72686
17789 | 12.48 | 1 | 365 | 14.1685 | 0.80066 | 14 | 0.96915
15246 | 5.61 | 1 | 365 | 6.369 | 0.23972 | 6 | 0.60873
17850 | 2.6 | 1 | 365 | 2.9518 | 0.9168 | 3 | 0.86857
18145 | 12.48 | 1 | 365 | 14.1685 | 0.80066 | 14 | 0.96915
18409 | 9.18 | 1 | 365 | 10.422 | 0.48318 | 10 | 0.90519
18577 | 13.52 | 1 | 365 | 15.3492 | 0.36738 | 15 | 0.71658
18572 | 5.98 | 1 | 365 | 6.7891 | 0.50865 | 7 | 0.29772
20170 | 3.9 | 1 | 365 | 4.4277 | 0.37521 | 4 | 0.80286
18485 | 5.5 | 1 | 365 | 6.2441 | 0.86247 | 7 | 0.1066
19605 | 6.5 | 1 | 365 | 7.3794 | 0.29201 | 7 | 0.67143
19119 | 8.84 | 1 | 365 | 10.036 | 0.31713 | 10 | 0.35315
20145 | 8.06 | 1 | 365 | 9.1505 | 0.64209 | 9 | 0.79258
20514 | 8.28 | 1 | 365 | 9.4003 | 0.39659 | 9 | 0.79684
19470 | 10 | 1 | 365 | 11.353 | 0.2954 | 11 | 0.64836
62 | 3104.03 | 0.7 | 365 | 2466.795 | 0.77653 | 2467 | 0.57152
19703 | 5.46 | 1 | 365 | 6.1987 | 0.72529 | 6 | 0.924
20187 | 7 | 1 | 365 | 7.9471 | 0.00678 | 7 | 0.95385
139 | 4315.87 | 0.7 | 365 | 3429.853 | 0.01416 | 3429 | 0.86712
15929 | 4.16 | 1 | 365 | 4.7228 | 0.26689 | 4 | 0.98972
17498 | 3.12 | 1 | 365 | 3.5421 | 0.70016 | 4 | 0.24229
17316 | 6.375 | 1 | 365 | 7.2375 | 0.86332 | 8 | 0.10083
15855 | 3.64 | 1 | 365 | 4.1325 | 0.48353 | 4 | 0.616
14326 | 7.65 | 1 | 365 | 8.685 | 0.23598 | 8 | 0.921
14895 | 6 | 1 | 365 | 6.8118 | 0.57724 | 7 | 0.38902
16760 | 5.355 | 1 | 365 | 6.0795 | 0.36519 | 6 | 0.4447
16307 | 11.22 | 1 | 365 | 12.738 | 0.47944 | 13 | 0.21746
14473 | 6.37 | 1 | 365 | 7.2318 | 0.84617 | 8 | 0.078005
18381 | 3.12 | 1 | 365 | 3.5421 | 0.70016 | 4 | 0.24229
18104 | 7.395 | 1 | 365 | 8.3955 | 0.36145 | 8 | 0.75696
15132 | 10.71 | 1 | 365 | 12.159 | 0.73037 | 12 | 0.88939
18101 | 9.1 | 1 | 365 | 10.3312 | 0.20881 | 10 | 0.54001
18100 | 4.94 | 1 | 365 | 5.6084 | 0.94193 | 6 | 0.55029
18098 | 8.58 | 1 | 365 | 9.7408 | 0.42545 | 10 | 0.16629
18096 | 8.84 | 1 | 365 | 10.036 | 0.31713 | 10 | 0.35315
17428 | 7.395 | 1 | 365 | 8.3955 | 0.36145 | 8 | 0.75696
18093 | 5.2 | 1 | 365 | 5.9035 | 0.83361 | 6 | 0.73715
18094 | 9.18 | 1 | 365 | 10.422 | 0.48318 | 10 | 0.90519
18091 | 5.2 | 1 | 365 | 5.9035 | 0.83361 | 6 | 0.73715
18570 | 3.825 | 1 | 365 | 4.3425 | 0.11799 | 4 | 0.4605
18571 | 4.335 | 1 | 365 | 4.9215 | 0.86706 | 5 | 0.78856
18089 | 5.72 | 1 | 365 | 6.4939 | 0.61697 | 7 | 0.11086
18085 | 6.885 | 1 | 365 | 7.8165 | 0.61238 | 8 | 0.4289
18087 | 8.16 | 1 | 365 | 9.264 | 0.98505 | 10 | 0.24906
18591 | 2.6 | 1 | 365 | 2.9518 | 0.9168 | 3 | 0.86857
18066 | 5.1 | 1 | 365 | 5.79 | 0.49065 | 6 | 0.28066
17023 | 8.415 | 1 | 365 | 9.5535 | 0.85958 | 10 | 0.41309
18064 | 9.72 | 1 | 365 | 11.0351 | 0.33513 | 11 | 0.37021
18065 | 4.68 | 1 | 365 | 5.3132 | 0.050247 | 5 | 0.36343
18063 | 4.42 | 1 | 365 | 5.018 | 0.15857 | 5 | 0.17658
18061 | 7.28 | 1 | 365 | 8.265 | 0.96705 | 9 | 0.23201
18062 | 9.1 | 1 | 365 | 10.3312 | 0.20881 | 10 | 0.54001
18060 | 6.12 | 1 | 365 | 6.948 | 0.98878 | 7 | 0.9368
17749 | 3.5 | 1 | 365 | 3.9735 | 0.00339 | 3 | 0.97693
18055 | 4.08 | 1 | 365 | 4.632 | 0.99252 | 5 | 0.62453
18059 | 11.73 | 1 | 365 | 13.317 | 0.2285 | 13 | 0.54553
16605 | 3.75 | 1 | 365 | 4.2574 | 0.86078 | 5 | 0.11813
19022 | 3.06 | 1 | 365 | 3.474 | 0.49439 | 3 | 0.9684
18058 | 7.28 | 1 | 365 | 8.265 | 0.96705 | 9 | 0.23201
18054 | 9.36 | 1 | 365 | 10.6264 | 0.10049 | 10 | 0.72686
19021 | 10.71 | 1 | 365 | 12.159 | 0.73037 | 12 | 0.88939
18050 | 4.68 | 1 | 365 | 5.3132 | 0.050247 | 5 | 0.36343
14196 | 10.455 | 1 | 365 | 11.8695 | 0.85584 | 12 | 0.72536
13593 | 5.355 | 1 | 365 | 6.0795 | 0.36519 | 6 | 0.4447
18048 | 7.65 | 1 | 365 | 8.685 | 0.23598 | 8 | 0.921
18623 | 5.98 | 1 | 365 | 6.7891 | 0.50865 | 7 | 0.29772
18625 | 5.865 | 1 | 365 | 6.6585 | 0.11425 | 6 | 0.77276
18044 | 3.9 | 1 | 365 | 4.4277 | 0.37521 | 4 | 0.80286
18046 | 7.54 | 1 | 365 | 8.5601 | 0.85873 | 9 | 0.41886
18040 | 7.02 | 1 | 365 | 7.9698 | 0.075371 | 8 | 0.045149
18042 | 9.1 | 1 | 365 | 10.3312 | 0.20881 | 10 | 0.54001
18695 | 4.08 | 1 | 365 | 4.632 | 0.99252 | 5 | 0.62453
18038 | 11.96 | 1 | 365 | 13.5781 | 0.017298 | 13 | 0.59544
18034 | 6.5 | 1 | 365 | 7.3794 | 0.29201 | 7 | 0.67143
18722 | 3.315 | 1 | 365 | 3.7635 | 0.36893 | 4 | 0.13243
18036 | 10.66 | 1 | 365 | 12.1023 | 0.5589 | 12 | 0.66115
18030 | 3.12 | 1 | 365 | 3.5421 | 0.70016 | 4 | 0.24229
18725 | 6.12 | 1 | 365 | 6.948 | 0.98878 | 7 | 0.9368
18735 | 3.12 | 1 | 365 | 3.5421 | 0.70016 | 4 | 0.24229
18793 | 3.57 | 1 | 365 | 4.053 | 0.24346 | 4 | 0.29646
18028 | 4.94 | 1 | 365 | 5.6084 | 0.94193 | 6 | 0.55029
18026 | 9.88 | 1 | 365 | 11.2167 | 0.88386 | 12 | 0.10058
17602 | 9.1 | 1 | 365 | 10.3312 | 0.20881 | 10 | 0.54001
18018 | 9.36 | 1 | 365 | 10.6264 | 0.10049 | 10 | 0.72686
18019 | 5.98 | 1 | 365 | 6.7891 | 0.50865 | 7 | 0.29772
18014 | 6.24 | 1 | 365 | 7.0842 | 0.40033 | 7 | 0.48458
18016 | 3.12 | 1 | 365 | 3.5421 | 0.70016 | 4 | 0.24229
17617 | 2.86 | 1 | 365 | 3.2469 | 0.80848 | 4 | 0.055431
18011 | 7.54 | 1 | 365 | 8.5601 | 0.85873 | 9 | 0.41886
18013 | 4.59 | 1 | 365 | 5.211 | 0.74159 | 5 | 0.9526
14630 | 7.395 | 1 | 365 | 8.3955 | 0.36145 | 8 | 0.75696
18007 | 4.42 | 1 | 365 | 5.018 | 0.15857 | 5 | 0.17658
18008 | 2.805 | 1 | 365 | 3.1845 | 0.61986 | 3 | 0.80436
18004 | 8.84 | 1 | 365 | 10.036 | 0.31713 | 10 | 0.35315
14628 | 4 | 1 | 365 | 4.5412 | 0.71816 | 5 | 0.25934
14644 | 5.46 | 1 | 365 | 6.1987 | 0.72529 | 6 | 0.924
18002 | 4.94 | 1 | 365 | 5.6084 | 0.94193 | 6 | 0.55029
18386 | 11.44 | 1 | 365 | 12.9878 | 0.23394 | 13 | 0.22172
18377 | 7.28 | 1 | 365 | 8.265 | 0.96705 | 9 | 0.23201
17970 | 11.7 | 1 | 365 | 13.283 | 0.12562 | 13 | 0.40858
14577 | 6.86 | 1 | 365 | 7.7881 | 0.52664 | 8 | 0.31477
14626 | 7.395 | 1 | 365 | 8.3955 | 0.36145 | 8 | 0.75696
13430 | 4.335 | 1 | 365 | 4.9215 | 0.86706 | 5 | 0.78856
16781 | 3.57 | 1 | 365 | 4.053 | 0.24346 | 4 | 0.29646
18449 | 4.94 | 1 | 365 | 5.6084 | 0.94193 | 6 | 0.55029
13587 | 7.65 | 1 | 365 | 8.685 | 0.23598 | 8 | 0.921
18374 | 5.39 | 1 | 365 | 6.1192 | 0.48522 | 6 | 0.60447
13359 | 4.75 | 1 | 365 | 5.3927 | 0.29031 | 5 | 0.68297
18459 | 7.65 | 1 | 365 | 8.685 | 0.23598 | 8 | 0.921
15833 | 2.34 | 1 | 365 | 2.6566 | 0.025124 | 2 | 0.68172
13597 | 7.905 | 1 | 365 | 8.9745 | 0.11051 | 9 | 0.085029
13589 | 5.61 | 1 | 365 | 6.369 | 0.23972 | 6 | 0.60873
18683 | 7.395 | 1 | 365 | 8.3955 | 0.36145 | 8 | 0.75696
16363 | 12.24 | 1 | 365 | 13.896 | 0.97757 | 14 | 0.87359
15127 | 4.335 | 1 | 365 | 4.9215 | 0.86706 | 5 | 0.78856
16914 | 11.62 | 1 | 365 | 13.1921 | 0.85125 | 14 | 0.043394
17543 | 2.86 | 1 | 365 | 3.2469 | 0.80848 | 4 | 0.055431
18086 | 3.38 | 1 | 365 | 3.8373 | 0.59185 | 4 | 0.42915
14398 | 3 | 1 | 365 | 3.4059 | 0.28862 | 3 | 0.69451
15931 | 11 | 1 | 365 | 12.4883 | 0.72494 | 13 | 0.2132
14210 | 12.495 | 1 | 365 | 14.1855 | 0.8521 | 15 | 0.037626
14888 | 5.61 | 1 | 365 | 6.369 | 0.23972 | 6 | 0.60873
14263 | 11.22 | 1 | 365 | 12.738 | 0.47944 | 13 | 0.21746
14093 | 8.16 | 1 | 365 | 9.264 | 0.98505 | 10 | 0.24906
15958 | 9.18 | 1 | 365 | 10.422 | 0.48318 | 10 | 0.90519
17354 | 4.08 | 1 | 365 | 4.632 | 0.99252 | 5 | 0.62453
13980 | 5.865 | 1 | 365 | 6.6585 | 0.11425 | 6 | 0.77276
17623 | 5.25 | 1 | 365 | 5.9603 | 0.005085 | 5 | 0.96539
14011 | 2.805 | 1 | 365 | 3.1845 | 0.61986 | 3 | 0.80436
17728 | 7.395 | 1 | 365 | 8.3955 | 0.36145 | 8 | 0.75696
18286 | 5.46 | 1 | 365 | 6.1987 | 0.72529 | 6 | 0.924
13501 | 8.415 | 1 | 365 | 9.5535 | 0.85958 | 10 | 0.41309
15899 | 3 | 1 | 365 | 3.4059 | 0.28862 | 3 | 0.69451
16668 | 4.59 | 1 | 365 | 5.211 | 0.74159 | 5 | 0.9526
14166 | 4.59 | 1 | 365 | 5.211 | 0.74159 | 5 | 0.9526
14013 | 5.1 | 1 | 365 | 5.79 | 0.49065 | 6 | 0.28066
15923 | 3.57 | 1 | 365 | 4.053 | 0.24346 | 4 | 0.29646
18585 | 3.06 | 1 | 365 | 3.474 | 0.49439 | 3 | 0.9684
17876 | 6.63 | 1 | 365 | 7.527 | 0.73785 | 8 | 0.26486
16186 | 6.885 | 1 | 365 | 7.8165 | 0.61238 | 8 | 0.4289
15148 | 6.615 | 1 | 365 | 7.51 | 0.68641 | 8 | 0.19639
13831 | 2.805 | 1 | 365 | 3.1845 | 0.61986 | 3 | 0.80436
13480 | 3.315 | 1 | 365 | 3.7635 | 0.36893 | 4 | 0.13243
18120 | 5.865 | 1 | 365 | 6.6585 | 0.11425 | 6 | 0.77276
18118 | 4.335 | 1 | 365 | 4.9215 | 0.86706 | 5 | 0.78856
18121 | 6.5 | 1 | 365 | 7.3794 | 0.29201 | 7 | 0.67143
18119 | 3.12 | 1 | 365 | 3.5421 | 0.70016 | 4 | 0.24229
18115 | 5.46 | 1 | 365 | 6.1987 | 0.72529 | 6 | 0.924
18116 | 7.28 | 1 | 365 | 8.265 | 0.96705 | 9 | 0.23201
18113 | 7.905 | 1 | 365 | 8.9745 | 0.11051 | 9 | 0.085029
18114 | 6.375 | 1 | 365 | 7.2375 | 0.86332 | 8 | 0.10083
18109 | 9.88 | 1 | 365 | 11.2167 | 0.88386 | 12 | 0.10058
18111 | 8.84 | 1 | 365 | 10.036 | 0.31713 | 10 | 0.35315
18108 | 10.455 | 1 | 365 | 11.8695 | 0.85584 | 12 | 0.72536
17401 | 9.62 | 1 | 365 | 10.9215 | 0.99217 | 11 | 0.91372
17395 | 8.32 | 1 | 365 | 9.4457 | 0.53377 | 9 | 0.97944
17403 | 10.14 | 1 | 365 | 11.5119 | 0.77554 | 12 | 0.28744
17406 | 12.48 | 1 | 365 | 14.1685 | 0.80066 | 14 | 0.96915
17407 | 6.76 | 1 | 365 | 7.6746 | 0.18369 | 7 | 0.85829
17408 | 3.315 | 1 | 365 | 3.7635 | 0.36893 | 4 | 0.13243
17412 | 12.74 | 1 | 365 | 14.4637 | 0.69234 | 15 | 0.15601
17420 | 6.21 | 1 | 365 | 7.0502 | 0.29744 | 7 | 0.34763
17418 | 7.28 | 1 | 365 | 8.265 | 0.96705 | 9 | 0.23201
17415 | 7.8 | 1 | 365 | 8.8553 | 0.75041 | 9 | 0.60572
17424 | 8.58 | 1 | 365 | 9.7408 | 0.42545 | 10 | 0.16629
17426 | 9.1 | 1 | 365 | 10.3312 | 0.20881 | 10 | 0.54001
17430 | 3.64 | 1 | 365 | 4.1325 | 0.48353 | 4 | 0.616
17431 | 8.84 | 1 | 365 | 10.036 | 0.31713 | 10 | 0.35315
17432 | 4.68 | 1 | 365 | 5.3132 | 0.050247 | 5 | 0.36343
17435 | 8.32 | 1 | 365 | 9.4457 | 0.53377 | 9 | 0.97944
17441 | 4.68 | 1 | 365 | 5.3132 | 0.050247 | 5 | 0.36343
17438 | 6.12 | 1 | 365 | 6.948 | 0.98878 | 7 | 0.9368
17436 | 11.73 | 1 | 365 | 13.317 | 0.2285 | 13 | 0.54553
17440 | 4.5 | 1 | 365 | 5.1088 | 0.43293 | 5 | 0.54176
16060 | 11.22 | 1 | 365 | 12.738 | 0.47944 | 13 | 0.21746
17478 | 3.825 | 1 | 365 | 4.3425 | 0.11799 | 4 | 0.4605
17479 | 9.435 | 1 | 365 | 10.7115 | 0.35771 | 11 | 0.069228
17482 | 7.14 | 1 | 365 | 8.106 | 0.48692 | 8 | 0.59293
17489 | 11.96 | 1 | 365 | 13.5781 | 0.017298 | 13 | 0.59544
17702 | 5.725 | 1 | 365 | 6.4996 | 0.63412 | 7 | 0.13369
17705 | 9.18 | 1 | 365 | 10.422 | 0.48318 | 10 | 0.90519
17559 | 3.315 | 1 | 365 | 3.7635 | 0.36893 | 4 | 0.13243
17565 | 9.69 | 1 | 365 | 11.001 | 0.23224 | 11 | 0.23326
17573 | 10.2 | 1 | 365 | 11.58 | 0.98131 | 12 | 0.56133
17517 | 7.65 | 1 | 365 | 8.685 | 0.23598 | 8 | 0.921
17709 | 5.865 | 1 | 365 | 6.6585 | 0.11425 | 6 | 0.77276
17756 | 12.24 | 1 | 365 | 13.896 | 0.97757 | 14 | 0.87359
17753 | 10.2 | 1 | 365 | 11.58 | 0.98131 | 12 | 0.56133
17751 | 5.865 | 1 | 365 | 6.6585 | 0.11425 | 6 | 0.77276
17742 | 8.06 | 1 | 365 | 9.1505 | 0.64209 | 9 | 0.79258
17621 | 9.435 | 1 | 365 | 10.7115 | 0.35771 | 11 | 0.069228
17738 | 6.24 | 1 | 365 | 7.0842 | 0.40033 | 7 | 0.48458
17741 | 3.64 | 1 | 365 | 4.1325 | 0.48353 | 4 | 0.616
17734 | 9.1 | 1 | 365 | 10.3312 | 0.20881 | 10 | 0.54001
17736 | 11.44 | 1 | 365 | 12.9878 | 0.23394 | 13 | 0.22172
17730 | 5.46 | 1 | 365 | 6.1987 | 0.72529 | 6 | 0.924
17733 | 10.14 | 1 | 365 | 11.5119 | 0.77554 | 12 | 0.28744
17727 | 10.66 | 1 | 365 | 12.1023 | 0.5589 | 12 | 0.66115
17781 | 4.68 | 1 | 365 | 5.3132 | 0.050247 | 5 | 0.36343
17777 | 3.64 | 1 | 365 | 4.1325 | 0.48353 | 4 | 0.616
14893 | 4.845 | 1 | 365 | 5.5005 | 0.61612 | 6 | 0.11663
18947 | 8.67 | 1 | 365 | 9.843 | 0.73411 | 10 | 0.57713
15957 | 14.025 | 1 | 365 | 15.9225 | 0.099299 | 16 | 0.021825
16529 | 12.75 | 1 | 365 | 14.475 | 0.72663 | 15 | 0.20166
15801 | 9.435 | 1 | 365 | 10.7115 | 0.35771 | 11 | 0.069228
18951 | 5.215 | 1 | 365 | 5.9206 | 0.88505 | 6 | 0.80562
17251 | 8.84 | 1 | 365 | 10.036 | 0.31713 | 10 | 0.35315
18871 | 4.16 | 1 | 365 | 4.7228 | 0.26689 | 4 | 0.98972
18305 | 7.2 | 1 | 365 | 8.1741 | 0.69269 | 8 | 0.86682
13062 | 36.72 | 0.9 | 365 | 37.5193 | 0.33944 | 37 | 0.8587
15156 | 3.315 | 1 | 365 | 3.7635 | 0.36893 | 4 | 0.13243
19444 | 5.865 | 1 | 365 | 6.6585 | 0.11425 | 6 | 0.77276
19448 | 4.59 | 1 | 365 | 5.211 | 0.74159 | 5 | 0.9526
16921 | 9.945 | 1 | 365 | 11.2905 | 0.10678 | 11 | 0.39729
19450 | 6.12 | 1 | 365 | 6.948 | 0.98878 | 7 | 0.9368
16807 | 4.16 | 1 | 365 | 4.7228 | 0.26689 | 4 | 0.98972
14450 | 17 | 1 | 365 | 19.3 | 0.30218 | 19 | 0.60221
17704 | 2.205 | 1 | 365 | 2.5033 | 0.56214 | 3 | 0.065463
18693 | 5.355 | 1 | 365 | 6.0795 | 0.36519 | 6 | 0.4447
15615 | 7.14 | 1 | 365 | 8.106 | 0.48692 | 8 | 0.59293
18095 | 6.76 | 1 | 365 | 7.6746 | 0.18369 | 7 | 0.85829
16225 | 5.2 | 1 | 365 | 5.9035 | 0.83361 | 6 | 0.73715
17421 | 4.68 | 1 | 365 | 5.3132 | 0.050247 | 5 | 0.36343
18292 | 16.12 | 1 | 365 | 18.301 | 0.28418 | 18 | 0.58516
12975 | 4.845 | 1 | 365 | 5.5005 | 0.61612 | 6 | 0.11663
14017 | 4.59 | 1 | 365 | 5.211 | 0.74159 | 5 | 0.9526
15836 | 3.825 | 1 | 365 | 4.3425 | 0.11799 | 4 | 0.4605
13839 | 8.67 | 1 | 365 | 9.843 | 0.73411 | 10 | 0.57713
17556 | 4.59 | 1 | 365 | 5.211 | 0.74159 | 5 | 0.9526
18691 | 4.59 | 1 | 365 | 5.211 | 0.74159 | 5 | 0.9526
15771 | 6 | 1 | 365 | 6.8118 | 0.57724 | 7 | 0.38902
19443 | 5.74 | 1 | 365 | 6.5166 | 0.68556 | 7 | 0.20216
18583 | 3.38 | 1 | 365 | 3.8373 | 0.59185 | 4 | 0.42915
19449 | 6.725 | 1 | 365 | 7.6349 | 0.063657 | 7 | 0.69852
17697 | 9.36 | 1 | 365 | 10.6264 | 0.10049 | 10 | 0.72686
14332 | 5.1 | 1 | 365 | 5.79 | 0.49065 | 6 | 0.28066
18140 | 3.825 | 1 | 365 | 4.3425 | 0.11799 | 4 | 0.4605
16494 | 8.16 | 1 | 365 | 9.264 | 0.98505 | 10 | 0.24906
18464 | 6.885 | 1 | 365 | 7.8165 | 0.61238 | 8 | 0.4289
15161 | 6.885 | 1 | 365 | 7.8165 | 0.61238 | 8 | 0.4289
17867 | 5.865 | 1 | 365 | 6.6585 | 0.11425 | 6 | 0.77276
17654 | 6.885 | 1 | 365 | 7.8165 | 0.61238 | 8 | 0.4289
17644 | 8.415 | 1 | 365 | 9.5535 | 0.85958 | 10 | 0.41309
19415 | 8.415 | 1 | 365 | 9.5535 | 0.85958 | 10 | 0.41309
16377 | 10.71 | 1 | 365 | 12.159 | 0.73037 | 12 | 0.88939
13382 | 4.08 | 1 | 365 | 4.632 | 0.99252 | 5 | 0.62453
12885 | 7.14 | 1 | 365 | 8.106 | 0.48692 | 8 | 0.59293
17513 | 4.335 | 1 | 365 | 4.9215 | 0.86706 | 5 | 0.78856
16850 | 7.14 | 1 | 365 | 8.106 | 0.48692 | 8 | 0.59293
19583 | 5.2 | 1 | 365 | 5.9035 | 0.83361 | 6 | 0.73715
13494 | 3.825 | 1 | 365 | 4.3425 | 0.11799 | 4 | 0.4605
17322 | 2.04 | 1 | 365 | 2.316 | 0.99626 | 3 | 0.31227
19508 | 13.72 | 1 | 365 | 15.5763 | 0.053289 | 15 | 0.62955
19589 | 9.35 | 1 | 365 | 10.615 | 0.066199 | 10 | 0.68122
15789 | 10.965 | 1 | 365 | 12.4485 | 0.60491 | 13 | 0.053427
18992 | 3.64 | 1 | 365 | 4.1325 | 0.48353 | 4 | 0.616
19580 | 4.76 | 1 | 365 | 5.404 | 0.32461 | 5 | 0.72862
19618 | 6.72 | 1 | 365 | 7.6292 | 0.046509 | 7 | 0.6757
18988 | 6.76 | 1 | 365 | 7.6746 | 0.18369 | 7 | 0.85829
19623 | 13.26 | 1 | 365 | 15.054 | 0.4757 | 15 | 0.52973
19644 | 12.753 | 1 | 365 | 14.4784 | 0.73692 | 15 | 0.21535
17721 | 11.985 | 1 | 365 | 13.6065 | 0.10304 | 13 | 0.70956
19465 | 3.825 | 1 | 365 | 4.3425 | 0.11799 | 4 | 0.4605
19646 | 5 | 1 | 365 | 5.6765 | 0.1477 | 5 | 0.82418
19468 | 7.395 | 1 | 365 | 8.3955 | 0.36145 | 8 | 0.75696
19477 | 5.72 | 1 | 365 | 6.4939 | 0.61697 | 7 | 0.11086
18985 | 7.28 | 1 | 365 | 8.265 | 0.96705 | 9 | 0.23201
18984 | 5.61 | 1 | 365 | 6.369 | 0.23972 | 6 | 0.60873
19460 | 4.08 | 1 | 365 | 4.632 | 0.99252 | 5 | 0.62453
19464 | 7.28 | 1 | 365 | 8.265 | 0.96705 | 9 | 0.23201
18987 | 6.885 | 1 | 365 | 7.8165 | 0.61238 | 8 | 0.4289
19694 | 8.4 | 1 | 365 | 9.5365 | 0.80814 | 10 | 0.34462
18982 | 5.5 | 1 | 365 | 6.2441 | 0.86247 | 7 | 0.1066
19546 | 3.64 | 1 | 365 | 4.1325 | 0.48353 | 4 | 0.616
18989 | 3.9 | 1 | 365 | 4.4277 | 0.37521 | 4 | 0.80286
19549 | 7.65 | 1 | 365 | 8.685 | 0.23598 | 8 | 0.921
19551 | 4.16 | 1 | 365 | 4.7228 | 0.26689 | 4 | 0.98972
18980 | 5.61 | 1 | 365 | 6.369 | 0.23972 | 6 | 0.60873
19698 | 13.42 | 1 | 365 | 15.2357 | 0.024427 | 15 | 0.2601
18977 | 5 | 1 | 365 | 5.6765 | 0.1477 | 5 | 0.82418
19863 | 6.885 | 1 | 365 | 7.8165 | 0.61238 | 8 | 0.4289
20712 | 7.65 | 1 | 365 | 8.685 | 0.23598 | 8 | 0.921
19673 | 3.64 | 1 | 365 | 4.1325 | 0.48353 | 4 | 0.616
15919 | 11.25 | 1 | 365 | 12.7721 | 0.58232 | 13 | 0.3544
20708 | 14.82 | 1 | 365 | 16.8251 | 0.82578 | 17 | 0.65087
20709 | 8.55 | 1 | 365 | 9.7068 | 0.32257 | 10 | 0.029348
20262 | 10.215 | 1 | 365 | 11.597 | 0.032751 | 11 | 0.6298
19674 | 4.42 | 1 | 365 | 5.018 | 0.15857 | 5 | 0.17658
20706 | 5.7 | 1 | 365 | 6.4712 | 0.54838 | 7 | 0.019565
20303 | 95.7 | 0.9 | 365 | 97.783 | 0.38628 | 98 | 0.16932
19731 | 7.5 | 1 | 365 | 8.5147 | 0.72155 | 9 | 0.23627
20263 | 6.725 | 1 | 365 | 7.6349 | 0.063657 | 7 | 0.69852
20360 | 3.12 | 1 | 365 | 3.5421 | 0.70016 | 4 | 0.24229
20272 | 5.98 | 1 | 365 | 6.7891 | 0.50865 | 7 | 0.29772
20522 | 7.84 | 1 | 365 | 8.9007 | 0.88759 | 9 | 0.78831
20276 | 5.215 | 1 | 365 | 5.9206 | 0.88505 | 6 | 0.80562
20244 | 6.72 | 1 | 365 | 7.6292 | 0.046509 | 7 | 0.6757
20333 | 7 | 1 | 365 | 7.9471 | 0.00678 | 7 | 0.95385
20086 | 10.4 | 1 | 365 | 11.8071 | 0.66722 | 12 | 0.47429
20584 | 6 | 1 | 365 | 6.8118 | 0.57724 | 7 | 0.38902
20331 | 7.14 | 1 | 365 | 8.106 | 0.48692 | 8 | 0.59293
20188 | 5.04 | 1 | 365 | 5.7219 | 0.28488 | 6 | 0.0067734
16664 | 6.885 | 1 | 365 | 7.8165 | 0.61238 | 8 | 0.4289
20059 | 3.5 | 1 | 365 | 3.9735 | 0.00339 | 3 | 0.97693
20281 | 4.725 | 1 | 365 | 5.3643 | 0.20458 | 5 | 0.56885
20334 | 4.845 | 1 | 365 | 5.5005 | 0.61612 | 6 | 0.11663
14905 | 6.885 | 1 | 365 | 7.8165 | 0.61238 | 8 | 0.4289
20249 | 14.3 | 1 | 365 | 16.2347 | 0.042422 | 16 | 0.27715
20058 | 8.5 | 1 | 365 | 9.65 | 0.15109 | 9 | 0.80111
20054 | 4.25 | 1 | 365 | 4.825 | 0.57554 | 5 | 0.40055
20290 | 3.47 | 1 | 365 | 3.9395 | 0.9005 | 4 | 0.83998
19730 | 8.1 | 1 | 365 | 9.1959 | 0.77927 | 9 | 0.97517
20335 | 6.76 | 1 | 365 | 7.6746 | 0.18369 | 7 | 0.85829
19872 | 4.42 | 1 | 365 | 5.018 | 0.15857 | 5 | 0.17658
19882 | 5.145 | 1 | 365 | 5.8411 | 0.64498 | 6 | 0.48608
20299 | 11.22 | 1 | 365 | 12.738 | 0.47944 | 13 | 0.21746
20250 | 10.725 | 1 | 365 | 12.176 | 0.78182 | 12 | 0.95787
19714 | 4.4 | 1 | 365 | 4.9953 | 0.089976 | 5 | 0.085278
20340 | 3.9 | 1 | 365 | 4.4277 | 0.37521 | 4 | 0.80286
19886 | 4.16 | 1 | 365 | 4.7228 | 0.26689 | 4 | 0.98972
20337 | 5.865 | 1 | 365 | 6.6585 | 0.11425 | 6 | 0.77276
19517 | 3.9 | 1 | 365 | 4.4277 | 0.37521 | 4 | 0.80286
20327 | 8.67 | 1 | 365 | 9.843 | 0.73411 | 10 | 0.57713
20341 | 10.4 | 1 | 365 | 11.8071 | 0.66722 | 12 | 0.47429
19897 | 6.885 | 1 | 365 | 7.8165 | 0.61238 | 8 | 0.4289
19935 | 3.64 | 1 | 365 | 4.1325 | 0.48353 | 4 | 0.616
19944 | 3.57 | 1 | 365 | 4.053 | 0.24346 | 4 | 0.29646
19984 | 7.65 | 1 | 365 | 8.685 | 0.23598 | 8 | 0.921
20342 | 7.14 | 1 | 365 | 8.106 | 0.48692 | 8 | 0.59293
20370 | 15.95 | 1 | 365 | 18.108 | 0.70116 | 18 | 0.80913
20018 | 5.61 | 1 | 365 | 6.369 | 0.23972 | 6 | 0.60873
20376 | 3.57 | 1 | 365 | 4.053 | 0.24346 | 4 | 0.29646
19629 | 7.65 | 1 | 365 | 8.685 | 0.23598 | 8 | 0.921
20025 | 9.945 | 1 | 365 | 11.2905 | 0.10678 | 11 | 0.39729
19927 | 8.32 | 1 | 365 | 9.4457 | 0.53377 | 9 | 0.97944
19536 | 7.54 | 1 | 365 | 8.5601 | 0.85873 | 9 | 0.41886
16640 | 9.18 | 1 | 365 | 10.422 | 0.48318 | 10 | 0.90519
19949 | 5.355 | 1 | 365 | 6.0795 | 0.36519 | 6 | 0.4447
20715 | 5.4 | 1 | 365 | 6.1306 | 0.51952 | 6 | 0.65011
20491 | 3.75 | 1 | 365 | 4.2574 | 0.86078 | 5 | 0.11813
20737 | 14.28 | 1 | 365 | 16.212 | 0.97383 | 17 | 0.18586
18466 | 10 | 1 | 365 | 11.353 | 0.2954 | 11 | 0.64836
18460 | 10 | 1 | 365 | 11.353 | 0.2954 | 11 | 0.64836
18451 | 5.725 | 1 | 365 | 6.4996 | 0.63412 | 7 | 0.13369
16106 | 8.8 | 1 | 365 | 9.9906 | 0.17995 | 10 | 0.17056
18426 | 4.42 | 1 | 365 | 5.018 | 0.15857 | 5 | 0.17658
16526 | 62.48 | 0.9 | 365 | 63.84 | 0.84989 | 64 | 0.68986
18414 | 4.08 | 1 | 365 | 4.632 | 0.99252 | 5 | 0.62453
18418 | 5.98 | 1 | 365 | 6.7891 | 0.50865 | 7 | 0.29772
18824 | 7.28 | 1 | 365 | 8.265 | 0.96705 | 9 | 0.23201
18411 | 7.8 | 1 | 365 | 8.8553 | 0.75041 | 9 | 0.60572
18413 | 4.16 | 1 | 365 | 4.7228 | 0.26689 | 4 | 0.98972
18435 | 6 | 1 | 365 | 6.8118 | 0.57724 | 7 | 0.38902
17516 | 5.46 | 1 | 365 | 6.1987 | 0.72529 | 6 | 0.924
18406 | 6.76 | 1 | 365 | 7.6746 | 0.18369 | 7 | 0.85829
18410 | 6.24 | 1 | 365 | 7.0842 | 0.40033 | 7 | 0.48458
18398 | 2.86 | 1 | 365 | 3.2469 | 0.80848 | 4 | 0.055431
18401 | 5.13 | 1 | 365 | 5.8241 | 0.59354 | 6 | 0.41761
18405 | 4.68 | 1 | 365 | 5.3132 | 0.050247 | 5 | 0.36343
20738 | 10.45 | 1 | 365 | 11.8638 | 0.83869 | 12 | 0.70254
18397 | 14.56 | 1 | 365 | 16.5299 | 0.9341 | 17 | 0.46401
18545 | 8.84 | 1 | 365 | 10.036 | 0.31713 | 10 | 0.35315
18580 | 7.28 | 1 | 365 | 8.265 | 0.96705 | 9 | 0.23201
18582 | 10.14 | 1 | 365 | 11.5119 | 0.77554 | 12 | 0.28744
19544 | 6.5 | 1 | 365 | 7.3794 | 0.29201 | 7 | 0.67143
18542 | 7.28 | 1 | 365 | 8.265 | 0.96705 | 9 | 0.23201
20759 | 7.7 | 1 | 365 | 8.7418 | 0.40746 | 9 | 0.14924
18576 | 7.02 | 1 | 365 | 7.9698 | 0.075371 | 8 | 0.045149
20757 | 10.92 | 1 | 365 | 12.3974 | 0.45058 | 12 | 0.84801
18568 | 19.5 | 1 | 365 | 22.1383 | 0.87603 | 23 | 0.014302
18566 | 5.72 | 1 | 365 | 6.4939 | 0.61697 | 7 | 0.11086
20763 | 5.46 | 1 | 365 | 6.1987 | 0.72529 | 6 | 0.924
18590 | 7.8 | 1 | 365 | 8.8553 | 0.75041 | 9 | 0.60572
18603 | 12.48 | 1 | 365 | 14.1685 | 0.80066 | 14 | 0.96915
18538 | 3.12 | 1 | 365 | 3.5421 | 0.70016 | 4 | 0.24229
18604 | 3.12 | 1 | 365 | 3.5421 | 0.70016 | 4 | 0.24229
18534 | 9.88 | 1 | 365 | 11.2167 | 0.88386 | 12 | 0.10058
18532 | 5.355 | 1 | 365 | 6.0795 | 0.36519 | 6 | 0.4447
20760 | 6.885 | 1 | 365 | 7.8165 | 0.61238 | 8 | 0.4289
20764 | 8.06 | 1 | 365 | 9.1505 | 0.64209 | 9 | 0.79258
20783 | 7.54 | 1 | 365 | 8.5601 | 0.85873 | 9 | 0.41886
19545 | 5.98 | 1 | 365 | 6.7891 | 0.50865 | 7 | 0.29772
20805 | 14.58 | 1 | 365 | 16.5526 | 0.0026932 | 16 | 0.55531
19548 | 3.64 | 1 | 365 | 4.1325 | 0.48353 | 4 | 0.616
19682 | 3.12 | 1 | 365 | 3.5421 | 0.70016 | 4 | 0.24229
19686 | 9.62 | 1 | 365 | 10.9215 | 0.99217 | 11 | 0.91372
20830 | 6.12 | 1 | 365 | 6.948 | 0.98878 | 7 | 0.9368
20828 | 5.98 | 1 | 365 | 6.7891 | 0.50865 | 7 | 0.29772
20806 | 14.04 | 1 | 365 | 15.9396 | 0.15074 | 16 | 0.090297
20807 | 5.72 | 1 | 365 | 6.4939 | 0.61697 | 7 | 0.11086
20810 | 4.94 | 1 | 365 | 5.6084 | 0.94193 | 6 | 0.55029
20808 | 7.8 | 1 | 365 | 8.8553 | 0.75041 | 9 | 0.60572
20799 | 5.2 | 1 | 365 | 5.9035 | 0.83361 | 6 | 0.73715
20798 | 4.94 | 1 | 365 | 5.6084 | 0.94193 | 6 | 0.55029
19370 | 8.32 | 1 | 365 | 9.4457 | 0.53377 | 9 | 0.97944
19368 | 3.38 | 1 | 365 | 3.8373 | 0.59185 | 4 | 0.42915
20797 | 9.36 | 1 | 365 | 10.6264 | 0.10049 | 10 | 0.72686
19366 | 5.355 | 1 | 365 | 6.0795 | 0.36519 | 6 | 0.4447
19361 | 7.54 | 1 | 365 | 8.5601 | 0.85873 | 9 | 0.41886
19354 | 7.02 | 1 | 365 | 7.9698 | 0.075371 | 8 | 0.045149
20479 | 9.175 | 1 | 365 | 10.4163 | 0.46603 | 10 | 0.88237
20480 | 5.865 | 1 | 365 | 6.6585 | 0.11425 | 6 | 0.77276
20796 | 4.24 | 1 | 365 | 4.8137 | 0.54125 | 5 | 0.3549
20484 | 9.315 | 1 | 365 | 10.5753 | 0.94617 | 11 | 0.52145
20837 | 6.76 | 1 | 365 | 7.6746 | 0.18369 | 7 | 0.85829
20838 | 4.77 | 1 | 365 | 5.4154 | 0.35891 | 5 | 0.77427
20627 | 7.425 | 1 | 365 | 8.4296 | 0.46433 | 8 | 0.89391
20628 | 7.28 | 1 | 365 | 8.265 | 0.96705 | 9 | 0.23201
20629 | 6.84 | 1 | 365 | 7.7654 | 0.45805 | 8 | 0.22348
20630 | 7 | 1 | 365 | 7.9471 | 0.00678 | 7 | 0.95385
19356 | 8.58 | 1 | 365 | 9.7408 | 0.42545 | 10 | 0.16629
19352 | 7.02 | 1 | 365 | 7.9698 | 0.075371 | 8 | 0.045149
19351 | 5.72 | 1 | 365 | 6.4939 | 0.61697 | 7 | 0.11086
19350 | 11.96 | 1 | 365 | 13.5781 | 0.017298 | 13 | 0.59544
19349 | 5.72 | 1 | 365 | 6.4939 | 0.61697 | 7 | 0.11086
19348 | 5.98 | 1 | 365 | 6.7891 | 0.50865 | 7 | 0.29772
20687 | 6.875 | 1 | 365 | 7.8052 | 0.57809 | 8 | 0.38325
20688 | 6.72 | 1 | 365 | 7.6292 | 0.046509 | 7 | 0.6757
20691 | 5.4 | 1 | 365 | 6.1306 | 0.51952 | 6 | 0.65011
20692 | 9.156 | 1 | 365 | 10.3948 | 0.40087 | 10 | 0.79564
19346 | 8.84 | 1 | 365 | 10.036 | 0.31713 | 10 | 0.35315
20693 | 6.54 | 1 | 365 | 7.4248 | 0.42919 | 7 | 0.85403
20694 | 7.194 | 1 | 365 | 8.1673 | 0.67211 | 8 | 0.83943
20695 | 9.69 | 1 | 365 | 11.001 | 0.23224 | 11 | 0.23326
19347 | 6.5 | 1 | 365 | 7.3794 | 0.29201 | 7 | 0.67143
20696 | 13.77 | 1 | 365 | 15.633 | 0.22477 | 15 | 0.85779
20697 | 7.14 | 1 | 365 | 8.106 | 0.48692 | 8 | 0.59293
19343 | 5.3 | 1 | 365 | 6.0171 | 0.17656 | 6 | 0.19363
19342 | 8.58 | 1 | 365 | 9.7408 | 0.42545 | 10 | 0.16629
19340 | 2.34 | 1 | 365 | 2.6566 | 0.025124 | 2 | 0.68172
19338 | 9.62 | 1 | 365 | 10.9215 | 0.99217 | 11 | 0.91372
20701 | 6.63 | 1 | 365 | 7.527 | 0.73785 | 8 | 0.26486
20702 | 24.885 | 1 | 365 | 28.2518 | 0.3441 | 28 | 0.59594
19339 | 5.46 | 1 | 365 | 6.1987 | 0.72529 | 6 | 0.924
20704 | 12.495 | 1 | 365 | 14.1855 | 0.8521 | 15 | 0.037626
19336 | 11.96 | 1 | 365 | 13.5781 | 0.017298 | 13 | 0.59544
19333 | 10.14 | 1 | 365 | 11.5119 | 0.77554 | 12 | 0.28744
19332 | 8.32 | 1 | 365 | 9.4457 | 0.53377 | 9 | 0.97944
19327 | 4.16 | 1 | 365 | 4.7228 | 0.26689 | 4 | 0.98972
17979 | 5.355 | 1 | 365 | 6.0795 | 0.36519 | 6 | 0.4447
19323 | 8.84 | 1 | 365 | 10.036 | 0.31713 | 10 | 0.35315
18131 | 7.02 | 1 | 365 | 7.9698 | 0.075371 | 8 | 0.045149
20843 | 16.225 | 1 | 365 | 18.4202 | 0.64429 | 19 | 0.064464
19322 | 8.32 | 1 | 365 | 9.4457 | 0.53377 | 9 | 0.97944
19317 | 5.72 | 1 | 365 | 6.4939 | 0.61697 | 7 | 0.11086
768 | 282 | 1 | 365 | 320.1535 | 0.13028 | 320 | 0.28375
17595 | 9.62 | 1 | 365 | 10.9215 | 0.99217 | 11 | 0.91372
20840 | 4.5 | 1 | 365 | 5.1088 | 0.43293 | 5 | 0.54176
19321 | 7.14 | 1 | 365 | 8.106 | 0.48692 | 8 | 0.59293
18504 | 2.34 | 1 | 365 | 2.6566 | 0.025124 | 2 | 0.68172
18498 | 2.86 | 1 | 365 | 3.2469 | 0.80848 | 4 | 0.055431
18490 | 9.2 | 1 | 365 | 10.4447 | 0.55177 | 10 | 0.99649
18496 | 5.72 | 1 | 365 | 6.4939 | 0.61697 | 7 | 0.11086
20795 | 2.34 | 1 | 365 | 2.6566 | 0.025124 | 2 | 0.68172
18482 | 9.1 | 1 | 365 | 10.3312 | 0.20881 | 10 | 0.54001
19315 | 4.94 | 1 | 365 | 5.6084 | 0.94193 | 6 | 0.55029
18478 | 4.59 | 1 | 365 | 5.211 | 0.74159 | 5 | 0.9526
20791 | 5.98 | 1 | 365 | 6.7891 | 0.50865 | 7 | 0.29772
18468 | 10.66 | 1 | 365 | 12.1023 | 0.5589 | 12 | 0.66115
18461 | 3.12 | 1 | 365 | 3.5421 | 0.70016 | 4 | 0.24229
18462 | 8.64 | 1 | 365 | 9.809 | 0.63123 | 10 | 0.44018
20793 | 7.395 | 1 | 365 | 8.3955 | 0.36145 | 8 | 0.75696
18456 | 8.58 | 1 | 365 | 9.7408 | 0.42545 | 10 | 0.16629
18453 | 6.76 | 1 | 365 | 7.6746 | 0.18369 | 7 | 0.85829
18448 | 11.96 | 1 | 365 | 13.5781 | 0.017298 | 13 | 0.59544
20790 | 7.14 | 1 | 365 | 8.106 | 0.48692 | 8 | 0.59293
18450 | 10.14 | 1 | 365 | 11.5119 | 0.77554 | 12 | 0.28744
19314 | 3.9 | 1 | 365 | 4.4277 | 0.37521 | 4 | 0.80286
18446 | 3.9 | 1 | 365 | 4.4277 | 0.37521 | 4 | 0.80286
20775 | 2.915 | 1 | 365 | 3.3094 | 0.99711 | 4 | 0.3065
18711 | 3.12 | 1 | 365 | 3.5421 | 0.70016 | 4 | 0.24229
18717 | 4.42 | 1 | 365 | 5.018 | 0.15857 | 5 | 0.17658
20776 | 7.14 | 1 | 365 | 8.106 | 0.48692 | 8 | 0.59293
18708 | 13.52 | 1 | 365 | 15.3492 | 0.36738 | 15 | 0.71658
19311 | 7.8 | 1 | 365 | 8.8553 | 0.75041 | 9 | 0.60572
17247 | 6.12 | 1 | 365 | 6.948 | 0.98878 | 7 | 0.9368
17254 | 10.92 | 1 | 365 | 12.3974 | 0.45058 | 12 | 0.84801
20771 | 2.295 | 1 | 365 | 2.6055 | 0.87079 | 3 | 0.4763
17255 | 7.395 | 1 | 365 | 8.3955 | 0.36145 | 8 | 0.75696
20772 | 2.6 | 1 | 365 | 2.9518 | 0.9168 | 3 | 0.86857
17249 | 14.025 | 1 | 365 | 15.9225 | 0.099299 | 16 | 0.021825
20769 | 7.8 | 1 | 365 | 8.8553 | 0.75041 | 9 | 0.60572
17250 | 8.84 | 1 | 365 | 10.036 | 0.31713 | 10 | 0.35315
17252 | 11.22 | 1 | 365 | 12.738 | 0.47944 | 13 | 0.21746
19309 | 3.315 | 1 | 365 | 3.7635 | 0.36893 | 4 | 0.13243
19868 | 8.96 | 1 | 365 | 10.1723 | 0.72868 | 10 | 0.90093
19259 | 3.92 | 1 | 365 | 4.4504 | 0.4438 | 4 | 0.89416
20768 | 7.75 | 1 | 365 | 8.7985 | 0.57893 | 9 | 0.37748
20074 | 6.16 | 1 | 365 | 6.9934 | 0.12597 | 7 | 0.11939
19026 | 5.2 | 1 | 365 | 5.9035 | 0.83361 | 6 | 0.73715
20075 | 7.848 | 1 | 365 | 8.9098 | 0.91503 | 9 | 0.82483
18971 | 6.63 | 1 | 365 | 7.527 | 0.73785 | 8 | 0.26486
20079 | 6.75 | 1 | 365 | 7.6632 | 0.1494 | 7 | 0.81264
13968 | 5 | 1 | 365 | 5.6765 | 0.1477 | 5 | 0.82418
20731 | 11.96 | 1 | 365 | 13.5781 | 0.017298 | 13 | 0.59544
20190 | 7.65 | 1 | 365 | 8.685 | 0.23598 | 8 | 0.921
20742 | 3.12 | 1 | 365 | 3.5421 | 0.70016 | 4 | 0.24229
20258 | 8.91 | 1 | 365 | 10.1155 | 0.5572 | 10 | 0.67269
19590 | 6.16 | 1 | 365 | 6.9934 | 0.12597 | 7 | 0.11939
18973 | 5.98 | 1 | 365 | 6.7891 | 0.50865 | 7 | 0.29772
18948 | 8.06 | 1 | 365 | 9.1505 | 0.64209 | 9 | 0.79258
18957 | 6.76 | 1 | 365 | 7.6746 | 0.18369 | 7 | 0.85829
18958 | 4.68 | 1 | 365 | 5.3132 | 0.050247 | 5 | 0.36343
18959 | 3.9 | 1 | 365 | 4.4277 | 0.37521 | 4 | 0.80286
20743 | 4.68 | 1 | 365 | 5.3132 | 0.050247 | 5 | 0.36343
18960 | 7.54 | 1 | 365 | 8.5601 | 0.85873 | 9 | 0.41886
20415 | 5.72 | 1 | 365 | 6.4939 | 0.61697 | 7 | 0.11086
20741 | 2.6 | 1 | 365 | 2.9518 | 0.9168 | 3 | 0.86857
20413 | 8.06 | 1 | 365 | 9.1505 | 0.64209 | 9 | 0.79258
20402 | 7.02 | 1 | 365 | 7.9698 | 0.075371 | 8 | 0.045149
20735 | 2.86 | 1 | 365 | 3.2469 | 0.80848 | 4 | 0.055431
20404 | 5.46 | 1 | 365 | 6.1987 | 0.72529 | 6 | 0.924
20736 | 9.36 | 1 | 365 | 10.6264 | 0.10049 | 10 | 0.72686
20724 | 5.98 | 1 | 365 | 6.7891 | 0.50865 | 7 | 0.29772
19797 | 9.88 | 1 | 365 | 11.2167 | 0.88386 | 12 | 0.10058
19810 | 2.6 | 1 | 365 | 2.9518 | 0.9168 | 3 | 0.86857
20615 | 5.2 | 1 | 365 | 5.9035 | 0.83361 | 6 | 0.73715
19832 | 13.26 | 1 | 365 | 15.054 | 0.4757 | 15 | 0.52973
20683 | 5.98 | 1 | 365 | 6.7891 | 0.50865 | 7 | 0.29772
20682 | 4.845 | 1 | 365 | 5.5005 | 0.61612 | 6 | 0.11663
20679 | 8.58 | 1 | 365 | 9.7408 | 0.42545 | 10 | 0.16629
20675 | 10.2 | 1 | 365 | 11.58 | 0.98131 | 12 | 0.56133
20674 | 3.9 | 1 | 365 | 4.4277 | 0.37521 | 4 | 0.80286
19826 | 8 | 1 | 365 | 9.0824 | 0.43632 | 9 | 0.51869
19845 | 3.12 | 1 | 365 | 3.5421 | 0.70016 | 4 | 0.24229
19794 | 4.16 | 1 | 365 | 4.7228 | 0.26689 | 4 | 0.98972
19860 | 4.94 | 1 | 365 | 5.6084 | 0.94193 | 6 | 0.55029
17748 | 6 | 1 | 365 | 6.8118 | 0.57724 | 7 | 0.38902
17778 | 6 | 1 | 365 | 6.8118 | 0.57724 | 7 | 0.38902
17782 | 6 | 1 | 365 | 6.8118 | 0.57724 | 7 | 0.38902
15133 | 5.61 | 1 | 365 | 6.369 | 0.23972 | 6 | 0.60873
17785 | 4.8 | 1 | 365 | 5.4494 | 0.46179 | 5 | 0.91121
15773 | 4.16 | 1 | 365 | 4.7228 | 0.26689 | 4 | 0.98972
17788 | 4.2 | 1 | 365 | 4.7682 | 0.40407 | 5 | 0.17231
17853 | 5.4 | 1 | 365 | 6.1306 | 0.51952 | 6 | 0.65011
19004 | 6 | 1 | 365 | 6.8118 | 0.57724 | 7 | 0.38902
20821 | 8.375 | 1 | 365 | 9.5081 | 0.7224 | 10 | 0.2305
20823 | 3.315 | 1 | 365 | 3.7635 | 0.36893 | 4 | 0.13243
20819 | 7.395 | 1 | 365 | 8.3955 | 0.36145 | 8 | 0.75696
20815 | 5.415 | 1 | 365 | 6.1476 | 0.57096 | 6 | 0.71859
20755 | 8.25 | 1 | 365 | 9.3662 | 0.29371 | 9 | 0.6599
20752 | 9.516 | 1 | 365 | 10.8035 | 0.6355 | 11 | 0.43898
20713 | 7.848 | 1 | 365 | 8.9098 | 0.91503 | 9 | 0.82483
20824 | 11.44 | 1 | 365 | 12.9878 | 0.23394 | 13 | 0.22172
20825 | 9.9 | 1 | 365 | 11.2394 | 0.95245 | 12 | 0.19188
20191 | 7.56 | 1 | 365 | 8.5828 | 0.92732 | 9 | 0.51016
20055 | 9 | 1 | 365 | 10.2177 | 0.86586 | 11 | 0.083524
20116 | 4.42 | 1 | 365 | 5.018 | 0.15857 | 5 | 0.17658
17486 | 2.86 | 1 | 365 | 3.2469 | 0.80848 | 4 | 0.055431
17487 | 5.1 | 1 | 365 | 5.79 | 0.49065 | 6 | 0.28066
17502 | 4.335 | 1 | 365 | 4.9215 | 0.86706 | 5 | 0.78856
20777 | 2.34 | 1 | 365 | 2.6566 | 0.025124 | 2 | 0.68172
20780 | 9.1 | 1 | 365 | 10.3312 | 0.20881 | 10 | 0.54001
20782 | 7.8 | 1 | 365 | 8.8553 | 0.75041 | 9 | 0.60572
17999 | 4.16 | 1 | 365 | 4.7228 | 0.26689 | 4 | 0.98972
17997 | 6.375 | 1 | 365 | 7.2375 | 0.86332 | 8 | 0.10083
17998 | 3.9 | 1 | 365 | 4.4277 | 0.37521 | 4 | 0.80286
17996 | 8.16 | 1 | 365 | 9.264 | 0.98505 | 10 | 0.24906
17993 | 10.965 | 1 | 365 | 12.4485 | 0.60491 | 13 | 0.053427
17990 | 7.28 | 1 | 365 | 8.265 | 0.96705 | 9 | 0.23201
17991 | 6.76 | 1 | 365 | 7.6746 | 0.18369 | 7 | 0.85829
17994 | 8.67 | 1 | 365 | 9.843 | 0.73411 | 10 | 0.57713
17980 | 5.98 | 1 | 365 | 6.7891 | 0.50865 | 7 | 0.29772
17987 | 4.94 | 1 | 365 | 5.6084 | 0.94193 | 6 | 0.55029
17957 | 3.12 | 1 | 365 | 3.5421 | 0.70016 | 4 | 0.24229
17973 | 3.64 | 1 | 365 | 4.1325 | 0.48353 | 4 | 0.616
17954 | 8.06 | 1 | 365 | 9.1505 | 0.64209 | 9 | 0.79258
17955 | 4.68 | 1 | 365 | 5.3132 | 0.050247 | 5 | 0.36343
17946 | 7.54 | 1 | 365 | 8.5601 | 0.85873 | 9 | 0.41886
17952 | 9.36 | 1 | 365 | 10.6264 | 0.10049 | 10 | 0.72686
17942 | 10.71 | 1 | 365 | 12.159 | 0.73037 | 12 | 0.88939
17944 | 10.14 | 1 | 365 | 11.5119 | 0.77554 | 12 | 0.28744
17939 | 13 | 1 | 365 | 14.7588 | 0.58402 | 15 | 0.34287
17941 | 6.5 | 1 | 365 | 7.3794 | 0.29201 | 7 | 0.67143
17935 | 3.9 | 1 | 365 | 4.4277 | 0.37521 | 4 | 0.80286
17937 | 2.6 | 1 | 365 | 2.9518 | 0.9168 | 3 | 0.86857
17933 | 2.6 | 1 | 365 | 2.9518 | 0.9168 | 3 | 0.86857
17934 | 7.54 | 1 | 365 | 8.5601 | 0.85873 | 9 | 0.41886
17928 | 7.28 | 1 | 365 | 8.265 | 0.96705 | 9 | 0.23201
17923 | 8.925 | 1 | 365 | 10.1325 | 0.60864 | 10 | 0.74116
18301 | 12.48 | 1 | 365 | 14.1685 | 0.80066 | 14 | 0.96915
18279 | 5.72 | 1 | 365 | 6.4939 | 0.61697 | 7 | 0.11086
18283 | 6.5 | 1 | 365 | 7.3794 | 0.29201 | 7 | 0.67143
18436 | 4.68 | 1 | 365 | 5.3132 | 0.050247 | 5 | 0.36343
18438 | 4.68 | 1 | 365 | 5.3132 | 0.050247 | 5 | 0.36343
18382 | 4.94 | 1 | 365 | 5.6084 | 0.94193 | 6 | 0.55029
18428 | 4.68 | 1 | 365 | 5.3132 | 0.050247 | 5 | 0.36343
18376 | 9.43 | 1 | 365 | 10.7058 | 0.34056 | 11 | 0.046403
18341 | 6.885 | 1 | 365 | 7.8165 | 0.61238 | 8 | 0.4289
18370 | 6.5 | 1 | 365 | 7.3794 | 0.29201 | 7 | 0.67143
18338 | 13.26 | 1 | 365 | 15.054 | 0.4757 | 15 | 0.52973
18427 | 5.2 | 1 | 365 | 5.9035 | 0.83361 | 6 | 0.73715
13999 | 5.61 | 1 | 365 | 6.369 | 0.23972 | 6 | 0.60873
14497 | 6.63 | 1 | 365 | 7.527 | 0.73785 | 8 | 0.26486
15041 | 2.805 | 1 | 365 | 3.1845 | 0.61986 | 3 | 0.80436
19453 | 8 | 1 | 365 | 9.0824 | 0.43632 | 9 | 0.51869
19752 | 5.46 | 1 | 365 | 6.1987 | 0.72529 | 6 | 0.924
18967 | 9.435 | 1 | 365 | 10.7115 | 0.35771 | 11 | 0.069228
19695 | 12 | 1 | 365 | 13.6236 | 0.15448 | 13 | 0.77803
14293 | 14.28 | 1 | 365 | 16.212 | 0.97383 | 17 | 0.18586
17965 | 9 | 1 | 365 | 10.2177 | 0.86586 | 11 | 0.083524
19165 | 8.215 | 1 | 365 | 9.3265 | 0.17367 | 9 | 0.50013
18968 | 6.5 | 1 | 365 | 7.3794 | 0.29201 | 7 | 0.67143
17363 | 9.945 | 1 | 365 | 11.2905 | 0.10678 | 11 | 0.39729
18685 | 3.64 | 1 | 365 | 4.1325 | 0.48353 | 4 | 0.616
18965 | 6.12 | 1 | 365 | 6.948 | 0.98878 | 7 | 0.9368
17571 | 11.22 | 1 | 365 | 12.738 | 0.47944 | 13 | 0.21746
18875 | 4.335 | 1 | 365 | 4.9215 | 0.86706 | 5 | 0.78856
18890 | 13.52 | 1 | 365 | 15.3492 | 0.36738 | 15 | 0.71658
18964 | 7.28 | 1 | 365 | 8.265 | 0.96705 | 9 | 0.23201
18647 | 9.81 | 1 | 365 | 11.1373 | 0.64379 | 11 | 0.78104
19756 | 5.1 | 1 | 365 | 5.79 | 0.49065 | 6 | 0.28066
20781 | 9.388 | 1 | 365 | 10.6582 | 0.19652 | 10 | 0.85468
17615 | 11.7 | 1 | 365 | 13.283 | 0.12562 | 13 | 0.40858
17630 | 5.865 | 1 | 365 | 6.6585 | 0.11425 | 6 | 0.77276
17692 | 7.28 | 1 | 365 | 8.265 | 0.96705 | 9 | 0.23201
17701 | 5.98 | 1 | 365 | 6.7891 | 0.50865 | 7 | 0.29772
20773 | 5.5 | 1 | 365 | 6.2441 | 0.86247 | 7 | 0.1066
18388 | 3.12 | 1 | 365 | 3.5421 | 0.70016 | 4 | 0.24229
19509 | 14.04 | 1 | 365 | 15.9396 | 0.15074 | 16 | 0.090297
19912 | 8.32 | 1 | 365 | 9.4457 | 0.53377 | 9 | 0.97944
19914 | 3.57 | 1 | 365 | 4.053 | 0.24346 | 4 | 0.29646
15160 | 6.63 | 1 | 365 | 7.527 | 0.73785 | 8 | 0.26486
15164 | 4.335 | 1 | 365 | 4.9215 | 0.86706 | 5 | 0.78856
15749 | 2.805 | 1 | 365 | 3.1845 | 0.61986 | 3 | 0.80436
15856 | 4.335 | 1 | 365 | 4.9215 | 0.86706 | 5 | 0.78856
20279 | 5 | 1 | 365 | 5.6765 | 0.1477 | 5 | 0.82418
20295 | 2.805 | 1 | 365 | 3.1845 | 0.61986 | 3 | 0.80436
20354 | 6.885 | 1 | 365 | 7.8165 | 0.61238 | 8 | 0.4289
19915 | 16.32 | 1 | 365 | 18.528 | 0.97009 | 19 | 0.49812
20362 | 8.32 | 1 | 365 | 9.4457 | 0.53377 | 9 | 0.97944
20388 | 3.12 | 1 | 365 | 3.5421 | 0.70016 | 4 | 0.24229
19956 | 13.26 | 1 | 365 | 15.054 | 0.4757 | 15 | 0.52973
20391 | 4.16 | 1 | 365 | 4.7228 | 0.26689 | 4 | 0.98972
19970 | 6.12 | 1 | 365 | 6.948 | 0.98878 | 7 | 0.9368
20410 | 2.08 | 1 | 365 | 2.3614 | 0.13344 | 2 | 0.49486
19727 | 14.025 | 1 | 365 | 15.9225 | 0.099299 | 16 | 0.021825
19732 | 6.75 | 1 | 365 | 7.6632 | 0.1494 | 7 | 0.81264
18961 | 7.28 | 1 | 365 | 8.265 | 0.96705 | 9 | 0.23201
18848 | 6.5 | 1 | 365 | 7.3794 | 0.29201 | 7 | 0.67143
19717 | 5.52 | 1 | 365 | 6.2668 | 0.93106 | 7 | 0.19789
19774 | 10.2 | 1 | 365 | 11.58 | 0.98131 | 12 | 0.56133
18935 | 2.08 | 1 | 365 | 2.3614 | 0.13344 | 2 | 0.49486
19741 | 7.14 | 1 | 365 | 8.106 | 0.48692 | 8 | 0.59293
19762 | 5.4 | 1 | 365 | 6.1306 | 0.51952 | 6 | 0.65011
18929 | 8.58 | 1 | 365 | 9.7408 | 0.42545 | 10 | 0.16629
19691 | 8.4 | 1 | 365 | 9.5365 | 0.80814 | 10 | 0.34462
18926 | 13.005 | 1 | 365 | 14.7645 | 0.60117 | 15 | 0.36569
18946 | 3.38 | 1 | 365 | 3.8373 | 0.59185 | 4 | 0.42915
18944 | 4.16 | 1 | 365 | 4.7228 | 0.26689 | 4 | 0.98972
19865 | 9.12 | 1 | 365 | 10.3539 | 0.2774 | 10 | 0.6313
18933 | 5.2 | 1 | 365 | 5.9035 | 0.83361 | 6 | 0.73715
18941 | 4.08 | 1 | 365 | 4.632 | 0.99252 | 5 | 0.62453
18927 | 5.98 | 1 | 365 | 6.7891 | 0.50865 | 7 | 0.29772
18956 | 4.16 | 1 | 365 | 4.7228 | 0.26689 | 4 | 0.98972
18930 | 6.12 | 1 | 365 | 6.948 | 0.98878 | 7 | 0.9368
19801 | 5.72 | 1 | 365 | 6.4939 | 0.61697 | 7 | 0.11086
19266 | 3.36 | 1 | 365 | 3.8146 | 0.52325 | 4 | 0.33785
19747 | 4.845 | 1 | 365 | 5.5005 | 0.61612 | 6 | 0.11663
15043 | 3.825 | 1 | 365 | 4.3425 | 0.11799 | 4 | 0.4605
20374 | 5.25 | 1 | 365 | 5.9603 | 0.005085 | 5 | 0.96539
18620 | 13.005 | 1 | 365 | 14.7645 | 0.60117 | 15 | 0.36569
19455 | 3.64 | 1 | 365 | 4.1325 | 0.48353 | 4 | 0.616
19461 | 8.84 | 1 | 365 | 10.036 | 0.31713 | 10 | 0.35315
19467 | 5.72 | 1 | 365 | 6.4939 | 0.61697 | 7 | 0.11086
19484 | 5.98 | 1 | 365 | 6.7891 | 0.50865 | 7 | 0.29772
19490 | 3.12 | 1 | 365 | 3.5421 | 0.70016 | 4 | 0.24229
20080 | 12.74 | 1 | 365 | 14.4637 | 0.69234 | 15 | 0.15601
19513 | 4.42 | 1 | 365 | 5.018 | 0.15857 | 5 | 0.17658
20085 | 6.63 | 1 | 365 | 7.527 | 0.73785 | 8 | 0.26486
20703 | 6.12 | 1 | 365 | 6.948 | 0.98878 | 7 | 0.9368
20541 | 11.22 | 1 | 365 | 12.738 | 0.47944 | 13 | 0.21746
20297 | 8.32 | 1 | 365 | 9.4457 | 0.53377 | 9 | 0.97944
20476 | 6.63 | 1 | 365 | 7.527 | 0.73785 | 8 | 0.26486
20624 | 8.415 | 1 | 365 | 9.5535 | 0.85958 | 10 | 0.41309
20294 | 11.44 | 1 | 365 | 12.9878 | 0.23394 | 13 | 0.22172
19268 | 8.58 | 1 | 365 | 9.7408 | 0.42545 | 10 | 0.16629
20291 | 7.54 | 1 | 365 | 8.5601 | 0.85873 | 9 | 0.41886
19265 | 5.72 | 1 | 365 | 6.4939 | 0.61697 | 7 | 0.11086
20284 | 8.84 | 1 | 365 | 10.036 | 0.31713 | 10 | 0.35315
20287 | 11.7 | 1 | 365 | 13.283 | 0.12562 | 13 | 0.40858
19270 | 6.24 | 1 | 365 | 7.0842 | 0.40033 | 7 | 0.48458
20543 | 5.775 | 1 | 365 | 6.5563 | 0.80559 | 7 | 0.36193
20280 | 10.66 | 1 | 365 | 12.1023 | 0.5589 | 12 | 0.66115
19256 | 9.69 | 1 | 365 | 11.001 | 0.23224 | 11 | 0.23326
19254 | 6.76 | 1 | 365 | 7.6746 | 0.18369 | 7 | 0.85829
20336 | 7.65 | 1 | 365 | 8.685 | 0.23598 | 8 | 0.921
20261 | 10.215 | 1 | 365 | 11.597 | 0.032751 | 11 | 0.6298
19267 | 4.42 | 1 | 365 | 5.018 | 0.15857 | 5 | 0.17658
20531 | 7.905 | 1 | 365 | 8.9745 | 0.11051 | 9 | 0.085029
20555 | 6.96 | 1 | 365 | 7.9017 | 0.8696 | 8 | 0.77126
20533 | 7.395 | 1 | 365 | 8.3955 | 0.36145 | 8 | 0.75696
20536 | 3.57 | 1 | 365 | 4.053 | 0.24346 | 4 | 0.29646
18782 | 19.8 | 1 | 365 | 22.4789 | 0.90489 | 23 | 0.38375
19253 | 7.02 | 1 | 365 | 7.9698 | 0.075371 | 8 | 0.045149
19382 | 54.34 | 0.9 | 365 | 55.5228 | 0.72508 | 56 | 0.24787
17526 | 10.66 | 1 | 365 | 12.1023 | 0.5589 | 12 | 0.66115
19251 | 4.845 | 1 | 365 | 5.5005 | 0.61612 | 6 | 0.11663
14569 | 2.805 | 1 | 365 | 3.1845 | 0.61986 | 3 | 0.80436
20282 | 6.63 | 1 | 365 | 7.527 | 0.73785 | 8 | 0.26486
15909 | 3.57 | 1 | 365 | 4.053 | 0.24346 | 4 | 0.29646
20277 | 5.98 | 1 | 365 | 6.7891 | 0.50865 | 7 | 0.29772
15798 | 11.7 | 1 | 365 | 13.283 | 0.12562 | 13 | 0.40858
16614 | 9.18 | 1 | 365 | 10.422 | 0.48318 | 10 | 0.90519
19278 | 10.4 | 1 | 365 | 11.8071 | 0.66722 | 12 | 0.47429
17771 | 4.94 | 1 | 365 | 5.6084 | 0.94193 | 6 | 0.55029
20273 | 4.68 | 1 | 365 | 5.3132 | 0.050247 | 5 | 0.36343
20472 | 5.355 | 1 | 365 | 6.0795 | 0.36519 | 6 | 0.4447
20275 | 3.51 | 1 | 365 | 3.9849 | 0.037685 | 4 | 0.022574
19285 | 7.8 | 1 | 365 | 8.8553 | 0.75041 | 9 | 0.60572
20271 | 6.24 | 1 | 365 | 7.0842 | 0.40033 | 7 | 0.48458
20471 | 6.24 | 1 | 365 | 7.0842 | 0.40033 | 7 | 0.48458
19289 | 11.44 | 1 | 365 | 12.9878 | 0.23394 | 13 | 0.22172
20467 | 5.98 | 1 | 365 | 6.7891 | 0.50865 | 7 | 0.29772
20464 | 5.61 | 1 | 365 | 6.369 | 0.23972 | 6 | 0.60873
20227 | 2.86 | 1 | 365 | 3.2469 | 0.80848 | 4 | 0.055431
20414 | 4.59 | 1 | 365 | 5.211 | 0.74159 | 5 | 0.9526
17796 | 49.92 | 0.9 | 365 | 51.0066 | 0.082373 | 51 | 0.088952
20234 | 13.52 | 1 | 365 | 15.3492 | 0.36738 | 15 | 0.71658
20398 | 14.79 | 1 | 365 | 16.791 | 0.7229 | 17 | 0.51392
19250 | 11.44 | 1 | 365 | 12.9878 | 0.23394 | 13 | 0.22172
20225 | 5.72 | 1 | 365 | 6.4939 | 0.61697 | 7 | 0.11086
20857 | 8.84 | 1 | 365 | 10.036 | 0.31713 | 10 | 0.35315
20832 | 5.98 | 1 | 365 | 6.7891 | 0.50865 | 7 | 0.29772
20557 | 9.18 | 1 | 365 | 10.422 | 0.48318 | 10 | 0.90519
20848 | 4.68 | 1 | 365 | 5.3132 | 0.050247 | 5 | 0.36343
20851 | 3.64 | 1 | 365 | 4.1325 | 0.48353 | 4 | 0.616
20219 | 10.71 | 1 | 365 | 12.159 | 0.73037 | 12 | 0.88939
20558 | 6.875 | 1 | 365 | 7.8052 | 0.57809 | 8 | 0.38325
20221 | 4.94 | 1 | 365 | 5.6084 | 0.94193 | 6 | 0.55029
20845 | 2.86 | 1 | 365 | 3.2469 | 0.80848 | 4 | 0.055431
20847 | 4.68 | 1 | 365 | 5.3132 | 0.050247 | 5 | 0.36343
20560 | 9.705 | 1 | 365 | 11.018 | 0.28369 | 11 | 0.30173
19293 | 2 | 1 | 365 | 2.2706 | 0.85908 | 3 | 0.12967
20217 | 11.44 | 1 | 365 | 12.9878 | 0.23394 | 13 | 0.22172
20003 | 14.04 | 1 | 365 | 15.9396 | 0.15074 | 16 | 0.090297
19298 | 2.205 | 1 | 365 | 2.5033 | 0.56214 | 3 | 0.065463
20359 | 4.68 | 1 | 365 | 5.3132 | 0.050247 | 5 | 0.36343
20347 | 4.68 | 1 | 365 | 5.3132 | 0.050247 | 5 | 0.36343
20212 | 14.04 | 1 | 365 | 15.9396 | 0.15074 | 16 | 0.090297
20345 | 7.02 | 1 | 365 | 7.9698 | 0.075371 | 8 | 0.045149
20862 | 6.5 | 1 | 365 | 7.3794 | 0.29201 | 7 | 0.67143
20343 | 8.84 | 1 | 365 | 10.036 | 0.31713 | 10 | 0.35315
20213 | 10.66 | 1 | 365 | 12.1023 | 0.5589 | 12 | 0.66115
20326 | 6.24 | 1 | 365 | 7.0842 | 0.40033 | 7 | 0.48458
20329 | 6.76 | 1 | 365 | 7.6746 | 0.18369 | 7 | 0.85829
20204 | 3.06 | 1 | 365 | 3.474 | 0.49439 | 3 | 0.9684
20322 | 6.5 | 1 | 365 | 7.3794 | 0.29201 | 7 | 0.67143
20323 | 3.9 | 1 | 365 | 4.4277 | 0.37521 | 4 | 0.80286
20208 | 2.55 | 1 | 365 | 2.895 | 0.74533 | 3 | 0.64033
20321 | 13.26 | 1 | 365 | 15.054 | 0.4757 | 15 | 0.52973
20207 | 9.18 | 1 | 365 | 10.422 | 0.48318 | 10 | 0.90519
20316 | 7.02 | 1 | 365 | 7.9698 | 0.075371 | 8 | 0.045149
20205 | 8.415 | 1 | 365 | 9.5535 | 0.85958 | 10 | 0.41309
20317 | 5.72 | 1 | 365 | 6.4939 | 0.61697 | 7 | 0.11086
20319 | 3.12 | 1 | 365 | 3.5421 | 0.70016 | 4 | 0.24229
20315 | 7.02 | 1 | 365 | 7.9698 | 0.075371 | 8 | 0.045149
17647 | 5.2 | 1 | 365 | 5.9035 | 0.83361 | 6 | 0.73715
20314 | 7.8 | 1 | 365 | 8.8553 | 0.75041 | 9 | 0.60572
17477 | 5.865 | 1 | 365 | 6.6585 | 0.11425 | 6 | 0.77276
20312 | 3.38 | 1 | 365 | 3.8373 | 0.59185 | 4 | 0.42915
20307 | 3.9 | 1 | 365 | 4.4277 | 0.37521 | 4 | 0.80286
17370 | 9.135 | 1 | 365 | 10.3709 | 0.32885 | 10 | 0.69978
20308 | 2.6 | 1 | 365 | 2.9518 | 0.9168 | 3 | 0.86857
20306 | 10.4 | 1 | 365 | 11.8071 | 0.66722 | 12 | 0.47429
20196 | 4.94 | 1 | 365 | 5.6084 | 0.94193 | 6 | 0.55029
20559 | 6.725 | 1 | 365 | 7.6349 | 0.063657 | 7 | 0.69852
20305 | 7.395 | 1 | 365 | 8.3955 | 0.36145 | 8 | 0.75696
20201 | 8.06 | 1 | 365 | 9.1505 | 0.64209 | 9 | 0.79258
20302 | 6.12 | 1 | 365 | 6.948 | 0.98878 | 7 | 0.9368
20298 | 5.1 | 1 | 365 | 5.79 | 0.49065 | 6 | 0.28066
20296 | 10.14 | 1 | 365 | 11.5119 | 0.77554 | 12 | 0.28744
15169 | 12.495 | 1 | 365 | 14.1855 | 0.8521 | 15 | 0.037626
17936 | 8.84 | 1 | 365 | 10.036 | 0.31713 | 10 | 0.35315
20181 | 6.5 | 1 | 365 | 7.3794 | 0.29201 | 7 | 0.67143
19273 | 5.46 | 1 | 365 | 6.1987 | 0.72529 | 6 | 0.924
20198 | 13.515 | 1 | 365 | 15.3435 | 0.35023 | 15 | 0.69376
19248 | 11.7 | 1 | 365 | 13.283 | 0.12562 | 13 | 0.40858
19240 | 2.08 | 1 | 365 | 2.3614 | 0.13344 | 2 | 0.49486
20180 | 4.42 | 1 | 365 | 5.018 | 0.15857 | 5 | 0.17658
17938 | 2.55 | 1 | 365 | 2.895 | 0.74533 | 3 | 0.64033
20177 | 14.56 | 1 | 365 | 16.5299 | 0.9341 | 17 | 0.46401
17951 | 5.2 | 1 | 365 | 5.9035 | 0.83361 | 6 | 0.73715
15137 | 2.805 | 1 | 365 | 3.1845 | 0.61986 | 3 | 0.80436
19232 | 6.76 | 1 | 365 | 7.6746 | 0.18369 | 7 | 0.85829
18182 | 10.26 | 1 | 365 | 11.6481 | 0.18708 | 11 | 0.83522
20183 | 8.06 | 1 | 365 | 9.1505 | 0.64209 | 9 | 0.79258
18955 | 9.705 | 1 | 365 | 11.018 | 0.28369 | 11 | 0.30173
20178 | 10.6 | 1 | 365 | 12.0341 | 0.35312 | 12 | 0.38726
20175 | 6.625 | 1 | 365 | 7.5213 | 0.7207 | 8 | 0.24204
20173 | 2.6 | 1 | 365 | 2.9518 | 0.9168 | 3 | 0.86857
20171 | 3.9 | 1 | 365 | 4.4277 | 0.37521 | 4 | 0.80286
18168 | 9.36 | 1 | 365 | 10.6264 | 0.10049 | 10 | 0.72686
18166 | 8.06 | 1 | 365 | 9.1505 | 0.64209 | 9 | 0.79258
18167 | 5.72 | 1 | 365 | 6.4939 | 0.61697 | 7 | 0.11086
19231 | 4.42 | 1 | 365 | 5.018 | 0.15857 | 5 | 0.17658
20169 | 9.945 | 1 | 365 | 11.2905 | 0.10678 | 11 | 0.39729
18165 | 4.42 | 1 | 365 | 5.018 | 0.15857 | 5 | 0.17658
19229 | 2.34 | 1 | 365 | 2.6566 | 0.025124 | 2 | 0.68172
18155 | 2.86 | 1 | 365 | 3.2469 | 0.80848 | 4 | 0.055431
20166 | 9.36 | 1 | 365 | 10.6264 | 0.10049 | 10 | 0.72686
20556 | 5.355 | 1 | 365 | 6.0795 | 0.36519 | 6 | 0.4447
18156 | 3.64 | 1 | 365 | 4.1325 | 0.48353 | 4 | 0.616
18158 | 11.96 | 1 | 365 | 13.5781 | 0.017298 | 13 | 0.59544
19230 | 3.9 | 1 | 365 | 4.4277 | 0.37521 | 4 | 0.80286
18148 | 4.42 | 1 | 365 | 5.018 | 0.15857 | 5 | 0.17658
19237 | 7.65 | 1 | 365 | 8.685 | 0.23598 | 8 | 0.921
18152 | 2.34 | 1 | 365 | 2.6566 | 0.025124 | 2 | 0.68172
19241 | 10.965 | 1 | 365 | 12.4485 | 0.60491 | 13 | 0.053427
18147 | 4.42 | 1 | 365 | 5.018 | 0.15857 | 5 | 0.17658
18142 | 2.34 | 1 | 365 | 2.6566 | 0.025124 | 2 | 0.68172
18138 | 8.84 | 1 | 365 | 10.036 | 0.31713 | 10 | 0.35315
18136 | 12.22 | 1 | 365 | 13.8733 | 0.90898 | 14 | 0.7823
18125 | 7.02 | 1 | 365 | 7.9698 | 0.075371 | 8 | 0.045149
18127 | 6.5 | 1 | 365 | 7.3794 | 0.29201 | 7 | 0.67143
18123 | 3.12 | 1 | 365 | 3.5421 | 0.70016 | 4 | 0.24229
15069 | 6.375 | 1 | 365 | 7.2375 | 0.86332 | 8 | 0.10083
17989 | 4.94 | 1 | 365 | 5.6084 | 0.94193 | 6 | 0.55029
17816 | 5.98 | 1 | 365 | 6.7891 | 0.50865 | 7 | 0.29772
15890 | 6.63 | 1 | 365 | 7.527 | 0.73785 | 8 | 0.26486
20564 | 8.705 | 1 | 365 | 9.8828 | 0.85415 | 10 | 0.7369
20565 | 10.455 | 1 | 365 | 11.8695 | 0.85584 | 12 | 0.72536
14736 | 3.825 | 1 | 365 | 4.3425 | 0.11799 | 4 | 0.4605
13591 | 5.355 | 1 | 365 | 6.0795 | 0.36519 | 6 | 0.4447
18299 | 4.42 | 1 | 365 | 5.018 | 0.15857 | 5 | 0.17658
18302 | 9.1 | 1 | 365 | 10.3312 | 0.20881 | 10 | 0.54001
18290 | 5.46 | 1 | 365 | 6.1987 | 0.72529 | 6 | 0.924
18293 | 1.53 | 1 | 365 | 1.737 | 0.2472 | 1 | 0.9842
18296 | 7.14 | 1 | 365 | 8.106 | 0.48692 | 8 | 0.59293
18307 | 6.76 | 1 | 365 | 7.6746 | 0.18369 | 7 | 0.85829
20673 | 4.42 | 1 | 365 | 5.018 | 0.15857 | 5 | 0.17658
20671 | 5.2 | 1 | 365 | 5.9035 | 0.83361 | 6 | 0.73715
20672 | 4.68 | 1 | 365 | 5.3132 | 0.050247 | 5 | 0.36343
20670 | 6.12 | 1 | 365 | 6.948 | 0.98878 | 7 | 0.9368
20669 | 4.16 | 1 | 365 | 4.7228 | 0.26689 | 4 | 0.98972
20668 | 4.68 | 1 | 365 | 5.3132 | 0.050247 | 5 | 0.36343
20667 | 4.94 | 1 | 365 | 5.6084 | 0.94193 | 6 | 0.55029
20666 | 4.16 | 1 | 365 | 4.7228 | 0.26689 | 4 | 0.98972
17340 | 4.68 | 1 | 365 | 5.3132 | 0.050247 | 5 | 0.36343
20680 | 5.1 | 1 | 365 | 5.79 | 0.49065 | 6 | 0.28066
19921 | 6.24 | 1 | 365 | 7.0842 | 0.40033 | 7 | 0.48458
19922 | 6.24 | 1 | 365 | 7.0842 | 0.40033 | 7 | 0.48458
19920 | 12.48 | 1 | 365 | 14.1685 | 0.80066 | 14 | 0.96915
19388 | 5.2 | 1 | 365 | 5.9035 | 0.83361 | 6 | 0.73715
19393 | 3.38 | 1 | 365 | 3.8373 | 0.59185 | 4 | 0.42915
19233 | 2.805 | 1 | 365 | 3.1845 | 0.61986 | 3 | 0.80436
19384 | 6.5 | 1 | 365 | 7.3794 | 0.29201 | 7 | 0.67143
19916 | 7.29 | 1 | 365 | 8.2763 | 0.0013466 | 8 | 0.27765
19380 | 5.2 | 1 | 365 | 5.9035 | 0.83361 | 6 | 0.73715
19379 | 18.36 | 1 | 365 | 20.844 | 0.96635 | 21 | 0.81039
19910 | 3.57 | 1 | 365 | 4.053 | 0.24346 | 4 | 0.29646
19337 | 6.76 | 1 | 365 | 7.6746 | 0.18369 | 7 | 0.85829
19245 | 3.9 | 1 | 365 | 4.4277 | 0.37521 | 4 | 0.80286
19909 | 5.2 | 1 | 365 | 5.9035 | 0.83361 | 6 | 0.73715
19911 | 8.06 | 1 | 365 | 9.1505 | 0.64209 | 9 | 0.79258
19420 | 7.54 | 1 | 365 | 8.5601 | 0.85873 | 9 | 0.41886
19243 | 5.72 | 1 | 365 | 6.4939 | 0.61697 | 7 | 0.11086
19419 | 10.14 | 1 | 365 | 11.5119 | 0.77554 | 12 | 0.28744
19417 | 3.9 | 1 | 365 | 4.4277 | 0.37521 | 4 | 0.80286
19247 | 6.5 | 1 | 365 | 7.3794 | 0.29201 | 7 | 0.67143
19908 | 5.2 | 1 | 365 | 5.9035 | 0.83361 | 6 | 0.73715
19413 | 6.24 | 1 | 365 | 7.0842 | 0.40033 | 7 | 0.48458
19418 | 12.22 | 1 | 365 | 13.8733 | 0.90898 | 14 | 0.7823
19414 | 6.76 | 1 | 365 | 7.6746 | 0.18369 | 7 | 0.85829
19412 | 3.71 | 1 | 365 | 4.2119 | 0.72359 | 4 | 0.93554
19411 | 3.9 | 1 | 365 | 4.4277 | 0.37521 | 4 | 0.80286
19408 | 8.06 | 1 | 365 | 9.1505 | 0.64209 | 9 | 0.79258
19907 | 6.76 | 1 | 365 | 7.6746 | 0.18369 | 7 | 0.85829
19906 | 4.16 | 1 | 365 | 4.7228 | 0.26689 | 4 | 0.98972
19401 | 7.54 | 1 | 365 | 8.5601 | 0.85873 | 9 | 0.41886
19394 | 9.62 | 1 | 365 | 10.9215 | 0.99217 | 11 | 0.91372
19903 | 7.56 | 1 | 365 | 8.5828 | 0.92732 | 9 | 0.51016
19391 | 5.46 | 1 | 365 | 6.1987 | 0.72529 | 6 | 0.924
19904 | 4.68 | 1 | 365 | 5.3132 | 0.050247 | 5 | 0.36343
19901 | 3.64 | 1 | 365 | 4.1325 | 0.48353 | 4 | 0.616
19381 | 3.9 | 1 | 365 | 4.4277 | 0.37521 | 4 | 0.80286
19305 | 16.9 | 1 | 365 | 19.1865 | 0.95923 | 20 | 0.14573
19595 | 7.28 | 1 | 365 | 8.265 | 0.96705 | 9 | 0.23201
19598 | 4.68 | 1 | 365 | 5.3132 | 0.050247 | 5 | 0.36343
19900 | 11.18 | 1 | 365 | 12.6926 | 0.34226 | 13 | 0.034866
19895 | 4.68 | 1 | 365 | 5.3132 | 0.050247 | 5 | 0.36343
19601 | 3.64 | 1 | 365 | 4.1325 | 0.48353 | 4 | 0.616
19893 | 8.32 | 1 | 365 | 9.4457 | 0.53377 | 9 | 0.97944
19891 | 2.16 | 1 | 365 | 2.4522 | 0.40781 | 2 | 0.86005
19386 | 3.38 | 1 | 365 | 3.8373 | 0.59185 | 4 | 0.42915
19437 | 10.2 | 1 | 365 | 11.58 | 0.98131 | 12 | 0.56133
15619 | 8.58 | 1 | 365 | 9.7408 | 0.42545 | 10 | 0.16629
19878 | 10.92 | 1 | 365 | 12.3974 | 0.45058 | 12 | 0.84801
19402 | 9.36 | 1 | 365 | 10.6264 | 0.10049 | 10 | 0.72686
19873 | 7.02 | 1 | 365 | 7.9698 | 0.075371 | 8 | 0.045149
19645 | 7.02 | 1 | 365 | 7.9698 | 0.075371 | 8 | 0.045149
19861 | 4.42 | 1 | 365 | 5.018 | 0.15857 | 5 | 0.17658
19640 | 6.24 | 1 | 365 | 7.0842 | 0.40033 | 7 | 0.48458
19858 | 13.52 | 1 | 365 | 15.3492 | 0.36738 | 15 | 0.71658
19855 | 6.76 | 1 | 365 | 7.6746 | 0.18369 | 7 | 0.85829
19853 | 4.94 | 1 | 365 | 5.6084 | 0.94193 | 6 | 0.55029
19849 | 7.54 | 1 | 365 | 8.5601 | 0.85873 | 9 | 0.41886
19433 | 5.46 | 1 | 365 | 6.1987 | 0.72529 | 6 | 0.924
19492 | 4.42 | 1 | 365 | 5.018 | 0.15857 | 5 | 0.17658
19823 | 4.68 | 1 | 365 | 5.3132 | 0.050247 | 5 | 0.36343
19428 | 4.68 | 1 | 365 | 5.3132 | 0.050247 | 5 | 0.36343
19841 | 3.12 | 1 | 365 | 3.5421 | 0.70016 | 4 | 0.24229
19425 | 6.24 | 1 | 365 | 7.0842 | 0.40033 | 7 | 0.48458
19834 | 9.36 | 1 | 365 | 10.6264 | 0.10049 | 10 | 0.72686
19436 | 6.24 | 1 | 365 | 7.0842 | 0.40033 | 7 | 0.48458
19427 | 8.415 | 1 | 365 | 9.5535 | 0.85958 | 10 | 0.41309
19819 | 4.42 | 1 | 365 | 5.018 | 0.15857 | 5 | 0.17658
19820 | 6.67 | 1 | 365 | 7.5724 | 0.87503 | 8 | 0.44746
19817 | 10.92 | 1 | 365 | 12.3974 | 0.45058 | 12 | 0.84801
19818 | 6.12 | 1 | 365 | 6.948 | 0.98878 | 7 | 0.9368
20923 | 8.1 | 1 | 365 | 9.1959 | 0.77927 | 9 | 0.97517
20916 | 4.42 | 1 | 365 | 5.018 | 0.15857 | 5 | 0.17658
20919 | 8.32 | 1 | 365 | 9.4457 | 0.53377 | 9 | 0.97944
20913 | 10.4 | 1 | 365 | 11.8071 | 0.66722 | 12 | 0.47429
20907 | 11.44 | 1 | 365 | 12.9878 | 0.23394 | 13 | 0.22172
19812 | 2.915 | 1 | 365 | 3.3094 | 0.99711 | 4 | 0.3065
20903 | 6.76 | 1 | 365 | 7.6746 | 0.18369 | 7 | 0.85829
19807 | 7.8 | 1 | 365 | 8.8553 | 0.75041 | 9 | 0.60572
19809 | 4.16 | 1 | 365 | 4.7228 | 0.26689 | 4 | 0.98972
20898 | 8.32 | 1 | 365 | 9.4457 | 0.53377 | 9 | 0.97944
19803 | 13.26 | 1 | 365 | 15.054 | 0.4757 | 15 | 0.52973
19806 | 7.02 | 1 | 365 | 7.9698 | 0.075371 | 8 | 0.045149
20874 | 6.76 | 1 | 365 | 7.6746 | 0.18369 | 7 | 0.85829
20897 | 10.455 | 1 | 365 | 11.8695 | 0.85584 | 12 | 0.72536
20809 | 13 | 1 | 365 | 14.7588 | 0.58402 | 15 | 0.34287
19799 | 3.9 | 1 | 365 | 4.4277 | 0.37521 | 4 | 0.80286
20895 | 9.1 | 1 | 365 | 10.3312 | 0.20881 | 10 | 0.54001
20850 | 9.88 | 1 | 365 | 11.2167 | 0.88386 | 12 | 0.10058
20889 | 4.42 | 1 | 365 | 5.018 | 0.15857 | 5 | 0.17658
20849 | 11.96 | 1 | 365 | 13.5781 | 0.017298 | 13 | 0.59544
19782 | 9.88 | 1 | 365 | 11.2167 | 0.88386 | 12 | 0.10058
20886 | 8.32 | 1 | 365 | 9.4457 | 0.53377 | 9 | 0.97944
20839 | 8.84 | 1 | 365 | 10.036 | 0.31713 | 10 | 0.35315
19778 | 5.46 | 1 | 365 | 6.1987 | 0.72529 | 6 | 0.924
19791 | 7.28 | 1 | 365 | 8.265 | 0.96705 | 9 | 0.23201
20655 | 2.6 | 1 | 365 | 2.9518 | 0.9168 | 3 | 0.86857
20644 | 10.455 | 1 | 365 | 11.8695 | 0.85584 | 12 | 0.72536
20965 | 4.68 | 1 | 365 | 5.3132 | 0.050247 | 5 | 0.36343
20623 | 11.96 | 1 | 365 | 13.5781 | 0.017298 | 13 | 0.59544
17964 | 12.495 | 1 | 365 | 14.1855 | 0.8521 | 15 | 0.037626
20968 | 7.905 | 1 | 365 | 8.9745 | 0.11051 | 9 | 0.085029
14631 | 7.905 | 1 | 365 | 8.9745 | 0.11051 | 9 | 0.085029
17375 | 16 | 1 | 365 | 18.1647 | 0.87264 | 19 | 0.037376
15872 | 3.38 | 1 | 365 | 3.8373 | 0.59185 | 4 | 0.42915
14887 | 5.39 | 1 | 365 | 6.1192 | 0.48522 | 6 | 0.60447
14648 | 11.73 | 1 | 365 | 13.317 | 0.2285 | 13 | 0.54553
21045 | 6.63 | 1 | 365 | 7.527 | 0.73785 | 8 | 0.26486
14697 | 3.185 | 1 | 365 | 3.6159 | 0.92308 | 4 | 0.539
14768 | 7.395 | 1 | 365 | 8.3955 | 0.36145 | 8 | 0.75696
21050 | 10.545 | 1 | 365 | 11.9717 | 0.1645 | 12 | 0.1362
21052 | 14.7 | 1 | 365 | 16.6889 | 0.41424 | 17 | 0.10309
21053 | 12.42 | 1 | 365 | 14.1004 | 0.59489 | 14 | 0.69526
20622 | 5.72 | 1 | 365 | 6.4939 | 0.61697 | 7 | 0.11086
20620 | 4.16 | 1 | 365 | 4.7228 | 0.26689 | 4 | 0.98972
20619 | 4.42 | 1 | 365 | 5.018 | 0.15857 | 5 | 0.17658
20572 | 5.04 | 1 | 365 | 5.7219 | 0.28488 | 6 | 0.0067734
20618 | 4.59 | 1 | 365 | 5.211 | 0.74159 | 5 | 0.9526
20614 | 13.26 | 1 | 365 | 15.054 | 0.4757 | 15 | 0.52973
20892 | 2.805 | 1 | 365 | 3.1845 | 0.61986 | 3 | 0.80436
20603 | 7.02 | 1 | 365 | 7.9698 | 0.075371 | 8 | 0.045149
20599 | 4.42 | 1 | 365 | 5.018 | 0.15857 | 5 | 0.17658
21065 | 6 | 1 | 365 | 6.8118 | 0.57724 | 7 | 0.38902
21022 | 4.08 | 1 | 365 | 4.632 | 0.99252 | 5 | 0.62453
21074 | 8.68 | 1 | 365 | 9.8544 | 0.76841 | 10 | 0.62278
21064 | 5.47 | 1 | 365 | 6.2101 | 0.75958 | 6 | 0.96965
21076 | 9.88 | 1 | 365 | 11.2167 | 0.88386 | 12 | 0.10058
21081 | 7.8 | 1 | 365 | 8.8553 | 0.75041 | 9 | 0.60572
21082 | 9.52 | 1 | 365 | 10.808 | 0.64922 | 11 | 0.45724
20120 | 7.28 | 1 | 365 | 8.265 | 0.96705 | 9 | 0.23201
21087 | 21.42 | 1 | 365 | 24.318 | 0.46075 | 24 | 0.77879
19212 | 3.38 | 1 | 365 | 3.8373 | 0.59185 | 4 | 0.42915
20118 | 12.74 | 1 | 365 | 14.4637 | 0.69234 | 15 | 0.15601
21088 | 5.355 | 1 | 365 | 6.0795 | 0.36519 | 6 | 0.4447
20114 | 5.355 | 1 | 365 | 6.0795 | 0.36519 | 6 | 0.4447
20113 | 8.84 | 1 | 365 | 10.036 | 0.31713 | 10 | 0.35315
21090 | 6.885 | 1 | 365 | 7.8165 | 0.61238 | 8 | 0.4289
20110 | 4.94 | 1 | 365 | 5.6084 | 0.94193 | 6 | 0.55029
23102 | 7.2 | 1 | 365 | 8.1741 | 0.69269 | 8 | 0.86682
20108 | 3.57 | 1 | 365 | 4.053 | 0.24346 | 4 | 0.29646
19215 | 9.1 | 1 | 365 | 10.3312 | 0.20881 | 10 | 0.54001
21095 | 4.68 | 1 | 365 | 5.3132 | 0.050247 | 5 | 0.36343
20105 | 7.02 | 1 | 365 | 7.9698 | 0.075371 | 8 | 0.045149
23463 | 9.45 | 1 | 365 | 10.7285 | 0.40915 | 11 | 0.1377
21096 | 4.68 | 1 | 365 | 5.3132 | 0.050247 | 5 | 0.36343
19216 | 3.64 | 1 | 365 | 4.1325 | 0.48353 | 4 | 0.616
20098 | 5.72 | 1 | 365 | 6.4939 | 0.61697 | 7 | 0.11086
21100 | 9.88 | 1 | 365 | 11.2167 | 0.88386 | 12 | 0.10058
20091 | 7.8 | 1 | 365 | 8.8553 | 0.75041 | 9 | 0.60572
21110 | 6.5 | 1 | 365 | 7.3794 | 0.29201 | 7 | 0.67143
20097 | 5.98 | 1 | 365 | 6.7891 | 0.50865 | 7 | 0.29772
20095 | 2.86 | 1 | 365 | 3.2469 | 0.80848 | 4 | 0.055431
21113 | 4.42 | 1 | 365 | 5.018 | 0.15857 | 5 | 0.17658
19214 | 8.67 | 1 | 365 | 9.843 | 0.73411 | 10 | 0.57713
20094 | 5.61 | 1 | 365 | 6.369 | 0.23972 | 6 | 0.60873
21114 | 10.66 | 1 | 365 | 12.1023 | 0.5589 | 12 | 0.66115
19217 | 3.64 | 1 | 365 | 4.1325 | 0.48353 | 4 | 0.616
21116 | 4.68 | 1 | 365 | 5.3132 | 0.050247 | 5 | 0.36343
20092 | 7.65 | 1 | 365 | 8.685 | 0.23598 | 8 | 0.921
20593 | 6.24 | 1 | 365 | 7.0842 | 0.40033 | 7 | 0.48458
20087 | 7.02 | 1 | 365 | 7.9698 | 0.075371 | 8 | 0.045149
21117 | 7.28 | 1 | 365 | 8.265 | 0.96705 | 9 | 0.23201
20594 | 11.7 | 1 | 365 | 13.283 | 0.12562 | 13 | 0.40858
19218 | 10.92 | 1 | 365 | 12.3974 | 0.45058 | 12 | 0.84801
20587 | 5.2 | 1 | 365 | 5.9035 | 0.83361 | 6 | 0.73715
21120 | 3.9 | 1 | 365 | 4.4277 | 0.37521 | 4 | 0.80286
20089 | 5.98 | 1 | 365 | 6.7891 | 0.50865 | 7 | 0.29772
21122 | 12.3 | 1 | 365 | 13.9641 | 0.18334 | 14 | 0.14748
20041 | 12.22 | 1 | 365 | 13.8733 | 0.90898 | 14 | 0.7823
21123 | 8.54 | 1 | 365 | 9.6954 | 0.28827 | 9 | 0.9837
20038 | 3.64 | 1 | 365 | 4.1325 | 0.48353 | 4 | 0.616
20591 | 5.46 | 1 | 365 | 6.1987 | 0.72529 | 6 | 0.924
20035 | 8.415 | 1 | 365 | 9.5535 | 0.85958 | 10 | 0.41309
21127 | 5.4 | 1 | 365 | 6.1306 | 0.51952 | 6 | 0.65011
20583 | 4.68 | 1 | 365 | 5.3132 | 0.050247 | 5 | 0.36343
20015 | 9.1 | 1 | 365 | 10.3312 | 0.20881 | 10 | 0.54001
20582 | 5.72 | 1 | 365 | 6.4939 | 0.61697 | 7 | 0.11086
20027 | 4.335 | 1 | 365 | 4.9215 | 0.86706 | 5 | 0.78856
20571 | 6.24 | 1 | 365 | 7.0842 | 0.40033 | 7 | 0.48458
20008 | 5.98 | 1 | 365 | 6.7891 | 0.50865 | 7 | 0.29772
19297 | 4.16 | 1 | 365 | 4.7228 | 0.26689 | 4 | 0.98972
21128 | 6.975 | 1 | 365 | 7.9187 | 0.92104 | 8 | 0.83973
20001 | 7.28 | 1 | 365 | 8.265 | 0.96705 | 9 | 0.23201
21130 | 3.92 | 1 | 365 | 4.4504 | 0.4438 | 4 | 0.89416
19998 | 5.61 | 1 | 365 | 6.369 | 0.23972 | 6 | 0.60873
20569 | 3.64 | 1 | 365 | 4.1325 | 0.48353 | 4 | 0.616
21131 | 5.795 | 1 | 365 | 6.579 | 0.87418 | 7 | 0.45322
19992 | 4.42 | 1 | 365 | 5.018 | 0.15857 | 5 | 0.17658
19220 | 4.42 | 1 | 365 | 5.018 | 0.15857 | 5 | 0.17658
20377 | 5.865 | 1 | 365 | 6.6585 | 0.11425 | 6 | 0.77276
19985 | 6.12 | 1 | 365 | 6.948 | 0.98878 | 7 | 0.9368
19982 | 6.76 | 1 | 365 | 7.6746 | 0.18369 | 7 | 0.85829
19975 | 7.28 | 1 | 365 | 8.265 | 0.96705 | 9 | 0.23201
19969 | 6.63 | 1 | 365 | 7.527 | 0.73785 | 8 | 0.26486
21132 | 12.1 | 1 | 365 | 13.7371 | 0.49743 | 14 | 0.23452
19971 | 10.92 | 1 | 365 | 12.3974 | 0.45058 | 12 | 0.84801
19223 | 4.16 | 1 | 365 | 4.7228 | 0.26689 | 4 | 0.98972
19961 | 7.02 | 1 | 365 | 7.9698 | 0.075371 | 8 | 0.045149
19955 | 5.46 | 1 | 365 | 6.1987 | 0.72529 | 6 | 0.924
19950 | 9.54 | 1 | 365 | 10.8307 | 0.71781 | 11 | 0.54854
19947 | 7.65 | 1 | 365 | 8.685 | 0.23598 | 8 | 0.921
21133 | 8.28 | 1 | 365 | 9.4003 | 0.39659 | 9 | 0.79684
19228 | 10.66 | 1 | 365 | 12.1023 | 0.5589 | 12 | 0.66115
21135 | 7.84 | 1 | 365 | 8.9007 | 0.88759 | 9 | 0.78831
19939 | 3.825 | 1 | 365 | 4.3425 | 0.11799 | 4 | 0.4605
21136 | 9.12 | 1 | 365 | 10.3539 | 0.2774 | 10 | 0.6313
19934 | 10.4 | 1 | 365 | 11.8071 | 0.66722 | 12 | 0.47429
19933 | 7.54 | 1 | 365 | 8.5601 | 0.85873 | 9 | 0.41886
21139 | 5.6 | 1 | 365 | 6.3577 | 0.20542 | 6 | 0.56308
19410 | 8.06 | 1 | 365 | 9.1505 | 0.64209 | 9 | 0.79258
21141 | 8.16 | 1 | 365 | 9.264 | 0.98505 | 10 | 0.24906
19928 | 7.8 | 1 | 365 | 8.8553 | 0.75041 | 9 | 0.60572
21079 | 6.05 | 1 | 365 | 6.8685 | 0.74872 | 7 | 0.61726
19923 | 5.98 | 1 | 365 | 6.7891 | 0.50865 | 7 | 0.29772
19397 | 5.72 | 1 | 365 | 6.4939 | 0.61697 | 7 | 0.11086
21165 | 12.495 | 1 | 365 | 14.1855 | 0.8521 | 15 | 0.037626
21166 | 6.76 | 1 | 365 | 7.6746 | 0.18369 | 7 | 0.85829
21171 | 3.12 | 1 | 365 | 3.5421 | 0.70016 | 4 | 0.24229
21170 | 6.885 | 1 | 365 | 7.8165 | 0.61238 | 8 | 0.4289
21175 | 9.36 | 1 | 365 | 10.6264 | 0.10049 | 10 | 0.72686
20528 | 5.98 | 1 | 365 | 6.7891 | 0.50865 | 7 | 0.29772
21176 | 8.84 | 1 | 365 | 10.036 | 0.31713 | 10 | 0.35315
21178 | 13 | 1 | 365 | 14.7588 | 0.58402 | 15 | 0.34287
20527 | 4.94 | 1 | 365 | 5.6084 | 0.94193 | 6 | 0.55029
20379 | 4.08 | 1 | 365 | 4.632 | 0.99252 | 5 | 0.62453
18818 | 11.25 | 1 | 365 | 12.7721 | 0.58232 | 13 | 0.3544
20193 | 10 | 1 | 365 | 11.353 | 0.2954 | 11 | 0.64836
20526 | 3.12 | 1 | 365 | 3.5421 | 0.70016 | 4 | 0.24229
20525 | 6.24 | 1 | 365 | 7.0842 | 0.40033 | 7 | 0.48458
20380 | 6.375 | 1 | 365 | 7.2375 | 0.86332 | 8 | 0.10083
20185 | 12.32 | 1 | 365 | 13.9868 | 0.25193 | 14 | 0.23878
18336 | 13 | 1 | 365 | 14.7588 | 0.58402 | 15 | 0.34287
18329 | 8.06 | 1 | 365 | 9.1505 | 0.64209 | 9 | 0.79258
18331 | 9.62 | 1 | 365 | 10.9215 | 0.99217 | 11 | 0.91372
18332 | 5.98 | 1 | 365 | 6.7891 | 0.50865 | 7 | 0.29772
18433 | 4.42 | 1 | 365 | 5.018 | 0.15857 | 5 | 0.17658
18431 | 9.69 | 1 | 365 | 11.001 | 0.23224 | 11 | 0.23326
18430 | 2.6 | 1 | 365 | 2.9518 | 0.9168 | 3 | 0.86857
18424 | 4.94 | 1 | 365 | 5.6084 | 0.94193 | 6 | 0.55029
19770 | 14.28 | 1 | 365 | 16.212 | 0.97383 | 17 | 0.18586
20057 | 7.56 | 1 | 365 | 8.5828 | 0.92732 | 9 | 0.51016
21181 | 7.02 | 1 | 365 | 7.9698 | 0.075371 | 8 | 0.045149
21167 | 9.96 | 1 | 365 | 11.3075 | 0.15822 | 11 | 0.46577
21182 | 8.925 | 1 | 365 | 10.1325 | 0.60864 | 10 | 0.74116
21185 | 7.28 | 1 | 365 | 8.265 | 0.96705 | 9 | 0.23201
18421 | 7.8 | 1 | 365 | 8.8553 | 0.75041 | 9 | 0.60572
21145 | 6.6 | 1 | 365 | 7.493 | 0.63496 | 8 | 0.12792
14158 | 15.045 | 1 | 365 | 17.0805 | 0.59743 | 17 | 0.67796
21193 | 4.08 | 1 | 365 | 4.632 | 0.99252 | 5 | 0.62453
21143 | 7.5 | 1 | 365 | 8.5147 | 0.72155 | 9 | 0.23627
21154 | 6.72 | 1 | 365 | 7.6292 | 0.046509 | 7 | 0.6757
21164 | 7.245 | 1 | 365 | 8.2252 | 0.84702 | 9 | 0.072237
21168 | 6.72 | 1 | 365 | 7.6292 | 0.046509 | 7 | 0.6757
21172 | 8.502 | 1 | 365 | 9.6523 | 0.15795 | 9 | 0.81024
21174 | 6.9 | 1 | 365 | 7.8335 | 0.66383 | 8 | 0.49737
21177 | 14.49 | 1 | 365 | 16.4504 | 0.69403 | 17 | 0.14447
21195 | 10.4 | 1 | 365 | 11.8071 | 0.66722 | 12 | 0.47429
21199 | 4.68 | 1 | 365 | 5.3132 | 0.050247 | 5 | 0.36343
21197 | 9.88 | 1 | 365 | 11.2167 | 0.88386 | 12 | 0.10058
21202 | 8.32 | 1 | 365 | 9.4457 | 0.53377 | 9 | 0.97944
21204 | 8.16 | 1 | 365 | 9.264 | 0.98505 | 10 | 0.24906
21031 | 3.64 | 1 | 365 | 4.1325 | 0.48353 | 4 | 0.616
21033 | 2.86 | 1 | 365 | 3.2469 | 0.80848 | 4 | 0.055431
21036 | 3.12 | 1 | 365 | 3.5421 | 0.70016 | 4 | 0.24229
21040 | 9.435 | 1 | 365 | 10.7115 | 0.35771 | 11 | 0.069228
21221 | 7.02 | 1 | 365 | 7.9698 | 0.075371 | 8 | 0.045149
21207 | 2.55 | 1 | 365 | 2.895 | 0.74533 | 3 | 0.64033
21222 | 3.57 | 1 | 365 | 4.053 | 0.24346 | 4 | 0.29646
21215 | 11.73 | 1 | 365 | 13.317 | 0.2285 | 13 | 0.54553
21463 | 5.1 | 1 | 365 | 5.79 | 0.49065 | 6 | 0.28066
21466 | 8.58 | 1 | 365 | 9.7408 | 0.42545 | 10 | 0.16629
21465 | 2.6 | 1 | 365 | 2.9518 | 0.9168 | 3 | 0.86857
21467 | 12.22 | 1 | 365 | 13.8733 | 0.90898 | 14 | 0.7823
21470 | 4.94 | 1 | 365 | 5.6084 | 0.94193 | 6 | 0.55029
21471 | 4.16 | 1 | 365 | 4.7228 | 0.26689 | 4 | 0.98972
21474 | 9.36 | 1 | 365 | 10.6264 | 0.10049 | 10 | 0.72686
21475 | 5.98 | 1 | 365 | 6.7891 | 0.50865 | 7 | 0.29772
21251 | 2.8 | 1 | 365 | 3.1788 | 0.60271 | 3 | 0.78154
21258 | 10.71 | 1 | 365 | 12.159 | 0.73037 | 12 | 0.88939
20053 | 15 | 1 | 365 | 17.0294 | 0.4431 | 17 | 0.47254
20524 | 3.12 | 1 | 365 | 3.5421 | 0.70016 | 4 | 0.24229
20382 | 10.215 | 1 | 365 | 11.597 | 0.032751 | 11 | 0.6298
21491 | 2.805 | 1 | 365 | 3.1845 | 0.61986 | 3 | 0.80436
21492 | 2.34 | 1 | 365 | 2.6566 | 0.025124 | 2 | 0.68172
21476 | 3.64 | 1 | 365 | 4.1325 | 0.48353 | 4 | 0.616
21479 | 9.62 | 1 | 365 | 10.9215 | 0.99217 | 11 | 0.91372
21478 | 8.06 | 1 | 365 | 9.1505 | 0.64209 | 9 | 0.79258
21481 | 6.76 | 1 | 365 | 7.6746 | 0.18369 | 7 | 0.85829
21477 | 3.315 | 1 | 365 | 3.7635 | 0.36893 | 4 | 0.13243
21480 | 5.1 | 1 | 365 | 5.79 | 0.49065 | 6 | 0.28066
21483 | 11.44 | 1 | 365 | 12.9878 | 0.23394 | 13 | 0.22172
21485 | 8.32 | 1 | 365 | 9.4457 | 0.53377 | 9 | 0.97944
21488 | 5.2 | 1 | 365 | 5.9035 | 0.83361 | 6 | 0.73715
21493 | 7.28 | 1 | 365 | 8.265 | 0.96705 | 9 | 0.23201
21497 | 7.395 | 1 | 365 | 8.3955 | 0.36145 | 8 | 0.75696
21498 | 8.84 | 1 | 365 | 10.036 | 0.31713 | 10 | 0.35315
21503 | 4.59 | 1 | 365 | 5.211 | 0.74159 | 5 | 0.9526
19227 | 9.69 | 1 | 365 | 11.001 | 0.23224 | 11 | 0.23326
21506 | 5.72 | 1 | 365 | 6.4939 | 0.61697 | 7 | 0.11086
21507 | 3.12 | 1 | 365 | 3.5421 | 0.70016 | 4 | 0.24229
21509 | 7.54 | 1 | 365 | 8.5601 | 0.85873 | 9 | 0.41886
21510 | 3.12 | 1 | 365 | 3.5421 | 0.70016 | 4 | 0.24229
21508 | 5.72 | 1 | 365 | 6.4939 | 0.61697 | 7 | 0.11086
21520 | 8.06 | 1 | 365 | 9.1505 | 0.64209 | 9 | 0.79258
21512 | 4.16 | 1 | 365 | 4.7228 | 0.26689 | 4 | 0.98972
21524 | 6.76 | 1 | 365 | 7.6746 | 0.18369 | 7 | 0.85829
21525 | 10.455 | 1 | 365 | 11.8695 | 0.85584 | 12 | 0.72536
21527 | 2.915 | 1 | 365 | 3.3094 | 0.99711 | 4 | 0.3065
21261 | 6.12 | 1 | 365 | 6.948 | 0.98878 | 7 | 0.9368
21263 | 7.8 | 1 | 365 | 8.8553 | 0.75041 | 9 | 0.60572
21259 | 5.46 | 1 | 365 | 6.1987 | 0.72529 | 6 | 0.924
21273 | 5.1 | 1 | 365 | 5.79 | 0.49065 | 6 | 0.28066
5182 | 3566.64 | 0.8 | 365 | 3239.3537 | 0.54764 | 3239 | 0.90134
21049 | 2.08 | 1 | 365 | 2.3614 | 0.13344 | 2 | 0.49486
20012 | 3.12 | 1 | 365 | 3.5421 | 0.70016 | 4 | 0.24229
14762 | 7.28 | 1 | 365 | 8.265 | 0.96705 | 9 | 0.23201
20000 | 9.88 | 1 | 365 | 11.2167 | 0.88386 | 12 | 0.10058
19815 | 4.59 | 1 | 365 | 5.211 | 0.74159 | 5 | 0.9526
19687 | 3.57 | 1 | 365 | 4.053 | 0.24346 | 4 | 0.29646
14634 | 10.965 | 1 | 365 | 12.4485 | 0.60491 | 13 | 0.053427
20902 | 12.375 | 1 | 365 | 14.0493 | 0.44056 | 14 | 0.48985
15817 | 139.3 | 0.9 | 365 | 142.3321 | 0.96143 | 143 | 0.29349
20681 | 11.7 | 1 | 365 | 13.283 | 0.12562 | 13 | 0.40858
20992 | 6.25 | 1 | 365 | 7.0956 | 0.43462 | 7 | 0.53022
20993 | 7.8 | 1 | 365 | 8.8553 | 0.75041 | 9 | 0.60572
20994 | 12.75 | 1 | 365 | 14.475 | 0.72663 | 15 | 0.20166
21001 | 2.943 | 1 | 365 | 3.3412 | 0.093136 | 3 | 0.43431
21002 | 9.945 | 1 | 365 | 11.2905 | 0.10678 | 11 | 0.39729
21004 | 7.65 | 1 | 365 | 8.685 | 0.23598 | 8 | 0.921
20523 | 9.62 | 1 | 365 | 10.9215 | 0.99217 | 11 | 0.91372
21006 | 7.848 | 1 | 365 | 8.9098 | 0.91503 | 9 | 0.82483
20520 | 4.24 | 1 | 365 | 4.8137 | 0.54125 | 5 | 0.3549
21008 | 46.92 | 0.9 | 365 | 47.9413 | 0.82262 | 48 | 0.76389
21009 | 12.42 | 1 | 365 | 14.1004 | 0.59489 | 14 | 0.69526
21010 | 5.5 | 1 | 365 | 6.2441 | 0.86247 | 7 | 0.1066
19288 | 2.34 | 1 | 365 | 2.6566 | 0.025124 | 2 | 0.68172
21012 | 9.9 | 1 | 365 | 11.2394 | 0.95245 | 12 | 0.19188
19291 | 5.72 | 1 | 365 | 6.4939 | 0.61697 | 7 | 0.11086
21016 | 7.65 | 1 | 365 | 8.685 | 0.23598 | 8 | 0.921
20348 | 5.61 | 1 | 365 | 6.369 | 0.23972 | 6 | 0.60873
19424 | 3.64 | 1 | 365 | 4.1325 | 0.48353 | 4 | 0.616
19606 | 6.24 | 1 | 365 | 7.0842 | 0.40033 | 7 | 0.48458
19607 | 10.14 | 1 | 365 | 11.5119 | 0.77554 | 12 | 0.28744
19613 | 5.865 | 1 | 365 | 6.6585 | 0.11425 | 6 | 0.77276
19615 | 6.24 | 1 | 365 | 7.0842 | 0.40033 | 7 | 0.48458
19621 | 3.64 | 1 | 365 | 4.1325 | 0.48353 | 4 | 0.616
19624 | 6.76 | 1 | 365 | 7.6746 | 0.18369 | 7 | 0.85829
19792 | 6.5 | 1 | 365 | 7.3794 | 0.29201 | 7 | 0.67143
20926 | 3.06 | 1 | 365 | 3.474 | 0.49439 | 3 | 0.9684
20929 | 10.455 | 1 | 365 | 11.8695 | 0.85584 | 12 | 0.72536
20935 | 8.58 | 1 | 365 | 9.7408 | 0.42545 | 10 | 0.16629
20934 | 3.64 | 1 | 365 | 4.1325 | 0.48353 | 4 | 0.616
20956 | 4.68 | 1 | 365 | 5.3132 | 0.050247 | 5 | 0.36343
20938 | 3.9 | 1 | 365 | 4.4277 | 0.37521 | 4 | 0.80286
14703 | 7.395 | 1 | 365 | 8.3955 | 0.36145 | 8 | 0.75696
17829 | 8.32 | 1 | 365 | 9.4457 | 0.53377 | 9 | 0.97944
15590 | 3.75 | 1 | 365 | 4.2574 | 0.86078 | 5 | 0.11813
20983 | 4.68 | 1 | 365 | 5.3132 | 0.050247 | 5 | 0.36343
14283 | 10.2 | 1 | 365 | 11.58 | 0.98131 | 12 | 0.56133
20984 | 12.22 | 1 | 365 | 13.8733 | 0.90898 | 14 | 0.7823
20985 | 8.06 | 1 | 365 | 9.1505 | 0.64209 | 9 | 0.79258
20986 | 2.86 | 1 | 365 | 3.2469 | 0.80848 | 4 | 0.055431
20987 | 6.5 | 1 | 365 | 7.3794 | 0.29201 | 7 | 0.67143
17984 | 5.46 | 1 | 365 | 6.1987 | 0.72529 | 6 | 0.924
20988 | 3.64 | 1 | 365 | 4.1325 | 0.48353 | 4 | 0.616
17681 | 5.355 | 1 | 365 | 6.0795 | 0.36519 | 6 | 0.4447
20989 | 5.61 | 1 | 365 | 6.369 | 0.23972 | 6 | 0.60873
15171 | 8 | 1 | 365 | 9.0824 | 0.43632 | 9 | 0.51869
20954 | 5.2 | 1 | 365 | 5.9035 | 0.83361 | 6 | 0.73715
15978 | 7.54 | 1 | 365 | 8.5601 | 0.85873 | 9 | 0.41886
20957 | 11.96 | 1 | 365 | 13.5781 | 0.017298 | 13 | 0.59544
21303 | 8.16 | 1 | 365 | 9.264 | 0.98505 | 10 | 0.24906
20959 | 3.64 | 1 | 365 | 4.1325 | 0.48353 | 4 | 0.616
21347 | 97.119 | 0.9 | 365 | 99.2329 | 0.76615 | 99 | 0.99908
21035 | 5.98 | 1 | 365 | 6.7891 | 0.50865 | 7 | 0.29772
20942 | 6.24 | 1 | 365 | 7.0842 | 0.40033 | 7 | 0.48458
21146 | 14.4 | 1 | 365 | 16.3483 | 0.38538 | 16 | 0.73364
20940 | 4.94 | 1 | 365 | 5.6084 | 0.94193 | 6 | 0.55029
20609 | 11.475 | 1 | 365 | 13.0275 | 0.35397 | 13 | 0.38149
20941 | 2.34 | 1 | 365 | 2.6566 | 0.025124 | 2 | 0.68172
21310 | 9.975 | 1 | 365 | 11.3246 | 0.20966 | 11 | 0.53424
21312 | 9.156 | 1 | 365 | 10.3948 | 0.40087 | 10 | 0.79564
21388 | 4.5 | 1 | 365 | 5.1088 | 0.43293 | 5 | 0.54176
21389 | 9.8 | 1 | 365 | 11.1259 | 0.60949 | 11 | 0.73539
20473 | 7.8 | 1 | 365 | 8.8553 | 0.75041 | 9 | 0.60572
21390 | 7.2 | 1 | 365 | 8.1741 | 0.69269 | 8 | 0.86682
21393 | 19.8 | 1 | 365 | 22.4789 | 0.90489 | 23 | 0.38375
21394 | 8.925 | 1 | 365 | 10.1325 | 0.60864 | 10 | 0.74116
21399 | 6 | 1 | 365 | 6.8118 | 0.57724 | 7 | 0.38902
21403 | 8.64 | 1 | 365 | 9.809 | 0.63123 | 10 | 0.44018
21404 | 2.7 | 1 | 365 | 3.0653 | 0.25976 | 3 | 0.32506
21405 | 7.425 | 1 | 365 | 8.4296 | 0.46433 | 8 | 0.89391
21406 | 3.6 | 1 | 365 | 4.0871 | 0.34634 | 4 | 0.43341
21407 | 4.95 | 1 | 365 | 5.6197 | 0.97622 | 6 | 0.59594
21424 | 6.5 | 1 | 365 | 7.3794 | 0.29201 | 7 | 0.67143
21429 | 3.64 | 1 | 365 | 4.1325 | 0.48353 | 4 | 0.616
21430 | 7.8 | 1 | 365 | 8.8553 | 0.75041 | 9 | 0.60572
21431 | 8.58 | 1 | 365 | 9.7408 | 0.42545 | 10 | 0.16629
18703 | 13 | 1 | 365 | 14.7588 | 0.58402 | 15 | 0.34287
17067 | 6.24 | 1 | 365 | 7.0842 | 0.40033 | 7 | 0.48458
15683 | 5.46 | 1 | 365 | 6.1987 | 0.72529 | 6 | 0.924
21738 | 11.22 | 1 | 365 | 12.738 | 0.47944 | 13 | 0.21746
21739 | 8.1 | 1 | 365 | 9.1959 | 0.77927 | 9 | 0.97517
15685 | 7.395 | 1 | 365 | 8.3955 | 0.36145 | 8 | 0.75696
19299 | 10.6 | 1 | 365 | 12.0341 | 0.35312 | 12 | 0.38726
18535 | 5.2 | 1 | 365 | 5.9035 | 0.83361 | 6 | 0.73715
15699 | 6.24 | 1 | 365 | 7.0842 | 0.40033 | 7 | 0.48458
15934 | 5.2 | 1 | 365 | 5.9035 | 0.83361 | 6 | 0.73715
15945 | 5.46 | 1 | 365 | 6.1987 | 0.72529 | 6 | 0.924
18103 | 5.2 | 1 | 365 | 5.9035 | 0.83361 | 6 | 0.73715
21604 | 3.64 | 1 | 365 | 4.1325 | 0.48353 | 4 | 0.616
21747 | 11.88 | 1 | 365 | 13.4873 | 0.74294 | 14 | 0.23025
21749 | 2.805 | 1 | 365 | 3.1845 | 0.61986 | 3 | 0.80436
21751 | 6.24 | 1 | 365 | 7.0842 | 0.40033 | 7 | 0.48458
21755 | 11.07 | 1 | 365 | 12.5677 | 0.96501 | 13 | 0.53273
21753 | 7.8 | 1 | 365 | 8.8553 | 0.75041 | 9 | 0.60572
21759 | 4.68 | 1 | 365 | 5.3132 | 0.050247 | 5 | 0.36343
21762 | 5.98 | 1 | 365 | 6.7891 | 0.50865 | 7 | 0.29772
18020 | 4.845 | 1 | 365 | 5.5005 | 0.61612 | 6 | 0.11663
21765 | 6.25 | 1 | 365 | 7.0956 | 0.43462 | 7 | 0.53022
21769 | 9.52 | 1 | 365 | 10.808 | 0.64922 | 11 | 0.45724
21778 | 3.825 | 1 | 365 | 4.3425 | 0.11799 | 4 | 0.4605
21777 | 8.25 | 1 | 365 | 9.3662 | 0.29371 | 9 | 0.6599
17866 | 5.72 | 1 | 365 | 6.4939 | 0.61697 | 7 | 0.11086
19025 | 6.63 | 1 | 365 | 7.527 | 0.73785 | 8 | 0.26486
21783 | 10.14 | 1 | 365 | 11.5119 | 0.77554 | 12 | 0.28744
19118 | 6.12 | 1 | 365 | 6.948 | 0.98878 | 7 | 0.9368
18009 | 4.94 | 1 | 365 | 5.6084 | 0.94193 | 6 | 0.55029
21800 | 7.14 | 1 | 365 | 8.106 | 0.48692 | 8 | 0.59293
21802 | 8.5 | 1 | 365 | 9.65 | 0.15109 | 9 | 0.80111
21806 | 4.25 | 1 | 365 | 4.825 | 0.57554 | 5 | 0.40055
21804 | 6.44 | 1 | 365 | 7.3113 | 0.086238 | 7 | 0.39754
12424 | 75.02 | 0.9 | 365 | 76.6529 | 0.55568 | 77 | 0.2086
21811 | 7.65 | 1 | 365 | 8.685 | 0.23598 | 8 | 0.921
21813 | 10.2 | 1 | 365 | 11.58 | 0.98131 | 12 | 0.56133
21814 | 5.1 | 1 | 365 | 5.79 | 0.49065 | 6 | 0.28066
21815 | 7.7 | 1 | 365 | 8.7418 | 0.40746 | 9 | 0.14924
21819 | 9.9 | 1 | 365 | 11.2394 | 0.95245 | 12 | 0.19188
21820 | 4.59 | 1 | 365 | 5.211 | 0.74159 | 5 | 0.9526
21821 | 7.14 | 1 | 365 | 8.106 | 0.48692 | 8 | 0.59293
21822 | 7.975 | 1 | 365 | 9.054 | 0.35058 | 9 | 0.40457
21758 | 7.975 | 1 | 365 | 9.054 | 0.35058 | 9 | 0.40457
16776 | 10.5 | 1 | 365 | 11.9206 | 0.01017 | 11 | 0.93078
15627 | 7.395 | 1 | 365 | 8.3955 | 0.36145 | 8 | 0.75696
21710 | 14.025 | 1 | 365 | 15.9225 | 0.099299 | 16 | 0.021825
21825 | 5.88 | 1 | 365 | 6.6755 | 0.1657 | 6 | 0.84124
21828 | 4.95 | 1 | 365 | 5.6197 | 0.97622 | 6 | 0.59594
21827 | 5.1 | 1 | 365 | 5.79 | 0.49065 | 6 | 0.28066
19362 | 9.62 | 1 | 365 | 10.9215 | 0.99217 | 11 | 0.91372
21830 | 4.125 | 1 | 365 | 4.6831 | 0.14685 | 4 | 0.82995
21831 | 6.325 | 1 | 365 | 7.1807 | 0.69184 | 7 | 0.87259
19128 | 7.28 | 1 | 365 | 8.265 | 0.96705 | 9 | 0.23201
21833 | 9.25 | 1 | 365 | 10.5015 | 0.72325 | 11 | 0.22473
21836 | 5.5 | 1 | 365 | 6.2441 | 0.86247 | 7 | 0.1066
21838 | 9.18 | 1 | 365 | 10.422 | 0.48318 | 10 | 0.90519
21841 | 13.26 | 1 | 365 | 15.054 | 0.4757 | 15 | 0.52973
21845 | 14.575 | 1 | 365 | 16.5469 | 0.98555 | 17 | 0.53248
15933 | 4.94 | 1 | 365 | 5.6084 | 0.94193 | 6 | 0.55029
15960 | 5.46 | 1 | 365 | 6.1987 | 0.72529 | 6 | 0.924
15922 | 4.94 | 1 | 365 | 5.6084 | 0.94193 | 6 | 0.55029
18056 | 3.38 | 1 | 365 | 3.8373 | 0.59185 | 4 | 0.42915
20621 | 6.12 | 1 | 365 | 6.948 | 0.98878 | 7 | 0.9368
19768 | 4.94 | 1 | 365 | 5.6084 | 0.94193 | 6 | 0.55029
15831 | 2.86 | 1 | 365 | 3.2469 | 0.80848 | 4 | 0.055431
18051 | 6.5 | 1 | 365 | 7.3794 | 0.29201 | 7 | 0.67143
15835 | 3.9 | 1 | 365 | 4.4277 | 0.37521 | 4 | 0.80286
15841 | 2.86 | 1 | 365 | 3.2469 | 0.80848 | 4 | 0.055431
18052 | 8.06 | 1 | 365 | 9.1505 | 0.64209 | 9 | 0.79258
15988 | 6.24 | 1 | 365 | 7.0842 | 0.40033 | 7 | 0.48458
17784 | 12.22 | 1 | 365 | 13.8733 | 0.90898 | 14 | 0.7823
15803 | 6.24 | 1 | 365 | 7.0842 | 0.40033 | 7 | 0.48458
20349 | 9.1 | 1 | 365 | 10.3312 | 0.20881 | 10 | 0.54001
18177 | 5.72 | 1 | 365 | 6.4939 | 0.61697 | 7 | 0.11086
18179 | 10.455 | 1 | 365 | 11.8695 | 0.85584 | 12 | 0.72536
15819 | 6.5 | 1 | 365 | 7.3794 | 0.29201 | 7 | 0.67143
15808 | 7.14 | 1 | 365 | 8.106 | 0.48692 | 8 | 0.59293
15794 | 9.945 | 1 | 365 | 11.2905 | 0.10678 | 11 | 0.39729
15997 | 8.06 | 1 | 365 | 9.1505 | 0.64209 | 9 | 0.79258
15793 | 10.92 | 1 | 365 | 12.3974 | 0.45058 | 12 | 0.84801
18057 | 8.32 | 1 | 365 | 9.4457 | 0.53377 | 9 | 0.97944
21847 | 8.8 | 1 | 365 | 9.9906 | 0.17995 | 10 | 0.17056
21840 | 9.075 | 1 | 365 | 10.3028 | 0.12308 | 10 | 0.42589
21859 | 8.67 | 1 | 365 | 9.843 | 0.73411 | 10 | 0.57713
21863 | 7.7 | 1 | 365 | 8.7418 | 0.40746 | 9 | 0.14924
21865 | 10.455 | 1 | 365 | 11.8695 | 0.85584 | 12 | 0.72536
21368 | 2.04 | 1 | 365 | 2.316 | 0.99626 | 3 | 0.31227
21369 | 8.06 | 1 | 365 | 9.1505 | 0.64209 | 9 | 0.79258
21363 | 4.16 | 1 | 365 | 4.7228 | 0.26689 | 4 | 0.98972
16867 | 8.4 | 1 | 365 | 9.5365 | 0.80814 | 10 | 0.34462
18680 | 8.06 | 1 | 365 | 9.1505 | 0.64209 | 9 | 0.79258
17872 | 5.1 | 1 | 365 | 5.79 | 0.49065 | 6 | 0.28066
18047 | 3.9 | 1 | 365 | 4.4277 | 0.37521 | 4 | 0.80286
19239 | 4.95 | 1 | 365 | 5.6197 | 0.97622 | 6 | 0.59594
18975 | 11.7 | 1 | 365 | 13.283 | 0.12562 | 13 | 0.40858
17855 | 7.2 | 1 | 365 | 8.1741 | 0.69269 | 8 | 0.86682
20792 | 8.32 | 1 | 365 | 9.4457 | 0.53377 | 9 | 0.97944
20168 | 12.22 | 1 | 365 | 13.8733 | 0.90898 | 14 | 0.7823
21360 | 10.2 | 1 | 365 | 11.58 | 0.98131 | 12 | 0.56133
20165 | 6.5 | 1 | 365 | 7.3794 | 0.29201 | 7 | 0.67143
21338 | 10.14 | 1 | 365 | 11.5119 | 0.77554 | 12 | 0.28744
21356 | 3.445 | 1 | 365 | 3.9111 | 0.81477 | 4 | 0.72586
21349 | 3.38 | 1 | 365 | 3.8373 | 0.59185 | 4 | 0.42915
21355 | 12.74 | 1 | 365 | 14.4637 | 0.69234 | 15 | 0.15601
21373 | 10.4 | 1 | 365 | 11.8071 | 0.66722 | 12 | 0.47429
18767 | 12.48 | 1 | 365 | 14.1685 | 0.80066 | 14 | 0.96915
21378 | 7.83 | 1 | 365 | 8.8894 | 0.8533 | 9 | 0.74267
21362 | 8.84 | 1 | 365 | 10.036 | 0.31713 | 10 | 0.35315
21375 | 5.98 | 1 | 365 | 6.7891 | 0.50865 | 7 | 0.29772
21379 | 3.825 | 1 | 365 | 4.3425 | 0.11799 | 4 | 0.4605
21380 | 13 | 1 | 365 | 14.7588 | 0.58402 | 15 | 0.34287
21381 | 13 | 1 | 365 | 14.7588 | 0.58402 | 15 | 0.34287
21383 | 3.38 | 1 | 365 | 3.8373 | 0.59185 | 4 | 0.42915
21382 | 2.86 | 1 | 365 | 3.2469 | 0.80848 | 4 | 0.055431
21384 | 4.94 | 1 | 365 | 5.6084 | 0.94193 | 6 | 0.55029
21385 | 14.04 | 1 | 365 | 15.9396 | 0.15074 | 16 | 0.090297
21386 | 5.2 | 1 | 365 | 5.9035 | 0.83361 | 6 | 0.73715
21387 | 8.84 | 1 | 365 | 10.036 | 0.31713 | 10 | 0.35315
21427 | 8.32 | 1 | 365 | 9.4457 | 0.53377 | 9 | 0.97944
21425 | 4.16 | 1 | 365 | 4.7228 | 0.26689 | 4 | 0.98972
21417 | 8.58 | 1 | 365 | 9.7408 | 0.42545 | 10 | 0.16629
21416 | 8.32 | 1 | 365 | 9.4457 | 0.53377 | 9 | 0.97944
21415 | 7.02 | 1 | 365 | 7.9698 | 0.075371 | 8 | 0.045149
21414 | 6.76 | 1 | 365 | 7.6746 | 0.18369 | 7 | 0.85829
21413 | 6.5 | 1 | 365 | 7.3794 | 0.29201 | 7 | 0.67143
21412 | 7.02 | 1 | 365 | 7.9698 | 0.075371 | 8 | 0.045149
21411 | 7.28 | 1 | 365 | 8.265 | 0.96705 | 9 | 0.23201
21433 | 5.865 | 1 | 365 | 6.6585 | 0.11425 | 6 | 0.77276
21435 | 10.2 | 1 | 365 | 11.58 | 0.98131 | 12 | 0.56133
21438 | 13 | 1 | 365 | 14.7588 | 0.58402 | 15 | 0.34287
21439 | 3.57 | 1 | 365 | 4.053 | 0.24346 | 4 | 0.29646
21441 | 11.96 | 1 | 365 | 13.5781 | 0.017298 | 13 | 0.59544
21444 | 3.12 | 1 | 365 | 3.5421 | 0.70016 | 4 | 0.24229
21445 | 13 | 1 | 365 | 14.7588 | 0.58402 | 15 | 0.34287
21446 | 9.945 | 1 | 365 | 11.2905 | 0.10678 | 11 | 0.39729
21447 | 5.72 | 1 | 365 | 6.4939 | 0.61697 | 7 | 0.11086
21450 | 12.495 | 1 | 365 | 14.1855 | 0.8521 | 15 | 0.037626
21451 | 7.8 | 1 | 365 | 8.8553 | 0.75041 | 9 | 0.60572
21453 | 5.46 | 1 | 365 | 6.1987 | 0.72529 | 6 | 0.924
21452 | 5.61 | 1 | 365 | 6.369 | 0.23972 | 6 | 0.60873
21457 | 5.72 | 1 | 365 | 6.4939 | 0.61697 | 7 | 0.11086
21458 | 13.52 | 1 | 365 | 15.3492 | 0.36738 | 15 | 0.71658
21459 | 6.76 | 1 | 365 | 7.6746 | 0.18369 | 7 | 0.85829
21460 | 5.355 | 1 | 365 | 6.0795 | 0.36519 | 6 | 0.4447
21461 | 7.54 | 1 | 365 | 8.5601 | 0.85873 | 9 | 0.41886
21462 | 6.63 | 1 | 365 | 7.527 | 0.73785 | 8 | 0.26486
20160 | 6.12 | 1 | 365 | 6.948 | 0.98878 | 7 | 0.9368
20163 | 3.12 | 1 | 365 | 3.5421 | 0.70016 | 4 | 0.24229
20157 | 5.98 | 1 | 365 | 6.7891 | 0.50865 | 7 | 0.29772
20154 | 9.1 | 1 | 365 | 10.3312 | 0.20881 | 10 | 0.54001
20153 | 8.925 | 1 | 365 | 10.1325 | 0.60864 | 10 | 0.74116
20149 | 10.14 | 1 | 365 | 11.5119 | 0.77554 | 12 | 0.28744
20151 | 3.57 | 1 | 365 | 4.053 | 0.24346 | 4 | 0.29646
20148 | 3.64 | 1 | 365 | 4.1325 | 0.48353 | 4 | 0.616
16007 | 2.86 | 1 | 365 | 3.2469 | 0.80848 | 4 | 0.055431
19238 | 4.68 | 1 | 365 | 5.3132 | 0.050247 | 5 | 0.36343
19244 | 7.8 | 1 | 365 | 8.8553 | 0.75041 | 9 | 0.60572
19252 | 5.2 | 1 | 365 | 5.9035 | 0.83361 | 6 | 0.73715
20869 | 9.156 | 1 | 365 | 10.3948 | 0.40087 | 10 | 0.79564
17369 | 9.24 | 1 | 365 | 10.4901 | 0.68895 | 11 | 0.17908
19400 | 3.64 | 1 | 365 | 4.1325 | 0.48353 | 4 | 0.616
19195 | 4.68 | 1 | 365 | 5.3132 | 0.050247 | 5 | 0.36343
19196 | 5.61 | 1 | 365 | 6.369 | 0.23972 | 6 | 0.60873
19197 | 5.98 | 1 | 365 | 6.7891 | 0.50865 | 7 | 0.29772
19198 | 5.98 | 1 | 365 | 6.7891 | 0.50865 | 7 | 0.29772
19199 | 7.02 | 1 | 365 | 7.9698 | 0.075371 | 8 | 0.045149
19201 | 6.63 | 1 | 365 | 7.527 | 0.73785 | 8 | 0.26486
19202 | 5.98 | 1 | 365 | 6.7891 | 0.50865 | 7 | 0.29772
19204 | 10.14 | 1 | 365 | 11.5119 | 0.77554 | 12 | 0.28744
19625 | 7.02 | 1 | 365 | 7.9698 | 0.075371 | 8 | 0.045149
19616 | 12.48 | 1 | 365 | 14.1685 | 0.80066 | 14 | 0.96915
19206 | 9.36 | 1 | 365 | 10.6264 | 0.10049 | 10 | 0.72686
19627 | 6.5 | 1 | 365 | 7.3794 | 0.29201 | 7 | 0.67143
20140 | 8.415 | 1 | 365 | 9.5535 | 0.85958 | 10 | 0.41309
19208 | 6.24 | 1 | 365 | 7.0842 | 0.40033 | 7 | 0.48458
20112 | 7.02 | 1 | 365 | 7.9698 | 0.075371 | 8 | 0.045149
20139 | 7.54 | 1 | 365 | 8.5601 | 0.85873 | 9 | 0.41886
19207 | 4.16 | 1 | 365 | 4.7228 | 0.26689 | 4 | 0.98972
21592 | 2.75 | 1 | 365 | 3.1221 | 0.43124 | 3 | 0.5533
20134 | 12.74 | 1 | 365 | 14.4637 | 0.69234 | 15 | 0.15601
21600 | 6.05 | 1 | 365 | 6.8685 | 0.74872 | 7 | 0.61726
21727 | 3.025 | 1 | 365 | 3.4343 | 0.37436 | 3 | 0.80863
20135 | 8.32 | 1 | 365 | 9.4457 | 0.53377 | 9 | 0.97944
14091 | 9.18 | 1 | 365 | 10.422 | 0.48318 | 10 | 0.90519
20128 | 10.14 | 1 | 365 | 11.5119 | 0.77554 | 12 | 0.28744
17539 | 13.26 | 1 | 365 | 15.054 | 0.4757 | 15 | 0.52973
18379 | 15.34 | 1 | 365 | 17.4154 | 0.60914 | 18 | 0.024584
19209 | 9.945 | 1 | 365 | 11.2905 | 0.10678 | 11 | 0.39729
13278 | 9.5 | 1 | 365 | 10.7853 | 0.58063 | 11 | 0.36594
16764 | 7.905 | 1 | 365 | 8.9745 | 0.11051 | 9 | 0.085029
20131 | 4.68 | 1 | 365 | 5.3132 | 0.050247 | 5 | 0.36343
13321 | 7 | 1 | 365 | 7.9471 | 0.00678 | 7 | 0.95385
19210 | 7.28 | 1 | 365 | 8.265 | 0.96705 | 9 | 0.23201
16783 | 7.65 | 1 | 365 | 8.685 | 0.23598 | 8 | 0.921
15607 | 12 | 1 | 365 | 13.6236 | 0.15448 | 13 | 0.77803
20129 | 2.25 | 1 | 365 | 2.5544 | 0.71646 | 3 | 0.27088
21671 | 6.885 | 1 | 365 | 7.8165 | 0.61238 | 8 | 0.4289
20127 | 8.06 | 1 | 365 | 9.1505 | 0.64209 | 9 | 0.79258
21675 | 7.395 | 1 | 365 | 8.3955 | 0.36145 | 8 | 0.75696
20126 | 4.68 | 1 | 365 | 5.3132 | 0.050247 | 5 | 0.36343
21678 | 7.65 | 1 | 365 | 8.685 | 0.23598 | 8 | 0.921
19211 | 7.28 | 1 | 365 | 8.265 | 0.96705 | 9 | 0.23201
21679 | 12.24 | 1 | 365 | 13.896 | 0.97757 | 14 | 0.87359
21680 | 5.61 | 1 | 365 | 6.369 | 0.23972 | 6 | 0.60873
21681 | 10.8 | 1 | 365 | 12.2612 | 0.039032 | 12 | 0.30023
20122 | 10.66 | 1 | 365 | 12.1023 | 0.5589 | 12 | 0.66115
15113 | 4.335 | 1 | 365 | 4.9215 | 0.86706 | 5 | 0.78856
20646 | 5.98 | 1 | 365 | 6.7891 | 0.50865 | 7 | 0.29772
20651 | 7.14 | 1 | 365 | 8.106 | 0.48692 | 8 | 0.59293
20826 | 3.92 | 1 | 365 | 4.4504 | 0.4438 | 4 | 0.89416
21684 | 4.59 | 1 | 365 | 5.211 | 0.74159 | 5 | 0.9526
21686 | 7.84 | 1 | 365 | 8.9007 | 0.88759 | 9 | 0.78831
21690 | 4.5 | 1 | 365 | 5.1088 | 0.43293 | 5 | 0.54176
21705 | 4.5 | 1 | 365 | 5.1088 | 0.43293 | 5 | 0.54176
21726 | 7.905 | 1 | 365 | 8.9745 | 0.11051 | 9 | 0.085029
21730 | 4.578 | 1 | 365 | 5.1974 | 0.70043 | 5 | 0.89782
19776 | 5.46 | 1 | 365 | 6.1987 | 0.72529 | 6 | 0.924
20859 | 17.004 | 1 | 365 | 19.3046 | 0.3159 | 19 | 0.62047
20836 | 6.76 | 1 | 365 | 7.6746 | 0.18369 | 7 | 0.85829
21735 | 9.72 | 1 | 365 | 11.0351 | 0.33513 | 11 | 0.37021
21693 | 7.47 | 1 | 365 | 8.4807 | 0.61866 | 9 | 0.099325
20833 | 25.74 | 0.9 | 365 | 26.3003 | 0.44872 | 26 | 0.74899
20879 | 6.24 | 1 | 365 | 7.0842 | 0.40033 | 7 | 0.48458
21698 | 6.72 | 1 | 365 | 7.6292 | 0.046509 | 7 | 0.6757
19773 | 2.08 | 1 | 365 | 2.3614 | 0.13344 | 2 | 0.49486
21699 | 5.61 | 1 | 365 | 6.369 | 0.23972 | 6 | 0.60873
21701 | 8.16 | 1 | 365 | 9.264 | 0.98505 | 10 | 0.24906
20873 | 10.14 | 1 | 365 | 11.5119 | 0.77554 | 12 | 0.28744
21709 | 8.67 | 1 | 365 | 9.843 | 0.73411 | 10 | 0.57713
21708 | 7.14 | 1 | 365 | 8.106 | 0.48692 | 8 | 0.59293
19766 | 5.98 | 1 | 365 | 6.7891 | 0.50865 | 7 | 0.29772
21713 | 6.12 | 1 | 365 | 6.948 | 0.98878 | 7 | 0.9368
21723 | 4.335 | 1 | 365 | 4.9215 | 0.86706 | 5 | 0.78856
19763 | 6.89 | 1 | 365 | 7.8222 | 0.62953 | 8 | 0.45172
20918 | 11.34 | 1 | 365 | 12.8743 | 0.89098 | 13 | 0.76524
19759 | 5.2 | 1 | 365 | 5.9035 | 0.83361 | 6 | 0.73715
21588 | 5.46 | 1 | 365 | 6.1987 | 0.72529 | 6 | 0.924
19112 | 5.2 | 1 | 365 | 5.9035 | 0.83361 | 6 | 0.73715
20894 | 4.16 | 1 | 365 | 4.7228 | 0.26689 | 4 | 0.98972
19136 | 5.46 | 1 | 365 | 6.1987 | 0.72529 | 6 | 0.924
18053 | 13 | 1 | 365 | 14.7588 | 0.58402 | 15 | 0.34287
18067 | 10.92 | 1 | 365 | 12.3974 | 0.45058 | 12 | 0.84801
18143 | 5.72 | 1 | 365 | 6.4939 | 0.61697 | 7 | 0.11086
18150 | 5.46 | 1 | 365 | 6.1987 | 0.72529 | 6 | 0.924
18160 | 4.16 | 1 | 365 | 4.7228 | 0.26689 | 4 | 0.98972
18458 | 11.925 | 1 | 365 | 13.5384 | 0.89726 | 14 | 0.43567
18467 | 6.24 | 1 | 365 | 7.0842 | 0.40033 | 7 | 0.48458
18472 | 4.68 | 1 | 365 | 5.3132 | 0.050247 | 5 | 0.36343
20246 | 5.775 | 1 | 365 | 6.5563 | 0.80559 | 7 | 0.36193
20749 | 50.358 | 0.9 | 365 | 51.4541 | 0.4343 | 51 | 0.88841
20318 | 10.2 | 1 | 365 | 11.58 | 0.98131 | 12 | 0.56133
21249 | 6.725 | 1 | 365 | 7.6349 | 0.063657 | 7 | 0.69852
19750 | 7.8 | 1 | 365 | 8.8553 | 0.75041 | 9 | 0.60572
20580 | 4.2 | 1 | 365 | 4.7682 | 0.40407 | 5 | 0.17231
16419 | 56.3 | 0.9 | 365 | 57.5254 | 0.77479 | 58 | 0.30024
19742 | 8.48 | 1 | 365 | 9.6273 | 0.082499 | 9 | 0.70981
18487 | 5 | 1 | 365 | 5.6765 | 0.1477 | 5 | 0.82418
20912 | 8.829 | 1 | 365 | 10.0235 | 0.27941 | 10 | 0.30294
21112 | 4.77 | 1 | 365 | 5.4154 | 0.35891 | 5 | 0.77427
20911 | 5.32 | 1 | 365 | 6.0398 | 0.24515 | 6 | 0.28493
19899 | 16.75 | 1 | 365 | 19.0162 | 0.44479 | 19 | 0.461
19672 | 2.04 | 1 | 365 | 2.316 | 0.99626 | 3 | 0.31227
19669 | 10.4 | 1 | 365 | 11.8071 | 0.66722 | 12 | 0.47429
21099 | 6.9 | 1 | 365 | 7.8335 | 0.66383 | 8 | 0.49737
19668 | 6.5 | 1 | 365 | 7.3794 | 0.29201 | 7 | 0.67143
20853 | 51.993 | 0.9 | 365 | 53.1247 | 0.48087 | 53 | 0.60557
19666 | 6.76 | 1 | 365 | 7.6746 | 0.18369 | 7 | 0.85829
19155 | 26.4 | 1 | 365 | 29.9718 | 0.53986 | 30 | 0.51167
19662 | 10.92 | 1 | 365 | 12.3974 | 0.45058 | 12 | 0.84801
21408 | 3.825 | 1 | 365 | 4.3425 | 0.11799 | 4 | 0.4605
19661 | 4.42 | 1 | 365 | 5.018 | 0.15857 | 5 | 0.17658
19663 | 7.8 | 1 | 365 | 8.8553 | 0.75041 | 9 | 0.60572
21561 | 8.502 | 1 | 365 | 9.6523 | 0.15795 | 9 | 0.81024
21570 | 5.6 | 1 | 365 | 6.3577 | 0.20542 | 6 | 0.56308
19657 | 3.64 | 1 | 365 | 4.1325 | 0.48353 | 4 | 0.616
21521 | 7.8 | 1 | 365 | 8.8553 | 0.75041 | 9 | 0.60572
21531 | 3.12 | 1 | 365 | 3.5421 | 0.70016 | 4 | 0.24229
20887 | 4.59 | 1 | 365 | 5.211 | 0.74159 | 5 | 0.9526
21529 | 5.2 | 1 | 365 | 5.9035 | 0.83361 | 6 | 0.73715
20908 | 33.6 | 0.9 | 365 | 34.3314 | 0.70929 | 35 | 0.040641
21532 | 8.32 | 1 | 365 | 9.4457 | 0.53377 | 9 | 0.97944
21540 | 5.2 | 1 | 365 | 5.9035 | 0.83361 | 6 | 0.73715
20909 | 4.68 | 1 | 365 | 5.3132 | 0.050247 | 5 | 0.36343
20933 | 5.46 | 1 | 365 | 6.1987 | 0.72529 | 6 | 0.924
20925 | 4.68 | 1 | 365 | 5.3132 | 0.050247 | 5 | 0.36343
20924 | 5.2 | 1 | 365 | 5.9035 | 0.83361 | 6 | 0.73715
20922 | 5.72 | 1 | 365 | 6.4939 | 0.61697 | 7 | 0.11086
17834 | 8.67 | 1 | 365 | 9.843 | 0.73411 | 10 | 0.57713
20914 | 5.865 | 1 | 365 | 6.6585 | 0.11425 | 6 | 0.77276
20931 | 11.18 | 1 | 365 | 12.6926 | 0.34226 | 13 | 0.034866
20930 | 5.72 | 1 | 365 | 6.4939 | 0.61697 | 7 | 0.11086
20928 | 2.34 | 1 | 365 | 2.6566 | 0.025124 | 2 | 0.68172
20927 | 5.46 | 1 | 365 | 6.1987 | 0.72529 | 6 | 0.924
20948 | 7 | 1 | 365 | 7.9471 | 0.00678 | 7 | 0.95385
20947 | 5.4 | 1 | 365 | 6.1306 | 0.51952 | 6 | 0.65011
20943 | 8.67 | 1 | 365 | 9.843 | 0.73411 | 10 | 0.57713
21217 | 40.625 | 0.9 | 365 | 41.5093 | 0.39256 | 41 | 0.90182
21223 | 13.77 | 1 | 365 | 15.633 | 0.22477 | 15 | 0.85779
20978 | 5.1 | 1 | 365 | 5.79 | 0.49065 | 6 | 0.28066
21224 | 8.925 | 1 | 365 | 10.1325 | 0.60864 | 10 | 0.74116
21226 | 10.4 | 1 | 365 | 11.8071 | 0.66722 | 12 | 0.47429
21227 | 7.54 | 1 | 365 | 8.5601 | 0.85873 | 9 | 0.41886
21230 | 8.4 | 1 | 365 | 9.5365 | 0.80814 | 10 | 0.34462
21231 | 8.96 | 1 | 365 | 10.1723 | 0.72868 | 10 | 0.90093
21240 | 7.84 | 1 | 365 | 8.9007 | 0.88759 | 9 | 0.78831
21239 | 10.215 | 1 | 365 | 11.597 | 0.032751 | 11 | 0.6298
21241 | 10.43 | 1 | 365 | 11.8411 | 0.7701 | 12 | 0.61124
21232 | 8.55 | 1 | 365 | 9.7068 | 0.32257 | 10 | 0.029348
21234 | 6.16 | 1 | 365 | 6.9934 | 0.12597 | 7 | 0.11939
21235 | 10.36 | 1 | 365 | 11.7617 | 0.53003 | 12 | 0.2917
21242 | 7.695 | 1 | 365 | 8.7361 | 0.39031 | 9 | 0.12641
21246 | 12 | 1 | 365 | 13.6236 | 0.15448 | 13 | 0.77803
21255 | 3.57 | 1 | 365 | 4.053 | 0.24346 | 4 | 0.29646
21275 | 4.335 | 1 | 365 | 4.9215 | 0.86706 | 5 | 0.78856
21277 | 3.64 | 1 | 365 | 4.1325 | 0.48353 | 4 | 0.616
21280 | 10.4 | 1 | 365 | 11.8071 | 0.66722 | 12 | 0.47429
21299 | 4.08 | 1 | 365 | 4.632 | 0.99252 | 5 | 0.62453
21297 | 7.8 | 1 | 365 | 8.8553 | 0.75041 | 9 | 0.60572
21320 | 6.5 | 1 | 365 | 7.3794 | 0.29201 | 7 | 0.67143
21300 | 3.9 | 1 | 365 | 4.4277 | 0.37521 | 4 | 0.80286
21324 | 6.5 | 1 | 365 | 7.3794 | 0.29201 | 7 | 0.67143
21328 | 7.8 | 1 | 365 | 8.8553 | 0.75041 | 9 | 0.60572
21329 | 12.22 | 1 | 365 | 13.8733 | 0.90898 | 14 | 0.7823
21331 | 4.68 | 1 | 365 | 5.3132 | 0.050247 | 5 | 0.36343
21332 | 4.42 | 1 | 365 | 5.018 | 0.15857 | 5 | 0.17658
21334 | 5.2 | 1 | 365 | 5.9035 | 0.83361 | 6 | 0.73715
21318 | 6.76 | 1 | 365 | 7.6746 | 0.18369 | 7 | 0.85829
21319 | 2.6 | 1 | 365 | 2.9518 | 0.9168 | 3 | 0.86857
21335 | 9.945 | 1 | 365 | 11.2905 | 0.10678 | 11 | 0.39729
21327 | 6.5 | 1 | 365 | 7.3794 | 0.29201 | 7 | 0.67143
21337 | 4.16 | 1 | 365 | 4.7228 | 0.26689 | 4 | 0.98972
21339 | 7.8 | 1 | 365 | 8.8553 | 0.75041 | 9 | 0.60572
21340 | 4.94 | 1 | 365 | 5.6084 | 0.94193 | 6 | 0.55029
21343 | 4.16 | 1 | 365 | 4.7228 | 0.26689 | 4 | 0.98972
21341 | 7.02 | 1 | 365 | 7.9698 | 0.075371 | 8 | 0.045149
21344 | 4.94 | 1 | 365 | 5.6084 | 0.94193 | 6 | 0.55029
21345 | 4.68 | 1 | 365 | 5.3132 | 0.050247 | 5 | 0.36343
21342 | 8.32 | 1 | 365 | 9.4457 | 0.53377 | 9 | 0.97944
21351 | 2.08 | 1 | 365 | 2.3614 | 0.13344 | 2 | 0.49486
21353 | 4.42 | 1 | 365 | 5.018 | 0.15857 | 5 | 0.17658
21354 | 6.24 | 1 | 365 | 7.0842 | 0.40033 | 7 | 0.48458
21361 | 8.32 | 1 | 365 | 9.4457 | 0.53377 | 9 | 0.97944
21366 | 5.98 | 1 | 365 | 6.7891 | 0.50865 | 7 | 0.29772
21308 | 2.04 | 1 | 365 | 2.316 | 0.99626 | 3 | 0.31227
16761 | 4.68 | 1 | 365 | 5.3132 | 0.050247 | 5 | 0.36343
14885 | 5.1 | 1 | 365 | 5.79 | 0.49065 | 6 | 0.28066
13975 | 6.12 | 1 | 365 | 6.948 | 0.98878 | 7 | 0.9368
18080 | 8 | 1 | 365 | 9.0824 | 0.43632 | 9 | 0.51869
17596 | 6.5 | 1 | 365 | 7.3794 | 0.29201 | 7 | 0.67143
15094 | 2.94 | 1 | 365 | 3.3378 | 0.082848 | 3 | 0.42062
17599 | 4.59 | 1 | 365 | 5.211 | 0.74159 | 5 | 0.9526
15865 | 5.2 | 1 | 365 | 5.9035 | 0.83361 | 6 | 0.73715
14338 | 10.2 | 1 | 365 | 11.58 | 0.98131 | 12 | 0.56133
21448 | 10.4 | 1 | 365 | 11.8071 | 0.66722 | 12 | 0.47429
21468 | 9.88 | 1 | 365 | 11.2167 | 0.88386 | 12 | 0.10058
21494 | 3.64 | 1 | 365 | 4.1325 | 0.48353 | 4 | 0.616
21500 | 3.12 | 1 | 365 | 3.5421 | 0.70016 | 4 | 0.24229
21270 | 3.64 | 1 | 365 | 4.1325 | 0.48353 | 4 | 0.616
20888 | 4.94 | 1 | 365 | 5.6084 | 0.94193 | 6 | 0.55029
15829 | 12.48 | 1 | 365 | 14.1685 | 0.80066 | 14 | 0.96915
21093 | 10.14 | 1 | 365 | 11.5119 | 0.77554 | 12 | 0.28744
15140 | 5.5 | 1 | 365 | 6.2441 | 0.86247 | 7 | 0.1066
18626 | 16.38 | 1 | 365 | 18.5961 | 0.17587 | 18 | 0.77201
22125 | 7.28 | 1 | 365 | 8.265 | 0.96705 | 9 | 0.23201
22115 | 5.13 | 1 | 365 | 5.8241 | 0.59354 | 6 | 0.41761
16844 | 4.59 | 1 | 365 | 5.211 | 0.74159 | 5 | 0.9526
19760 | 10.71 | 1 | 365 | 12.159 | 0.73037 | 12 | 0.88939
17562 | 3.06 | 1 | 365 | 3.474 | 0.49439 | 3 | 0.9684
22134 | 7.56 | 1 | 365 | 8.5828 | 0.92732 | 9 | 0.51016
21070 | 6.867 | 1 | 365 | 7.7961 | 0.55065 | 8 | 0.34673
22140 | 12.96 | 1 | 365 | 14.7134 | 0.44684 | 15 | 0.16027
22153 | 9.36 | 1 | 365 | 10.6264 | 0.10049 | 10 | 0.72686
22151 | 9.625 | 1 | 365 | 10.9272 | 0.0093225 | 10 | 0.93655
22158 | 10.4 | 1 | 365 | 11.8071 | 0.66722 | 12 | 0.47429
22167 | 9.1 | 1 | 365 | 10.3312 | 0.20881 | 10 | 0.54001
22170 | 8 | 1 | 365 | 9.0824 | 0.43632 | 9 | 0.51869
22172 | 10.8 | 1 | 365 | 12.2612 | 0.039032 | 12 | 0.30023
22173 | 3.57 | 1 | 365 | 4.053 | 0.24346 | 4 | 0.29646
22175 | 5.46 | 1 | 365 | 6.1987 | 0.72529 | 6 | 0.924
22176 | 6.12 | 1 | 365 | 6.948 | 0.98878 | 7 | 0.9368
22178 | 3.9 | 1 | 365 | 4.4277 | 0.37521 | 4 | 0.80286
22177 | 5.5 | 1 | 365 | 6.2441 | 0.86247 | 7 | 0.1066
22188 | 8.16 | 1 | 365 | 9.264 | 0.98505 | 10 | 0.24906
22190 | 6.12 | 1 | 365 | 6.948 | 0.98878 | 7 | 0.9368
22102 | 5.2 | 1 | 365 | 5.9035 | 0.83361 | 6 | 0.73715
22195 | 5.72 | 1 | 365 | 6.4939 | 0.61697 | 7 | 0.11086
22135 | 7.8 | 1 | 365 | 8.8553 | 0.75041 | 9 | 0.60572
22194 | 11.7 | 1 | 365 | 13.283 | 0.12562 | 13 | 0.40858
22206 | 6.76 | 1 | 365 | 7.6746 | 0.18369 | 7 | 0.85829
22207 | 4.16 | 1 | 365 | 4.7228 | 0.26689 | 4 | 0.98972
22213 | 12.1 | 1 | 365 | 13.7371 | 0.49743 | 14 | 0.23452
22233 | 4.25 | 1 | 365 | 4.825 | 0.57554 | 5 | 0.40055
22241 | 4.32 | 1 | 365 | 4.9045 | 0.81561 | 5 | 0.72009
22240 | 12.1 | 1 | 365 | 13.7371 | 0.49743 | 14 | 0.23452
21401 | 1.1 | 1 | 365 | 1.2488 | 0.77249 | 2 | 0.02132
22260 | 7.02 | 1 | 365 | 7.9698 | 0.075371 | 8 | 0.045149
22262 | 5.5 | 1 | 365 | 6.2441 | 0.86247 | 7 | 0.1066
22237 | 3.75 | 1 | 365 | 4.2574 | 0.86078 | 5 | 0.11813
22266 | 10 | 1 | 365 | 11.353 | 0.2954 | 11 | 0.64836
22267 | 6.75 | 1 | 365 | 7.6632 | 0.1494 | 7 | 0.81264
22270 | 5.88 | 1 | 365 | 6.6755 | 0.1657 | 6 | 0.84124
22272 | 79.8 | 0.9 | 365 | 81.537 | 0.30956 | 81 | 0.84652
22276 | 9.18 | 1 | 365 | 10.422 | 0.48318 | 10 | 0.90519
22281 | 9.435 | 1 | 365 | 10.7115 | 0.35771 | 11 | 0.069228
22279 | 6.84 | 1 | 365 | 7.7654 | 0.45805 | 8 | 0.22348
22204 | 7.395 | 1 | 365 | 8.3955 | 0.36145 | 8 | 0.75696
22252 | 17.94 | 1 | 365 | 20.3672 | 0.52595 | 20 | 0.89316
17639 | 6.63 | 1 | 365 | 7.527 | 0.73785 | 8 | 0.26486
19764 | 8 | 1 | 365 | 9.0824 | 0.43632 | 9 | 0.51869
15875 | 11.475 | 1 | 365 | 13.0275 | 0.35397 | 13 | 0.38149
17622 | 3.64 | 1 | 365 | 4.1325 | 0.48353 | 4 | 0.616
22081 | 3.64 | 1 | 365 | 4.1325 | 0.48353 | 4 | 0.616
22101 | 3.315 | 1 | 365 | 3.7635 | 0.36893 | 4 | 0.13243
22306 | 6.5 | 1 | 365 | 7.3794 | 0.29201 | 7 | 0.67143
22308 | 4.59 | 1 | 365 | 5.211 | 0.74159 | 5 | 0.9526
22310 | 5.67 | 1 | 365 | 6.4371 | 0.44549 | 6 | 0.88262
22311 | 8.5 | 1 | 365 | 9.65 | 0.15109 | 9 | 0.80111
22312 | 3.24 | 1 | 365 | 3.6784 | 0.11171 | 3 | 0.79007
22313 | 8.75 | 1 | 365 | 9.9338 | 0.008475 | 9 | 0.94231
22318 | 10.25 | 1 | 365 | 11.6368 | 0.15278 | 11 | 0.78957
22315 | 11.025 | 1 | 365 | 12.5166 | 0.81068 | 13 | 0.32732
22320 | 6.5 | 1 | 365 | 7.3794 | 0.29201 | 7 | 0.67143
22322 | 7.54 | 1 | 365 | 8.5601 | 0.85873 | 9 | 0.41886
22323 | 8.32 | 1 | 365 | 9.4457 | 0.53377 | 9 | 0.97944
22325 | 10.92 | 1 | 365 | 12.3974 | 0.45058 | 12 | 0.84801
22326 | 9.88 | 1 | 365 | 11.2167 | 0.88386 | 12 | 0.10058
22330 | 8 | 1 | 365 | 9.0824 | 0.43632 | 9 | 0.51869
22327 | 8.32 | 1 | 365 | 9.4457 | 0.53377 | 9 | 0.97944
22332 | 7.28 | 1 | 365 | 8.265 | 0.96705 | 9 | 0.23201
22331 | 7.28 | 1 | 365 | 8.265 | 0.96705 | 9 | 0.23201
22341 | 3.64 | 1 | 365 | 4.1325 | 0.48353 | 4 | 0.616
22286 | 2.86 | 1 | 365 | 3.2469 | 0.80848 | 4 | 0.055431
22348 | 8.32 | 1 | 365 | 9.4457 | 0.53377 | 9 | 0.97944
22351 | 7.54 | 1 | 365 | 8.5601 | 0.85873 | 9 | 0.41886
22352 | 6.75 | 1 | 365 | 7.6632 | 0.1494 | 7 | 0.81264
22353 | 6.24 | 1 | 365 | 7.0842 | 0.40033 | 7 | 0.48458
22354 | 9 | 1 | 365 | 10.2177 | 0.86586 | 11 | 0.083524
22355 | 4.16 | 1 | 365 | 4.7228 | 0.26689 | 4 | 0.98972
22356 | 8.5 | 1 | 365 | 9.65 | 0.15109 | 9 | 0.80111
22357 | 5.72 | 1 | 365 | 6.4939 | 0.61697 | 7 | 0.11086
22359 | 9 | 1 | 365 | 10.2177 | 0.86586 | 11 | 0.083524
22360 | 6.24 | 1 | 365 | 7.0842 | 0.40033 | 7 | 0.48458
22361 | 6.5 | 1 | 365 | 7.3794 | 0.29201 | 7 | 0.67143
22362 | 5.5 | 1 | 365 | 6.2441 | 0.86247 | 7 | 0.1066
22363 | 8.84 | 1 | 365 | 10.036 | 0.31713 | 10 | 0.35315
22364 | 6 | 1 | 365 | 6.8118 | 0.57724 | 7 | 0.38902
22634 | 6.24 | 1 | 365 | 7.0842 | 0.40033 | 7 | 0.48458
22636 | 5.13 | 1 | 365 | 5.8241 | 0.59354 | 6 | 0.41761
22641 | 4.42 | 1 | 365 | 5.018 | 0.15857 | 5 | 0.17658
22639 | 9 | 1 | 365 | 10.2177 | 0.86586 | 11 | 0.083524
22646 | 7.25 | 1 | 365 | 8.2309 | 0.86416 | 9 | 0.095061
22643 | 6.75 | 1 | 365 | 7.6632 | 0.1494 | 7 | 0.81264
22647 | 11.2 | 1 | 365 | 12.7153 | 0.41085 | 13 | 0.12616
22662 | 6.75 | 1 | 365 | 7.6632 | 0.1494 | 7 | 0.81264
22663 | 4.75 | 1 | 365 | 5.3927 | 0.29031 | 5 | 0.68297
22665 | 9.25 | 1 | 365 | 10.5015 | 0.72325 | 11 | 0.22473
22668 | 9.36 | 1 | 365 | 10.6264 | 0.10049 | 10 | 0.72686
22669 | 7.15 | 1 | 365 | 8.1174 | 0.52121 | 8 | 0.63858
22671 | 3.9 | 1 | 365 | 4.4277 | 0.37521 | 4 | 0.80286
22673 | 7 | 1 | 365 | 7.9471 | 0.00678 | 7 | 0.95385
22675 | 6.44 | 1 | 365 | 7.3113 | 0.086238 | 7 | 0.39754
22676 | 3.06 | 1 | 365 | 3.474 | 0.49439 | 3 | 0.9684
22678 | 5 | 1 | 365 | 5.6765 | 0.1477 | 5 | 0.82418
22680 | 8.84 | 1 | 365 | 10.036 | 0.31713 | 10 | 0.35315
22679 | 5.98 | 1 | 365 | 6.7891 | 0.50865 | 7 | 0.29772
21059 | 5.5 | 1 | 365 | 6.2441 | 0.86247 | 7 | 0.1066
22681 | 10.4 | 1 | 365 | 11.8071 | 0.66722 | 12 | 0.47429
22684 | 5.5 | 1 | 365 | 6.2441 | 0.86247 | 7 | 0.1066
22687 | 10.14 | 1 | 365 | 11.5119 | 0.77554 | 12 | 0.28744
22690 | 4.5 | 1 | 365 | 5.1088 | 0.43293 | 5 | 0.54176
22689 | 6 | 1 | 365 | 6.8118 | 0.57724 | 7 | 0.38902
22691 | 9.88 | 1 | 365 | 11.2167 | 0.88386 | 12 | 0.10058
22692 | 5.2 | 1 | 365 | 5.9035 | 0.83361 | 6 | 0.73715
22694 | 2.75 | 1 | 365 | 3.1221 | 0.43124 | 3 | 0.5533
22695 | 3.85 | 1 | 365 | 4.3709 | 0.20373 | 4 | 0.57462
22696 | 12.255 | 1 | 365 | 13.9131 | 0.029013 | 13 | 0.94207
22697 | 5.32 | 1 | 365 | 6.0398 | 0.24515 | 6 | 0.28493
22705 | 4.76 | 1 | 365 | 5.404 | 0.32461 | 5 | 0.72862
22699 | 9.8 | 1 | 365 | 11.1259 | 0.60949 | 11 | 0.73539
22701 | 3.85 | 1 | 365 | 4.3709 | 0.20373 | 4 | 0.57462
22702 | 6.12 | 1 | 365 | 6.948 | 0.98878 | 7 | 0.9368
16081 | 6.885 | 1 | 365 | 7.8165 | 0.61238 | 8 | 0.4289
18328 | 5.2 | 1 | 365 | 5.9035 | 0.83361 | 6 | 0.73715
16093 | 8.925 | 1 | 365 | 10.1325 | 0.60864 | 10 | 0.74116
16090 | 5.61 | 1 | 365 | 6.369 | 0.23972 | 6 | 0.60873
16102 | 5.2 | 1 | 365 | 5.9035 | 0.83361 | 6 | 0.73715
18384 | 9.88 | 1 | 365 | 11.2167 | 0.88386 | 12 | 0.10058
16099 | 7.65 | 1 | 365 | 8.685 | 0.23598 | 8 | 0.921
16184 | 5.2 | 1 | 365 | 5.9035 | 0.83361 | 6 | 0.73715
18390 | 8.06 | 1 | 365 | 9.1505 | 0.64209 | 9 | 0.79258
16183 | 7.28 | 1 | 365 | 8.265 | 0.96705 | 9 | 0.23201
16181 | 8.32 | 1 | 365 | 9.4457 | 0.53377 | 9 | 0.97944
18394 | 8.58 | 1 | 365 | 9.7408 | 0.42545 | 10 | 0.16629
16226 | 5.72 | 1 | 365 | 6.4939 | 0.61697 | 7 | 0.11086
18396 | 7.54 | 1 | 365 | 8.5601 | 0.85873 | 9 | 0.41886
18399 | 10.14 | 1 | 365 | 11.5119 | 0.77554 | 12 | 0.28744
18400 | 5.46 | 1 | 365 | 6.1987 | 0.72529 | 6 | 0.924
12425 | 167.4 | 0.9 | 365 | 171.0437 | 0.6945 | 171 | 0.73819
17986 | 9.88 | 1 | 365 | 11.2167 | 0.88386 | 12 | 0.10058
19429 | 11.18 | 1 | 365 | 12.6926 | 0.34226 | 13 | 0.034866
19850 | 13.52 | 1 | 365 | 15.3492 | 0.36738 | 15 | 0.71658
20111 | 5.2 | 1 | 365 | 5.9035 | 0.83361 | 6 | 0.73715
18852 | 6.24 | 1 | 365 | 7.0842 | 0.40033 | 7 | 0.48458
18853 | 10.66 | 1 | 365 | 12.1023 | 0.5589 | 12 | 0.66115
18860 | 9.62 | 1 | 365 | 10.9215 | 0.99217 | 11 | 0.91372
18931 | 7.14 | 1 | 365 | 8.106 | 0.48692 | 8 | 0.59293
18942 | 5.2 | 1 | 365 | 5.9035 | 0.83361 | 6 | 0.73715
18936 | 4.42 | 1 | 365 | 5.018 | 0.15857 | 5 | 0.17658
18945 | 3.64 | 1 | 365 | 4.1325 | 0.48353 | 4 | 0.616
21954 | 13.44 | 1 | 365 | 15.2584 | 0.093018 | 15 | 0.3514
18953 | 6.76 | 1 | 365 | 7.6746 | 0.18369 | 7 | 0.85829
18954 | 9.1 | 1 | 365 | 10.3312 | 0.20881 | 10 | 0.54001
19143 | 5.46 | 1 | 365 | 6.1987 | 0.72529 | 6 | 0.924
21955 | 13.72 | 1 | 365 | 15.5763 | 0.053289 | 15 | 0.62955
19145 | 3.12 | 1 | 365 | 3.5421 | 0.70016 | 4 | 0.24229
18402 | 4.94 | 1 | 365 | 5.6084 | 0.94193 | 6 | 0.55029
21958 | 5.625 | 1 | 365 | 6.386 | 0.29116 | 6 | 0.6772
19146 | 11.44 | 1 | 365 | 12.9878 | 0.23394 | 13 | 0.22172
19306 | 8.84 | 1 | 365 | 10.036 | 0.31713 | 10 | 0.35315
18407 | 7.54 | 1 | 365 | 8.5601 | 0.85873 | 9 | 0.41886
21959 | 5.4 | 1 | 365 | 6.1306 | 0.51952 | 6 | 0.65011
21960 | 4.88 | 1 | 365 | 5.5402 | 0.73616 | 6 | 0.2764
21961 | 6.12 | 1 | 365 | 6.948 | 0.98878 | 7 | 0.9368
18403 | 6.24 | 1 | 365 | 7.0842 | 0.40033 | 7 | 0.48458
18415 | 7.395 | 1 | 365 | 8.3955 | 0.36145 | 8 | 0.75696
18416 | 6.76 | 1 | 365 | 7.6746 | 0.18369 | 7 | 0.85829
18419 | 10.14 | 1 | 365 | 11.5119 | 0.77554 | 12 | 0.28744
21962 | 4.2 | 1 | 365 | 4.7682 | 0.40407 | 5 | 0.17231
18420 | 4.42 | 1 | 365 | 5.018 | 0.15857 | 5 | 0.17658
22008 | 9 | 1 | 365 | 10.2177 | 0.86586 | 11 | 0.083524
22010 | 5.4 | 1 | 365 | 6.1306 | 0.51952 | 6 | 0.65011
22013 | 3.75 | 1 | 365 | 4.2574 | 0.86078 | 5 | 0.11813
18423 | 14.04 | 1 | 365 | 15.9396 | 0.15074 | 16 | 0.090297
22022 | 6.72 | 1 | 365 | 7.6292 | 0.046509 | 7 | 0.6757
22027 | 9.8 | 1 | 365 | 11.1259 | 0.60949 | 11 | 0.73539
21469 | 3.38 | 1 | 365 | 3.8373 | 0.59185 | 4 | 0.42915
21966 | 7.7 | 1 | 365 | 8.7418 | 0.40746 | 9 | 0.14924
18439 | 10.71 | 1 | 365 | 12.159 | 0.73037 | 12 | 0.88939
21967 | 5.36 | 1 | 365 | 6.0852 | 0.38233 | 6 | 0.46752
18441 | 2.86 | 1 | 365 | 3.2469 | 0.80848 | 4 | 0.055431
21969 | 9.81 | 1 | 365 | 11.1373 | 0.64379 | 11 | 0.78104
18442 | 7.8 | 1 | 365 | 8.8553 | 0.75041 | 9 | 0.60572
21970 | 3.04 | 1 | 365 | 3.4513 | 0.4258 | 3 | 0.8771
18488 | 3.38 | 1 | 365 | 3.8373 | 0.59185 | 4 | 0.42915
21983 | 10.92 | 1 | 365 | 12.3974 | 0.45058 | 12 | 0.84801
21985 | 7.194 | 1 | 365 | 8.1673 | 0.67211 | 8 | 0.83943
18473 | 11.18 | 1 | 365 | 12.6926 | 0.34226 | 13 | 0.034866
21988 | 7.5 | 1 | 365 | 8.5147 | 0.72155 | 9 | 0.23627
18479 | 3.64 | 1 | 365 | 4.1325 | 0.48353 | 4 | 0.616
21989 | 9.81 | 1 | 365 | 11.1373 | 0.64379 | 11 | 0.78104
18474 | 14.04 | 1 | 365 | 15.9396 | 0.15074 | 16 | 0.090297
21990 | 8.525 | 1 | 365 | 9.6784 | 0.23683 | 9 | 0.91523
21992 | 12.495 | 1 | 365 | 14.1855 | 0.8521 | 15 | 0.037626
18491 | 3.9 | 1 | 365 | 4.4277 | 0.37521 | 4 | 0.80286
18497 | 9.1 | 1 | 365 | 10.3312 | 0.20881 | 10 | 0.54001
21677 | 7.521 | 1 | 365 | 8.5386 | 0.79357 | 9 | 0.33213
22084 | 8.55 | 1 | 365 | 9.7068 | 0.32257 | 10 | 0.029348
22087 | 9.12 | 1 | 365 | 10.3539 | 0.2774 | 10 | 0.6313
21968 | 4.578 | 1 | 365 | 5.1974 | 0.70043 | 5 | 0.89782
22043 | 10.8 | 1 | 365 | 12.2612 | 0.039032 | 12 | 0.30023
21187 | 10.92 | 1 | 365 | 12.3974 | 0.45058 | 12 | 0.84801
21900 | 3.315 | 1 | 365 | 3.7635 | 0.36893 | 4 | 0.13243
21906 | 3.38 | 1 | 365 | 3.8373 | 0.59185 | 4 | 0.42915
22798 | 8.84 | 1 | 365 | 10.036 | 0.31713 | 10 | 0.35315
21919 | 4.59 | 1 | 365 | 5.211 | 0.74159 | 5 | 0.9526
22799 | 8.25 | 1 | 365 | 9.3662 | 0.29371 | 9 | 0.6599
14712 | 14.28 | 1 | 365 | 16.212 | 0.97383 | 17 | 0.18586
15974 | 8.415 | 1 | 365 | 9.5535 | 0.85958 | 10 | 0.41309
22801 | 5.25 | 1 | 365 | 5.9603 | 0.005085 | 5 | 0.96539
18084 | 3.12 | 1 | 365 | 3.5421 | 0.70016 | 4 | 0.24229
22803 | 9.8 | 1 | 365 | 11.1259 | 0.60949 | 11 | 0.73539
13145 | 6.63 | 1 | 365 | 7.527 | 0.73785 | 8 | 0.26486
22804 | 6.5 | 1 | 365 | 7.3794 | 0.29201 | 7 | 0.67143
16996 | 6.76 | 1 | 365 | 7.6746 | 0.18369 | 7 | 0.85829
21044 | 7.02 | 1 | 365 | 7.9698 | 0.075371 | 8 | 0.045149
20407 | 3.64 | 1 | 365 | 4.1325 | 0.48353 | 4 | 0.616
22029 | 7.02 | 1 | 365 | 7.9698 | 0.075371 | 8 | 0.045149
22809 | 8 | 1 | 365 | 9.0824 | 0.43632 | 9 | 0.51869
22035 | 3.12 | 1 | 365 | 3.5421 | 0.70016 | 4 | 0.24229
21986 | 3.38 | 1 | 365 | 3.8373 | 0.59185 | 4 | 0.42915
22816 | 7 | 1 | 365 | 7.9471 | 0.00678 | 7 | 0.95385
21991 | 17.42 | 1 | 365 | 19.7769 | 0.74259 | 20 | 0.51944
22024 | 3.64 | 1 | 365 | 4.1325 | 0.48353 | 4 | 0.616
22031 | 2.08 | 1 | 365 | 2.3614 | 0.13344 | 2 | 0.49486
22832 | 6.12 | 1 | 365 | 6.948 | 0.98878 | 7 | 0.9368
22834 | 21.45 | 1 | 365 | 24.3521 | 0.56363 | 24 | 0.91573
22835 | 2.8 | 1 | 365 | 3.1788 | 0.60271 | 3 | 0.78154
22836 | 6.3 | 1 | 365 | 7.1524 | 0.6061 | 7 | 0.75847
22838 | 6.12 | 1 | 365 | 6.948 | 0.98878 | 7 | 0.9368
22839 | 6.72 | 1 | 365 | 7.6292 | 0.046509 | 7 | 0.6757
22843 | 7.75 | 1 | 365 | 8.7985 | 0.57893 | 9 | 0.37748
22841 | 15.25 | 1 | 365 | 17.3133 | 0.30048 | 17 | 0.61375
22844 | 10.4 | 1 | 365 | 11.8071 | 0.66722 | 12 | 0.47429
22846 | 2.86 | 1 | 365 | 3.2469 | 0.80848 | 4 | 0.055431
22845 | 13.5 | 1 | 365 | 15.3265 | 0.29879 | 15 | 0.62529
22847 | 5.75 | 1 | 365 | 6.528 | 0.71985 | 7 | 0.24781
22849 | 7.25 | 1 | 365 | 8.2309 | 0.86416 | 9 | 0.095061
22848 | 7.695 | 1 | 365 | 8.7361 | 0.39031 | 9 | 0.12641
22850 | 6.76 | 1 | 365 | 7.6746 | 0.18369 | 7 | 0.85829
22852 | 9.1 | 1 | 365 | 10.3312 | 0.20881 | 10 | 0.54001
22853 | 5.1 | 1 | 365 | 5.79 | 0.49065 | 6 | 0.28066
22858 | 5.94 | 1 | 365 | 6.7437 | 0.37147 | 7 | 0.11513
22859 | 19.62 | 1 | 365 | 22.2745 | 0.28757 | 22 | 0.56208
22813 | 8.16 | 1 | 365 | 9.264 | 0.98505 | 10 | 0.24906
22735 | 2.68 | 1 | 365 | 3.0426 | 0.19117 | 3 | 0.23376
22807 | 3.12 | 1 | 365 | 3.5421 | 0.70016 | 4 | 0.24229
22893 | 8.25 | 1 | 365 | 9.3662 | 0.29371 | 9 | 0.6599
22892 | 2.94 | 1 | 365 | 3.3378 | 0.082848 | 3 | 0.42062
22894 | 8.4 | 1 | 365 | 9.5365 | 0.80814 | 10 | 0.34462
22608 | 4.94 | 1 | 365 | 5.6084 | 0.94193 | 6 | 0.55029
22895 | 7.84 | 1 | 365 | 8.9007 | 0.88759 | 9 | 0.78831
22896 | 5.04 | 1 | 365 | 5.7219 | 0.28488 | 6 | 0.0067734
22898 | 4.5 | 1 | 365 | 5.1088 | 0.43293 | 5 | 0.54176
22899 | 12 | 1 | 365 | 13.6236 | 0.15448 | 13 | 0.77803
22901 | 9.88 | 1 | 365 | 11.2167 | 0.88386 | 12 | 0.10058
22903 | 7.02 | 1 | 365 | 7.9698 | 0.075371 | 8 | 0.045149
22902 | 5.1 | 1 | 365 | 5.79 | 0.49065 | 6 | 0.28066
22904 | 5.98 | 1 | 365 | 6.7891 | 0.50865 | 7 | 0.29772
22905 | 11.5 | 1 | 365 | 13.0559 | 0.43971 | 13 | 0.49561
22912 | 9.36 | 1 | 365 | 10.6264 | 0.10049 | 10 | 0.72686
22911 | 6.05 | 1 | 365 | 6.8685 | 0.74872 | 7 | 0.61726
22914 | 8.25 | 1 | 365 | 9.3662 | 0.29371 | 9 | 0.6599
22917 | 9.075 | 1 | 365 | 10.3028 | 0.12308 | 10 | 0.42589
22919 | 6.375 | 1 | 365 | 7.2375 | 0.86332 | 8 | 0.10083
22922 | 6.885 | 1 | 365 | 7.8165 | 0.61238 | 8 | 0.4289
22925 | 11.2 | 1 | 365 | 12.7153 | 0.41085 | 13 | 0.12616
22923 | 14.75 | 1 | 365 | 16.7456 | 0.58572 | 17 | 0.33133
22927 | 6 | 1 | 365 | 6.8118 | 0.57724 | 7 | 0.38902
22928 | 4.59 | 1 | 365 | 5.211 | 0.74159 | 5 | 0.9526
22721 | 7.29 | 1 | 365 | 8.2763 | 0.0013466 | 8 | 0.27765
22930 | 4.95 | 1 | 365 | 5.6197 | 0.97622 | 6 | 0.59594
22934 | 10.725 | 1 | 365 | 12.176 | 0.78182 | 12 | 0.95787
22932 | 9.88 | 1 | 365 | 11.2167 | 0.88386 | 12 | 0.10058
22937 | 8.1 | 1 | 365 | 9.1959 | 0.77927 | 9 | 0.97517
22938 | 6.44 | 1 | 365 | 7.3113 | 0.086238 | 7 | 0.39754
22940 | 11.5 | 1 | 365 | 13.0559 | 0.43971 | 13 | 0.49561
22942 | 7.28 | 1 | 365 | 8.265 | 0.96705 | 9 | 0.23201
22944 | 6.76 | 1 | 365 | 7.6746 | 0.18369 | 7 | 0.85829
22947 | 7.5 | 1 | 365 | 8.5147 | 0.72155 | 9 | 0.23627
22945 | 6.25 | 1 | 365 | 7.0956 | 0.43462 | 7 | 0.53022
22948 | 8.25 | 1 | 365 | 9.3662 | 0.29371 | 9 | 0.6599
22949 | 11.5 | 1 | 365 | 13.0559 | 0.43971 | 13 | 0.49561
22952 | 10.14 | 1 | 365 | 11.5119 | 0.77554 | 12 | 0.28744
22953 | 7.29 | 1 | 365 | 8.2763 | 0.0013466 | 8 | 0.27765
22954 | 13 | 1 | 365 | 14.7588 | 0.58402 | 15 | 0.34287
22955 | 5 | 1 | 365 | 5.6765 | 0.1477 | 5 | 0.82418
22956 | 9.75 | 1 | 365 | 11.0691 | 0.43801 | 11 | 0.50715
22957 | 6.375 | 1 | 365 | 7.2375 | 0.86332 | 8 | 0.10083
22958 | 4.94 | 1 | 365 | 5.6084 | 0.94193 | 6 | 0.55029
22959 | 9.88 | 1 | 365 | 11.2167 | 0.88386 | 12 | 0.10058
22962 | 11.5 | 1 | 365 | 13.0559 | 0.43971 | 13 | 0.49561
22963 | 5.25 | 1 | 365 | 5.9603 | 0.005085 | 5 | 0.96539
22965 | 4.68 | 1 | 365 | 5.3132 | 0.050247 | 5 | 0.36343
22966 | 7.02 | 1 | 365 | 7.9698 | 0.075371 | 8 | 0.045149
22967 | 10.25 | 1 | 365 | 11.6368 | 0.15278 | 11 | 0.78957
23081 | 5.72 | 1 | 365 | 6.4939 | 0.61697 | 7 | 0.11086
23223 | 7.75 | 1 | 365 | 8.7985 | 0.57893 | 9 | 0.37748
23224 | 7.8 | 1 | 365 | 8.8553 | 0.75041 | 9 | 0.60572
23229 | 7.28 | 1 | 365 | 8.265 | 0.96705 | 9 | 0.23201
23232 | 6.63 | 1 | 365 | 7.527 | 0.73785 | 8 | 0.26486
23233 | 5.72 | 1 | 365 | 6.4939 | 0.61697 | 7 | 0.11086
21866 | 6.6 | 1 | 365 | 7.493 | 0.63496 | 8 | 0.12792
21867 | 9.18 | 1 | 365 | 10.422 | 0.48318 | 10 | 0.90519
23236 | 5.75 | 1 | 365 | 6.528 | 0.71985 | 7 | 0.24781
21868 | 5.355 | 1 | 365 | 6.0795 | 0.36519 | 6 | 0.4447
23238 | 7.28 | 1 | 365 | 8.265 | 0.96705 | 9 | 0.23201
21869 | 3.575 | 1 | 365 | 4.0587 | 0.26061 | 4 | 0.31929
21870 | 8.67 | 1 | 365 | 9.843 | 0.73411 | 10 | 0.57713
23242 | 9.1 | 1 | 365 | 10.3312 | 0.20881 | 10 | 0.54001
23245 | 4.94 | 1 | 365 | 5.6084 | 0.94193 | 6 | 0.55029
21871 | 5.1 | 1 | 365 | 5.79 | 0.49065 | 6 | 0.28066
19689 | 4.83 | 1 | 365 | 5.4835 | 0.56468 | 6 | 0.048158
21872 | 11.55 | 1 | 365 | 13.1127 | 0.61119 | 13 | 0.72386
23248 | 11.76 | 1 | 365 | 13.3511 | 0.33139 | 13 | 0.68247
14606 | 7.395 | 1 | 365 | 8.3955 | 0.36145 | 8 | 0.75696
23253 | 7.28 | 1 | 365 | 8.265 | 0.96705 | 9 | 0.23201
23256 | 13.23 | 1 | 365 | 15.02 | 0.37281 | 15 | 0.39278
21875 | 7.28 | 1 | 365 | 8.265 | 0.96705 | 9 | 0.23201
23258 | 5.72 | 1 | 365 | 6.4939 | 0.61697 | 7 | 0.11086
15225 | 8.16 | 1 | 365 | 9.264 | 0.98505 | 10 | 0.24906
23259 | 14 | 1 | 365 | 15.8941 | 0.01356 | 15 | 0.9077
16648 | 10.92 | 1 | 365 | 12.3974 | 0.45058 | 12 | 0.84801
23264 | 4.94 | 1 | 365 | 5.6084 | 0.94193 | 6 | 0.55029
18184 | 7.54 | 1 | 365 | 8.5601 | 0.85873 | 9 | 0.41886
23265 | 5.72 | 1 | 365 | 6.4939 | 0.61697 | 7 | 0.11086
21695 | 5 | 1 | 365 | 5.6765 | 0.1477 | 5 | 0.82418
23266 | 11.44 | 1 | 365 | 12.9878 | 0.23394 | 13 | 0.22172
16918 | 10 | 1 | 365 | 11.353 | 0.2954 | 11 | 0.64836
23267 | 6.24 | 1 | 365 | 7.0842 | 0.40033 | 7 | 0.48458
21884 | 8.5 | 1 | 365 | 9.65 | 0.15109 | 9 | 0.80111
23270 | 3.12 | 1 | 365 | 3.5421 | 0.70016 | 4 | 0.24229
21885 | 8.75 | 1 | 365 | 9.9338 | 0.008475 | 9 | 0.94231
23271 | 6.16 | 1 | 365 | 6.9934 | 0.12597 | 7 | 0.11939
23273 | 11.7 | 1 | 365 | 13.283 | 0.12562 | 13 | 0.40858
21887 | 8.84 | 1 | 365 | 10.036 | 0.31713 | 10 | 0.35315
21893 | 6.25 | 1 | 365 | 7.0956 | 0.43462 | 7 | 0.53022
23275 | 6.3 | 1 | 365 | 7.1524 | 0.6061 | 7 | 0.75847
23276 | 12.48 | 1 | 365 | 14.1685 | 0.80066 | 14 | 0.96915
21732 | 4.68 | 1 | 365 | 5.3132 | 0.050247 | 5 | 0.36343
21899 | 7.75 | 1 | 365 | 8.7985 | 0.57893 | 9 | 0.37748
23278 | 6.76 | 1 | 365 | 7.6746 | 0.18369 | 7 | 0.85829
21794 | 3.12 | 1 | 365 | 3.5421 | 0.70016 | 4 | 0.24229
21740 | 3.64 | 1 | 365 | 4.1325 | 0.48353 | 4 | 0.616
23280 | 4.845 | 1 | 365 | 5.5005 | 0.61612 | 6 | 0.11663
23282 | 5.46 | 1 | 365 | 6.1987 | 0.72529 | 6 | 0.924
16207 | 4.59 | 1 | 365 | 5.211 | 0.74159 | 5 | 0.9526
23283 | 5.61 | 1 | 365 | 6.369 | 0.23972 | 6 | 0.60873
19783 | 10.66 | 1 | 365 | 12.1023 | 0.5589 | 12 | 0.66115
23284 | 8.5 | 1 | 365 | 9.65 | 0.15109 | 9 | 0.80111
21920 | 10.14 | 1 | 365 | 11.5119 | 0.77554 | 12 | 0.28744
23286 | 4.68 | 1 | 365 | 5.3132 | 0.050247 | 5 | 0.36343
18185 | 7.395 | 1 | 365 | 8.3955 | 0.36145 | 8 | 0.75696
23287 | 4.59 | 1 | 365 | 5.211 | 0.74159 | 5 | 0.9526
19357 | 2.6 | 1 | 365 | 2.9518 | 0.9168 | 3 | 0.86857
18194 | 11.96 | 1 | 365 | 13.5781 | 0.017298 | 13 | 0.59544
16067 | 9.62 | 1 | 365 | 10.9215 | 0.99217 | 11 | 0.91372
16112 | 8.925 | 1 | 365 | 10.1325 | 0.60864 | 10 | 0.74116
16056 | 9.945 | 1 | 365 | 11.2905 | 0.10678 | 11 | 0.39729
18318 | 4.94 | 1 | 365 | 5.6084 | 0.94193 | 6 | 0.55029
19360 | 7.28 | 1 | 365 | 8.265 | 0.96705 | 9 | 0.23201
15769 | 4.335 | 1 | 365 | 4.9215 | 0.86706 | 5 | 0.78856
15822 | 12.22 | 1 | 365 | 13.8733 | 0.90898 | 14 | 0.7823
18969 | 9.36 | 1 | 365 | 10.6264 | 0.10049 | 10 | 0.72686
18319 | 4.16 | 1 | 365 | 4.7228 | 0.26689 | 4 | 0.98972
19235 | 11.18 | 1 | 365 | 12.6926 | 0.34226 | 13 | 0.034866
19225 | 5.2 | 1 | 365 | 5.9035 | 0.83361 | 6 | 0.73715
15968 | 8.58 | 1 | 365 | 9.7408 | 0.42545 | 10 | 0.16629
18322 | 3.64 | 1 | 365 | 4.1325 | 0.48353 | 4 | 0.616
19234 | 2.6 | 1 | 365 | 2.9518 | 0.9168 | 3 | 0.86857
16077 | 8.32 | 1 | 365 | 9.4457 | 0.53377 | 9 | 0.97944
19378 | 2.55 | 1 | 365 | 2.895 | 0.74533 | 3 | 0.64033
16072 | 2.86 | 1 | 365 | 3.2469 | 0.80848 | 4 | 0.055431
19222 | 4.16 | 1 | 365 | 4.7228 | 0.26689 | 4 | 0.98972
18325 | 7.54 | 1 | 365 | 8.5601 | 0.85873 | 9 | 0.41886
16088 | 7.28 | 1 | 365 | 8.265 | 0.96705 | 9 | 0.23201
16084 | 3.38 | 1 | 365 | 3.8373 | 0.59185 | 4 | 0.42915
19282 | 6.76 | 1 | 365 | 7.6746 | 0.18369 | 7 | 0.85829
21928 | 5.75 | 1 | 365 | 6.528 | 0.71985 | 7 | 0.24781
19277 | 11.44 | 1 | 365 | 12.9878 | 0.23394 | 13 | 0.22172
21932 | 7 | 1 | 365 | 7.9471 | 0.00678 | 7 | 0.95385
19269 | 11.96 | 1 | 365 | 13.5781 | 0.017298 | 13 | 0.59544
21935 | 3.12 | 1 | 365 | 3.5421 | 0.70016 | 4 | 0.24229
19249 | 6.24 | 1 | 365 | 7.0842 | 0.40033 | 7 | 0.48458
21938 | 9 | 1 | 365 | 10.2177 | 0.86586 | 11 | 0.083524
19271 | 4.94 | 1 | 365 | 5.6084 | 0.94193 | 6 | 0.55029
21941 | 8.58 | 1 | 365 | 9.7408 | 0.42545 | 10 | 0.16629
19302 | 6.76 | 1 | 365 | 7.6746 | 0.18369 | 7 | 0.85829
21801 | 8.855 | 1 | 365 | 10.053 | 0.36858 | 10 | 0.42162
19286 | 10.92 | 1 | 365 | 12.3974 | 0.45058 | 12 | 0.84801
21953 | 7.83 | 1 | 365 | 8.8894 | 0.8533 | 9 | 0.74267
19287 | 9.36 | 1 | 365 | 10.6264 | 0.10049 | 10 | 0.72686
22496 | 9.156 | 1 | 365 | 10.3948 | 0.40087 | 10 | 0.79564
22498 | 3.06 | 1 | 365 | 3.474 | 0.49439 | 3 | 0.9684
22492 | 7.84 | 1 | 365 | 8.9007 | 0.88759 | 9 | 0.78831
22515 | 7.2 | 1 | 365 | 8.1741 | 0.69269 | 8 | 0.86682
22516 | 6.16 | 1 | 365 | 6.9934 | 0.12597 | 7 | 0.11939
22517 | 5.985 | 1 | 365 | 6.7947 | 0.5258 | 7 | 0.32054
22519 | 7.2 | 1 | 365 | 8.1741 | 0.69269 | 8 | 0.86682
22524 | 5.4 | 1 | 365 | 6.1306 | 0.51952 | 6 | 0.65011
22526 | 5.88 | 1 | 365 | 6.6755 | 0.1657 | 6 | 0.84124
22528 | 2.925 | 1 | 365 | 3.3207 | 0.031404 | 3 | 0.35215
22531 | 3.6 | 1 | 365 | 4.0871 | 0.34634 | 4 | 0.43341
22610 | 3.15 | 1 | 365 | 3.5762 | 0.80305 | 4 | 0.37923
22365 | 6.25 | 1 | 365 | 7.0956 | 0.43462 | 7 | 0.53022
22366 | 17.25 | 1 | 365 | 19.5839 | 0.15956 | 19 | 0.74342
21964 | 10.45 | 1 | 365 | 11.8638 | 0.83869 | 12 | 0.70254
22367 | 4.75 | 1 | 365 | 5.3927 | 0.29031 | 5 | 0.68297
22508 | 7.125 | 1 | 365 | 8.089 | 0.43547 | 8 | 0.52446
22372 | 10.965 | 1 | 365 | 12.4485 | 0.60491 | 13 | 0.053427
22510 | 8.235 | 1 | 365 | 9.3492 | 0.24226 | 9 | 0.59142
22576 | 7.65 | 1 | 365 | 8.685 | 0.23598 | 8 | 0.921
22373 | 7.84 | 1 | 365 | 8.9007 | 0.88759 | 9 | 0.78831
22491 | 7.02 | 1 | 365 | 7.9698 | 0.075371 | 8 | 0.045149
22374 | 14.82 | 1 | 365 | 16.8251 | 0.82578 | 17 | 0.65087
21790 | 12.96 | 1 | 365 | 14.7134 | 0.44684 | 15 | 0.16027
22379 | 6.54 | 1 | 365 | 7.4248 | 0.42919 | 7 | 0.85403
22328 | 6.5 | 1 | 365 | 7.3794 | 0.29201 | 7 | 0.67143
22377 | 9.483 | 1 | 365 | 10.766 | 0.52233 | 11 | 0.28834
21798 | 3 | 1 | 365 | 3.4059 | 0.28862 | 3 | 0.69451
22497 | 10.92 | 1 | 365 | 12.3974 | 0.45058 | 12 | 0.84801
22495 | 7.02 | 1 | 365 | 7.9698 | 0.075371 | 8 | 0.045149
22383 | 5.28 | 1 | 365 | 5.9944 | 0.10797 | 6 | 0.10233
22556 | 7.8 | 1 | 365 | 8.8553 | 0.75041 | 9 | 0.60572
22385 | 3.15 | 1 | 365 | 3.5762 | 0.80305 | 4 | 0.37923
22554 | 9.88 | 1 | 365 | 11.2167 | 0.88386 | 12 | 0.10058
22388 | 3.15 | 1 | 365 | 3.5762 | 0.80305 | 4 | 0.37923
22557 | 4.42 | 1 | 365 | 5.018 | 0.15857 | 5 | 0.17658
22390 | 8.4 | 1 | 365 | 9.5365 | 0.80814 | 10 | 0.34462
22503 | 7.28 | 1 | 365 | 8.265 | 0.96705 | 9 | 0.23201
22392 | 9.9 | 1 | 365 | 11.2394 | 0.95245 | 12 | 0.19188
22393 | 6.3 | 1 | 365 | 7.1524 | 0.6061 | 7 | 0.75847
22538 | 8.67 | 1 | 365 | 9.843 | 0.73411 | 10 | 0.57713
22397 | 2.88 | 1 | 365 | 3.2697 | 0.87708 | 4 | 0.14673
22563 | 3.06 | 1 | 365 | 3.474 | 0.49439 | 3 | 0.9684
22399 | 8.1 | 1 | 365 | 9.1959 | 0.77927 | 9 | 0.97517
22509 | 13.77 | 1 | 365 | 15.633 | 0.22477 | 15 | 0.85779
22402 | 10.64 | 1 | 365 | 12.0795 | 0.49031 | 12 | 0.56986
22407 | 7.98 | 1 | 365 | 9.0597 | 0.36773 | 9 | 0.42739
22514 | 8.845 | 1 | 365 | 10.0417 | 0.33428 | 10 | 0.37597
22410 | 5.76 | 1 | 365 | 6.5393 | 0.75415 | 7 | 0.29346
19290 | 7.54 | 1 | 365 | 8.5601 | 0.85873 | 9 | 0.41886
22412 | 2.88 | 1 | 365 | 3.2697 | 0.87708 | 4 | 0.14673
22543 | 4.2 | 1 | 365 | 4.7682 | 0.40407 | 5 | 0.17231
22545 | 8.68 | 1 | 365 | 9.8544 | 0.76841 | 10 | 0.62278
22416 | 6.72 | 1 | 365 | 7.6292 | 0.046509 | 7 | 0.6757
22550 | 7.56 | 1 | 365 | 8.5828 | 0.92732 | 9 | 0.51016
22419 | 8.55 | 1 | 365 | 9.7068 | 0.32257 | 10 | 0.029348
22371 | 5.72 | 1 | 365 | 6.4939 | 0.61697 | 7 | 0.11086
16373 | 45.43 | 0.9 | 365 | 46.4188 | 0.2236 | 46 | 0.64245
22400 | 20.4 | 1 | 365 | 23.16 | 0.96262 | 24 | 0.12265
22421 | 5.75 | 1 | 365 | 6.528 | 0.71985 | 7 | 0.24781
21522 | 5.2 | 1 | 365 | 5.9035 | 0.83361 | 6 | 0.73715
22413 | 7.54 | 1 | 365 | 8.5601 | 0.85873 | 9 | 0.41886
22422 | 5.4 | 1 | 365 | 6.1306 | 0.51952 | 6 | 0.65011
22425 | 3.9 | 1 | 365 | 4.4277 | 0.37521 | 4 | 0.80286
22462 | 9.18 | 1 | 365 | 10.422 | 0.48318 | 10 | 0.90519
22451 | 3.38 | 1 | 365 | 3.8373 | 0.59185 | 4 | 0.42915
22453 | 3.825 | 1 | 365 | 4.3425 | 0.11799 | 4 | 0.4605
22460 | 5.72 | 1 | 365 | 6.4939 | 0.61697 | 7 | 0.11086
22391 | 3.64 | 1 | 365 | 4.1325 | 0.48353 | 4 | 0.616
22465 | 10.2 | 1 | 365 | 11.58 | 0.98131 | 12 | 0.56133
22382 | 6.24 | 1 | 365 | 7.0842 | 0.40033 | 7 | 0.48458
22472 | 11.18 | 1 | 365 | 12.6926 | 0.34226 | 13 | 0.034866
22542 | 5.865 | 1 | 365 | 6.6585 | 0.11425 | 6 | 0.77276
22471 | 9.36 | 1 | 365 | 10.6264 | 0.10049 | 10 | 0.72686
22480 | 6.72 | 1 | 365 | 7.6292 | 0.046509 | 7 | 0.6757
22478 | 8.58 | 1 | 365 | 9.7408 | 0.42545 | 10 | 0.16629
22551 | 6.76 | 1 | 365 | 7.6746 | 0.18369 | 7 | 0.85829
22577 | 7.28 | 1 | 365 | 8.265 | 0.96705 | 9 | 0.23201
22583 | 4.42 | 1 | 365 | 5.018 | 0.15857 | 5 | 0.17658
22582 | 6.24 | 1 | 365 | 7.0842 | 0.40033 | 7 | 0.48458
22581 | 10.4 | 1 | 365 | 11.8071 | 0.66722 | 12 | 0.47429
22579 | 8.16 | 1 | 365 | 9.264 | 0.98505 | 10 | 0.24906
5675 | 2.16 | 1 | 365 | 2.4522 | 0.40781 | 2 | 0.86005
22587 | 7.14 | 1 | 365 | 8.106 | 0.48692 | 8 | 0.59293
22584 | 12.48 | 1 | 365 | 14.1685 | 0.80066 | 14 | 0.96915
22594 | 7.8 | 1 | 365 | 8.8553 | 0.75041 | 9 | 0.60572
22591 | 2.34 | 1 | 365 | 2.6566 | 0.025124 | 2 | 0.68172
22592 | 6.76 | 1 | 365 | 7.6746 | 0.18369 | 7 | 0.85829
22601 | 5.2 | 1 | 365 | 5.9035 | 0.83361 | 6 | 0.73715
22595 | 5.865 | 1 | 365 | 6.6585 | 0.11425 | 6 | 0.77276
22599 | 11.96 | 1 | 365 | 13.5781 | 0.017298 | 13 | 0.59544
22598 | 6.5 | 1 | 365 | 7.3794 | 0.29201 | 7 | 0.67143
22597 | 7.02 | 1 | 365 | 7.9698 | 0.075371 | 8 | 0.045149
22602 | 5.04 | 1 | 365 | 5.7219 | 0.28488 | 6 | 0.0067734
22607 | 5.2 | 1 | 365 | 5.9035 | 0.83361 | 6 | 0.73715
22618 | 8.06 | 1 | 365 | 9.1505 | 0.64209 | 9 | 0.79258
21072 | 13.23 | 1 | 365 | 15.02 | 0.37281 | 15 | 0.39278
22611 | 10.92 | 1 | 365 | 12.3974 | 0.45058 | 12 | 0.84801
22613 | 8.37 | 1 | 365 | 9.5024 | 0.70525 | 10 | 0.20768
22624 | 7.02 | 1 | 365 | 7.9698 | 0.075371 | 8 | 0.045149
22632 | 13 | 1 | 365 | 14.7588 | 0.58402 | 15 | 0.34287
22654 | 6.5 | 1 | 365 | 7.3794 | 0.29201 | 7 | 0.67143
22657 | 11.18 | 1 | 365 | 12.6926 | 0.34226 | 13 | 0.034866
22677 | 3.64 | 1 | 365 | 4.1325 | 0.48353 | 4 | 0.616
22674 | 12.22 | 1 | 365 | 13.8733 | 0.90898 | 14 | 0.7823
22672 | 7.54 | 1 | 365 | 8.5601 | 0.85873 | 9 | 0.41886
22685 | 6.24 | 1 | 365 | 7.0842 | 0.40033 | 7 | 0.48458
22683 | 6.24 | 1 | 365 | 7.0842 | 0.40033 | 7 | 0.48458
22706 | 6.47 | 1 | 365 | 7.3454 | 0.18912 | 7 | 0.53449
22688 | 6.24 | 1 | 365 | 7.0842 | 0.40033 | 7 | 0.48458
22710 | 6.725 | 1 | 365 | 7.6349 | 0.063657 | 7 | 0.69852
22686 | 4.68 | 1 | 365 | 5.3132 | 0.050247 | 5 | 0.36343
22682 | 9.62 | 1 | 365 | 10.9215 | 0.99217 | 11 | 0.91372
22716 | 6.725 | 1 | 365 | 7.6349 | 0.063657 | 7 | 0.69852
15810 | 44.6 | 0.9 | 365 | 45.5708 | 0.66174 | 46 | 0.23252
22727 | 10.215 | 1 | 365 | 11.597 | 0.032751 | 11 | 0.6298
15813 | 77.7 | 0.9 | 365 | 79.3912 | 0.82773 | 80 | 0.21898
22733 | 10.215 | 1 | 365 | 11.597 | 0.032751 | 11 | 0.6298
22744 | 8.59 | 1 | 365 | 9.7522 | 0.45975 | 10 | 0.21194
23443 | 8.5 | 1 | 365 | 9.65 | 0.15109 | 9 | 0.80111
23444 | 8.32 | 1 | 365 | 9.4457 | 0.53377 | 9 | 0.97944
23445 | 5.5 | 1 | 365 | 6.2441 | 0.86247 | 7 | 0.1066
23446 | 14.85 | 1 | 365 | 16.8591 | 0.92867 | 17 | 0.78781
23447 | 6.5 | 1 | 365 | 7.3794 | 0.29201 | 7 | 0.67143
19837 | 6.25 | 1 | 365 | 7.0956 | 0.43462 | 7 | 0.53022
23451 | 5.67 | 1 | 365 | 6.4371 | 0.44549 | 6 | 0.88262
23455 | 3.92 | 1 | 365 | 4.4504 | 0.4438 | 4 | 0.89416
22193 | 12.75 | 1 | 365 | 14.475 | 0.72663 | 15 | 0.20166
21080 | 3.12 | 1 | 365 | 3.5421 | 0.70016 | 4 | 0.24229
21208 | 5.98 | 1 | 365 | 6.7891 | 0.50865 | 7 | 0.29772
23461 | 6.6 | 1 | 365 | 7.493 | 0.63496 | 8 | 0.12792
23474 | 3.12 | 1 | 365 | 3.5421 | 0.70016 | 4 | 0.24229
23483 | 3.25 | 1 | 365 | 3.6897 | 0.146 | 3 | 0.83572
23486 | 4.75 | 1 | 365 | 5.3927 | 0.29031 | 5 | 0.68297
23485 | 8.7 | 1 | 365 | 9.8771 | 0.837 | 10 | 0.71407
23489 | 15.6 | 1 | 365 | 17.7106 | 0.50082 | 18 | 0.21144
23491 | 4.25 | 1 | 365 | 4.825 | 0.57554 | 5 | 0.40055
23493 | 11.5 | 1 | 365 | 13.0559 | 0.43971 | 13 | 0.49561
23495 | 11.5 | 1 | 365 | 13.0559 | 0.43971 | 13 | 0.49561
23216 | 9.483 | 1 | 365 | 10.766 | 0.52233 | 11 | 0.28834
23497 | 12.48 | 1 | 365 | 14.1685 | 0.80066 | 14 | 0.96915
23499 | 10.4 | 1 | 365 | 11.8071 | 0.66722 | 12 | 0.47429
23503 | 11.5 | 1 | 365 | 13.0559 | 0.43971 | 13 | 0.49561
23505 | 10.4 | 1 | 365 | 11.8071 | 0.66722 | 12 | 0.47429
23507 | 8.06 | 1 | 365 | 9.1505 | 0.64209 | 9 | 0.79258
23509 | 10.5 | 1 | 365 | 11.9206 | 0.01017 | 11 | 0.93078
23511 | 6.24 | 1 | 365 | 7.0842 | 0.40033 | 7 | 0.48458
23513 | 3.675 | 1 | 365 | 4.1722 | 0.60356 | 4 | 0.77577
23520 | 12.48 | 1 | 365 | 14.1685 | 0.80066 | 14 | 0.96915
23522 | 8.84 | 1 | 365 | 10.036 | 0.31713 | 10 | 0.35315
23396 | 6.6 | 1 | 365 | 7.493 | 0.63496 | 8 | 0.12792
23535 | 6.5 | 1 | 365 | 7.3794 | 0.29201 | 7 | 0.67143
23537 | 5 | 1 | 365 | 5.6765 | 0.1477 | 5 | 0.82418
23540 | 2.86 | 1 | 365 | 3.2469 | 0.80848 | 4 | 0.055431
23541 | 11.5 | 1 | 365 | 13.0559 | 0.43971 | 13 | 0.49561
23543 | 11 | 1 | 365 | 12.4883 | 0.72494 | 13 | 0.2132
23544 | 5.75 | 1 | 365 | 6.528 | 0.71985 | 7 | 0.24781
23545 | 4.75 | 1 | 365 | 5.3927 | 0.29031 | 5 | 0.68297
23546 | 7.5 | 1 | 365 | 8.5147 | 0.72155 | 9 | 0.23627
23547 | 7.75 | 1 | 365 | 8.7985 | 0.57893 | 9 | 0.37748
23548 | 8.16 | 1 | 365 | 9.264 | 0.98505 | 10 | 0.24906
23550 | 6.125 | 1 | 365 | 6.9537 | 0.0059325 | 6 | 0.95962
23551 | 4.845 | 1 | 365 | 5.5005 | 0.61612 | 6 | 0.11663
23552 | 9.75 | 1 | 365 | 11.0691 | 0.43801 | 11 | 0.50715
23553 | 7.8 | 1 | 365 | 8.8553 | 0.75041 | 9 | 0.60572
23555 | 9.88 | 1 | 365 | 11.2167 | 0.88386 | 12 | 0.10058
21965 | 12.48 | 1 | 365 | 14.1685 | 0.80066 | 14 | 0.96915
23561 | 9.1 | 1 | 365 | 10.3312 | 0.20881 | 10 | 0.54001
23601 | 4.845 | 1 | 365 | 5.5005 | 0.61612 | 6 | 0.11663
23598 | 4.5 | 1 | 365 | 5.1088 | 0.43293 | 5 | 0.54176
23602 | 4.335 | 1 | 365 | 4.9215 | 0.86706 | 5 | 0.78856
23604 | 3.64 | 1 | 365 | 4.1325 | 0.48353 | 4 | 0.616
23612 | 11 | 1 | 365 | 12.4883 | 0.72494 | 13 | 0.2132
23613 | 8.32 | 1 | 365 | 9.4457 | 0.53377 | 9 | 0.97944
22609 | 4.16 | 1 | 365 | 4.7228 | 0.26689 | 4 | 0.98972
23322 | 4.94 | 1 | 365 | 5.6084 | 0.94193 | 6 | 0.55029
23614 | 4.42 | 1 | 365 | 5.018 | 0.15857 | 5 | 0.17658
23618 | 7.02 | 1 | 365 | 7.9698 | 0.075371 | 8 | 0.045149
23616 | 5.5 | 1 | 365 | 6.2441 | 0.86247 | 7 | 0.1066
23621 | 7.14 | 1 | 365 | 8.106 | 0.48692 | 8 | 0.59293
23622 | 7.29 | 1 | 365 | 8.2763 | 0.0013466 | 8 | 0.27765
23623 | 9.88 | 1 | 365 | 11.2167 | 0.88386 | 12 | 0.10058
23626 | 27.5 | 0.9 | 365 | 28.0986 | 0.88111 | 28 | 0.97969
23627 | 6.05 | 1 | 365 | 6.8685 | 0.74872 | 7 | 0.61726
23638 | 1.4 | 1 | 365 | 1.5894 | 0.80136 | 2 | 0.39077
23640 | 8.1 | 1 | 365 | 9.1959 | 0.77927 | 9 | 0.97517
23641 | 8.16 | 1 | 365 | 9.264 | 0.98505 | 10 | 0.24906
23644 | 6.5 | 1 | 365 | 7.3794 | 0.29201 | 7 | 0.67143
23703 | 11.985 | 1 | 365 | 13.6065 | 0.10304 | 13 | 0.70956
23710 | 5.7 | 1 | 365 | 6.4712 | 0.54838 | 7 | 0.019565
21214 | 3.38 | 1 | 365 | 3.8373 | 0.59185 | 4 | 0.42915
23711 | 4.68 | 1 | 365 | 5.3132 | 0.050247 | 5 | 0.36343
23731 | 4.905 | 1 | 365 | 5.5686 | 0.82189 | 6 | 0.39052
23739 | 9.69 | 1 | 365 | 11.001 | 0.23224 | 11 | 0.23326
23735 | 8.82 | 1 | 365 | 10.0133 | 0.24854 | 10 | 0.26185
23746 | 7.35 | 1 | 365 | 8.3444 | 0.20712 | 8 | 0.55154
23747 | 4.94 | 1 | 365 | 5.6084 | 0.94193 | 6 | 0.55029
23748 | 11.5 | 1 | 365 | 13.0559 | 0.43971 | 13 | 0.49561
23750 | 10.8 | 1 | 365 | 12.2612 | 0.039032 | 12 | 0.30023
22358 | 9.24 | 1 | 365 | 10.4901 | 0.68895 | 11 | 0.17908
23506 | 3.92 | 1 | 365 | 4.4504 | 0.4438 | 4 | 0.89416
23686 | 1.65 | 1 | 365 | 1.8732 | 0.65874 | 2 | 0.53198
23764 | 5.98 | 1 | 365 | 6.7891 | 0.50865 | 7 | 0.29772
23170 | 7.56 | 1 | 365 | 8.5828 | 0.92732 | 9 | 0.51016
22423 | 6.84 | 1 | 365 | 7.7654 | 0.45805 | 8 | 0.22348
22424 | 28 | 0.9 | 365 | 28.6095 | 0.42441 | 29 | 0.033867
22427 | 7.245 | 1 | 365 | 8.2252 | 0.84702 | 9 | 0.072237
22428 | 5.232 | 1 | 365 | 5.9399 | 0.94335 | 6 | 0.88322
22439 | 6 | 1 | 365 | 6.8118 | 0.57724 | 7 | 0.38902
22440 | 7.84 | 1 | 365 | 8.9007 | 0.88759 | 9 | 0.78831
21294 | 3.64 | 1 | 365 | 4.1325 | 0.48353 | 4 | 0.616
14274 | 10.71 | 1 | 365 | 12.159 | 0.73037 | 12 | 0.88939
21238 | 4.08 | 1 | 365 | 4.632 | 0.99252 | 5 | 0.62453
22447 | 6.867 | 1 | 365 | 7.7961 | 0.55065 | 8 | 0.34673
22452 | 4.725 | 1 | 365 | 5.3643 | 0.20458 | 5 | 0.56885
22454 | 6.44 | 1 | 365 | 7.3113 | 0.086238 | 7 | 0.39754
22464 | 4.5 | 1 | 365 | 5.1088 | 0.43293 | 5 | 0.54176
22469 | 6.075 | 1 | 365 | 6.8969 | 0.83446 | 7 | 0.73138
22477 | 5.886 | 1 | 365 | 6.6824 | 0.18627 | 6 | 0.86862
22481 | 9.24 | 1 | 365 | 10.4901 | 0.68895 | 11 | 0.17908
22487 | 7.02 | 1 | 365 | 7.9698 | 0.075371 | 8 | 0.045149
22485 | 8.415 | 1 | 365 | 9.5535 | 0.85958 | 10 | 0.41309
22486 | 5.4 | 1 | 365 | 6.1306 | 0.51952 | 6 | 0.65011
22489 | 6.75 | 1 | 365 | 7.6632 | 0.1494 | 7 | 0.81264
22490 | 8.75 | 1 | 365 | 9.9338 | 0.008475 | 9 | 0.94231
22494 | 7.28 | 1 | 365 | 8.265 | 0.96705 | 9 | 0.23201
18517 | 8.415 | 1 | 365 | 9.5535 | 0.85958 | 10 | 0.41309
18502 | 8.58 | 1 | 365 | 9.7408 | 0.42545 | 10 | 0.16629
18548 | 4.68 | 1 | 365 | 5.3132 | 0.050247 | 5 | 0.36343
18505 | 7.02 | 1 | 365 | 7.9698 | 0.075371 | 8 | 0.045149
18549 | 3.9 | 1 | 365 | 4.4277 | 0.37521 | 4 | 0.80286
17529 | 11.25 | 1 | 365 | 12.7721 | 0.58232 | 13 | 0.3544
20229 | 9 | 1 | 365 | 10.2177 | 0.86586 | 11 | 0.083524
18175 | 3.9 | 1 | 365 | 4.4277 | 0.37521 | 4 | 0.80286
18432 | 10.66 | 1 | 365 | 12.1023 | 0.5589 | 12 | 0.66115
18602 | 10.4 | 1 | 365 | 11.8071 | 0.66722 | 12 | 0.47429
18599 | 3.9 | 1 | 365 | 4.4277 | 0.37521 | 4 | 0.80286
19435 | 10.71 | 1 | 365 | 12.159 | 0.73037 | 12 | 0.88939
20215 | 4.94 | 1 | 365 | 5.6084 | 0.94193 | 6 | 0.55029
22474 | 5.232 | 1 | 365 | 5.9399 | 0.94335 | 6 | 0.88322
18551 | 5.2 | 1 | 365 | 5.9035 | 0.83361 | 6 | 0.73715
21212 | 5.61 | 1 | 365 | 6.369 | 0.23972 | 6 | 0.60873
21219 | 4.335 | 1 | 365 | 4.9215 | 0.86706 | 5 | 0.78856
21472 | 6.76 | 1 | 365 | 7.6746 | 0.18369 | 7 | 0.85829
21276 | 3.64 | 1 | 365 | 4.1325 | 0.48353 | 4 | 0.616
18552 | 4.94 | 1 | 365 | 5.6084 | 0.94193 | 6 | 0.55029
18553 | 6.24 | 1 | 365 | 7.0842 | 0.40033 | 7 | 0.48458
18554 | 3.315 | 1 | 365 | 3.7635 | 0.36893 | 4 | 0.13243
25672 | 5.04 | 1 | 365 | 5.7219 | 0.28488 | 6 | 0.0067734
23344 | 8.84 | 1 | 365 | 10.036 | 0.31713 | 10 | 0.35315
23350 | 5.98 | 1 | 365 | 6.7891 | 0.50865 | 7 | 0.29772
23352 | 7.28 | 1 | 365 | 8.265 | 0.96705 | 9 | 0.23201
23353 | 4.94 | 1 | 365 | 5.6084 | 0.94193 | 6 | 0.55029
23355 | 4.94 | 1 | 365 | 5.6084 | 0.94193 | 6 | 0.55029
23345 | 11.475 | 1 | 365 | 13.0275 | 0.35397 | 13 | 0.38149
23359 | 4.675 | 1 | 365 | 5.3075 | 0.033099 | 5 | 0.34061
23360 | 8.84 | 1 | 365 | 10.036 | 0.31713 | 10 | 0.35315
23362 | 9.25 | 1 | 365 | 10.5015 | 0.72325 | 11 | 0.22473
23364 | 12.22 | 1 | 365 | 13.8733 | 0.90898 | 14 | 0.7823
23367 | 12.48 | 1 | 365 | 14.1685 | 0.80066 | 14 | 0.96915
23369 | 9.36 | 1 | 365 | 10.6264 | 0.10049 | 10 | 0.72686
23370 | 4.68 | 1 | 365 | 5.3132 | 0.050247 | 5 | 0.36343
23372 | 9.88 | 1 | 365 | 11.2167 | 0.88386 | 12 | 0.10058
23374 | 5.61 | 1 | 365 | 6.369 | 0.23972 | 6 | 0.60873
23366 | 8.1 | 1 | 365 | 9.1959 | 0.77927 | 9 | 0.97517
23377 | 7 | 1 | 365 | 7.9471 | 0.00678 | 7 | 0.95385
23378 | 8.16 | 1 | 365 | 9.264 | 0.98505 | 10 | 0.24906
18573 | 5 | 1 | 365 | 5.6765 | 0.1477 | 5 | 0.82418
23382 | 4.95 | 1 | 365 | 5.6197 | 0.97622 | 6 | 0.59594
18581 | 3.64 | 1 | 365 | 4.1325 | 0.48353 | 4 | 0.616
23381 | 8.75 | 1 | 365 | 9.9338 | 0.008475 | 9 | 0.94231
23383 | 7.25 | 1 | 365 | 8.2309 | 0.86416 | 9 | 0.095061
23386 | 10.71 | 1 | 365 | 12.159 | 0.73037 | 12 | 0.88939
23389 | 9.36 | 1 | 365 | 10.6264 | 0.10049 | 10 | 0.72686
18586 | 8.32 | 1 | 365 | 9.4457 | 0.53377 | 9 | 0.97944
23392 | 5.61 | 1 | 365 | 6.369 | 0.23972 | 6 | 0.60873
18587 | 5.355 | 1 | 365 | 6.0795 | 0.36519 | 6 | 0.4447
23400 | 11.27 | 1 | 365 | 12.7948 | 0.65092 | 13 | 0.4457
23399 | 7.8 | 1 | 365 | 8.8553 | 0.75041 | 9 | 0.60572
18588 | 6.24 | 1 | 365 | 7.0842 | 0.40033 | 7 | 0.48458
23401 | 9.18 | 1 | 365 | 10.422 | 0.48318 | 10 | 0.90519
18589 | 7.02 | 1 | 365 | 7.9698 | 0.075371 | 8 | 0.045149
18607 | 8.32 | 1 | 365 | 9.4457 | 0.53377 | 9 | 0.97944
18609 | 6.76 | 1 | 365 | 7.6746 | 0.18369 | 7 | 0.85829
21718 | 7.905 | 1 | 365 | 8.9745 | 0.11051 | 9 | 0.085029
23403 | 9 | 1 | 365 | 10.2177 | 0.86586 | 11 | 0.083524
18645 | 7.8 | 1 | 365 | 8.8553 | 0.75041 | 9 | 0.60572
23409 | 4.94 | 1 | 365 | 5.6084 | 0.94193 | 6 | 0.55029
18205 | 8.54 | 1 | 365 | 9.6954 | 0.28827 | 9 | 0.9837
23411 | 7.54 | 1 | 365 | 8.5601 | 0.85873 | 9 | 0.41886
23413 | 3.85 | 1 | 365 | 4.3709 | 0.20373 | 4 | 0.57462
23414 | 5.72 | 1 | 365 | 6.4939 | 0.61697 | 7 | 0.11086
23412 | 8.84 | 1 | 365 | 10.036 | 0.31713 | 10 | 0.35315
23417 | 11.18 | 1 | 365 | 12.6926 | 0.34226 | 13 | 0.034866
23376 | 4.335 | 1 | 365 | 4.9215 | 0.86706 | 5 | 0.78856
23424 | 6.24 | 1 | 365 | 7.0842 | 0.40033 | 7 | 0.48458
23426 | 11 | 1 | 365 | 12.4883 | 0.72494 | 13 | 0.2132
23427 | 9.945 | 1 | 365 | 11.2905 | 0.10678 | 11 | 0.39729
23428 | 9.88 | 1 | 365 | 11.2167 | 0.88386 | 12 | 0.10058
23430 | 4.94 | 1 | 365 | 5.6084 | 0.94193 | 6 | 0.55029
23433 | 7 | 1 | 365 | 7.9471 | 0.00678 | 7 | 0.95385
23434 | 4.68 | 1 | 365 | 5.3132 | 0.050247 | 5 | 0.36343
23435 | 9.88 | 1 | 365 | 11.2167 | 0.88386 | 12 | 0.10058
23437 | 17.25 | 1 | 365 | 19.5839 | 0.15956 | 19 | 0.74342
23438 | 10.065 | 1 | 365 | 11.4268 | 0.51832 | 11 | 0.94507
23440 | 5.72 | 1 | 365 | 6.4939 | 0.61697 | 7 | 0.11086
23441 | 8.06 | 1 | 365 | 9.1505 | 0.64209 | 9 | 0.79258
23442 | 7.65 | 1 | 365 | 8.685 | 0.23598 | 8 | 0.921
23120 | 6.12 | 1 | 365 | 6.948 | 0.98878 | 7 | 0.9368
23121 | 3.85 | 1 | 365 | 4.3709 | 0.20373 | 4 | 0.57462
23124 | 3.57 | 1 | 365 | 4.053 | 0.24346 | 4 | 0.29646
23129 | 10.455 | 1 | 365 | 11.8695 | 0.85584 | 12 | 0.72536
23137 | 5.6 | 1 | 365 | 6.3577 | 0.20542 | 6 | 0.56308
23138 | 9.38 | 1 | 365 | 10.6491 | 0.16909 | 10 | 0.81816
23147 | 7.28 | 1 | 365 | 8.265 | 0.96705 | 9 | 0.23201
23148 | 8.525 | 1 | 365 | 9.6784 | 0.23683 | 9 | 0.91523
16263 | 9.69 | 1 | 365 | 11.001 | 0.23224 | 11 | 0.23326
18688 | 7.8 | 1 | 365 | 8.8553 | 0.75041 | 9 | 0.60572
23156 | 4.125 | 1 | 365 | 4.6831 | 0.14685 | 4 | 0.82995
22933 | 5.1 | 1 | 365 | 5.79 | 0.49065 | 6 | 0.28066
22096 | 7.395 | 1 | 365 | 8.3955 | 0.36145 | 8 | 0.75696
23158 | 8 | 1 | 365 | 9.0824 | 0.43632 | 9 | 0.51869
23159 | 5.72 | 1 | 365 | 6.4939 | 0.61697 | 7 | 0.11086
23161 | 4.5 | 1 | 365 | 5.1088 | 0.43293 | 5 | 0.54176
23162 | 5.72 | 1 | 365 | 6.4939 | 0.61697 | 7 | 0.11086
23169 | 8.502 | 1 | 365 | 9.6523 | 0.15795 | 9 | 0.81024
23172 | 4.845 | 1 | 365 | 5.5005 | 0.61612 | 6 | 0.11663
23174 | 8.54 | 1 | 365 | 9.6954 | 0.28827 | 9 | 0.9837
23176 | 11.7 | 1 | 365 | 13.283 | 0.12562 | 13 | 0.40858
23179 | 8.25 | 1 | 365 | 9.3662 | 0.29371 | 9 | 0.6599
23180 | 8.16 | 1 | 365 | 9.264 | 0.98505 | 10 | 0.24906
23182 | 3.6 | 1 | 365 | 4.0871 | 0.34634 | 4 | 0.43341
23181 | 6.24 | 1 | 365 | 7.0842 | 0.40033 | 7 | 0.48458
23164 | 11.25 | 1 | 365 | 12.7721 | 0.58232 | 13 | 0.3544
23186 | 8.58 | 1 | 365 | 9.7408 | 0.42545 | 10 | 0.16629
23189 | 5.5 | 1 | 365 | 6.2441 | 0.86247 | 7 | 0.1066
23192 | 9.88 | 1 | 365 | 11.2167 | 0.88386 | 12 | 0.10058
23194 | 5 | 1 | 365 | 5.6765 | 0.1477 | 5 | 0.82418
23197 | 4.68 | 1 | 365 | 5.3132 | 0.050247 | 5 | 0.36343
23199 | 5.75 | 1 | 365 | 6.528 | 0.71985 | 7 | 0.24781
23200 | 6 | 1 | 365 | 6.8118 | 0.57724 | 7 | 0.38902
23203 | 5.75 | 1 | 365 | 6.528 | 0.71985 | 7 | 0.24781
23205 | 5.5 | 1 | 365 | 6.2441 | 0.86247 | 7 | 0.1066
23207 | 8.58 | 1 | 365 | 9.7408 | 0.42545 | 10 | 0.16629
23209 | 7.8 | 1 | 365 | 8.8553 | 0.75041 | 9 | 0.60572
23211 | 7.02 | 1 | 365 | 7.9698 | 0.075371 | 8 | 0.045149
23214 | 5.75 | 1 | 365 | 6.528 | 0.71985 | 7 | 0.24781
23215 | 7.28 | 1 | 365 | 8.265 | 0.96705 | 9 | 0.23201
23218 | 7.28 | 1 | 365 | 8.265 | 0.96705 | 9 | 0.23201
23219 | 4.25 | 1 | 365 | 4.825 | 0.57554 | 5 | 0.40055
22349 | 6.76 | 1 | 365 | 7.6746 | 0.18369 | 7 | 0.85829
19331 | 8.84 | 1 | 365 | 10.036 | 0.31713 | 10 | 0.35315
21541 | 6.76 | 1 | 365 | 7.6746 | 0.18369 | 7 | 0.85829
19353 | 7.02 | 1 | 365 | 7.9698 | 0.075371 | 8 | 0.045149
22559 | 10.8 | 1 | 365 | 12.2612 | 0.039032 | 12 | 0.30023
22708 | 6.27 | 1 | 365 | 7.1183 | 0.50322 | 7 | 0.62152
22709 | 8.55 | 1 | 365 | 9.7068 | 0.32257 | 10 | 0.029348
22711 | 11.97 | 1 | 365 | 13.5895 | 0.051594 | 13 | 0.64109
22715 | 9.156 | 1 | 365 | 10.3948 | 0.40087 | 10 | 0.79564
22713 | 4.8 | 1 | 365 | 5.4494 | 0.46179 | 5 | 0.91121
22717 | 6.44 | 1 | 365 | 7.3113 | 0.086238 | 7 | 0.39754
22725 | 10.36 | 1 | 365 | 11.7617 | 0.53003 | 12 | 0.2917
22724 | 9.72 | 1 | 365 | 11.0351 | 0.33513 | 11 | 0.37021
22726 | 5.4 | 1 | 365 | 6.1306 | 0.51952 | 6 | 0.65011
22728 | 8.64 | 1 | 365 | 9.809 | 0.63123 | 10 | 0.44018
22729 | 14.7 | 1 | 365 | 16.6889 | 0.41424 | 17 | 0.10309
22731 | 8.55 | 1 | 365 | 9.7068 | 0.32257 | 10 | 0.029348
22734 | 13.44 | 1 | 365 | 15.2584 | 0.093018 | 15 | 0.3514
22736 | 3.42 | 1 | 365 | 3.8827 | 0.72903 | 4 | 0.61174
22738 | 8.829 | 1 | 365 | 10.0235 | 0.27941 | 10 | 0.30294
22740 | 6.05 | 1 | 365 | 6.8685 | 0.74872 | 7 | 0.61726
22747 | 19.62 | 1 | 365 | 22.2745 | 0.28757 | 22 | 0.56208
22754 | 4.56 | 1 | 365 | 5.1769 | 0.6387 | 5 | 0.81565
22759 | 5 | 1 | 365 | 5.6765 | 0.1477 | 5 | 0.82418
22763 | 19.84 | 1 | 365 | 22.5243 | 0.042074 | 22 | 0.56635
22771 | 9.25 | 1 | 365 | 10.5015 | 0.72325 | 11 | 0.22473
22773 | 7.54 | 1 | 365 | 8.5601 | 0.85873 | 9 | 0.41886
22777 | 5 | 1 | 365 | 5.6765 | 0.1477 | 5 | 0.82418
22779 | 7.8 | 1 | 365 | 8.8553 | 0.75041 | 9 | 0.60572
22780 | 7 | 1 | 365 | 7.9471 | 0.00678 | 7 | 0.95385
22785 | 11.44 | 1 | 365 | 12.9878 | 0.23394 | 13 | 0.22172
22784 | 3.315 | 1 | 365 | 3.7635 | 0.36893 | 4 | 0.13243
22788 | 3.06 | 1 | 365 | 3.474 | 0.49439 | 3 | 0.9684
22791 | 10.08 | 1 | 365 | 11.4438 | 0.56976 | 12 | 0.013547
22789 | 10.8 | 1 | 365 | 12.2612 | 0.039032 | 12 | 0.30023
22792 | 5.13 | 1 | 365 | 5.8241 | 0.59354 | 6 | 0.41761
22794 | 3.9 | 1 | 365 | 4.4277 | 0.37521 | 4 | 0.80286
22796 | 6 | 1 | 365 | 6.8118 | 0.57724 | 7 | 0.38902
15821 | 385 | 0.9 | 365 | 393.3801 | 0.33561 | 393 | 0.71567
20461 | 7.84 | 1 | 365 | 8.9007 | 0.88759 | 9 | 0.78831
17394 | 9.18 | 1 | 365 | 10.422 | 0.48318 | 10 | 0.90519
22806 | 7.625 | 1 | 365 | 8.6566 | 0.15024 | 8 | 0.80687
22751 | 6.76 | 1 | 365 | 7.6746 | 0.18369 | 7 | 0.85829
22750 | 9.1 | 1 | 365 | 10.3312 | 0.20881 | 10 | 0.54001
22749 | 3.12 | 1 | 365 | 3.5421 | 0.70016 | 4 | 0.24229
22760 | 2.34 | 1 | 365 | 2.6566 | 0.025124 | 2 | 0.68172
22761 | 2.34 | 1 | 365 | 2.6566 | 0.025124 | 2 | 0.68172
22757 | 10.14 | 1 | 365 | 11.5119 | 0.77554 | 12 | 0.28744
22756 | 4.94 | 1 | 365 | 5.6084 | 0.94193 | 6 | 0.55029
22767 | 11.18 | 1 | 365 | 12.6926 | 0.34226 | 13 | 0.034866
22768 | 7.14 | 1 | 365 | 8.106 | 0.48692 | 8 | 0.59293
22765 | 7.02 | 1 | 365 | 7.9698 | 0.075371 | 8 | 0.045149
23558 | 9.1 | 1 | 365 | 10.3312 | 0.20881 | 10 | 0.54001
23059 | 5.5 | 1 | 365 | 6.2441 | 0.86247 | 7 | 0.1066
23072 | 6.885 | 1 | 365 | 7.8165 | 0.61238 | 8 | 0.4289
22857 | 7.14 | 1 | 365 | 8.106 | 0.48692 | 8 | 0.59293
23125 | 5.1 | 1 | 365 | 5.79 | 0.49065 | 6 | 0.28066
22855 | 7.2 | 1 | 365 | 8.1741 | 0.69269 | 8 | 0.86682
22283 | 26.88 | 0.9 | 365 | 27.4651 | 0.96743 | 28 | 0.43251
15499 | 6.24 | 1 | 365 | 7.0842 | 0.40033 | 7 | 0.48458
22468 | 4.845 | 1 | 365 | 5.5005 | 0.61612 | 6 | 0.11663
22479 | 7.8 | 1 | 365 | 8.8553 | 0.75041 | 9 | 0.60572
10207 | 26 | 0.9 | 365 | 26.5659 | 0.25124 | 26 | 0.81716
23101 | 15.86 | 1 | 365 | 18.0058 | 0.3925 | 18 | 0.3983
23295 | 6 | 1 | 365 | 6.8118 | 0.57724 | 7 | 0.38902
23300 | 10.215 | 1 | 365 | 11.597 | 0.032751 | 11 | 0.6298
23306 | 5.545 | 1 | 365 | 6.2952 | 0.016799 | 6 | 0.31202
23305 | 6.24 | 1 | 365 | 7.0842 | 0.40033 | 7 | 0.48458
23317 | 4.94 | 1 | 365 | 5.6084 | 0.94193 | 6 | 0.55029
23320 | 4.08 | 1 | 365 | 4.632 | 0.99252 | 5 | 0.62453
23323 | 10.2 | 1 | 365 | 11.58 | 0.98131 | 12 | 0.56133
23316 | 5.61 | 1 | 365 | 6.369 | 0.23972 | 6 | 0.60873
23325 | 9.35 | 1 | 365 | 10.615 | 0.066199 | 10 | 0.68122
23328 | 11.96 | 1 | 365 | 13.5781 | 0.017298 | 13 | 0.59544
23330 | 4.42 | 1 | 365 | 5.018 | 0.15857 | 5 | 0.17658
23331 | 2.08 | 1 | 365 | 2.3614 | 0.13344 | 2 | 0.49486
23327 | 5.98 | 1 | 365 | 6.7891 | 0.50865 | 7 | 0.29772
23332 | 9.62 | 1 | 365 | 10.9215 | 0.99217 | 11 | 0.91372
21767 | 7.65 | 1 | 365 | 8.685 | 0.23598 | 8 | 0.921
21898 | 5.75 | 1 | 365 | 6.528 | 0.71985 | 7 | 0.24781
15975 | 11.96 | 1 | 365 | 13.5781 | 0.017298 | 13 | 0.59544
21930 | 5.98 | 1 | 365 | 6.7891 | 0.50865 | 7 | 0.29772
16383 | 10.71 | 1 | 365 | 12.159 | 0.73037 | 12 | 0.88939
21440 | 9.69 | 1 | 365 | 11.001 | 0.23224 | 11 | 0.23326
21434 | 3.825 | 1 | 365 | 4.3425 | 0.11799 | 4 | 0.4605
23333 | 4.845 | 1 | 365 | 5.5005 | 0.61612 | 6 | 0.11663
23343 | 5.545 | 1 | 365 | 6.2952 | 0.016799 | 6 | 0.31202
19057 | 5.1 | 1 | 365 | 5.79 | 0.49065 | 6 | 0.28066
17823 | 9.36 | 1 | 365 | 10.6264 | 0.10049 | 10 | 0.72686
17808 | 5.1 | 1 | 365 | 5.79 | 0.49065 | 6 | 0.28066
15885 | 5.1 | 1 | 365 | 5.79 | 0.49065 | 6 | 0.28066
22018 | 12.42 | 1 | 365 | 14.1004 | 0.59489 | 14 | 0.69526
19462 | 57.46 | 0.9 | 365 | 58.7107 | 0.35523 | 59 | 0.065929
21575 | 9.3 | 1 | 365 | 10.5583 | 0.89472 | 11 | 0.45297
22235 | 4.75 | 1 | 365 | 5.3927 | 0.29031 | 5 | 0.68297
22302 | 2.86 | 1 | 365 | 3.2469 | 0.80848 | 4 | 0.055431
19510 | 2.08 | 1 | 365 | 2.3614 | 0.13344 | 2 | 0.49486
22968 | 8.84 | 1 | 365 | 10.036 | 0.31713 | 10 | 0.35315
19693 | 10.92 | 1 | 365 | 12.3974 | 0.45058 | 12 | 0.84801
19506 | 8.12 | 1 | 365 | 9.2186 | 0.84786 | 10 | 0.066468
4664 | 106.08 | 0.9 | 365 | 108.389 | 0.42504 | 108 | 0.81402
8353 | 223.16 | 0.9 | 365 | 228.0174 | 0.80253 | 228 | 0.81992
22970 | 10.53 | 1 | 365 | 11.9547 | 0.11306 | 12 | 0.067723
20136 | 8.58 | 1 | 365 | 9.7408 | 0.42545 | 10 | 0.16629
22971 | 9.435 | 1 | 365 | 10.7115 | 0.35771 | 11 | 0.069228
22973 | 14.388 | 1 | 365 | 16.3346 | 0.34422 | 16 | 0.67886
22974 | 6.21 | 1 | 365 | 7.0502 | 0.29744 | 7 | 0.34763
22976 | 8.32 | 1 | 365 | 9.4457 | 0.53377 | 9 | 0.97944
22977 | 8.28 | 1 | 365 | 9.4003 | 0.39659 | 9 | 0.79684
22978 | 7.65 | 1 | 365 | 8.685 | 0.23598 | 8 | 0.921
19836 | 3.315 | 1 | 365 | 3.7635 | 0.36893 | 4 | 0.13243
19746 | 3.975 | 1 | 365 | 4.5128 | 0.63242 | 5 | 0.14522
21083 | 8.925 | 1 | 365 | 10.1325 | 0.60864 | 10 | 0.74116
21084 | 11.22 | 1 | 365 | 12.738 | 0.47944 | 13 | 0.21746
21157 | 7.15 | 1 | 365 | 8.1174 | 0.52121 | 8 | 0.63858
19822 | 5 | 1 | 365 | 5.6765 | 0.1477 | 5 | 0.82418
22979 | 8.1 | 1 | 365 | 9.1959 | 0.77927 | 9 | 0.97517
21410 | 6.9 | 1 | 365 | 7.8335 | 0.66383 | 8 | 0.49737
22980 | 9.99 | 1 | 365 | 11.3416 | 0.2611 | 11 | 0.60271
22981 | 9.81 | 1 | 365 | 11.1373 | 0.64379 | 11 | 0.78104
21422 | 9.18 | 1 | 365 | 10.422 | 0.48318 | 10 | 0.90519
18476 | 7.28 | 1 | 365 | 8.265 | 0.96705 | 9 | 0.23201
22982 | 24.15 | 1 | 365 | 27.4174 | 0.82339 | 28 | 0.24079
18486 | 10.4 | 1 | 365 | 11.8071 | 0.66722 | 12 | 0.47429
18509 | 5.98 | 1 | 365 | 6.7891 | 0.50865 | 7 | 0.29772
18518 | 4.16 | 1 | 365 | 4.7228 | 0.26689 | 4 | 0.98972
18525 | 3.38 | 1 | 365 | 3.8373 | 0.59185 | 4 | 0.42915
18528 | 18.2 | 1 | 365 | 20.6624 | 0.41763 | 21 | 0.080015
18533 | 8.84 | 1 | 365 | 10.036 | 0.31713 | 10 | 0.35315
18536 | 3.38 | 1 | 365 | 3.8373 | 0.59185 | 4 | 0.42915
18540 | 8.58 | 1 | 365 | 9.7408 | 0.42545 | 10 | 0.16629
19554 | 78.96 | 0.9 | 365 | 80.6787 | 0.71683 | 81 | 0.39551
24121 | 5.4 | 1 | 365 | 6.1306 | 0.51952 | 6 | 0.65011
24123 | 5.415 | 1 | 365 | 6.1476 | 0.57096 | 6 | 0.71859
24124 | 8.37 | 1 | 365 | 9.5024 | 0.70525 | 10 | 0.20768
24126 | 4.68 | 1 | 365 | 5.3132 | 0.050247 | 5 | 0.36343
24127 | 9.81 | 1 | 365 | 11.1373 | 0.64379 | 11 | 0.78104
14223 | 13.734 | 1 | 365 | 15.5922 | 0.1013 | 15 | 0.69346
24128 | 5.61 | 1 | 365 | 6.369 | 0.23972 | 6 | 0.60873
24129 | 5.232 | 1 | 365 | 5.9399 | 0.94335 | 6 | 0.88322
24130 | 7.935 | 1 | 365 | 9.0086 | 0.2134 | 9 | 0.22197
24131 | 6.72 | 1 | 365 | 7.6292 | 0.046509 | 7 | 0.6757
24132 | 5.72 | 1 | 365 | 6.4939 | 0.61697 | 7 | 0.11086
24133 | 3.12 | 1 | 365 | 3.5421 | 0.70016 | 4 | 0.24229
24134 | 3.12 | 1 | 365 | 3.5421 | 0.70016 | 4 | 0.24229
24135 | 3.64 | 1 | 365 | 4.1325 | 0.48353 | 4 | 0.616
23995 | 7.8 | 1 | 365 | 8.8553 | 0.75041 | 9 | 0.60572
24136 | 5.72 | 1 | 365 | 6.4939 | 0.61697 | 7 | 0.11086
24138 | 5.355 | 1 | 365 | 6.0795 | 0.36519 | 6 | 0.4447
22985 | 5.72 | 1 | 365 | 6.4939 | 0.61697 | 7 | 0.11086
24142 | 5.355 | 1 | 365 | 6.0795 | 0.36519 | 6 | 0.4447
22986 | 7.5 | 1 | 365 | 8.5147 | 0.72155 | 9 | 0.23627
24144 | 7.2 | 1 | 365 | 8.1741 | 0.69269 | 8 | 0.86682
22989 | 4.905 | 1 | 365 | 5.5686 | 0.82189 | 6 | 0.39052
24146 | 5.7 | 1 | 365 | 6.4712 | 0.54838 | 7 | 0.019565
22992 | 4.125 | 1 | 365 | 4.6831 | 0.14685 | 4 | 0.82995
24150 | 6.375 | 1 | 365 | 7.2375 | 0.86332 | 8 | 0.10083
24152 | 8.84 | 1 | 365 | 10.036 | 0.31713 | 10 | 0.35315
24154 | 6.12 | 1 | 365 | 6.948 | 0.98878 | 7 | 0.9368
24155 | 5.46 | 1 | 365 | 6.1987 | 0.72529 | 6 | 0.924
24157 | 5.4 | 1 | 365 | 6.1306 | 0.51952 | 6 | 0.65011
22995 | 2.75 | 1 | 365 | 3.1221 | 0.43124 | 3 | 0.5533
24160 | 7.65 | 1 | 365 | 8.685 | 0.23598 | 8 | 0.921
22996 | 9.52 | 1 | 365 | 10.808 | 0.64922 | 11 | 0.45724
23009 | 10.71 | 1 | 365 | 12.159 | 0.73037 | 12 | 0.88939
23012 | 4.59 | 1 | 365 | 5.211 | 0.74159 | 5 | 0.9526
24162 | 4.94 | 1 | 365 | 5.6084 | 0.94193 | 6 | 0.55029
24165 | 6.76 | 1 | 365 | 7.6746 | 0.18369 | 7 | 0.85829
24147 | 8.68 | 1 | 365 | 9.8544 | 0.76841 | 10 | 0.62278
24172 | 5.4 | 1 | 365 | 6.1306 | 0.51952 | 6 | 0.65011
24175 | 4.69 | 1 | 365 | 5.3245 | 0.084543 | 5 | 0.40908
24177 | 7.8 | 1 | 365 | 8.8553 | 0.75041 | 9 | 0.60572
23756 | 5.61 | 1 | 365 | 6.369 | 0.23972 | 6 | 0.60873
23657 | 3.12 | 1 | 365 | 3.5421 | 0.70016 | 4 | 0.24229
22403 | 2.7 | 1 | 365 | 3.0653 | 0.25976 | 3 | 0.32506
24182 | 5.232 | 1 | 365 | 5.9399 | 0.94335 | 6 | 0.88322
24183 | 9.1 | 1 | 365 | 10.3312 | 0.20881 | 10 | 0.54001
24184 | 3.64 | 1 | 365 | 4.1325 | 0.48353 | 4 | 0.616
24186 | 6.72 | 1 | 365 | 7.6292 | 0.046509 | 7 | 0.6757
24191 | 15.5 | 1 | 365 | 17.5971 | 0.15787 | 17 | 0.75496
24193 | 5.98 | 1 | 365 | 6.7891 | 0.50865 | 7 | 0.29772
24195 | 6.12 | 1 | 365 | 6.948 | 0.98878 | 7 | 0.9368
17011 | 9.36 | 1 | 365 | 10.6264 | 0.10049 | 10 | 0.72686
24198 | 8.4 | 1 | 365 | 9.5365 | 0.80814 | 10 | 0.34462
24201 | 3.825 | 1 | 365 | 4.3425 | 0.11799 | 4 | 0.4605
24204 | 5.46 | 1 | 365 | 6.1987 | 0.72529 | 6 | 0.924
24206 | 8.06 | 1 | 365 | 9.1505 | 0.64209 | 9 | 0.79258
24207 | 5.98 | 1 | 365 | 6.7891 | 0.50865 | 7 | 0.29772
24209 | 5.4 | 1 | 365 | 6.1306 | 0.51952 | 6 | 0.65011
24211 | 3.12 | 1 | 365 | 3.5421 | 0.70016 | 4 | 0.24229
24213 | 7.8 | 1 | 365 | 8.8553 | 0.75041 | 9 | 0.60572
24215 | 6.5 | 1 | 365 | 7.3794 | 0.29201 | 7 | 0.67143
24216 | 6.54 | 1 | 365 | 7.4248 | 0.42919 | 7 | 0.85403
24217 | 3.705 | 1 | 365 | 4.2063 | 0.70645 | 4 | 0.91272
24218 | 8.4 | 1 | 365 | 9.5365 | 0.80814 | 10 | 0.34462
24219 | 3.825 | 1 | 365 | 4.3425 | 0.11799 | 4 | 0.4605
24224 | 4.68 | 1 | 365 | 5.3132 | 0.050247 | 5 | 0.36343
24228 | 3.64 | 1 | 365 | 4.1325 | 0.48353 | 4 | 0.616
24226 | 5.72 | 1 | 365 | 6.4939 | 0.61697 | 7 | 0.11086
24229 | 5.2 | 1 | 365 | 5.9035 | 0.83361 | 6 | 0.73715
24232 | 7.8 | 1 | 365 | 8.8553 | 0.75041 | 9 | 0.60572
24234 | 4.8 | 1 | 365 | 5.4494 | 0.46179 | 5 | 0.91121
24236 | 7.14 | 1 | 365 | 8.106 | 0.48692 | 8 | 0.59293
24237 | 3.06 | 1 | 365 | 3.474 | 0.49439 | 3 | 0.9684
22381 | 7.68 | 1 | 365 | 8.7191 | 0.33887 | 9 | 0.05794
24240 | 7.14 | 1 | 365 | 8.106 | 0.48692 | 8 | 0.59293
24244 | 4.94 | 1 | 365 | 5.6084 | 0.94193 | 6 | 0.55029
24241 | 5.355 | 1 | 365 | 6.0795 | 0.36519 | 6 | 0.4447
19090 | 5.1 | 1 | 365 | 5.79 | 0.49065 | 6 | 0.28066
18913 | 8.67 | 1 | 365 | 9.843 | 0.73411 | 10 | 0.57713
18907 | 5.72 | 1 | 365 | 6.4939 | 0.61697 | 7 | 0.11086
20236 | 6.6 | 1 | 365 | 7.493 | 0.63496 | 8 | 0.12792
20740 | 8.8 | 1 | 365 | 9.9906 | 0.17995 | 10 | 0.17056
21582 | 5.98 | 1 | 365 | 6.7891 | 0.50865 | 7 | 0.29772
18298 | 5.72 | 1 | 365 | 6.4939 | 0.61697 | 7 | 0.11086
19511 | 7.8 | 1 | 365 | 8.8553 | 0.75041 | 9 | 0.60572
20049 | 7.56 | 1 | 365 | 8.5828 | 0.92732 | 9 | 0.51016
23014 | 5.61 | 1 | 365 | 6.369 | 0.23972 | 6 | 0.60873
23016 | 3.3 | 1 | 365 | 3.7465 | 0.31748 | 4 | 0.063959
23024 | 5.5 | 1 | 365 | 6.2441 | 0.86247 | 7 | 0.1066
23027 | 4.845 | 1 | 365 | 5.5005 | 0.61612 | 6 | 0.11663
21652 | 7.28 | 1 | 365 | 8.265 | 0.96705 | 9 | 0.23201
23931 | 6.44 | 1 | 365 | 7.3113 | 0.086238 | 7 | 0.39754
22612 | 4.27 | 1 | 365 | 4.8477 | 0.64414 | 5 | 0.49185
23938 | 12.42 | 1 | 365 | 14.1004 | 0.59489 | 14 | 0.69526
23944 | 5.4 | 1 | 365 | 6.1306 | 0.51952 | 6 | 0.65011
23949 | 4.48 | 1 | 365 | 5.0861 | 0.36434 | 5 | 0.45047
23953 | 3.6 | 1 | 365 | 4.0871 | 0.34634 | 4 | 0.43341
23956 | 5.13 | 1 | 365 | 5.8241 | 0.59354 | 6 | 0.41761
23960 | 6.375 | 1 | 365 | 7.2375 | 0.86332 | 8 | 0.10083
23961 | 6.76 | 1 | 365 | 7.6746 | 0.18369 | 7 | 0.85829
23982 | 5.775 | 1 | 365 | 6.5563 | 0.80559 | 7 | 0.36193
23999 | 6 | 1 | 365 | 6.8118 | 0.57724 | 7 | 0.38902
24001 | 8.4 | 1 | 365 | 9.5365 | 0.80814 | 10 | 0.34462
24002 | 10.464 | 1 | 365 | 11.8797 | 0.88671 | 12 | 0.76644
24003 | 5.72 | 1 | 365 | 6.4939 | 0.61697 | 7 | 0.11086
24004 | 19.32 | 1 | 365 | 21.9339 | 0.25871 | 22 | 0.19263
24005 | 8.64 | 1 | 365 | 9.809 | 0.63123 | 10 | 0.44018
24022 | 5.98 | 1 | 365 | 6.7891 | 0.50865 | 7 | 0.29772
23986 | 6.867 | 1 | 365 | 7.7961 | 0.55065 | 8 | 0.34673
24040 | 6.12 | 1 | 365 | 6.948 | 0.98878 | 7 | 0.9368
24043 | 3.12 | 1 | 365 | 3.5421 | 0.70016 | 4 | 0.24229
23902 | 3.38 | 1 | 365 | 3.8373 | 0.59185 | 4 | 0.42915
16015 | 6.375 | 1 | 365 | 7.2375 | 0.86332 | 8 | 0.10083
24045 | 10.53 | 1 | 365 | 11.9547 | 0.11306 | 12 | 0.067723
24047 | 5.7 | 1 | 365 | 6.4712 | 0.54838 | 7 | 0.019565
24048 | 7.54 | 1 | 365 | 8.5601 | 0.85873 | 9 | 0.41886
24051 | 5.32 | 1 | 365 | 6.0398 | 0.24515 | 6 | 0.28493
24053 | 7.28 | 1 | 365 | 8.265 | 0.96705 | 9 | 0.23201
24054 | 8.32 | 1 | 365 | 9.4457 | 0.53377 | 9 | 0.97944
24069 | 3.85 | 1 | 365 | 4.3709 | 0.20373 | 4 | 0.57462
24071 | 11 | 1 | 365 | 12.4883 | 0.72494 | 13 | 0.2132
23757 | 3.9 | 1 | 365 | 4.4277 | 0.37521 | 4 | 0.80286
23755 | 6.375 | 1 | 365 | 7.2375 | 0.86332 | 8 | 0.10083
23753 | 6.12 | 1 | 365 | 6.948 | 0.98878 | 7 | 0.9368
23026 | 3.92 | 1 | 365 | 4.4504 | 0.4438 | 4 | 0.89416
23763 | 11.59 | 1 | 365 | 13.1581 | 0.74837 | 13 | 0.90645
23030 | 9.945 | 1 | 365 | 11.2905 | 0.10678 | 11 | 0.39729
23032 | 14.025 | 1 | 365 | 15.9225 | 0.099299 | 16 | 0.021825
23762 | 10.2 | 1 | 365 | 11.58 | 0.98131 | 12 | 0.56133
23033 | 14.56 | 1 | 365 | 16.5299 | 0.9341 | 17 | 0.46401
23761 | 5.1 | 1 | 365 | 5.79 | 0.49065 | 6 | 0.28066
23038 | 4.59 | 1 | 365 | 5.211 | 0.74159 | 5 | 0.9526
24084 | 6.76 | 1 | 365 | 7.6746 | 0.18369 | 7 | 0.85829
23913 | 6 | 1 | 365 | 6.8118 | 0.57724 | 7 | 0.38902
24085 | 4.2 | 1 | 365 | 4.7682 | 0.40407 | 5 | 0.17231
24086 | 6.16 | 1 | 365 | 6.9934 | 0.12597 | 7 | 0.11939
24092 | 7.56 | 1 | 365 | 8.5828 | 0.92732 | 9 | 0.51016
24095 | 3.75 | 1 | 365 | 4.2574 | 0.86078 | 5 | 0.11813
24111 | 5.5 | 1 | 365 | 6.2441 | 0.86247 | 7 | 0.1066
24113 | 10.2 | 1 | 365 | 11.58 | 0.98131 | 12 | 0.56133
24120 | 7.14 | 1 | 365 | 8.106 | 0.48692 | 8 | 0.59293
23039 | 4.59 | 1 | 365 | 5.211 | 0.74159 | 5 | 0.9526
23050 | 7.395 | 1 | 365 | 8.3955 | 0.36145 | 8 | 0.75696
23053 | 6.375 | 1 | 365 | 7.2375 | 0.86332 | 8 | 0.10083
23055 | 6.875 | 1 | 365 | 7.8052 | 0.57809 | 8 | 0.38325
23056 | 7.975 | 1 | 365 | 9.054 | 0.35058 | 9 | 0.40457
23065 | 11.475 | 1 | 365 | 13.0275 | 0.35397 | 13 | 0.38149
23066 | 11.825 | 1 | 365 | 13.4249 | 0.55431 | 13 | 0.97919
23075 | 5.1 | 1 | 365 | 5.79 | 0.49065 | 6 | 0.28066
23088 | 5.32 | 1 | 365 | 6.0398 | 0.24515 | 6 | 0.28493
23087 | 11.985 | 1 | 365 | 13.6065 | 0.10304 | 13 | 0.70956
23058 | 2.86 | 1 | 365 | 3.2469 | 0.80848 | 4 | 0.055431
19898 | 8.32 | 1 | 365 | 9.4457 | 0.53377 | 9 | 0.97944
23090 | 11.55 | 1 | 365 | 13.1127 | 0.61119 | 13 | 0.72386
15696 | 3.06 | 1 | 365 | 3.474 | 0.49439 | 3 | 0.9684
23093 | 10.2 | 1 | 365 | 11.58 | 0.98131 | 12 | 0.56133
23096 | 7.65 | 1 | 365 | 8.685 | 0.23598 | 8 | 0.921
23765 | 9.1 | 1 | 365 | 10.3312 | 0.20881 | 10 | 0.54001
23110 | 7.28 | 1 | 365 | 8.265 | 0.96705 | 9 | 0.23201
23119 | 4.08 | 1 | 365 | 4.632 | 0.99252 | 5 | 0.62453
23766 | 4.42 | 1 | 365 | 5.018 | 0.15857 | 5 | 0.17658
23767 | 7.02 | 1 | 365 | 7.9698 | 0.075371 | 8 | 0.045149
23768 | 6.5 | 1 | 365 | 7.3794 | 0.29201 | 7 | 0.67143
23769 | 9.99 | 1 | 365 | 11.3416 | 0.2611 | 11 | 0.60271
23783 | 15.95 | 1 | 365 | 18.108 | 0.70116 | 18 | 0.80913
23787 | 4.75 | 1 | 365 | 5.3927 | 0.29031 | 5 | 0.68297
23781 | 6.325 | 1 | 365 | 7.1807 | 0.69184 | 7 | 0.87259
23806 | 11.75 | 1 | 365 | 13.3397 | 0.29709 | 13 | 0.63682
24369 | 4.94 | 1 | 365 | 5.6084 | 0.94193 | 6 | 0.55029
23813 | 9.5 | 1 | 365 | 10.7853 | 0.58063 | 11 | 0.36594
23816 | 3.57 | 1 | 365 | 4.053 | 0.24346 | 4 | 0.29646
23820 | 4.25 | 1 | 365 | 4.825 | 0.57554 | 5 | 0.40055
23822 | 7.5 | 1 | 365 | 8.5147 | 0.72155 | 9 | 0.23627
23826 | 3 | 1 | 365 | 3.4059 | 0.28862 | 3 | 0.69451
23829 | 4.68 | 1 | 365 | 5.3132 | 0.050247 | 5 | 0.36343
23838 | 6.25 | 1 | 365 | 7.0956 | 0.43462 | 7 | 0.53022
23840 | 3.99 | 1 | 365 | 4.5298 | 0.68386 | 5 | 0.2137
23839 | 3.3 | 1 | 365 | 3.7465 | 0.31748 | 4 | 0.063959
23846 | 4.5 | 1 | 365 | 5.1088 | 0.43293 | 5 | 0.54176
23854 | 7 | 1 | 365 | 7.9471 | 0.00678 | 7 | 0.95385
23856 | 9.72 | 1 | 365 | 11.0351 | 0.33513 | 11 | 0.37021
23859 | 5.1 | 1 | 365 | 5.79 | 0.49065 | 6 | 0.28066
23860 | 3 | 1 | 365 | 3.4059 | 0.28862 | 3 | 0.69451
23863 | 13.16 | 1 | 365 | 14.9405 | 0.13275 | 15 | 0.073242
23865 | 7.65 | 1 | 365 | 8.685 | 0.23598 | 8 | 0.921
23866 | 5.2 | 1 | 365 | 5.9035 | 0.83361 | 6 | 0.73715
23882 | 3.12 | 1 | 365 | 3.5421 | 0.70016 | 4 | 0.24229
23887 | 8.415 | 1 | 365 | 9.5535 | 0.85958 | 10 | 0.41309
23889 | 5.355 | 1 | 365 | 6.0795 | 0.36519 | 6 | 0.4447
23893 | 8.925 | 1 | 365 | 10.1325 | 0.60864 | 10 | 0.74116
18838 | 8.32 | 1 | 365 | 9.4457 | 0.53377 | 9 | 0.97944
18836 | 5.46 | 1 | 365 | 6.1987 | 0.72529 | 6 | 0.924
19334 | 4.68 | 1 | 365 | 5.3132 | 0.050247 | 5 | 0.36343
23895 | 7.28 | 1 | 365 | 8.265 | 0.96705 | 9 | 0.23201
23901 | 4.2 | 1 | 365 | 4.7682 | 0.40407 | 5 | 0.17231
23903 | 6.24 | 1 | 365 | 7.0842 | 0.40033 | 7 | 0.48458
23904 | 4.5 | 1 | 365 | 5.1088 | 0.43293 | 5 | 0.54176
23906 | 6.76 | 1 | 365 | 7.6746 | 0.18369 | 7 | 0.85829
23907 | 4.08 | 1 | 365 | 4.632 | 0.99252 | 5 | 0.62453
23909 | 4.68 | 1 | 365 | 5.3132 | 0.050247 | 5 | 0.36343
23911 | 6.84 | 1 | 365 | 7.7654 | 0.45805 | 8 | 0.22348
23914 | 7.84 | 1 | 365 | 8.9007 | 0.88759 | 9 | 0.78831
16101 | 504.165 | 0.8 | 365 | 457.9012 | 0.24323 | 458 | 0.14443
20915 | 12 | 1 | 365 | 13.6236 | 0.15448 | 13 | 0.77803
21180 | 9.625 | 1 | 365 | 10.9272 | 0.0093225 | 10 | 0.93655
21211 | 81.6 | 0.9 | 365 | 83.3761 | 0.86542 | 84 | 0.24156
21244 | 10.2 | 1 | 365 | 11.58 | 0.98131 | 12 | 0.56133
21397 | 9.62 | 1 | 365 | 10.9215 | 0.99217 | 11 | 0.91372
21032 | 12.4 | 1 | 365 | 14.0777 | 0.5263 | 14 | 0.60397
21936 | 5.775 | 1 | 365 | 6.5563 | 0.80559 | 7 | 0.36193
21922 | 10 | 1 | 365 | 11.353 | 0.2954 | 11 | 0.64836
21091 | 11 | 1 | 365 | 12.4883 | 0.72494 | 13 | 0.2132
22282 | 7.14 | 1 | 365 | 8.106 | 0.48692 | 8 | 0.59293
22350 | 6.6 | 1 | 365 | 7.493 | 0.63496 | 8 | 0.12792
22703 | 6.75 | 1 | 365 | 7.6632 | 0.1494 | 7 | 0.81264
18522 | 5.94 | 1 | 365 | 6.7437 | 0.37147 | 7 | 0.11513
22840 | 2.85 | 1 | 365 | 3.2356 | 0.77419 | 4 | 0.0097826
22969 | 10.45 | 1 | 365 | 11.8638 | 0.83869 | 12 | 0.70254
23538 | 6.05 | 1 | 365 | 6.8685 | 0.74872 | 7 | 0.61726
23533 | 5.5 | 1 | 365 | 6.2441 | 0.86247 | 7 | 0.1066
23692 | 3.24 | 1 | 365 | 3.6784 | 0.11171 | 3 | 0.79007
24125 | 16.225 | 1 | 365 | 18.4202 | 0.64429 | 19 | 0.064464
21063 | 11.44 | 1 | 365 | 12.9878 | 0.23394 | 13 | 0.22172
23888 | 9 | 1 | 365 | 10.2177 | 0.86586 | 11 | 0.083524
23891 | 9 | 1 | 365 | 10.2177 | 0.86586 | 11 | 0.083524
23423 | 6.5 | 1 | 365 | 7.3794 | 0.29201 | 7 | 0.67143
20549 | 12.375 | 1 | 365 | 14.0493 | 0.44056 | 14 | 0.48985
19602 | 8.84 | 1 | 365 | 10.036 | 0.31713 | 10 | 0.35315
21296 | 3.675 | 1 | 365 | 4.1722 | 0.60356 | 4 | 0.77577
15131 | 2.805 | 1 | 365 | 3.1845 | 0.61986 | 3 | 0.80436
21426 | 5.28 | 1 | 365 | 5.9944 | 0.10797 | 6 | 0.10233
21774 | 8.8 | 1 | 365 | 9.9906 | 0.17995 | 10 | 0.17056
22121 | 5.04 | 1 | 365 | 5.7219 | 0.28488 | 6 | 0.0067734
22236 | 5.2 | 1 | 365 | 5.9035 | 0.83361 | 6 | 0.73715
22511 | 3.9 | 1 | 365 | 4.4277 | 0.37521 | 4 | 0.80286
22837 | 6.3 | 1 | 365 | 7.1524 | 0.6061 | 7 | 0.75847
23141 | 6.63 | 1 | 365 | 7.527 | 0.73785 | 8 | 0.26486
22752 | 5.46 | 1 | 365 | 6.1987 | 0.72529 | 6 | 0.924
16685 | 4.2 | 1 | 365 | 4.7682 | 0.40407 | 5 | 0.17231
17775 | 7.6 | 1 | 365 | 8.6282 | 0.064504 | 8 | 0.69275
18833 | 3.9 | 1 | 365 | 4.4277 | 0.37521 | 4 | 0.80286
19628 | 5.2 | 1 | 365 | 5.9035 | 0.83361 | 6 | 0.73715
22041 | 5.94 | 1 | 365 | 6.7437 | 0.37147 | 7 | 0.11513
22522 | 7.56 | 1 | 365 | 8.5828 | 0.92732 | 9 | 0.51016
22540 | 6.48 | 1 | 365 | 7.3567 | 0.22342 | 7 | 0.58014
23326 | 10.83 | 1 | 365 | 12.2953 | 0.14192 | 12 | 0.43717
17291 | 23.8 | 1 | 365 | 27.02 | 0.62305 | 27 | 0.6431
20854 | 5.98 | 1 | 365 | 6.7891 | 0.50865 | 7 | 0.29772
20856 | 8.16 | 1 | 365 | 9.264 | 0.98505 | 10 | 0.24906
20858 | 4.94 | 1 | 365 | 5.6084 | 0.94193 | 6 | 0.55029
22960 | 6.5 | 1 | 365 | 7.3794 | 0.29201 | 7 | 0.67143
20860 | 5.72 | 1 | 365 | 6.4939 | 0.61697 | 7 | 0.11086
20863 | 2.6 | 1 | 365 | 2.9518 | 0.9168 | 3 | 0.86857
20864 | 6.24 | 1 | 365 | 7.0842 | 0.40033 | 7 | 0.48458
20865 | 9.1 | 1 | 365 | 10.3312 | 0.20881 | 10 | 0.54001
20866 | 6.72 | 1 | 365 | 7.6292 | 0.046509 | 7 | 0.6757
20871 | 5.2 | 1 | 365 | 5.9035 | 0.83361 | 6 | 0.73715
20890 | 6.24 | 1 | 365 | 7.0842 | 0.40033 | 7 | 0.48458
20882 | 11.96 | 1 | 365 | 13.5781 | 0.017298 | 13 | 0.59544
20872 | 7.28 | 1 | 365 | 8.265 | 0.96705 | 9 | 0.23201
20876 | 4.16 | 1 | 365 | 4.7228 | 0.26689 | 4 | 0.98972
22645 | 6.47 | 1 | 365 | 7.3454 | 0.18912 | 7 | 0.53449
22649 | 10.57 | 1 | 365 | 12.0001 | 0.25024 | 12 | 0.25032
22660 | 4.47 | 1 | 365 | 5.0748 | 0.33004 | 5 | 0.40482
22661 | 10.215 | 1 | 365 | 11.597 | 0.032751 | 11 | 0.6298
22664 | 6.725 | 1 | 365 | 7.6349 | 0.063657 | 7 | 0.69852
22667 | 5.47 | 1 | 365 | 6.2101 | 0.75958 | 6 | 0.96965
22775 | 7.96 | 1 | 365 | 9.037 | 0.29914 | 9 | 0.33609
22781 | 8.47 | 1 | 365 | 9.616 | 0.048204 | 9 | 0.66416
22783 | 10.215 | 1 | 365 | 11.597 | 0.032751 | 11 | 0.6298
22815 | 5.215 | 1 | 365 | 5.9206 | 0.88505 | 6 | 0.80562
22824 | 5.215 | 1 | 365 | 5.9206 | 0.88505 | 6 | 0.80562
22826 | 7.47 | 1 | 365 | 8.4807 | 0.61866 | 9 | 0.099325
22827 | 5.98 | 1 | 365 | 6.7891 | 0.50865 | 7 | 0.29772
22828 | 10.215 | 1 | 365 | 11.597 | 0.032751 | 11 | 0.6298
22833 | 5.725 | 1 | 365 | 6.4996 | 0.63412 | 7 | 0.13369
22863 | 6.725 | 1 | 365 | 7.6349 | 0.063657 | 7 | 0.69852
22864 | 6.725 | 1 | 365 | 7.6349 | 0.063657 | 7 | 0.69852
22865 | 4.295 | 1 | 365 | 4.8761 | 0.72987 | 5 | 0.60597
22866 | 7.96 | 1 | 365 | 9.037 | 0.29914 | 9 | 0.33609
22870 | 6.215 | 1 | 365 | 7.0559 | 0.31459 | 7 | 0.37046
22871 | 3.725 | 1 | 365 | 4.229 | 0.77504 | 5 | 0.0040141
22872 | 10.215 | 1 | 365 | 11.597 | 0.032751 | 11 | 0.6298
22878 | 6.725 | 1 | 365 | 7.6349 | 0.063657 | 7 | 0.69852
22880 | 5.98 | 1 | 365 | 6.7891 | 0.50865 | 7 | 0.29772
22585 | 12.48 | 1 | 365 | 14.1685 | 0.80066 | 14 | 0.96915
22758 | 11.96 | 1 | 365 | 13.5781 | 0.017298 | 13 | 0.59544
22666 | 4.235 | 1 | 365 | 4.808 | 0.5241 | 5 | 0.33208
14268 | 14.025 | 1 | 365 | 15.9225 | 0.099299 | 16 | 0.021825
20043 | 7.54 | 1 | 365 | 8.5601 | 0.85873 | 9 | 0.41886
20501 | 5.72 | 1 | 365 | 6.4939 | 0.61697 | 7 | 0.11086
19744 | 8.58 | 1 | 365 | 9.7408 | 0.42545 | 10 | 0.16629
20495 | 6.76 | 1 | 365 | 7.6746 | 0.18369 | 7 | 0.85829
20547 | 6.76 | 1 | 365 | 7.6746 | 0.18369 | 7 | 0.85829
20548 | 5.46 | 1 | 365 | 6.1987 | 0.72529 | 6 | 0.924
19974 | 5.72 | 1 | 365 | 6.4939 | 0.61697 | 7 | 0.11086
18653 | 7.848 | 1 | 365 | 8.9098 | 0.91503 | 9 | 0.82483
20861 | 4.68 | 1 | 365 | 5.3132 | 0.050247 | 5 | 0.36343
22842 | 6.84 | 1 | 365 | 7.7654 | 0.45805 | 8 | 0.22348
19946 | 7.54 | 1 | 365 | 8.5601 | 0.85873 | 9 | 0.41886
23780 | 5.7 | 1 | 365 | 6.4712 | 0.54838 | 7 | 0.019565
19856 | 6.5 | 1 | 365 | 7.3794 | 0.29201 | 7 | 0.67143
23845 | 5.4 | 1 | 365 | 6.1306 | 0.51952 | 6 | 0.65011
23918 | 5.4 | 1 | 365 | 6.1306 | 0.51952 | 6 | 0.65011
19987 | 12.22 | 1 | 365 | 13.8733 | 0.90898 | 14 | 0.7823
19811 | 10.75 | 1 | 365 | 12.2044 | 0.86755 | 13 | 0.071987
20595 | 5.72 | 1 | 365 | 6.4939 | 0.61697 | 7 | 0.11086
20661 | 6.76 | 1 | 365 | 7.6746 | 0.18369 | 7 | 0.85829
20654 | 4.42 | 1 | 365 | 5.018 | 0.15857 | 5 | 0.17658
20649 | 3.9 | 1 | 365 | 4.4277 | 0.37521 | 4 | 0.80286
16957 | 4.68 | 1 | 365 | 5.3132 | 0.050247 | 5 | 0.36343
17299 | 3.9 | 1 | 365 | 4.4277 | 0.37521 | 4 | 0.80286
20516 | 8.32 | 1 | 365 | 9.4457 | 0.53377 | 9 | 0.97944
20505 | 7.28 | 1 | 365 | 8.265 | 0.96705 | 9 | 0.23201
20499 | 4.94 | 1 | 365 | 5.6084 | 0.94193 | 6 | 0.55029
20485 | 8.32 | 1 | 365 | 9.4457 | 0.53377 | 9 | 0.97944
16782 | 7 | 1 | 365 | 7.9471 | 0.00678 | 7 | 0.95385
17411 | 4.68 | 1 | 365 | 5.3132 | 0.050247 | 5 | 0.36343
17425 | 8.84 | 1 | 365 | 10.036 | 0.31713 | 10 | 0.35315
16796 | 4.68 | 1 | 365 | 5.3132 | 0.050247 | 5 | 0.36343
16768 | 3 | 1 | 365 | 3.4059 | 0.28862 | 3 | 0.69451
16620 | 7.28 | 1 | 365 | 8.265 | 0.96705 | 9 | 0.23201
16176 | 2.5 | 1 | 365 | 2.8382 | 0.57385 | 3 | 0.41209
19884 | 6.5 | 1 | 365 | 7.3794 | 0.29201 | 7 | 0.67143
21826 | 9.075 | 1 | 365 | 10.3028 | 0.12308 | 10 | 0.42589
23811 | 6.5 | 1 | 365 | 7.3794 | 0.29201 | 7 | 0.67143
15861 | 6.76 | 1 | 365 | 7.6746 | 0.18369 | 7 | 0.85829
20637 | 7.8 | 1 | 365 | 8.8553 | 0.75041 | 9 | 0.60572
20632 | 7.28 | 1 | 365 | 8.265 | 0.96705 | 9 | 0.23201
20631 | 5.72 | 1 | 365 | 6.4939 | 0.61697 | 7 | 0.11086
20440 | 7.8 | 1 | 365 | 8.8553 | 0.75041 | 9 | 0.60572
20436 | 8.84 | 1 | 365 | 10.036 | 0.31713 | 10 | 0.35315
17561 | 8.84 | 1 | 365 | 10.036 | 0.31713 | 10 | 0.35315
17960 | 6.75 | 1 | 365 | 7.6632 | 0.1494 | 7 | 0.81264
17696 | 7.8 | 1 | 365 | 8.8553 | 0.75041 | 9 | 0.60572
17491 | 7.905 | 1 | 365 | 8.9745 | 0.11051 | 9 | 0.085029
17552 | 7.8 | 1 | 365 | 8.8553 | 0.75041 | 9 | 0.60572
17605 | 10.66 | 1 | 365 | 12.1023 | 0.5589 | 12 | 0.66115
17560 | 7.65 | 1 | 365 | 8.685 | 0.23598 | 8 | 0.921
17646 | 5.46 | 1 | 365 | 6.1987 | 0.72529 | 6 | 0.924
17649 | 5.2 | 1 | 365 | 5.9035 | 0.83361 | 6 | 0.73715
17710 | 6.5 | 1 | 365 | 7.3794 | 0.29201 | 7 | 0.67143
17745 | 8.32 | 1 | 365 | 9.4457 | 0.53377 | 9 | 0.97944
20717 | 6.24 | 1 | 365 | 7.0842 | 0.40033 | 7 | 0.48458
20720 | 10.4 | 1 | 365 | 11.8071 | 0.66722 | 12 | 0.47429
17000 | 5.2 | 1 | 365 | 5.9035 | 0.83361 | 6 | 0.73715
17776 | 7.28 | 1 | 365 | 8.265 | 0.96705 | 9 | 0.23201
16794 | 8.25 | 1 | 365 | 9.3662 | 0.29371 | 9 | 0.6599
17835 | 8.415 | 1 | 365 | 9.5535 | 0.85958 | 10 | 0.41309
19989 | 6.76 | 1 | 365 | 7.6746 | 0.18369 | 7 | 0.85829
19983 | 2.86 | 1 | 365 | 3.2469 | 0.80848 | 4 | 0.055431
16686 | 3.64 | 1 | 365 | 4.1325 | 0.48353 | 4 | 0.616
16871 | 12.25 | 1 | 365 | 13.9074 | 0.011865 | 13 | 0.91924
18383 | 6.24 | 1 | 365 | 7.0842 | 0.40033 | 7 | 0.48458
18445 | 4.16 | 1 | 365 | 4.7228 | 0.26689 | 4 | 0.98972
18567 | 4.68 | 1 | 365 | 5.3132 | 0.050247 | 5 | 0.36343
17897 | 9.36 | 1 | 365 | 10.6264 | 0.10049 | 10 | 0.72686
18295 | 7.8 | 1 | 365 | 8.8553 | 0.75041 | 9 | 0.60572
17645 | 9.1 | 1 | 365 | 10.3312 | 0.20881 | 10 | 0.54001
18392 | 7.28 | 1 | 365 | 8.265 | 0.96705 | 9 | 0.23201
16775 | 7.8 | 1 | 365 | 8.8553 | 0.75041 | 9 | 0.60572
18712 | 8.06 | 1 | 365 | 9.1505 | 0.64209 | 9 | 0.79258
18795 | 8.84 | 1 | 365 | 10.036 | 0.31713 | 10 | 0.35315
17949 | 6.76 | 1 | 365 | 7.6746 | 0.18369 | 7 | 0.85829
17943 | 8.32 | 1 | 365 | 9.4457 | 0.53377 | 9 | 0.97944
18564 | 6.24 | 1 | 365 | 7.0842 | 0.40033 | 7 | 0.48458
17612 | 8.32 | 1 | 365 | 9.4457 | 0.53377 | 9 | 0.97944
17627 | 6.24 | 1 | 365 | 7.0842 | 0.40033 | 7 | 0.48458
19514 | 12.22 | 1 | 365 | 13.8733 | 0.90898 | 14 | 0.7823
19533 | 11.96 | 1 | 365 | 13.5781 | 0.017298 | 13 | 0.59544
19560 | 9.62 | 1 | 365 | 10.9215 | 0.99217 | 11 | 0.91372
19681 | 9.1 | 1 | 365 | 10.3312 | 0.20881 | 10 | 0.54001
19568 | 4.68 | 1 | 365 | 5.3132 | 0.050247 | 5 | 0.36343
19683 | 4.68 | 1 | 365 | 5.3132 | 0.050247 | 5 | 0.36343
19751 | 11.44 | 1 | 365 | 12.9878 | 0.23394 | 13 | 0.22172
19777 | 6.24 | 1 | 365 | 7.0842 | 0.40033 | 7 | 0.48458
19798 | 3.9 | 1 | 365 | 4.4277 | 0.37521 | 4 | 0.80286
19804 | 7.28 | 1 | 365 | 8.265 | 0.96705 | 9 | 0.23201
19808 | 6.24 | 1 | 365 | 7.0842 | 0.40033 | 7 | 0.48458
19839 | 5.98 | 1 | 365 | 6.7891 | 0.50865 | 7 | 0.29772
19851 | 7.8 | 1 | 365 | 8.8553 | 0.75041 | 9 | 0.60572
19862 | 9.62 | 1 | 365 | 10.9215 | 0.99217 | 11 | 0.91372
19676 | 9.36 | 1 | 365 | 10.6264 | 0.10049 | 10 | 0.72686
19680 | 5.98 | 1 | 365 | 6.7891 | 0.50865 | 7 | 0.29772
19980 | 6.24 | 1 | 365 | 7.0842 | 0.40033 | 7 | 0.48458
19991 | 8.32 | 1 | 365 | 9.4457 | 0.53377 | 9 | 0.97944
20009 | 8.84 | 1 | 365 | 10.036 | 0.31713 | 10 | 0.35315
20014 | 12.74 | 1 | 365 | 14.4637 | 0.69234 | 15 | 0.15601
19529 | 5.2 | 1 | 365 | 5.9035 | 0.83361 | 6 | 0.73715
19918 | 7.8 | 1 | 365 | 8.8553 | 0.75041 | 9 | 0.60572
19936 | 12.74 | 1 | 365 | 14.4637 | 0.69234 | 15 | 0.15601
19952 | 6.24 | 1 | 365 | 7.0842 | 0.40033 | 7 | 0.48458
19558 | 17.94 | 1 | 365 | 20.3672 | 0.52595 | 20 | 0.89316
19565 | 4.94 | 1 | 365 | 5.6084 | 0.94193 | 6 | 0.55029
19562 | 4.68 | 1 | 365 | 5.3132 | 0.050247 | 5 | 0.36343
19566 | 5.98 | 1 | 365 | 6.7891 | 0.50865 | 7 | 0.29772
19959 | 6.5 | 1 | 365 | 7.3794 | 0.29201 | 7 | 0.67143
19973 | 10.14 | 1 | 365 | 11.5119 | 0.77554 | 12 | 0.28744
19749 | 4.42 | 1 | 365 | 5.018 | 0.15857 | 5 | 0.17658
19786 | 3.9 | 1 | 365 | 4.4277 | 0.37521 | 4 | 0.80286
19859 | 3.38 | 1 | 365 | 3.8373 | 0.59185 | 4 | 0.42915
19995 | 4.16 | 1 | 365 | 4.7228 | 0.26689 | 4 | 0.98972
20026 | 6.5 | 1 | 365 | 7.3794 | 0.29201 | 7 | 0.67143
20033 | 11.7 | 1 | 365 | 13.283 | 0.12562 | 13 | 0.40858
20037 | 9.62 | 1 | 365 | 10.9215 | 0.99217 | 11 | 0.91372
20023 | 5.2 | 1 | 365 | 5.9035 | 0.83361 | 6 | 0.73715
20030 | 9.36 | 1 | 365 | 10.6264 | 0.10049 | 10 | 0.72686
19519 | 10.14 | 1 | 365 | 11.5119 | 0.77554 | 12 | 0.28744
20403 | 11.73 | 1 | 365 | 13.317 | 0.2285 | 13 | 0.54553
19905 | 7.8 | 1 | 365 | 8.8553 | 0.75041 | 9 | 0.60572
20286 | 5.72 | 1 | 365 | 6.4939 | 0.61697 | 7 | 0.11086
19942 | 7.28 | 1 | 365 | 8.265 | 0.96705 | 9 | 0.23201
19948 | 11.7 | 1 | 365 | 13.283 | 0.12562 | 13 | 0.40858
20409 | 8.32 | 1 | 365 | 9.4457 | 0.53377 | 9 | 0.97944
17713 | 4.42 | 1 | 365 | 5.018 | 0.15857 | 5 | 0.17658
14119 | 6.76 | 1 | 365 | 7.6746 | 0.18369 | 7 | 0.85829
16905 | 9.18 | 1 | 365 | 10.422 | 0.48318 | 10 | 0.90519
17070 | 5.2 | 1 | 365 | 5.9035 | 0.83361 | 6 | 0.73715
17484 | 3.9 | 1 | 365 | 4.4277 | 0.37521 | 4 | 0.80286
17508 | 7.8 | 1 | 365 | 8.8553 | 0.75041 | 9 | 0.60572
17625 | 13.26 | 1 | 365 | 15.054 | 0.4757 | 15 | 0.52973
18709 | 13.26 | 1 | 365 | 15.054 | 0.4757 | 15 | 0.52973
18705 | 6.5 | 1 | 365 | 7.3794 | 0.29201 | 7 | 0.67143
18696 | 6.24 | 1 | 365 | 7.0842 | 0.40033 | 7 | 0.48458
18635 | 3.9 | 1 | 365 | 4.4277 | 0.37521 | 4 | 0.80286
18633 | 9.75 | 1 | 365 | 11.0691 | 0.43801 | 11 | 0.50715
18631 | 4.42 | 1 | 365 | 5.018 | 0.15857 | 5 | 0.17658
20774 | 6.5 | 1 | 365 | 7.3794 | 0.29201 | 7 | 0.67143
18622 | 8.58 | 1 | 365 | 9.7408 | 0.42545 | 10 | 0.16629
18594 | 5.5 | 1 | 365 | 6.2441 | 0.86247 | 7 | 0.1066
22629 | 5.5 | 1 | 365 | 6.2441 | 0.86247 | 7 | 0.1066
20787 | 10.92 | 1 | 365 | 12.3974 | 0.45058 | 12 | 0.84801
20066 | 13.52 | 1 | 365 | 15.3492 | 0.36738 | 15 | 0.71658
18593 | 6.75 | 1 | 365 | 7.6632 | 0.1494 | 7 | 0.81264
18579 | 5.46 | 1 | 365 | 6.1987 | 0.72529 | 6 | 0.924
17619 | 6.24 | 1 | 365 | 7.0842 | 0.40033 | 7 | 0.48458
18565 | 4.68 | 1 | 365 | 5.3132 | 0.050247 | 5 | 0.36343
18463 | 5.46 | 1 | 365 | 6.1987 | 0.72529 | 6 | 0.924
17650 | 5.46 | 1 | 365 | 6.1987 | 0.72529 | 6 | 0.924
17779 | 11.44 | 1 | 365 | 12.9878 | 0.23394 | 13 | 0.22172
17755 | 9.88 | 1 | 365 | 11.2167 | 0.88386 | 12 | 0.10058
17902 | 8.06 | 1 | 365 | 9.1505 | 0.64209 | 9 | 0.79258
18082 | 8.32 | 1 | 365 | 9.4457 | 0.53377 | 9 | 0.97944
18134 | 6.5 | 1 | 365 | 7.3794 | 0.29201 | 7 | 0.67143
18137 | 7.54 | 1 | 365 | 8.5601 | 0.85873 | 9 | 0.41886
18300 | 10.66 | 1 | 365 | 12.1023 | 0.5589 | 12 | 0.66115
18303 | 8.06 | 1 | 365 | 9.1505 | 0.64209 | 9 | 0.79258
18380 | 8.06 | 1 | 365 | 9.1505 | 0.64209 | 9 | 0.79258
18447 | 11.96 | 1 | 365 | 13.5781 | 0.017298 | 13 | 0.59544
20575 | 7.8 | 1 | 365 | 8.8553 | 0.75041 | 9 | 0.60572
20600 | 7.28 | 1 | 365 | 8.265 | 0.96705 | 9 | 0.23201
20613 | 10.66 | 1 | 365 | 12.1023 | 0.5589 | 12 | 0.66115
20607 | 5.2 | 1 | 365 | 5.9035 | 0.83361 | 6 | 0.73715
20725 | 7.02 | 1 | 365 | 7.9698 | 0.075371 | 8 | 0.045149
20634 | 8.32 | 1 | 365 | 9.4457 | 0.53377 | 9 | 0.97944
20884 | 13.52 | 1 | 365 | 15.3492 | 0.36738 | 15 | 0.71658
20917 | 8.06 | 1 | 365 | 9.1505 | 0.64209 | 9 | 0.79258
20953 | 8.32 | 1 | 365 | 9.4457 | 0.53377 | 9 | 0.97944
21026 | 9.1 | 1 | 365 | 10.3312 | 0.20881 | 10 | 0.54001
21039 | 9.1 | 1 | 365 | 10.3312 | 0.20881 | 10 | 0.54001
21046 | 4.68 | 1 | 365 | 5.3132 | 0.050247 | 5 | 0.36343
21153 | 8.32 | 1 | 365 | 9.4457 | 0.53377 | 9 | 0.97944
21144 | 7.54 | 1 | 365 | 8.5601 | 0.85873 | 9 | 0.41886
21156 | 4.42 | 1 | 365 | 5.018 | 0.15857 | 5 | 0.17658
21205 | 9.36 | 1 | 365 | 10.6264 | 0.10049 | 10 | 0.72686
21348 | 2.805 | 1 | 365 | 3.1845 | 0.61986 | 3 | 0.80436
19541 | 4.68 | 1 | 365 | 5.3132 | 0.050247 | 5 | 0.36343
21250 | 8.84 | 1 | 365 | 10.036 | 0.31713 | 10 | 0.35315
21316 | 6.76 | 1 | 365 | 7.6746 | 0.18369 | 7 | 0.85829
21326 | 5.98 | 1 | 365 | 6.7891 | 0.50865 | 7 | 0.29772
17496 | 3.9 | 1 | 365 | 4.4277 | 0.37521 | 4 | 0.80286
21418 | 7.8 | 1 | 365 | 8.8553 | 0.75041 | 9 | 0.60572
21428 | 4.68 | 1 | 365 | 5.3132 | 0.050247 | 5 | 0.36343
21454 | 7.28 | 1 | 365 | 8.265 | 0.96705 | 9 | 0.23201
21505 | 6.24 | 1 | 365 | 7.0842 | 0.40033 | 7 | 0.48458
21511 | 7.28 | 1 | 365 | 8.265 | 0.96705 | 9 | 0.23201
21523 | 7.02 | 1 | 365 | 7.9698 | 0.075371 | 8 | 0.045149
21530 | 5.2 | 1 | 365 | 5.9035 | 0.83361 | 6 | 0.73715
16195 | 10.14 | 1 | 365 | 11.5119 | 0.77554 | 12 | 0.28744
19547 | 8.84 | 1 | 365 | 10.036 | 0.31713 | 10 | 0.35315
20371 | 9.88 | 1 | 365 | 11.2167 | 0.88386 | 12 | 0.10058
20958 | 7.28 | 1 | 365 | 8.265 | 0.96705 | 9 | 0.23201
21048 | 7.28 | 1 | 365 | 8.265 | 0.96705 | 9 | 0.23201
21097 | 8.84 | 1 | 365 | 10.036 | 0.31713 | 10 | 0.35315
21159 | 6.76 | 1 | 365 | 7.6746 | 0.18369 | 7 | 0.85829
22136 | 7.14 | 1 | 365 | 8.106 | 0.48692 | 8 | 0.59293
21150 | 7.28 | 1 | 365 | 8.265 | 0.96705 | 9 | 0.23201
21589 | 7.02 | 1 | 365 | 7.9698 | 0.075371 | 8 | 0.045149
21607 | 9.1 | 1 | 365 | 10.3312 | 0.20881 | 10 | 0.54001
21610 | 9.62 | 1 | 365 | 10.9215 | 0.99217 | 11 | 0.91372
20437 | 8.06 | 1 | 365 | 9.1505 | 0.64209 | 9 | 0.79258
21737 | 6.5 | 1 | 365 | 7.3794 | 0.29201 | 7 | 0.67143
21808 | 10.66 | 1 | 365 | 12.1023 | 0.5589 | 12 | 0.66115
21996 | 4.16 | 1 | 365 | 4.7228 | 0.26689 | 4 | 0.98972
19767 | 7.25 | 1 | 365 | 8.2309 | 0.86416 | 9 | 0.095061
22110 | 8.32 | 1 | 365 | 9.4457 | 0.53377 | 9 | 0.97944
21089 | 7.54 | 1 | 365 | 8.5601 | 0.85873 | 9 | 0.41886
22210 | 5.2 | 1 | 365 | 5.9035 | 0.83361 | 6 | 0.73715
21184 | 8.32 | 1 | 365 | 9.4457 | 0.53377 | 9 | 0.97944
21203 | 3.9 | 1 | 365 | 4.4277 | 0.37521 | 4 | 0.80286
21220 | 12.48 | 1 | 365 | 14.1685 | 0.80066 | 14 | 0.96915
20767 | 10.4 | 1 | 365 | 11.8071 | 0.66722 | 12 | 0.47429
21281 | 4.68 | 1 | 365 | 5.3132 | 0.050247 | 5 | 0.36343
20786 | 6.24 | 1 | 365 | 7.0842 | 0.40033 | 7 | 0.48458
20904 | 8.32 | 1 | 365 | 9.4457 | 0.53377 | 9 | 0.97944
20827 | 13 | 1 | 365 | 14.7588 | 0.58402 | 15 | 0.34287
22011 | 5.2 | 1 | 365 | 5.9035 | 0.83361 | 6 | 0.73715
22089 | 7.28 | 1 | 365 | 8.265 | 0.96705 | 9 | 0.23201
22291 | 8.06 | 1 | 365 | 9.1505 | 0.64209 | 9 | 0.79258
22295 | 6.24 | 1 | 365 | 7.0842 | 0.40033 | 7 | 0.48458
19754 | 4.94 | 1 | 365 | 5.6084 | 0.94193 | 6 | 0.55029
20024 | 4.94 | 1 | 365 | 5.6084 | 0.94193 | 6 | 0.55029
19968 | 13.52 | 1 | 365 | 15.3492 | 0.36738 | 15 | 0.71658
20005 | 4.16 | 1 | 365 | 4.7228 | 0.26689 | 4 | 0.98972
17707 | 5.46 | 1 | 365 | 6.1987 | 0.72529 | 6 | 0.924
20604 | 9.36 | 1 | 365 | 10.6264 | 0.10049 | 10 | 0.72686
20592 | 10.92 | 1 | 365 | 12.3974 | 0.45058 | 12 | 0.84801
24139 | 25 | 1 | 365 | 28.3824 | 0.7385 | 29 | 0.1209
24341 | 12.75 | 1 | 365 | 14.475 | 0.72663 | 15 | 0.20166
24265 | 8.96 | 1 | 365 | 10.1723 | 0.72868 | 10 | 0.90093
24354 | 6.84 | 1 | 365 | 7.7654 | 0.45805 | 8 | 0.22348
24357 | 7 | 1 | 365 | 7.9471 | 0.00678 | 7 | 0.95385
24356 | 5.13 | 1 | 365 | 5.8241 | 0.59354 | 6 | 0.41761
24027 | 6.3 | 1 | 365 | 7.1524 | 0.6061 | 7 | 0.75847
24365 | 14.85 | 1 | 365 | 16.8591 | 0.92867 | 17 | 0.78781
24381 | 5.2 | 1 | 365 | 5.9035 | 0.83361 | 6 | 0.73715
24383 | 8.25 | 1 | 365 | 9.3662 | 0.29371 | 9 | 0.6599
18024 | 5.2 | 1 | 365 | 5.9035 | 0.83361 | 6 | 0.73715
7416 | 342.21 | 0.9 | 365 | 349.6587 | 0.2606 | 349 | 0.91927
19280 | 3.9 | 1 | 365 | 4.4277 | 0.37521 | 4 | 0.80286
19295 | 4.16 | 1 | 365 | 4.7228 | 0.26689 | 4 | 0.98972
7381 | 435.54 | 0.9 | 365 | 445.0201 | 0.33167 | 445 | 0.3518
19177 | 7.905 | 1 | 365 | 8.9745 | 0.11051 | 9 | 0.085029
20401 | 4.16 | 1 | 365 | 4.7228 | 0.26689 | 4 | 0.98972
23083 | 7.2 | 1 | 365 | 8.1741 | 0.69269 | 8 | 0.86682
21702 | 5.1 | 1 | 365 | 5.79 | 0.49065 | 6 | 0.28066
19866 | 7.5 | 1 | 365 | 8.5147 | 0.72155 | 9 | 0.23627
23516 | 9.075 | 1 | 365 | 10.3028 | 0.12308 | 10 | 0.42589
21151 | 7.5 | 1 | 365 | 8.5147 | 0.72155 | 9 | 0.23627
21155 | 8.4 | 1 | 365 | 9.5365 | 0.80814 | 10 | 0.34462
22873 | 20.24 | 1 | 365 | 22.9784 | 0.41389 | 23 | 0.39228
22006 | 9.9 | 1 | 365 | 11.2394 | 0.95245 | 12 | 0.19188
22774 | 8.37 | 1 | 365 | 9.5024 | 0.70525 | 10 | 0.20768
19396 | 5.5 | 1 | 365 | 6.2441 | 0.86247 | 7 | 0.1066
21307 | 322.08 | 0.9 | 365 | 329.0905 | 0.12762 | 329 | 0.21814
21391 | 3.5 | 1 | 365 | 3.9735 | 0.00339 | 3 | 0.97693
22273 | 8.55 | 1 | 365 | 9.7068 | 0.32257 | 10 | 0.029348
18337 | 5.98 | 1 | 365 | 6.7891 | 0.50865 | 7 | 0.29772
24385 | 4.42 | 1 | 365 | 5.018 | 0.15857 | 5 | 0.17658
24391 | 10.14 | 1 | 365 | 11.5119 | 0.77554 | 12 | 0.28744
24449 | 5.61 | 1 | 365 | 6.369 | 0.23972 | 6 | 0.60873
24453 | 6.25 | 1 | 365 | 7.0956 | 0.43462 | 7 | 0.53022
24476 | 7.7 | 1 | 365 | 8.7418 | 0.40746 | 9 | 0.14924
24502 | 8.5 | 1 | 365 | 9.65 | 0.15109 | 9 | 0.80111
24509 | 8.06 | 1 | 365 | 9.1505 | 0.64209 | 9 | 0.79258
24511 | 11.25 | 1 | 365 | 12.7721 | 0.58232 | 13 | 0.3544
24577 | 7.28 | 1 | 365 | 8.265 | 0.96705 | 9 | 0.23201
24580 | 3.3 | 1 | 365 | 3.7465 | 0.31748 | 4 | 0.063959
24595 | 6.72 | 1 | 365 | 7.6292 | 0.046509 | 7 | 0.6757
24596 | 6.54 | 1 | 365 | 7.4248 | 0.42919 | 7 | 0.85403
24593 | 3.64 | 1 | 365 | 4.1325 | 0.48353 | 4 | 0.616
24597 | 21.32 | 1 | 365 | 24.2045 | 0.11779 | 24 | 0.3223
24599 | 5.04 | 1 | 365 | 5.7219 | 0.28488 | 6 | 0.0067734
24673 | 9.81 | 1 | 365 | 11.1373 | 0.64379 | 11 | 0.78104
25101 | 10.92 | 1 | 365 | 12.3974 | 0.45058 | 12 | 0.84801
25110 | 6.76 | 1 | 365 | 7.6746 | 0.18369 | 7 | 0.85829
25111 | 6.12 | 1 | 365 | 6.948 | 0.98878 | 7 | 0.9368
25114 | 8.84 | 1 | 365 | 10.036 | 0.31713 | 10 | 0.35315
25113 | 10.14 | 1 | 365 | 11.5119 | 0.77554 | 12 | 0.28744
25115 | 5.1 | 1 | 365 | 5.79 | 0.49065 | 6 | 0.28066
25117 | 3.99 | 1 | 365 | 4.5298 | 0.68386 | 5 | 0.2137
25119 | 7.2 | 1 | 365 | 8.1741 | 0.69269 | 8 | 0.86682
25120 | 5.865 | 1 | 365 | 6.6585 | 0.11425 | 6 | 0.77276
24952 | 9 | 1 | 365 | 10.2177 | 0.86586 | 11 | 0.083524
25039 | 4.68 | 1 | 365 | 5.3132 | 0.050247 | 5 | 0.36343
25024 | 16.5 | 1 | 365 | 18.7324 | 0.58741 | 19 | 0.31979
25137 | 9.72 | 1 | 365 | 11.0351 | 0.33513 | 11 | 0.37021
25142 | 7.02 | 1 | 365 | 7.9698 | 0.075371 | 8 | 0.045149
25029 | 8.925 | 1 | 365 | 10.1325 | 0.60864 | 10 | 0.74116
22111 | 19.98 | 1 | 365 | 22.6832 | 0.52221 | 23 | 0.20542
25201 | 10.35 | 1 | 365 | 11.7503 | 0.49574 | 12 | 0.24605
25203 | 4.83 | 1 | 365 | 5.4835 | 0.56468 | 6 | 0.048158
25109 | 8.28 | 1 | 365 | 9.4003 | 0.39659 | 9 | 0.79684
24691 | 42 | 0.9 | 365 | 42.9142 | 0.63661 | 43 | 0.5508
25273 | 10.8 | 1 | 365 | 12.2612 | 0.039032 | 12 | 0.30023
25274 | 10.8 | 1 | 365 | 12.2612 | 0.039032 | 12 | 0.30023
25275 | 10.8 | 1 | 365 | 12.2612 | 0.039032 | 12 | 0.30023
25276 | 11.34 | 1 | 365 | 12.8743 | 0.89098 | 13 | 0.76524
25232 | 3.924 | 1 | 365 | 4.4549 | 0.45751 | 4 | 0.91242
25226 | 8.25 | 1 | 365 | 9.3662 | 0.29371 | 9 | 0.6599
25295 | 3.45 | 1 | 365 | 3.9168 | 0.83191 | 4 | 0.74868
24337 | 10.08 | 1 | 365 | 11.4438 | 0.56976 | 12 | 0.013547
25315 | 6.25 | 1 | 365 | 7.0956 | 0.43462 | 7 | 0.53022
25062 | 36.68 | 0.9 | 365 | 37.4784 | 0.21597 | 37 | 0.69437
25280 | 9.8 | 1 | 365 | 11.1259 | 0.60949 | 11 | 0.73539
25059 | 24.84 | 1 | 365 | 28.2008 | 0.18977 | 28 | 0.39053
25324 | 14.715 | 1 | 365 | 16.7059 | 0.46568 | 17 | 0.17156
25328 | 9.81 | 1 | 365 | 11.1373 | 0.64379 | 11 | 0.78104
25064 | 12.69 | 1 | 365 | 14.4069 | 0.52086 | 14 | 0.92777
25065 | 27 | 0.9 | 365 | 27.5877 | 0.33782 | 27 | 0.92551
25355 | 5.4 | 1 | 365 | 6.1306 | 0.51952 | 6 | 0.65011
25356 | 6.72 | 1 | 365 | 7.6292 | 0.046509 | 7 | 0.6757
24690 | 3.57 | 1 | 365 | 4.053 | 0.24346 | 4 | 0.29646
25360 | 7.8 | 1 | 365 | 8.8553 | 0.75041 | 9 | 0.60572
25367 | 4.16 | 1 | 365 | 4.7228 | 0.26689 | 4 | 0.98972
25383 | 11.97 | 1 | 365 | 13.5895 | 0.051594 | 13 | 0.64109
25385 | 5.886 | 1 | 365 | 6.6824 | 0.18627 | 6 | 0.86862
25209 | 29.64 | 0.9 | 365 | 30.2852 | 0.48641 | 30 | 0.77157
25402 | 3.924 | 1 | 365 | 4.4549 | 0.45751 | 4 | 0.91242
25403 | 5.2 | 1 | 365 | 5.9035 | 0.83361 | 6 | 0.73715
25404 | 7.2 | 1 | 365 | 8.1741 | 0.69269 | 8 | 0.86682
25405 | 9.18 | 1 | 365 | 10.422 | 0.48318 | 10 | 0.90519
25406 | 3.6 | 1 | 365 | 4.0871 | 0.34634 | 4 | 0.43341
25407 | 5.72 | 1 | 365 | 6.4939 | 0.61697 | 7 | 0.11086
25408 | 3.64 | 1 | 365 | 4.1325 | 0.48353 | 4 | 0.616
25409 | 7.65 | 1 | 365 | 8.685 | 0.23598 | 8 | 0.921
25412 | 3.315 | 1 | 365 | 3.7635 | 0.36893 | 4 | 0.13243
25410 | 4.8 | 1 | 365 | 5.4494 | 0.46179 | 5 | 0.91121
25413 | 4.48 | 1 | 365 | 5.0861 | 0.36434 | 5 | 0.45047
25414 | 7.935 | 1 | 365 | 9.0086 | 0.2134 | 9 | 0.22197
25416 | 7.2 | 1 | 365 | 8.1741 | 0.69269 | 8 | 0.86682
25415 | 5.46 | 1 | 365 | 6.1987 | 0.72529 | 6 | 0.924
25420 | 8.375 | 1 | 365 | 9.5081 | 0.7224 | 10 | 0.2305
24940 | 6.5 | 1 | 365 | 7.3794 | 0.29201 | 7 | 0.67143
25298 | 7.848 | 1 | 365 | 8.9098 | 0.91503 | 9 | 0.82483
25081 | 7.5 | 1 | 365 | 8.5147 | 0.72155 | 9 | 0.23627
25444 | 4.08 | 1 | 365 | 4.632 | 0.99252 | 5 | 0.62453
25449 | 5.4 | 1 | 365 | 6.1306 | 0.51952 | 6 | 0.65011
18835 | 5.72 | 1 | 365 | 6.4939 | 0.61697 | 7 | 0.11086
25456 | 6.12 | 1 | 365 | 6.948 | 0.98878 | 7 | 0.9368
25460 | 7.194 | 1 | 365 | 8.1673 | 0.67211 | 8 | 0.83943
25392 | 6.16 | 1 | 365 | 6.9934 | 0.12597 | 7 | 0.11939
25487 | 4.5 | 1 | 365 | 5.1088 | 0.43293 | 5 | 0.54176
25447 | 7.395 | 1 | 365 | 8.3955 | 0.36145 | 8 | 0.75696
25540 | 9.18 | 1 | 365 | 10.422 | 0.48318 | 10 | 0.90519
25546 | 8.502 | 1 | 365 | 9.6523 | 0.15795 | 9 | 0.81024
25548 | 8.54 | 1 | 365 | 9.6954 | 0.28827 | 9 | 0.9837
25549 | 12.2 | 1 | 365 | 13.8506 | 0.84039 | 14 | 0.691
25552 | 5.6 | 1 | 365 | 6.3577 | 0.20542 | 6 | 0.56308
25559 | 7.14 | 1 | 365 | 8.106 | 0.48692 | 8 | 0.59293
25562 | 5.2 | 1 | 365 | 5.9035 | 0.83361 | 6 | 0.73715
25561 | 10.175 | 1 | 365 | 11.5516 | 0.89557 | 12 | 0.44721
25563 | 5.4 | 1 | 365 | 6.1306 | 0.51952 | 6 | 0.65011
25565 | 7.2 | 1 | 365 | 8.1741 | 0.69269 | 8 | 0.86682
25566 | 7.165 | 1 | 365 | 8.1344 | 0.57265 | 8 | 0.70705
25866 | 3.06 | 1 | 365 | 3.474 | 0.49439 | 3 | 0.9684
25867 | 6.63 | 1 | 365 | 7.527 | 0.73785 | 8 | 0.26486
25868 | 5.4 | 1 | 365 | 6.1306 | 0.51952 | 6 | 0.65011
25869 | 3.825 | 1 | 365 | 4.3425 | 0.11799 | 4 | 0.4605
25870 | 3.64 | 1 | 365 | 4.1325 | 0.48353 | 4 | 0.616
25871 | 9.36 | 1 | 365 | 10.6264 | 0.10049 | 10 | 0.72686
25872 | 6 | 1 | 365 | 6.8118 | 0.57724 | 7 | 0.38902
25873 | 3.3 | 1 | 365 | 3.7465 | 0.31748 | 4 | 0.063959
25874 | 8.4 | 1 | 365 | 9.5365 | 0.80814 | 10 | 0.34462
25881 | 3.6 | 1 | 365 | 4.0871 | 0.34634 | 4 | 0.43341
25875 | 11.44 | 1 | 365 | 12.9878 | 0.23394 | 13 | 0.22172
25883 | 7.65 | 1 | 365 | 8.685 | 0.23598 | 8 | 0.921
25884 | 7.395 | 1 | 365 | 8.3955 | 0.36145 | 8 | 0.75696
25893 | 5.98 | 1 | 365 | 6.7891 | 0.50865 | 7 | 0.29772
25906 | 4.8 | 1 | 365 | 5.4494 | 0.46179 | 5 | 0.91121
25909 | 6.12 | 1 | 365 | 6.948 | 0.98878 | 7 | 0.9368
25920 | 5.72 | 1 | 365 | 6.4939 | 0.61697 | 7 | 0.11086
25922 | 5.98 | 1 | 365 | 6.7891 | 0.50865 | 7 | 0.29772
25923 | 6.24 | 1 | 365 | 7.0842 | 0.40033 | 7 | 0.48458
25925 | 4.08 | 1 | 365 | 4.632 | 0.99252 | 5 | 0.62453
25926 | 5.1 | 1 | 365 | 5.79 | 0.49065 | 6 | 0.28066
25928 | 6.365 | 1 | 365 | 7.2262 | 0.82902 | 8 | 0.055181
25908 | 9.36 | 1 | 365 | 10.6264 | 0.10049 | 10 | 0.72686
25930 | 3.825 | 1 | 365 | 4.3425 | 0.11799 | 4 | 0.4605
25931 | 7.2 | 1 | 365 | 8.1741 | 0.69269 | 8 | 0.86682
25974 | 4.59 | 1 | 365 | 5.211 | 0.74159 | 5 | 0.9526
25945 | 7.28 | 1 | 365 | 8.265 | 0.96705 | 9 | 0.23201
25978 | 5.46 | 1 | 365 | 6.1987 | 0.72529 | 6 | 0.924
25979 | 5.72 | 1 | 365 | 6.4939 | 0.61697 | 7 | 0.11086
26004 | 7.28 | 1 | 365 | 8.265 | 0.96705 | 9 | 0.23201
26005 | 8.58 | 1 | 365 | 9.7408 | 0.42545 | 10 | 0.16629
26009 | 5.2 | 1 | 365 | 5.9035 | 0.83361 | 6 | 0.73715
26024 | 7.905 | 1 | 365 | 8.9745 | 0.11051 | 9 | 0.085029
26022 | 8.925 | 1 | 365 | 10.1325 | 0.60864 | 10 | 0.74116
26026 | 4.59 | 1 | 365 | 5.211 | 0.74159 | 5 | 0.9526
26025 | 6.9 | 1 | 365 | 7.8335 | 0.66383 | 8 | 0.49737
26027 | 5.1 | 1 | 365 | 5.79 | 0.49065 | 6 | 0.28066
25701 | 7.28 | 1 | 365 | 8.265 | 0.96705 | 9 | 0.23201
26050 | 9.9 | 1 | 365 | 11.2394 | 0.95245 | 12 | 0.19188
25574 | 14.3 | 1 | 365 | 16.2347 | 0.042422 | 16 | 0.27715
26052 | 5.559 | 1 | 365 | 6.3111 | 0.064813 | 6 | 0.37592
26055 | 6 | 1 | 365 | 6.8118 | 0.57724 | 7 | 0.38902
25797 | 4 | 1 | 365 | 4.5412 | 0.71816 | 5 | 0.25934
25689 | 5.865 | 1 | 365 | 6.6585 | 0.11425 | 6 | 0.77276
25799 | 6 | 1 | 365 | 6.8118 | 0.57724 | 7 | 0.38902
26059 | 10 | 1 | 365 | 11.353 | 0.2954 | 11 | 0.64836
26094 | 8.32 | 1 | 365 | 9.4457 | 0.53377 | 9 | 0.97944
26111 | 5.64 | 1 | 365 | 6.4031 | 0.34261 | 6 | 0.74568
26113 | 8.58 | 1 | 365 | 9.7408 | 0.42545 | 10 | 0.16629
26116 | 3.9 | 1 | 365 | 4.4277 | 0.37521 | 4 | 0.80286
26118 | 5.2 | 1 | 365 | 5.9035 | 0.83361 | 6 | 0.73715
26115 | 7.54 | 1 | 365 | 8.5601 | 0.85873 | 9 | 0.41886
26122 | 6.5 | 1 | 365 | 7.3794 | 0.29201 | 7 | 0.67143
26121 | 10.4 | 1 | 365 | 11.8071 | 0.66722 | 12 | 0.47429
26123 | 4.68 | 1 | 365 | 5.3132 | 0.050247 | 5 | 0.36343
26125 | 8.32 | 1 | 365 | 9.4457 | 0.53377 | 9 | 0.97944
26126 | 7.02 | 1 | 365 | 7.9698 | 0.075371 | 8 | 0.045149
26127 | 8.32 | 1 | 365 | 9.4457 | 0.53377 | 9 | 0.97944
26128 | 9.88 | 1 | 365 | 11.2167 | 0.88386 | 12 | 0.10058
26129 | 10.8 | 1 | 365 | 12.2612 | 0.039032 | 12 | 0.30023
26130 | 2.34 | 1 | 365 | 2.6566 | 0.025124 | 2 | 0.68172
26131 | 4.32 | 1 | 365 | 4.9045 | 0.81561 | 5 | 0.72009
26132 | 3.64 | 1 | 365 | 4.1325 | 0.48353 | 4 | 0.616
26133 | 6.24 | 1 | 365 | 7.0842 | 0.40033 | 7 | 0.48458
26138 | 4.68 | 1 | 365 | 5.3132 | 0.050247 | 5 | 0.36343
26135 | 7.28 | 1 | 365 | 8.265 | 0.96705 | 9 | 0.23201
26139 | 3.12 | 1 | 365 | 3.5421 | 0.70016 | 4 | 0.24229
26142 | 5.2 | 1 | 365 | 5.9035 | 0.83361 | 6 | 0.73715
26145 | 2.6 | 1 | 365 | 2.9518 | 0.9168 | 3 | 0.86857
26147 | 8.06 | 1 | 365 | 9.1505 | 0.64209 | 9 | 0.79258
26149 | 4.42 | 1 | 365 | 5.018 | 0.15857 | 5 | 0.17658
26150 | 4.68 | 1 | 365 | 5.3132 | 0.050247 | 5 | 0.36343
26151 | 6.5 | 1 | 365 | 7.3794 | 0.29201 | 7 | 0.67143
26177 | 7.54 | 1 | 365 | 8.5601 | 0.85873 | 9 | 0.41886
26181 | 4.16 | 1 | 365 | 4.7228 | 0.26689 | 4 | 0.98972
26185 | 4.16 | 1 | 365 | 4.7228 | 0.26689 | 4 | 0.98972
26188 | 10.4 | 1 | 365 | 11.8071 | 0.66722 | 12 | 0.47429
26186 | 7.54 | 1 | 365 | 8.5601 | 0.85873 | 9 | 0.41886
26191 | 4.42 | 1 | 365 | 5.018 | 0.15857 | 5 | 0.17658
26193 | 9.36 | 1 | 365 | 10.6264 | 0.10049 | 10 | 0.72686
26197 | 9.36 | 1 | 365 | 10.6264 | 0.10049 | 10 | 0.72686
26194 | 9.1 | 1 | 365 | 10.3312 | 0.20881 | 10 | 0.54001
26196 | 5.98 | 1 | 365 | 6.7891 | 0.50865 | 7 | 0.29772
26199 | 4.42 | 1 | 365 | 5.018 | 0.15857 | 5 | 0.17658
26198 | 10.4 | 1 | 365 | 11.8071 | 0.66722 | 12 | 0.47429
26201 | 4.16 | 1 | 365 | 4.7228 | 0.26689 | 4 | 0.98972
26202 | 10.92 | 1 | 365 | 12.3974 | 0.45058 | 12 | 0.84801
26205 | 7.54 | 1 | 365 | 8.5601 | 0.85873 | 9 | 0.41886
26209 | 4.42 | 1 | 365 | 5.018 | 0.15857 | 5 | 0.17658
26213 | 9.88 | 1 | 365 | 11.2167 | 0.88386 | 12 | 0.10058
26216 | 8.84 | 1 | 365 | 10.036 | 0.31713 | 10 | 0.35315
26225 | 5.2 | 1 | 365 | 5.9035 | 0.83361 | 6 | 0.73715
26229 | 9.36 | 1 | 365 | 10.6264 | 0.10049 | 10 | 0.72686
24223 | 5.1 | 1 | 365 | 5.79 | 0.49065 | 6 | 0.28066
24686 | 7.7 | 1 | 365 | 8.7418 | 0.40746 | 9 | 0.14924
24841 | 6.44 | 1 | 365 | 7.3113 | 0.086238 | 7 | 0.39754
25818 | 4.16 | 1 | 365 | 4.7228 | 0.26689 | 4 | 0.98972
21879 | 343.2 | 1 | 365 | 389.6336 | 0.018128 | 389 | 0.65172
26316 | 29.103 | 0.9 | 365 | 29.7365 | 0.82891 | 30 | 0.56538
26518 | 4.335 | 1 | 365 | 4.9215 | 0.86706 | 5 | 0.78856
26509 | 3.825 | 1 | 365 | 4.3425 | 0.11799 | 4 | 0.4605
26525 | 8.67 | 1 | 365 | 9.843 | 0.73411 | 10 | 0.57713
26527 | 14.025 | 1 | 365 | 15.9225 | 0.099299 | 16 | 0.021825
26478 | 7.28 | 1 | 365 | 8.265 | 0.96705 | 9 | 0.23201
26495 | 8.58 | 1 | 365 | 9.7408 | 0.42545 | 10 | 0.16629
26508 | 4.335 | 1 | 365 | 4.9215 | 0.86706 | 5 | 0.78856
26522 | 7.28 | 1 | 365 | 8.265 | 0.96705 | 9 | 0.23201
26531 | 4.845 | 1 | 365 | 5.5005 | 0.61612 | 6 | 0.11663
26532 | 3.315 | 1 | 365 | 3.7635 | 0.36893 | 4 | 0.13243
26540 | 11.18 | 1 | 365 | 12.6926 | 0.34226 | 13 | 0.034866
26544 | 5.72 | 1 | 365 | 6.4939 | 0.61697 | 7 | 0.11086
26560 | 5.2 | 1 | 365 | 5.9035 | 0.83361 | 6 | 0.73715
26556 | 7.14 | 1 | 365 | 8.106 | 0.48692 | 8 | 0.59293
26564 | 4.32 | 1 | 365 | 4.9045 | 0.81561 | 5 | 0.72009
26571 | 7.02 | 1 | 365 | 7.9698 | 0.075371 | 8 | 0.045149
26570 | 7.54 | 1 | 365 | 8.5601 | 0.85873 | 9 | 0.41886
26576 | 7.905 | 1 | 365 | 8.9745 | 0.11051 | 9 | 0.085029
26579 | 10.92 | 1 | 365 | 12.3974 | 0.45058 | 12 | 0.84801
26582 | 9.1 | 1 | 365 | 10.3312 | 0.20881 | 10 | 0.54001
26584 | 11.18 | 1 | 365 | 12.6926 | 0.34226 | 13 | 0.034866
26590 | 6.24 | 1 | 365 | 7.0842 | 0.40033 | 7 | 0.48458
26595 | 4.42 | 1 | 365 | 5.018 | 0.15857 | 5 | 0.17658
26596 | 8.58 | 1 | 365 | 9.7408 | 0.42545 | 10 | 0.16629
26602 | 9.62 | 1 | 365 | 10.9215 | 0.99217 | 11 | 0.91372
26603 | 5.1 | 1 | 365 | 5.79 | 0.49065 | 6 | 0.28066
26606 | 9.945 | 1 | 365 | 11.2905 | 0.10678 | 11 | 0.39729
26610 | 5.865 | 1 | 365 | 6.6585 | 0.11425 | 6 | 0.77276
26613 | 9.62 | 1 | 365 | 10.9215 | 0.99217 | 11 | 0.91372
26618 | 6.12 | 1 | 365 | 6.948 | 0.98878 | 7 | 0.9368
12973 | 5.13 | 1 | 365 | 5.8241 | 0.59354 | 6 | 0.41761
26620 | 6.12 | 1 | 365 | 6.948 | 0.98878 | 7 | 0.9368
26622 | 6.76 | 1 | 365 | 7.6746 | 0.18369 | 7 | 0.85829
26623 | 5.46 | 1 | 365 | 6.1987 | 0.72529 | 6 | 0.924
26626 | 5.72 | 1 | 365 | 6.4939 | 0.61697 | 7 | 0.11086
26631 | 3.825 | 1 | 365 | 4.3425 | 0.11799 | 4 | 0.4605
26633 | 7.395 | 1 | 365 | 8.3955 | 0.36145 | 8 | 0.75696
26637 | 7.28 | 1 | 365 | 8.265 | 0.96705 | 9 | 0.23201
26639 | 7.02 | 1 | 365 | 7.9698 | 0.075371 | 8 | 0.045149
26643 | 5.61 | 1 | 365 | 6.369 | 0.23972 | 6 | 0.60873
26645 | 5.886 | 1 | 365 | 6.6824 | 0.18627 | 6 | 0.86862
26646 | 14.79 | 1 | 365 | 16.791 | 0.7229 | 17 | 0.51392
26647 | 7.14 | 1 | 365 | 8.106 | 0.48692 | 8 | 0.59293
26648 | 4.2 | 1 | 365 | 4.7682 | 0.40407 | 5 | 0.17231
26649 | 12.075 | 1 | 365 | 13.7087 | 0.4117 | 14 | 0.12039
26651 | 5.2 | 1 | 365 | 5.9035 | 0.83361 | 6 | 0.73715
26652 | 5.98 | 1 | 365 | 6.7891 | 0.50865 | 7 | 0.29772
26654 | 8.84 | 1 | 365 | 10.036 | 0.31713 | 10 | 0.35315
26655 | 7.28 | 1 | 365 | 8.265 | 0.96705 | 9 | 0.23201
26657 | 6.16 | 1 | 365 | 6.9934 | 0.12597 | 7 | 0.11939
26591 | 5.2 | 1 | 365 | 5.9035 | 0.83361 | 6 | 0.73715
17472 | 6.48 | 1 | 365 | 7.3567 | 0.22342 | 7 | 0.58014
26760 | 0.27 | 1 | 365 | 0.30653 | 0.92598 | 1 | 0.23251
26616 | 9.18 | 1 | 365 | 10.422 | 0.48318 | 10 | 0.90519
24983 | 9.15 | 1 | 365 | 10.388 | 0.38029 | 10 | 0.76825
15394 | 9.945 | 1 | 365 | 11.2905 | 0.10678 | 11 | 0.39729
26567 | 6.375 | 1 | 365 | 7.2375 | 0.86332 | 8 | 0.10083
26430 | 7.8 | 1 | 365 | 8.8553 | 0.75041 | 9 | 0.60572
26311 | 10.92 | 1 | 365 | 12.3974 | 0.45058 | 12 | 0.84801
22658 | 649.04 | 0.8 | 365 | 589.482 | 0.72691 | 590 | 0.20893
19056 | 4.578 | 1 | 365 | 5.1974 | 0.70043 | 5 | 0.89782
20081 | 8.1 | 1 | 365 | 9.1959 | 0.77927 | 9 | 0.97517
21764 | 10.71 | 1 | 365 | 12.159 | 0.73037 | 12 | 0.88939
26073 | 17.64 | 1 | 365 | 20.0266 | 0.49709 | 20 | 0.52371
26545 | 4.08 | 1 | 365 | 4.632 | 0.99252 | 5 | 0.62453
26585 | 6 | 1 | 365 | 6.8118 | 0.57724 | 7 | 0.38902
26589 | 6 | 1 | 365 | 6.8118 | 0.57724 | 7 | 0.38902
26580 | 5.1 | 1 | 365 | 5.79 | 0.49065 | 6 | 0.28066
26601 | 11.66 | 1 | 365 | 13.2376 | 0.98844 | 14 | 0.22599
26604 | 9 | 1 | 365 | 10.2177 | 0.86586 | 11 | 0.083524
26594 | 6.12 | 1 | 365 | 6.948 | 0.98878 | 7 | 0.9368
26546 | 4.08 | 1 | 365 | 4.632 | 0.99252 | 5 | 0.62453
26563 | 7.65 | 1 | 365 | 8.685 | 0.23598 | 8 | 0.921
26505 | 8.33 | 1 | 365 | 9.457 | 0.56807 | 10 | 0.025084
26475 | 6.13 | 1 | 365 | 6.9594 | 0.02308 | 6 | 0.98244
26483 | 5.1 | 1 | 365 | 5.79 | 0.49065 | 6 | 0.28066
26462 | 3.675 | 1 | 365 | 4.1722 | 0.60356 | 4 | 0.77577
26467 | 10.2 | 1 | 365 | 11.58 | 0.98131 | 12 | 0.56133
26371 | 4.9 | 1 | 365 | 5.563 | 0.80475 | 6 | 0.3677
26360 | 8.085 | 1 | 365 | 9.1789 | 0.72783 | 9 | 0.9067
26520 | 10.045 | 1 | 365 | 11.404 | 0.44973 | 11 | 0.85378
26558 | 7.65 | 1 | 365 | 8.685 | 0.23598 | 8 | 0.921
26599 | 7.65 | 1 | 365 | 8.685 | 0.23598 | 8 | 0.921
20710 | 5.7 | 1 | 365 | 6.4712 | 0.54838 | 7 | 0.019565
20700 | 7.98 | 1 | 365 | 9.0597 | 0.36773 | 9 | 0.42739
16103 | 3.47 | 1 | 365 | 3.9395 | 0.9005 | 4 | 0.83998
158 | 947.705 | 0.7 | 365 | 753.148 | 0.13454 | 753 | 0.28253
24984 | 7.194 | 1 | 365 | 8.1673 | 0.67211 | 8 | 0.83943
24989 | 1.22 | 1 | 365 | 1.3851 | 0.18404 | 1 | 0.5691
24992 | 5.13 | 1 | 365 | 5.8241 | 0.59354 | 6 | 0.41761
24994 | 5.4 | 1 | 365 | 6.1306 | 0.51952 | 6 | 0.65011
24996 | 8.58 | 1 | 365 | 9.7408 | 0.42545 | 10 | 0.16629
24997 | 3.06 | 1 | 365 | 3.474 | 0.49439 | 3 | 0.9684
24999 | 7.98 | 1 | 365 | 9.0597 | 0.36773 | 9 | 0.42739
25002 | 8.55 | 1 | 365 | 9.7068 | 0.32257 | 10 | 0.029348
24374 | 5.98 | 1 | 365 | 6.7891 | 0.50865 | 7 | 0.29772
25033 | 11.44 | 1 | 365 | 12.9878 | 0.23394 | 13 | 0.22172
25034 | 9.62 | 1 | 365 | 10.9215 | 0.99217 | 11 | 0.91372
24931 | 37.8 | 0.9 | 365 | 38.6228 | 0.67295 | 39 | 0.29572
25063 | 6.5 | 1 | 365 | 7.3794 | 0.29201 | 7 | 0.67143
25069 | 3.9 | 1 | 365 | 4.4277 | 0.37521 | 4 | 0.80286
25072 | 7.02 | 1 | 365 | 7.9698 | 0.075371 | 8 | 0.045149
25073 | 4.24 | 1 | 365 | 4.8137 | 0.54125 | 5 | 0.3549
25076 | 7.02 | 1 | 365 | 7.9698 | 0.075371 | 8 | 0.045149
22155 | 4.59 | 1 | 365 | 5.211 | 0.74159 | 5 | 0.9526
25080 | 10.335 | 1 | 365 | 11.7333 | 0.4443 | 12 | 0.17758
25082 | 9.6 | 1 | 365 | 10.8988 | 0.92358 | 11 | 0.82243
25084 | 3.64 | 1 | 365 | 4.1325 | 0.48353 | 4 | 0.616
25086 | 6.24 | 1 | 365 | 7.0842 | 0.40033 | 7 | 0.48458
25088 | 8.25 | 1 | 365 | 9.3662 | 0.29371 | 9 | 0.6599
25087 | 7.54 | 1 | 365 | 8.5601 | 0.85873 | 9 | 0.41886
25090 | 7.14 | 1 | 365 | 8.106 | 0.48692 | 8 | 0.59293
25091 | 14.04 | 1 | 365 | 15.9396 | 0.15074 | 16 | 0.090297
25097 | 8.96 | 1 | 365 | 10.1723 | 0.72868 | 10 | 0.90093
25099 | 8.28 | 1 | 365 | 9.4003 | 0.39659 | 9 | 0.79684
24843 | 4.68 | 1 | 365 | 5.3132 | 0.050247 | 5 | 0.36343
24844 | 5.1 | 1 | 365 | 5.79 | 0.49065 | 6 | 0.28066
24845 | 4.59 | 1 | 365 | 5.211 | 0.74159 | 5 | 0.9526
24638 | 4.68 | 1 | 365 | 5.3132 | 0.050247 | 5 | 0.36343
21152 | 6.3 | 1 | 365 | 7.1524 | 0.6061 | 7 | 0.75847
24878 | 5.98 | 1 | 365 | 6.7891 | 0.50865 | 7 | 0.29772
24880 | 5.61 | 1 | 365 | 6.369 | 0.23972 | 6 | 0.60873
24884 | 5.7 | 1 | 365 | 6.4712 | 0.54838 | 7 | 0.019565
24889 | 7.8 | 1 | 365 | 8.8553 | 0.75041 | 9 | 0.60572
24891 | 7.65 | 1 | 365 | 8.685 | 0.23598 | 8 | 0.921
24893 | 3.12 | 1 | 365 | 3.5421 | 0.70016 | 4 | 0.24229
24909 | 6.76 | 1 | 365 | 7.6746 | 0.18369 | 7 | 0.85829
24938 | 5.25 | 1 | 365 | 5.9603 | 0.005085 | 5 | 0.96539
24949 | 11.34 | 1 | 365 | 12.8743 | 0.89098 | 13 | 0.76524
20801 | 8.84 | 1 | 365 | 10.036 | 0.31713 | 10 | 0.35315
24975 | 3.315 | 1 | 365 | 3.7635 | 0.36893 | 4 | 0.13243
24976 | 5.6 | 1 | 365 | 6.3577 | 0.20542 | 6 | 0.56308
25965 | 4.16 | 1 | 365 | 4.7228 | 0.26689 | 4 | 0.98972
25966 | 4.16 | 1 | 365 | 4.7228 | 0.26689 | 4 | 0.98972
25970 | 4.94 | 1 | 365 | 5.6084 | 0.94193 | 6 | 0.55029
25968 | 8.84 | 1 | 365 | 10.036 | 0.31713 | 10 | 0.35315
25969 | 6.24 | 1 | 365 | 7.0842 | 0.40033 | 7 | 0.48458
25981 | 2.34 | 1 | 365 | 2.6566 | 0.025124 | 2 | 0.68172
25973 | 4.94 | 1 | 365 | 5.6084 | 0.94193 | 6 | 0.55029
25983 | 13.26 | 1 | 365 | 15.054 | 0.4757 | 15 | 0.52973
25982 | 5.2 | 1 | 365 | 5.9035 | 0.83361 | 6 | 0.73715
25980 | 5.72 | 1 | 365 | 6.4939 | 0.61697 | 7 | 0.11086
25989 | 8.84 | 1 | 365 | 10.036 | 0.31713 | 10 | 0.35315
25987 | 6.76 | 1 | 365 | 7.6746 | 0.18369 | 7 | 0.85829
25988 | 3.12 | 1 | 365 | 3.5421 | 0.70016 | 4 | 0.24229
25991 | 3.9 | 1 | 365 | 4.4277 | 0.37521 | 4 | 0.80286
25985 | 3.38 | 1 | 365 | 3.8373 | 0.59185 | 4 | 0.42915
25992 | 4.68 | 1 | 365 | 5.3132 | 0.050247 | 5 | 0.36343
25993 | 6.76 | 1 | 365 | 7.6746 | 0.18369 | 7 | 0.85829
25994 | 9.62 | 1 | 365 | 10.9215 | 0.99217 | 11 | 0.91372
25996 | 10.14 | 1 | 365 | 11.5119 | 0.77554 | 12 | 0.28744
25997 | 7.54 | 1 | 365 | 8.5601 | 0.85873 | 9 | 0.41886
25998 | 12.22 | 1 | 365 | 13.8733 | 0.90898 | 14 | 0.7823
26000 | 13.78 | 1 | 365 | 15.6444 | 0.25906 | 15 | 0.90344
26001 | 3.06 | 1 | 365 | 3.474 | 0.49439 | 3 | 0.9684
26032 | 4.94 | 1 | 365 | 5.6084 | 0.94193 | 6 | 0.55029
26003 | 5.2 | 1 | 365 | 5.9035 | 0.83361 | 6 | 0.73715
25668 | 8 | 1 | 365 | 9.0824 | 0.43632 | 9 | 0.51869
25671 | 8.91 | 1 | 365 | 10.1155 | 0.5572 | 10 | 0.67269
25673 | 8.5 | 1 | 365 | 9.65 | 0.15109 | 9 | 0.80111
25677 | 9.45 | 1 | 365 | 10.7285 | 0.40915 | 11 | 0.1377
25680 | 5.4 | 1 | 365 | 6.1306 | 0.51952 | 6 | 0.65011
25783 | 6.75 | 1 | 365 | 7.6632 | 0.1494 | 7 | 0.81264
25817 | 8.16 | 1 | 365 | 9.264 | 0.98505 | 10 | 0.24906
25819 | 5.04 | 1 | 365 | 5.7219 | 0.28488 | 6 | 0.0067734
25821 | 5.232 | 1 | 365 | 5.9399 | 0.94335 | 6 | 0.88322
25822 | 3.06 | 1 | 365 | 3.474 | 0.49439 | 3 | 0.9684
25823 | 4.16 | 1 | 365 | 4.7228 | 0.26689 | 4 | 0.98972
25824 | 4.68 | 1 | 365 | 5.3132 | 0.050247 | 5 | 0.36343
25827 | 4.08 | 1 | 365 | 4.632 | 0.99252 | 5 | 0.62453
25828 | 3 | 1 | 365 | 3.4059 | 0.28862 | 3 | 0.69451
25833 | 10.45 | 1 | 365 | 11.8638 | 0.83869 | 12 | 0.70254
25855 | 18.76 | 1 | 365 | 21.2982 | 0.33817 | 21 | 0.63632
25860 | 8.1 | 1 | 365 | 9.1959 | 0.77927 | 9 | 0.97517
25861 | 6.63 | 1 | 365 | 7.527 | 0.73785 | 8 | 0.26486
25862 | 3.6 | 1 | 365 | 4.0871 | 0.34634 | 4 | 0.43341
25863 | 5.7 | 1 | 365 | 6.4712 | 0.54838 | 7 | 0.019565
25864 | 5.865 | 1 | 365 | 6.6585 | 0.11425 | 6 | 0.77276
26501 | 5.232 | 1 | 365 | 5.9399 | 0.94335 | 6 | 0.88322
24693 | 8.96 | 1 | 365 | 10.1723 | 0.72868 | 10 | 0.90093
25139 | 7.02 | 1 | 365 | 7.9698 | 0.075371 | 8 | 0.045149
26429 | 8.06 | 1 | 365 | 9.1505 | 0.64209 | 9 | 0.79258
25688 | 10.8 | 1 | 365 | 12.2612 | 0.039032 | 12 | 0.30023
25687 | 9.69 | 1 | 365 | 11.001 | 0.23224 | 11 | 0.23326
25685 | 5.4 | 1 | 365 | 6.1306 | 0.51952 | 6 | 0.65011
25684 | 9.72 | 1 | 365 | 11.0351 | 0.33513 | 11 | 0.37021
24682 | 5.72 | 1 | 365 | 6.4939 | 0.61697 | 7 | 0.11086
26437 | 7.65 | 1 | 365 | 8.685 | 0.23598 | 8 | 0.921
26322 | 4.42 | 1 | 365 | 5.018 | 0.15857 | 5 | 0.17658
26326 | 12.74 | 1 | 365 | 14.4637 | 0.69234 | 15 | 0.15601
26327 | 6.76 | 1 | 365 | 7.6746 | 0.18369 | 7 | 0.85829
26331 | 6.375 | 1 | 365 | 7.2375 | 0.86332 | 8 | 0.10083
26332 | 8.06 | 1 | 365 | 9.1505 | 0.64209 | 9 | 0.79258
26334 | 5.2 | 1 | 365 | 5.9035 | 0.83361 | 6 | 0.73715
26335 | 7.14 | 1 | 365 | 8.106 | 0.48692 | 8 | 0.59293
26336 | 3.825 | 1 | 365 | 4.3425 | 0.11799 | 4 | 0.4605
26337 | 4.845 | 1 | 365 | 5.5005 | 0.61612 | 6 | 0.11663
26354 | 8.5 | 1 | 365 | 9.65 | 0.15109 | 9 | 0.80111
26419 | 3.825 | 1 | 365 | 4.3425 | 0.11799 | 4 | 0.4605
26423 | 5.1 | 1 | 365 | 5.79 | 0.49065 | 6 | 0.28066
26432 | 2.6 | 1 | 365 | 2.9518 | 0.9168 | 3 | 0.86857
26436 | 3.9 | 1 | 365 | 4.4277 | 0.37521 | 4 | 0.80286
26441 | 7.28 | 1 | 365 | 8.265 | 0.96705 | 9 | 0.23201
26460 | 6.12 | 1 | 365 | 6.948 | 0.98878 | 7 | 0.9368
26445 | 4.845 | 1 | 365 | 5.5005 | 0.61612 | 6 | 0.11663
26062 | 8.5 | 1 | 365 | 9.65 | 0.15109 | 9 | 0.80111
26286 | 17 | 1 | 365 | 19.3 | 0.30218 | 19 | 0.60221
26299 | 6.12 | 1 | 365 | 6.948 | 0.98878 | 7 | 0.9368
26471 | 6.885 | 1 | 365 | 7.8165 | 0.61238 | 8 | 0.4289
26466 | 5.1 | 1 | 365 | 5.79 | 0.49065 | 6 | 0.28066
26435 | 7.905 | 1 | 365 | 8.9745 | 0.11051 | 9 | 0.085029
26442 | 3.38 | 1 | 365 | 3.8373 | 0.59185 | 4 | 0.42915
26446 | 12.48 | 1 | 365 | 14.1685 | 0.80066 | 14 | 0.96915
26444 | 7.02 | 1 | 365 | 7.9698 | 0.075371 | 8 | 0.045149
26449 | 3.12 | 1 | 365 | 3.5421 | 0.70016 | 4 | 0.24229
26450 | 6.5 | 1 | 365 | 7.3794 | 0.29201 | 7 | 0.67143
26455 | 4.59 | 1 | 365 | 5.211 | 0.74159 | 5 | 0.9526
26456 | 8.16 | 1 | 365 | 9.264 | 0.98505 | 10 | 0.24906
26464 | 3.9 | 1 | 365 | 4.4277 | 0.37521 | 4 | 0.80286
26470 | 6.885 | 1 | 365 | 7.8165 | 0.61238 | 8 | 0.4289
26474 | 3.64 | 1 | 365 | 4.1325 | 0.48353 | 4 | 0.616
26477 | 6.44 | 1 | 365 | 7.3113 | 0.086238 | 7 | 0.39754
26488 | 7.56 | 1 | 365 | 8.5828 | 0.92732 | 9 | 0.51016
26489 | 7.8 | 1 | 365 | 8.8553 | 0.75041 | 9 | 0.60572
26396 | 6.36 | 1 | 365 | 7.2205 | 0.81187 | 8 | 0.032357
26500 | 5.98 | 1 | 365 | 6.7891 | 0.50865 | 7 | 0.29772
26493 | 4.94 | 1 | 365 | 5.6084 | 0.94193 | 6 | 0.55029
26503 | 4.42 | 1 | 365 | 5.018 | 0.15857 | 5 | 0.17658
6703 | 4247.76 | 1 | 365 | 4822.4649 | 0.86283 | 4823 | 0.32777
22991 | 13.455 | 1 | 365 | 15.2754 | 0.14446 | 15 | 0.41987
24611 | 31.32 | 0.9 | 365 | 32.0017 | 0.67187 | 32 | 0.6736
24613 | 11.73 | 1 | 365 | 13.317 | 0.2285 | 13 | 0.54553
24614 | 7.84 | 1 | 365 | 8.9007 | 0.88759 | 9 | 0.78831
24618 | 11.1 | 1 | 365 | 12.6018 | 0.067894 | 12 | 0.66968
24620 | 4.48 | 1 | 365 | 5.0861 | 0.36434 | 5 | 0.45047
24632 | 18.2 | 1 | 365 | 20.6624 | 0.41763 | 21 | 0.080015
24641 | 6.5 | 1 | 365 | 7.3794 | 0.29201 | 7 | 0.67143
24640 | 7.14 | 1 | 365 | 8.106 | 0.48692 | 8 | 0.59293
24645 | 8.32 | 1 | 365 | 9.4457 | 0.53377 | 9 | 0.97944
24652 | 5.1 | 1 | 365 | 5.79 | 0.49065 | 6 | 0.28066
24658 | 10.2 | 1 | 365 | 11.58 | 0.98131 | 12 | 0.56133
24660 | 5.61 | 1 | 365 | 6.369 | 0.23972 | 6 | 0.60873
24662 | 8.96 | 1 | 365 | 10.1723 | 0.72868 | 10 | 0.90093
24671 | 10.08 | 1 | 365 | 11.4438 | 0.56976 | 12 | 0.013547
19007 | 6.6 | 1 | 365 | 7.493 | 0.63496 | 8 | 0.12792
24676 | 8.67 | 1 | 365 | 9.843 | 0.73411 | 10 | 0.57713
24680 | 5.13 | 1 | 365 | 5.8241 | 0.59354 | 6 | 0.41761
24687 | 5.2 | 1 | 365 | 5.9035 | 0.83361 | 6 | 0.73715
24694 | 6.16 | 1 | 365 | 6.9934 | 0.12597 | 7 | 0.11939
24697 | 11.115 | 1 | 365 | 12.6188 | 0.11934 | 12 | 0.73815
24701 | 6.6 | 1 | 365 | 7.493 | 0.63496 | 8 | 0.12792
24703 | 10.26 | 1 | 365 | 11.6481 | 0.18708 | 11 | 0.83522
17863 | 6.76 | 1 | 365 | 7.6746 | 0.18369 | 7 | 0.85829
21321 | 3.9 | 1 | 365 | 4.4277 | 0.37521 | 4 | 0.80286
21325 | 3.38 | 1 | 365 | 3.8373 | 0.59185 | 4 | 0.42915
21111 | 3.51 | 1 | 365 | 3.9849 | 0.037685 | 4 | 0.022574
21101 | 6.24 | 1 | 365 | 7.0842 | 0.40033 | 7 | 0.48458
21210 | 13.12 | 1 | 365 | 14.8951 | 0.99556 | 15 | 0.89065
22653 | 649.04 | 0.8 | 365 | 589.482 | 0.72691 | 590 | 0.20893
21314 | 272.37 | 0.8 | 365 | 247.3765 | 0.28305 | 247 | 0.65951
21109 | 318.06 | 0.8 | 365 | 288.8738 | 0.63959 | 289 | 0.51339
24737 | 3.06 | 1 | 365 | 3.474 | 0.49439 | 3 | 0.9684
24783 | 8.5 | 1 | 365 | 9.65 | 0.15109 | 9 | 0.80111
24790 | 4.75 | 1 | 365 | 5.3927 | 0.29031 | 5 | 0.68297
24834 | 15.075 | 1 | 365 | 17.1146 | 0.70032 | 17 | 0.8149
24835 | 6.24 | 1 | 365 | 7.0842 | 0.40033 | 7 | 0.48458
24836 | 6.375 | 1 | 365 | 7.2375 | 0.86332 | 8 | 0.10083
24838 | 8.925 | 1 | 365 | 10.1325 | 0.60864 | 10 | 0.74116
24839 | 8.4 | 1 | 365 | 9.5365 | 0.80814 | 10 | 0.34462
24842 | 5.1 | 1 | 365 | 5.79 | 0.49065 | 6 | 0.28066
25568 | 6.875 | 1 | 365 | 7.8052 | 0.57809 | 8 | 0.38325
25571 | 5.98 | 1 | 365 | 6.7891 | 0.50865 | 7 | 0.29772
25577 | 12.15 | 1 | 365 | 13.7938 | 0.66891 | 14 | 0.46276
19279 | 5.46 | 1 | 365 | 6.1987 | 0.72529 | 6 | 0.924
20458 | 5.2 | 1 | 365 | 5.9035 | 0.83361 | 6 | 0.73715
18797 | 8.75 | 1 | 365 | 9.9338 | 0.008475 | 9 | 0.94231
13868 | 7.02 | 1 | 365 | 7.9698 | 0.075371 | 8 | 0.045149
25595 | 5.75 | 1 | 365 | 6.528 | 0.71985 | 7 | 0.24781
25598 | 9 | 1 | 365 | 10.2177 | 0.86586 | 11 | 0.083524
25600 | 4.25 | 1 | 365 | 4.825 | 0.57554 | 5 | 0.40055
25607 | 9 | 1 | 365 | 10.2177 | 0.86586 | 11 | 0.083524
25639 | 9.72 | 1 | 365 | 11.0351 | 0.33513 | 11 | 0.37021
25640 | 13.23 | 1 | 365 | 15.02 | 0.37281 | 15 | 0.39278
25641 | 11.96 | 1 | 365 | 13.5781 | 0.017298 | 13 | 0.59544
25648 | 6.54 | 1 | 365 | 7.4248 | 0.42919 | 7 | 0.85403
25649 | 3.57 | 1 | 365 | 4.053 | 0.24346 | 4 | 0.29646
25651 | 6.875 | 1 | 365 | 7.8052 | 0.57809 | 8 | 0.38325
25659 | 5.1 | 1 | 365 | 5.79 | 0.49065 | 6 | 0.28066
25660 | 12.099 | 1 | 365 | 13.7359 | 0.494 | 14 | 0.22995
25662 | 6.54 | 1 | 365 | 7.4248 | 0.42919 | 7 | 0.85403
25676 | 5.49 | 1 | 365 | 6.2328 | 0.82817 | 7 | 0.06095
25572 | 10.66 | 1 | 365 | 12.1023 | 0.5589 | 12 | 0.66115
25610 | 6 | 1 | 365 | 6.8118 | 0.57724 | 7 | 0.38902
25550 | 4.4 | 1 | 365 | 4.9953 | 0.089976 | 5 | 0.085278
25704 | 11.118 | 1 | 365 | 12.6222 | 0.12963 | 12 | 0.75185
25705 | 3 | 1 | 365 | 3.4059 | 0.28862 | 3 | 0.69451
25710 | 5.4 | 1 | 365 | 6.1306 | 0.51952 | 6 | 0.65011
25948 | 7.65 | 1 | 365 | 8.685 | 0.23598 | 8 | 0.921
25950 | 5.98 | 1 | 365 | 6.7891 | 0.50865 | 7 | 0.29772
25954 | 5.72 | 1 | 365 | 6.4939 | 0.61697 | 7 | 0.11086
25958 | 5.72 | 1 | 365 | 6.4939 | 0.61697 | 7 | 0.11086
25957 | 4.42 | 1 | 365 | 5.018 | 0.15857 | 5 | 0.17658
25961 | 2.08 | 1 | 365 | 2.3614 | 0.13344 | 2 | 0.49486
25959 | 2.86 | 1 | 365 | 3.2469 | 0.80848 | 4 | 0.055431
25960 | 3.38 | 1 | 365 | 3.8373 | 0.59185 | 4 | 0.42915
25963 | 9.36 | 1 | 365 | 10.6264 | 0.10049 | 10 | 0.72686
25956 | 7.02 | 1 | 365 | 7.9698 | 0.075371 | 8 | 0.045149
25964 | 8.32 | 1 | 365 | 9.4457 | 0.53377 | 9 | 0.97944
19100 | 3.06 | 1 | 365 | 3.474 | 0.49439 | 3 | 0.9684
20852 | 1300.09 | 0.9 | 365 | 1328.3883 | 0.83959 | 1329 | 0.22787
25358 | 4.8 | 1 | 365 | 5.4494 | 0.46179 | 5 | 0.91121
25207 | 12.426 | 1 | 365 | 14.1072 | 0.61546 | 14 | 0.72265
25118 | 4.56 | 1 | 365 | 5.1769 | 0.6387 | 5 | 0.81565
25858 | 6.12 | 1 | 365 | 6.948 | 0.98878 | 7 | 0.9368
25877 | 4.2 | 1 | 365 | 4.7682 | 0.40407 | 5 | 0.17231
25876 | 4.2 | 1 | 365 | 4.7682 | 0.40407 | 5 | 0.17231
25878 | 5.2 | 1 | 365 | 5.9035 | 0.83361 | 6 | 0.73715
25879 | 6.24 | 1 | 365 | 7.0842 | 0.40033 | 7 | 0.48458
26023 | 8.16 | 1 | 365 | 9.264 | 0.98505 | 10 | 0.24906
26275 | 4.845 | 1 | 365 | 5.5005 | 0.61612 | 6 | 0.11663
26277 | 5.355 | 1 | 365 | 6.0795 | 0.36519 | 6 | 0.4447
26279 | 2.86 | 1 | 365 | 3.2469 | 0.80848 | 4 | 0.055431
26280 | 3.64 | 1 | 365 | 4.1325 | 0.48353 | 4 | 0.616
26284 | 5.04 | 1 | 365 | 5.7219 | 0.28488 | 6 | 0.0067734
26273 | 2.04 | 1 | 365 | 2.316 | 0.99626 | 3 | 0.31227
26308 | 5.1 | 1 | 365 | 5.79 | 0.49065 | 6 | 0.28066
26303 | 8.32 | 1 | 365 | 9.4457 | 0.53377 | 9 | 0.97944
26307 | 3.06 | 1 | 365 | 3.474 | 0.49439 | 3 | 0.9684
26312 | 7.8 | 1 | 365 | 8.8553 | 0.75041 | 9 | 0.60572
26313 | 2.34 | 1 | 365 | 2.6566 | 0.025124 | 2 | 0.68172
26310 | 8.925 | 1 | 365 | 10.1325 | 0.60864 | 10 | 0.74116
26315 | 11.772 | 1 | 365 | 13.3647 | 0.37254 | 13 | 0.73725
26318 | 5.865 | 1 | 365 | 6.6585 | 0.11425 | 6 | 0.77276
26319 | 7.5 | 1 | 365 | 8.5147 | 0.72155 | 9 | 0.23627
26320 | 6.76 | 1 | 365 | 7.6746 | 0.18369 | 7 | 0.85829
26321 | 5.865 | 1 | 365 | 6.6585 | 0.11425 | 6 | 0.77276
26323 | 5.61 | 1 | 365 | 6.369 | 0.23972 | 6 | 0.60873
26274 | 7.02 | 1 | 365 | 7.9698 | 0.075371 | 8 | 0.045149
26324 | 7.65 | 1 | 365 | 8.685 | 0.23598 | 8 | 0.921
26375 | 4.32 | 1 | 365 | 4.9045 | 0.81561 | 5 | 0.72009
26381 | 7.8 | 1 | 365 | 8.8553 | 0.75041 | 9 | 0.60572
26383 | 9.8 | 1 | 365 | 11.1259 | 0.60949 | 11 | 0.73539
26366 | 5.4 | 1 | 365 | 6.1306 | 0.51952 | 6 | 0.65011
26399 | 5.1 | 1 | 365 | 5.79 | 0.49065 | 6 | 0.28066
26412 | 4.68 | 1 | 365 | 5.3132 | 0.050247 | 5 | 0.36343
26413 | 3.9 | 1 | 365 | 4.4277 | 0.37521 | 4 | 0.80286
26414 | 4.59 | 1 | 365 | 5.211 | 0.74159 | 5 | 0.9526
26420 | 7.8 | 1 | 365 | 8.8553 | 0.75041 | 9 | 0.60572
26421 | 5.72 | 1 | 365 | 6.4939 | 0.61697 | 7 | 0.11086
26427 | 6.76 | 1 | 365 | 7.6746 | 0.18369 | 7 | 0.85829
26425 | 6.5 | 1 | 365 | 7.3794 | 0.29201 | 7 | 0.67143
26431 | 6.12 | 1 | 365 | 6.948 | 0.98878 | 7 | 0.9368
26434 | 2.55 | 1 | 365 | 2.895 | 0.74533 | 3 | 0.64033
25611 | 12.96 | 1 | 365 | 14.7134 | 0.44684 | 15 | 0.16027
19434 | 14.76 | 1 | 365 | 16.757 | 0.62001 | 17 | 0.37698
24342 | 6.84 | 1 | 365 | 7.7654 | 0.45805 | 8 | 0.22348
18470 | 8.415 | 1 | 365 | 9.5535 | 0.85958 | 10 | 0.41309
25128 | 7.02 | 1 | 365 | 7.9698 | 0.075371 | 8 | 0.045149
22119 | 8.37 | 1 | 365 | 9.5024 | 0.70525 | 10 | 0.20768
25519 | 9 | 1 | 365 | 10.2177 | 0.86586 | 11 | 0.083524
25520 | 9.36 | 1 | 365 | 10.6264 | 0.10049 | 10 | 0.72686
25624 | 10.8 | 1 | 365 | 12.2612 | 0.039032 | 12 | 0.30023
25726 | 200.88 | 0.9 | 365 | 205.2524 | 0.033396 | 205 | 0.28583
26403 | 7.8 | 1 | 365 | 8.8553 | 0.75041 | 9 | 0.60572
26644 | 10.23 | 1 | 365 | 11.6141 | 0.084194 | 11 | 0.69827
26568 | 5.1 | 1 | 365 | 5.79 | 0.49065 | 6 | 0.28066
26598 | 4.08 | 1 | 365 | 4.632 | 0.99252 | 5 | 0.62453
25616 | 8.91 | 1 | 365 | 10.1155 | 0.5572 | 10 | 0.67269
25618 | 8.91 | 1 | 365 | 10.1155 | 0.5572 | 10 | 0.67269
26593 | 4.08 | 1 | 365 | 4.632 | 0.99252 | 5 | 0.62453
26632 | 6.12 | 1 | 365 | 6.948 | 0.98878 | 7 | 0.9368
26608 | 10.2 | 1 | 365 | 11.58 | 0.98131 | 12 | 0.56133
26575 | 8.82 | 1 | 365 | 10.0133 | 0.24854 | 10 | 0.26185
19733 | 13.26 | 1 | 365 | 15.054 | 0.4757 | 15 | 0.52973
23078 | 15.3 | 1 | 365 | 17.37 | 0.47196 | 17 | 0.84199
24006 | 7.15 | 1 | 365 | 8.1174 | 0.52121 | 8 | 0.63858
13948 | 9.72 | 1 | 365 | 11.0351 | 0.33513 | 11 | 0.37021
12965 | 8.925 | 1 | 365 | 10.1325 | 0.60864 | 10 | 0.74116
26496 | 5.88 | 1 | 365 | 6.6755 | 0.1657 | 6 | 0.84124
26394 | 2 | 1 | 365 | 2.2706 | 0.85908 | 3 | 0.12967
26251 | 5.13 | 1 | 365 | 5.8241 | 0.59354 | 6 | 0.41761
26352 | 3 | 1 | 365 | 3.4059 | 0.28862 | 3 | 0.69451
26369 | 11.5 | 1 | 365 | 13.0559 | 0.43971 | 13 | 0.49561
26372 | 8.75 | 1 | 365 | 9.9338 | 0.008475 | 9 | 0.94231
26382 | 5.04 | 1 | 365 | 5.7219 | 0.28488 | 6 | 0.0067734
26389 | 3.8 | 1 | 365 | 4.3141 | 0.032252 | 4 | 0.34638
26404 | 11 | 1 | 365 | 12.4883 | 0.72494 | 13 | 0.2132
26506 | 14.4 | 1 | 365 | 16.3483 | 0.38538 | 16 | 0.73364
24550 | 109.4 | 0.9 | 365 | 111.7812 | 0.67251 | 112 | 0.45375
26271 | 9.99 | 1 | 365 | 11.3416 | 0.2611 | 11 | 0.60271
19109 | 22.275 | 1 | 365 | 25.2887 | 0.393 | 25 | 0.68172
17813 | 13.77 | 1 | 365 | 15.633 | 0.22477 | 15 | 0.85779
18457 | 5.2 | 1 | 365 | 5.9035 | 0.83361 | 6 | 0.73715
17752 | 14.56 | 1 | 365 | 16.5299 | 0.9341 | 17 | 0.46401
18698 | 15.34 | 1 | 365 | 17.4154 | 0.60914 | 18 | 0.024584
21921 | 6.24 | 1 | 365 | 7.0842 | 0.40033 | 7 | 0.48458
21823 | 11.96 | 1 | 365 | 13.5781 | 0.017298 | 13 | 0.59544
19553 | 8.84 | 1 | 365 | 10.036 | 0.31713 | 10 | 0.35315
22386 | 7.02 | 1 | 365 | 7.9698 | 0.075371 | 8 | 0.045149
22430 | 12.74 | 1 | 365 | 14.4637 | 0.69234 | 15 | 0.15601
22441 | 9.36 | 1 | 365 | 10.6264 | 0.10049 | 10 | 0.72686
22444 | 13 | 1 | 365 | 14.7588 | 0.58402 | 15 | 0.34287
22384 | 10.4 | 1 | 365 | 11.8071 | 0.66722 | 12 | 0.47429
21102 | 5.2 | 1 | 365 | 5.9035 | 0.83361 | 6 | 0.73715
20598 | 6.5 | 1 | 365 | 7.3794 | 0.29201 | 7 | 0.67143
20664 | 7.8 | 1 | 365 | 8.8553 | 0.75041 | 9 | 0.60572
22596 | 9.36 | 1 | 365 | 10.6264 | 0.10049 | 10 | 0.72686
22615 | 13 | 1 | 365 | 14.7588 | 0.58402 | 15 | 0.34287
22625 | 11.96 | 1 | 365 | 13.5781 | 0.017298 | 13 | 0.59544
22802 | 10.4 | 1 | 365 | 11.8071 | 0.66722 | 12 | 0.47429
22589 | 7.28 | 1 | 365 | 8.265 | 0.96705 | 9 | 0.23201
22021 | 8.06 | 1 | 365 | 9.1505 | 0.64209 | 9 | 0.79258
23045 | 4.94 | 1 | 365 | 5.6084 | 0.94193 | 6 | 0.55029
22793 | 9.36 | 1 | 365 | 10.6264 | 0.10049 | 10 | 0.72686
20788 | 7.02 | 1 | 365 | 7.9698 | 0.075371 | 8 | 0.045149
20885 | 2.34 | 1 | 365 | 2.6566 | 0.025124 | 2 | 0.68172
21042 | 5.72 | 1 | 365 | 6.4939 | 0.61697 | 7 | 0.11086
24602 | 5 | 1 | 365 | 5.6765 | 0.1477 | 5 | 0.82418
21169 | 4.42 | 1 | 365 | 5.018 | 0.15857 | 5 | 0.17658
25419 | 6.25 | 1 | 365 | 7.0956 | 0.43462 | 7 | 0.53022
25658 | 5.5 | 1 | 365 | 6.2441 | 0.86247 | 7 | 0.1066
25654 | 2.5 | 1 | 365 | 2.8382 | 0.57385 | 3 | 0.41209
25666 | 4.5 | 1 | 365 | 5.1088 | 0.43293 | 5 | 0.54176
25834 | 4.5 | 1 | 365 | 5.1088 | 0.43293 | 5 | 0.54176
24450 | 9 | 1 | 365 | 10.2177 | 0.86586 | 11 | 0.083524
25337 | 5.559 | 1 | 365 | 6.3111 | 0.064813 | 6 | 0.37592
26516 | 9 | 1 | 365 | 10.2177 | 0.86586 | 11 | 0.083524
26459 | 14.835 | 1 | 365 | 16.8421 | 0.87723 | 17 | 0.71934
26498 | 10.5 | 1 | 365 | 11.9206 | 0.01017 | 11 | 0.93078
26526 | 7 | 1 | 365 | 7.9471 | 0.00678 | 7 | 0.95385
25613 | 11.2 | 1 | 365 | 12.7153 | 0.41085 | 13 | 0.12616
23501 | 9.92 | 1 | 365 | 11.2621 | 0.021037 | 11 | 0.28317
21104 | 10 | 1 | 365 | 11.353 | 0.2954 | 11 | 0.64836
21674 | 5.5 | 1 | 365 | 6.2441 | 0.86247 | 7 | 0.1066
22808 | 10.45 | 1 | 365 | 11.8638 | 0.83869 | 12 | 0.70254
22881 | 6.725 | 1 | 365 | 7.6349 | 0.063657 | 7 | 0.69852
24116 | 11.1 | 1 | 365 | 12.6018 | 0.067894 | 12 | 0.66968
15823 | 258.515 | 0.9 | 365 | 264.1419 | 0.92878 | 265 | 0.070721
21902 | 283.03 | 0.9 | 365 | 289.1905 | 0.59644 | 289 | 0.78698
23584 | 38.4 | 0.9 | 365 | 39.2358 | 0.5249 | 39 | 0.76073
25008 | 4.77 | 1 | 365 | 5.4154 | 0.35891 | 5 | 0.77427
24619 | 8.12 | 1 | 365 | 9.2186 | 0.84786 | 10 | 0.066468
23785 | 17.68 | 1 | 365 | 20.072 | 0.63427 | 20 | 0.7063
25427 | 5.1 | 1 | 365 | 5.79 | 0.49065 | 6 | 0.28066
25661 | 12.54 | 1 | 365 | 14.2366 | 0.0064316 | 14 | 0.24304
25962 | 6.24 | 1 | 365 | 7.0842 | 0.40033 | 7 | 0.48458
26410 | 5.98 | 1 | 365 | 6.7891 | 0.50865 | 7 | 0.29772
26236 | 4.6 | 1 | 365 | 5.2224 | 0.77588 | 5 | 0.99825
26636 | 8.835 | 1 | 365 | 10.0303 | 0.29999 | 10 | 0.33033
26642 | 12.19 | 1 | 365 | 13.8393 | 0.80609 | 14 | 0.64535
26514 | 4.08 | 1 | 365 | 4.632 | 0.99252 | 5 | 0.62453
26539 | 5.1 | 1 | 365 | 5.79 | 0.49065 | 6 | 0.28066
25122 | 9.25 | 1 | 365 | 10.5015 | 0.72325 | 11 | 0.22473
20477 | 7.2 | 1 | 365 | 8.1741 | 0.69269 | 8 | 0.86682
26015 | 4.32 | 1 | 365 | 4.9045 | 0.81561 | 5 | 0.72009
15805 | 6.375 | 1 | 365 | 7.2375 | 0.86332 | 8 | 0.10083
23774 | 2.475 | 1 | 365 | 2.8099 | 0.48811 | 3 | 0.29797
13464 | 12.24 | 1 | 365 | 13.896 | 0.97757 | 14 | 0.87359
17376 | 13.26 | 1 | 365 | 15.054 | 0.4757 | 15 | 0.52973
17961 | 11.96 | 1 | 365 | 13.5781 | 0.017298 | 13 | 0.59544
18829 | 10.92 | 1 | 365 | 12.3974 | 0.45058 | 12 | 0.84801
18881 | 13.77 | 1 | 365 | 15.633 | 0.22477 | 15 | 0.85779
18874 | 13.16 | 1 | 365 | 14.9405 | 0.13275 | 15 | 0.073242
18901 | 18.46 | 1 | 365 | 20.9576 | 0.30931 | 21 | 0.26687
19065 | 10.14 | 1 | 365 | 11.5119 | 0.77554 | 12 | 0.28744
18904 | 13 | 1 | 365 | 14.7588 | 0.58402 | 15 | 0.34287
20457 | 10.92 | 1 | 365 | 12.3974 | 0.45058 | 12 | 0.84801
20451 | 17.34 | 1 | 365 | 19.686 | 0.46822 | 20 | 0.15426
20550 | 13.005 | 1 | 365 | 14.7645 | 0.60117 | 15 | 0.36569
20562 | 12.495 | 1 | 365 | 14.1855 | 0.8521 | 15 | 0.037626
20551 | 12.32 | 1 | 365 | 13.9868 | 0.25193 | 14 | 0.23878
18524 | 15.08 | 1 | 365 | 17.1203 | 0.71746 | 17 | 0.83773
22746 | 9.62 | 1 | 365 | 10.9215 | 0.99217 | 11 | 0.91372
22745 | 5.72 | 1 | 365 | 6.4939 | 0.61697 | 7 | 0.11086
24634 | 6.21 | 1 | 365 | 7.0502 | 0.29744 | 7 | 0.34763
24118 | 54.08 | 0.9 | 365 | 55.2571 | 0.92257 | 56 | 0.1797
25999 | 4.94 | 1 | 365 | 5.6084 | 0.94193 | 6 | 0.55029
26108 | 6.76 | 1 | 365 | 7.6746 | 0.18369 | 7 | 0.85829
26479 | 5.355 | 1 | 365 | 6.0795 | 0.36519 | 6 | 0.4447
25686 | 12.6 | 1 | 365 | 14.3047 | 0.2122 | 14 | 0.51693
26672 | 11.5 | 1 | 365 | 13.0559 | 0.43971 | 13 | 0.49561
27610 | 98.86 | 0.9 | 365 | 101.0118 | 0.13989 | 101 | 0.15172
24073 | 9.62 | 1 | 365 | 10.9215 | 0.99217 | 11 | 0.91372
25744 | 9.36 | 1 | 365 | 10.6264 | 0.10049 | 10 | 0.72686
21546 | 10.14 | 1 | 365 | 11.5119 | 0.77554 | 12 | 0.28744
21547 | 3.825 | 1 | 365 | 4.3425 | 0.11799 | 4 | 0.4605
21548 | 5.72 | 1 | 365 | 6.4939 | 0.61697 | 7 | 0.11086
21545 | 6.5 | 1 | 365 | 7.3794 | 0.29201 | 7 | 0.67143
21553 | 7.28 | 1 | 365 | 8.265 | 0.96705 | 9 | 0.23201
21557 | 7.54 | 1 | 365 | 8.5601 | 0.85873 | 9 | 0.41886
21558 | 5.72 | 1 | 365 | 6.4939 | 0.61697 | 7 | 0.11086
21562 | 5.72 | 1 | 365 | 6.4939 | 0.61697 | 7 | 0.11086
21560 | 9.36 | 1 | 365 | 10.6264 | 0.10049 | 10 | 0.72686
21563 | 10.92 | 1 | 365 | 12.3974 | 0.45058 | 12 | 0.84801
21559 | 2.08 | 1 | 365 | 2.3614 | 0.13344 | 2 | 0.49486
21567 | 5.72 | 1 | 365 | 6.4939 | 0.61697 | 7 | 0.11086
21565 | 3.38 | 1 | 365 | 3.8373 | 0.59185 | 4 | 0.42915
21568 | 9.88 | 1 | 365 | 11.2167 | 0.88386 | 12 | 0.10058
21569 | 10.4 | 1 | 365 | 11.8071 | 0.66722 | 12 | 0.47429
21571 | 4.68 | 1 | 365 | 5.3132 | 0.050247 | 5 | 0.36343
21572 | 8.84 | 1 | 365 | 10.036 | 0.31713 | 10 | 0.35315
21574 | 9.1 | 1 | 365 | 10.3312 | 0.20881 | 10 | 0.54001
21573 | 6.24 | 1 | 365 | 7.0842 | 0.40033 | 7 | 0.48458
21578 | 9.36 | 1 | 365 | 10.6264 | 0.10049 | 10 | 0.72686
21579 | 10.4 | 1 | 365 | 11.8071 | 0.66722 | 12 | 0.47429
21581 | 9.88 | 1 | 365 | 11.2167 | 0.88386 | 12 | 0.10058
21584 | 5.1 | 1 | 365 | 5.79 | 0.49065 | 6 | 0.28066
21587 | 5.2 | 1 | 365 | 5.9035 | 0.83361 | 6 | 0.73715
21590 | 5.46 | 1 | 365 | 6.1987 | 0.72529 | 6 | 0.924
21591 | 10.4 | 1 | 365 | 11.8071 | 0.66722 | 12 | 0.47429
21593 | 5.72 | 1 | 365 | 6.4939 | 0.61697 | 7 | 0.11086
21595 | 11.44 | 1 | 365 | 12.9878 | 0.23394 | 13 | 0.22172
21598 | 10.92 | 1 | 365 | 12.3974 | 0.45058 | 12 | 0.84801
21599 | 2.08 | 1 | 365 | 2.3614 | 0.13344 | 2 | 0.49486
21602 | 4.94 | 1 | 365 | 5.6084 | 0.94193 | 6 | 0.55029
21603 | 8.84 | 1 | 365 | 10.036 | 0.31713 | 10 | 0.35315
21504 | 7.02 | 1 | 365 | 7.9698 | 0.075371 | 8 | 0.045149
21605 | 14.04 | 1 | 365 | 15.9396 | 0.15074 | 16 | 0.090297
21608 | 7.02 | 1 | 365 | 7.9698 | 0.075371 | 8 | 0.045149
21609 | 11.44 | 1 | 365 | 12.9878 | 0.23394 | 13 | 0.22172
21613 | 8.32 | 1 | 365 | 9.4457 | 0.53377 | 9 | 0.97944
21614 | 6.24 | 1 | 365 | 7.0842 | 0.40033 | 7 | 0.48458
21616 | 3.64 | 1 | 365 | 4.1325 | 0.48353 | 4 | 0.616
21618 | 13.52 | 1 | 365 | 15.3492 | 0.36738 | 15 | 0.71658
21619 | 10.455 | 1 | 365 | 11.8695 | 0.85584 | 12 | 0.72536
21620 | 10.4 | 1 | 365 | 11.8071 | 0.66722 | 12 | 0.47429
21621 | 10.66 | 1 | 365 | 12.1023 | 0.5589 | 12 | 0.66115
21622 | 6.76 | 1 | 365 | 7.6746 | 0.18369 | 7 | 0.85829
21624 | 9.88 | 1 | 365 | 11.2167 | 0.88386 | 12 | 0.10058
21625 | 11.18 | 1 | 365 | 12.6926 | 0.34226 | 13 | 0.034866
21623 | 5.46 | 1 | 365 | 6.1987 | 0.72529 | 6 | 0.924
21628 | 3.64 | 1 | 365 | 4.1325 | 0.48353 | 4 | 0.616
21629 | 6.885 | 1 | 365 | 7.8165 | 0.61238 | 8 | 0.4289
21631 | 4.77 | 1 | 365 | 5.4154 | 0.35891 | 5 | 0.77427
21633 | 5.46 | 1 | 365 | 6.1987 | 0.72529 | 6 | 0.924
21637 | 8.06 | 1 | 365 | 9.1505 | 0.64209 | 9 | 0.79258
21636 | 9.54 | 1 | 365 | 10.8307 | 0.71781 | 11 | 0.54854
21634 | 14.04 | 1 | 365 | 15.9396 | 0.15074 | 16 | 0.090297
21632 | 12.72 | 1 | 365 | 14.441 | 0.62375 | 15 | 0.064714
21639 | 3.57 | 1 | 365 | 4.053 | 0.24346 | 4 | 0.29646
21640 | 3.64 | 1 | 365 | 4.1325 | 0.48353 | 4 | 0.616
21638 | 11.66 | 1 | 365 | 13.2376 | 0.98844 | 14 | 0.22599
21641 | 5.2 | 1 | 365 | 5.9035 | 0.83361 | 6 | 0.73715
21645 | 10.4 | 1 | 365 | 11.8071 | 0.66722 | 12 | 0.47429
21644 | 6.625 | 1 | 365 | 7.5213 | 0.7207 | 8 | 0.24204
21646 | 4.68 | 1 | 365 | 5.3132 | 0.050247 | 5 | 0.36343
21649 | 6.885 | 1 | 365 | 7.8165 | 0.61238 | 8 | 0.4289
21648 | 6.24 | 1 | 365 | 7.0842 | 0.40033 | 7 | 0.48458
21650 | 6.24 | 1 | 365 | 7.0842 | 0.40033 | 7 | 0.48458
21653 | 9.36 | 1 | 365 | 10.6264 | 0.10049 | 10 | 0.72686
21654 | 3.64 | 1 | 365 | 4.1325 | 0.48353 | 4 | 0.616
21656 | 6.36 | 1 | 365 | 7.2205 | 0.81187 | 8 | 0.032357
21657 | 4.08 | 1 | 365 | 4.632 | 0.99252 | 5 | 0.62453
21658 | 5.2 | 1 | 365 | 5.9035 | 0.83361 | 6 | 0.73715
21659 | 5.72 | 1 | 365 | 6.4939 | 0.61697 | 7 | 0.11086
21660 | 11.44 | 1 | 365 | 12.9878 | 0.23394 | 13 | 0.22172
21662 | 4.68 | 1 | 365 | 5.3132 | 0.050247 | 5 | 0.36343
21663 | 5.72 | 1 | 365 | 6.4939 | 0.61697 | 7 | 0.11086
21664 | 5.3 | 1 | 365 | 6.0171 | 0.17656 | 6 | 0.19363
21665 | 7.54 | 1 | 365 | 8.5601 | 0.85873 | 9 | 0.41886
21666 | 6.24 | 1 | 365 | 7.0842 | 0.40033 | 7 | 0.48458
21668 | 4.68 | 1 | 365 | 5.3132 | 0.050247 | 5 | 0.36343
21670 | 3.64 | 1 | 365 | 4.1325 | 0.48353 | 4 | 0.616
21703 | 12.75 | 1 | 365 | 14.475 | 0.72663 | 15 | 0.20166
21704 | 12.48 | 1 | 365 | 14.1685 | 0.80066 | 14 | 0.96915
21706 | 14.79 | 1 | 365 | 16.791 | 0.7229 | 17 | 0.51392
21716 | 14.535 | 1 | 365 | 16.5015 | 0.84836 | 17 | 0.34989
21720 | 11.22 | 1 | 365 | 12.738 | 0.47944 | 13 | 0.21746
21719 | 11.44 | 1 | 365 | 12.9878 | 0.23394 | 13 | 0.22172
21724 | 3.9 | 1 | 365 | 4.4277 | 0.37521 | 4 | 0.80286
21729 | 7.54 | 1 | 365 | 8.5601 | 0.85873 | 9 | 0.41886
21725 | 7.02 | 1 | 365 | 7.9698 | 0.075371 | 8 | 0.045149
21731 | 5.2 | 1 | 365 | 5.9035 | 0.83361 | 6 | 0.73715
21733 | 2.295 | 1 | 365 | 2.6055 | 0.87079 | 3 | 0.4763
21734 | 5.2 | 1 | 365 | 5.9035 | 0.83361 | 6 | 0.73715
21736 | 5.46 | 1 | 365 | 6.1987 | 0.72529 | 6 | 0.924
21741 | 9.1 | 1 | 365 | 10.3312 | 0.20881 | 10 | 0.54001
21742 | 2.6 | 1 | 365 | 2.9518 | 0.9168 | 3 | 0.86857
21743 | 5.98 | 1 | 365 | 6.7891 | 0.50865 | 7 | 0.29772
21752 | 3.12 | 1 | 365 | 3.5421 | 0.70016 | 4 | 0.24229
21750 | 9.945 | 1 | 365 | 11.2905 | 0.10678 | 11 | 0.39729
21756 | 9.1 | 1 | 365 | 10.3312 | 0.20881 | 10 | 0.54001
21757 | 5.1 | 1 | 365 | 5.79 | 0.49065 | 6 | 0.28066
21761 | 5.2 | 1 | 365 | 5.9035 | 0.83361 | 6 | 0.73715
21763 | 3.57 | 1 | 365 | 4.053 | 0.24346 | 4 | 0.29646
21766 | 7.54 | 1 | 365 | 8.5601 | 0.85873 | 9 | 0.41886
21768 | 8.06 | 1 | 365 | 9.1505 | 0.64209 | 9 | 0.79258
21773 | 3.9 | 1 | 365 | 4.4277 | 0.37521 | 4 | 0.80286
21776 | 6.375 | 1 | 365 | 7.2375 | 0.86332 | 8 | 0.10083
21780 | 3.9 | 1 | 365 | 4.4277 | 0.37521 | 4 | 0.80286
21781 | 4.16 | 1 | 365 | 4.7228 | 0.26689 | 4 | 0.98972
21784 | 4.845 | 1 | 365 | 5.5005 | 0.61612 | 6 | 0.11663
21788 | 3.9 | 1 | 365 | 4.4277 | 0.37521 | 4 | 0.80286
21787 | 10.92 | 1 | 365 | 12.3974 | 0.45058 | 12 | 0.84801
21789 | 11.118 | 1 | 365 | 12.6222 | 0.12963 | 12 | 0.75185
21791 | 3.9 | 1 | 365 | 4.4277 | 0.37521 | 4 | 0.80286
21796 | 4.16 | 1 | 365 | 4.7228 | 0.26689 | 4 | 0.98972
21785 | 4.68 | 1 | 365 | 5.3132 | 0.050247 | 5 | 0.36343
21795 | 8.48 | 1 | 365 | 9.6273 | 0.082499 | 9 | 0.70981
21803 | 5.61 | 1 | 365 | 6.369 | 0.23972 | 6 | 0.60873
21799 | 5.46 | 1 | 365 | 6.1987 | 0.72529 | 6 | 0.924
21805 | 8.67 | 1 | 365 | 9.843 | 0.73411 | 10 | 0.57713
21807 | 9.1 | 1 | 365 | 10.3312 | 0.20881 | 10 | 0.54001
22098 | 6.24 | 1 | 365 | 7.0842 | 0.40033 | 7 | 0.48458
21810 | 5.98 | 1 | 365 | 6.7891 | 0.50865 | 7 | 0.29772
22455 | 4.68 | 1 | 365 | 5.3132 | 0.050247 | 5 | 0.36343
23150 | 6.24 | 1 | 365 | 7.0842 | 0.40033 | 7 | 0.48458
21824 | 10.14 | 1 | 365 | 11.5119 | 0.77554 | 12 | 0.28744
23373 | 6.24 | 1 | 365 | 7.0842 | 0.40033 | 7 | 0.48458
21835 | 2.6 | 1 | 365 | 2.9518 | 0.9168 | 3 | 0.86857
21927 | 6.5 | 1 | 365 | 7.3794 | 0.29201 | 7 | 0.67143
21832 | 5.61 | 1 | 365 | 6.369 | 0.23972 | 6 | 0.60873
23342 | 4.16 | 1 | 365 | 4.7228 | 0.26689 | 4 | 0.98972
23160 | 10.4 | 1 | 365 | 11.8071 | 0.66722 | 12 | 0.47429
21834 | 6.5 | 1 | 365 | 7.3794 | 0.29201 | 7 | 0.67143
21839 | 8.06 | 1 | 365 | 9.1505 | 0.64209 | 9 | 0.79258
21843 | 6.24 | 1 | 365 | 7.0842 | 0.40033 | 7 | 0.48458
22094 | 5.46 | 1 | 365 | 6.1987 | 0.72529 | 6 | 0.924
26390 | 5 | 1 | 365 | 5.6765 | 0.1477 | 5 | 0.82418
21844 | 8.32 | 1 | 365 | 9.4457 | 0.53377 | 9 | 0.97944
21837 | 10.865 | 1 | 365 | 12.335 | 0.26195 | 12 | 0.59694
21846 | 3.06 | 1 | 365 | 3.474 | 0.49439 | 3 | 0.9684
21842 | 14.04 | 1 | 365 | 15.9396 | 0.15074 | 16 | 0.090297
21849 | 6.24 | 1 | 365 | 7.0842 | 0.40033 | 7 | 0.48458
21848 | 7.42 | 1 | 365 | 8.4239 | 0.44719 | 8 | 0.87108
21852 | 4.16 | 1 | 365 | 4.7228 | 0.26689 | 4 | 0.98972
21850 | 8.06 | 1 | 365 | 9.1505 | 0.64209 | 9 | 0.79258
21853 | 3.38 | 1 | 365 | 3.8373 | 0.59185 | 4 | 0.42915
21851 | 5.98 | 1 | 365 | 6.7891 | 0.50865 | 7 | 0.29772
21854 | 2.86 | 1 | 365 | 3.2469 | 0.80848 | 4 | 0.055431
21855 | 9.1 | 1 | 365 | 10.3312 | 0.20881 | 10 | 0.54001
20883 | 8.06 | 1 | 365 | 9.1505 | 0.64209 | 9 | 0.79258
21856 | 9.1 | 1 | 365 | 10.3312 | 0.20881 | 10 | 0.54001
21857 | 6.095 | 1 | 365 | 6.9196 | 0.90305 | 7 | 0.82268
21858 | 3.06 | 1 | 365 | 3.474 | 0.49439 | 3 | 0.9684
21862 | 10.92 | 1 | 365 | 12.3974 | 0.45058 | 12 | 0.84801
21878 | 5.2 | 1 | 365 | 5.9035 | 0.83361 | 6 | 0.73715
21883 | 12.74 | 1 | 365 | 14.4637 | 0.69234 | 15 | 0.15601
21886 | 14.56 | 1 | 365 | 16.5299 | 0.9341 | 17 | 0.46401
21888 | 3.12 | 1 | 365 | 3.5421 | 0.70016 | 4 | 0.24229
21891 | 7.8 | 1 | 365 | 8.8553 | 0.75041 | 9 | 0.60572
21896 | 10.92 | 1 | 365 | 12.3974 | 0.45058 | 12 | 0.84801
21901 | 4.16 | 1 | 365 | 4.7228 | 0.26689 | 4 | 0.98972
21903 | 5.2 | 1 | 365 | 5.9035 | 0.83361 | 6 | 0.73715
21904 | 7.8 | 1 | 365 | 8.8553 | 0.75041 | 9 | 0.60572
21907 | 13.26 | 1 | 365 | 15.054 | 0.4757 | 15 | 0.52973
21908 | 10.14 | 1 | 365 | 11.5119 | 0.77554 | 12 | 0.28744
21909 | 3.64 | 1 | 365 | 4.1325 | 0.48353 | 4 | 0.616
21912 | 7.54 | 1 | 365 | 8.5601 | 0.85873 | 9 | 0.41886
21914 | 5.46 | 1 | 365 | 6.1987 | 0.72529 | 6 | 0.924
21915 | 6.76 | 1 | 365 | 7.6746 | 0.18369 | 7 | 0.85829
21916 | 8.32 | 1 | 365 | 9.4457 | 0.53377 | 9 | 0.97944
21917 | 3.825 | 1 | 365 | 4.3425 | 0.11799 | 4 | 0.4605
21924 | 7.65 | 1 | 365 | 8.685 | 0.23598 | 8 | 0.921
21926 | 3.38 | 1 | 365 | 3.8373 | 0.59185 | 4 | 0.42915
21925 | 4.42 | 1 | 365 | 5.018 | 0.15857 | 5 | 0.17658
21929 | 3.825 | 1 | 365 | 4.3425 | 0.11799 | 4 | 0.4605
21933 | 11.4 | 1 | 365 | 12.9424 | 0.096756 | 13 | 0.03913
21934 | 13.26 | 1 | 365 | 15.054 | 0.4757 | 15 | 0.52973
21937 | 3.64 | 1 | 365 | 4.1325 | 0.48353 | 4 | 0.616
21939 | 5.355 | 1 | 365 | 6.0795 | 0.36519 | 6 | 0.4447
21940 | 6.375 | 1 | 365 | 7.2375 | 0.86332 | 8 | 0.10083
21942 | 5.1 | 1 | 365 | 5.79 | 0.49065 | 6 | 0.28066
21943 | 4.16 | 1 | 365 | 4.7228 | 0.26689 | 4 | 0.98972
21944 | 6.375 | 1 | 365 | 7.2375 | 0.86332 | 8 | 0.10083
21947 | 4.16 | 1 | 365 | 4.7228 | 0.26689 | 4 | 0.98972
21946 | 7.28 | 1 | 365 | 8.265 | 0.96705 | 9 | 0.23201
21949 | 4.08 | 1 | 365 | 4.632 | 0.99252 | 5 | 0.62453
21948 | 8.84 | 1 | 365 | 10.036 | 0.31713 | 10 | 0.35315
21950 | 5.2 | 1 | 365 | 5.9035 | 0.83361 | 6 | 0.73715
21951 | 3.06 | 1 | 365 | 3.474 | 0.49439 | 3 | 0.9684
21971 | 4.68 | 1 | 365 | 5.3132 | 0.050247 | 5 | 0.36343
21972 | 14.04 | 1 | 365 | 15.9396 | 0.15074 | 16 | 0.090297
21973 | 6.5 | 1 | 365 | 7.3794 | 0.29201 | 7 | 0.67143
21974 | 6.24 | 1 | 365 | 7.0842 | 0.40033 | 7 | 0.48458
21975 | 5.3 | 1 | 365 | 6.0171 | 0.17656 | 6 | 0.19363
21976 | 5.98 | 1 | 365 | 6.7891 | 0.50865 | 7 | 0.29772
21977 | 7.02 | 1 | 365 | 7.9698 | 0.075371 | 8 | 0.045149
21978 | 4.94 | 1 | 365 | 5.6084 | 0.94193 | 6 | 0.55029
21979 | 6.24 | 1 | 365 | 7.0842 | 0.40033 | 7 | 0.48458
21980 | 8.58 | 1 | 365 | 9.7408 | 0.42545 | 10 | 0.16629
21981 | 11.18 | 1 | 365 | 12.6926 | 0.34226 | 13 | 0.034866
21998 | 14.04 | 1 | 365 | 15.9396 | 0.15074 | 16 | 0.090297
21997 | 14.25 | 1 | 365 | 16.178 | 0.87094 | 17 | 0.048913
21999 | 3.57 | 1 | 365 | 4.053 | 0.24346 | 4 | 0.29646
22001 | 5.46 | 1 | 365 | 6.1987 | 0.72529 | 6 | 0.924
22009 | 5.98 | 1 | 365 | 6.7891 | 0.50865 | 7 | 0.29772
22014 | 4.335 | 1 | 365 | 4.9215 | 0.86706 | 5 | 0.78856
22016 | 5.72 | 1 | 365 | 6.4939 | 0.61697 | 7 | 0.11086
22020 | 12.74 | 1 | 365 | 14.4637 | 0.69234 | 15 | 0.15601
22017 | 8.32 | 1 | 365 | 9.4457 | 0.53377 | 9 | 0.97944
22034 | 8.32 | 1 | 365 | 9.4457 | 0.53377 | 9 | 0.97944
22036 | 7.02 | 1 | 365 | 7.9698 | 0.075371 | 8 | 0.045149
22048 | 11.7 | 1 | 365 | 13.283 | 0.12562 | 13 | 0.40858
22051 | 15.08 | 1 | 365 | 17.1203 | 0.71746 | 17 | 0.83773
22052 | 15.6 | 1 | 365 | 17.7106 | 0.50082 | 18 | 0.21144
22059 | 11.96 | 1 | 365 | 13.5781 | 0.017298 | 13 | 0.59544
22062 | 17.85 | 1 | 365 | 20.265 | 0.21729 | 20 | 0.48232
22063 | 10.4 | 1 | 365 | 11.8071 | 0.66722 | 12 | 0.47429
22066 | 13.78 | 1 | 365 | 15.6444 | 0.25906 | 15 | 0.90344
22067 | 3.12 | 1 | 365 | 3.5421 | 0.70016 | 4 | 0.24229
22054 | 12.74 | 1 | 365 | 14.4637 | 0.69234 | 15 | 0.15601
22088 | 4.68 | 1 | 365 | 5.3132 | 0.050247 | 5 | 0.36343
22090 | 5.46 | 1 | 365 | 6.1987 | 0.72529 | 6 | 0.924
22092 | 7.28 | 1 | 365 | 8.265 | 0.96705 | 9 | 0.23201
22093 | 4.42 | 1 | 365 | 5.018 | 0.15857 | 5 | 0.17658
22095 | 2.86 | 1 | 365 | 3.2469 | 0.80848 | 4 | 0.055431
22097 | 14.04 | 1 | 365 | 15.9396 | 0.15074 | 16 | 0.090297
22099 | 3.38 | 1 | 365 | 3.8373 | 0.59185 | 4 | 0.42915
22100 | 10.92 | 1 | 365 | 12.3974 | 0.45058 | 12 | 0.84801
22107 | 13.52 | 1 | 365 | 15.3492 | 0.36738 | 15 | 0.71658
22109 | 9.62 | 1 | 365 | 10.9215 | 0.99217 | 11 | 0.91372
22113 | 8.32 | 1 | 365 | 9.4457 | 0.53377 | 9 | 0.97944
22117 | 4.94 | 1 | 365 | 5.6084 | 0.94193 | 6 | 0.55029
22120 | 12.74 | 1 | 365 | 14.4637 | 0.69234 | 15 | 0.15601
22104 | 13.77 | 1 | 365 | 15.633 | 0.22477 | 15 | 0.85779
22122 | 4.94 | 1 | 365 | 5.6084 | 0.94193 | 6 | 0.55029
22126 | 6.24 | 1 | 365 | 7.0842 | 0.40033 | 7 | 0.48458
22112 | 8.58 | 1 | 365 | 9.7408 | 0.42545 | 10 | 0.16629
22139 | 7.02 | 1 | 365 | 7.9698 | 0.075371 | 8 | 0.045149
22141 | 11.925 | 1 | 365 | 13.5384 | 0.89726 | 14 | 0.43567
22132 | 7.02 | 1 | 365 | 7.9698 | 0.075371 | 8 | 0.045149
22145 | 6.63 | 1 | 365 | 7.527 | 0.73785 | 8 | 0.26486
22148 | 10.455 | 1 | 365 | 11.8695 | 0.85584 | 12 | 0.72536
22149 | 2.295 | 1 | 365 | 2.6055 | 0.87079 | 3 | 0.4763
22152 | 13.52 | 1 | 365 | 15.3492 | 0.36738 | 15 | 0.71658
22159 | 12.24 | 1 | 365 | 13.896 | 0.97757 | 14 | 0.87359
22161 | 14.04 | 1 | 365 | 15.9396 | 0.15074 | 16 | 0.090297
22910 | 10.2 | 1 | 365 | 11.58 | 0.98131 | 12 | 0.56133
22913 | 5.865 | 1 | 365 | 6.6585 | 0.11425 | 6 | 0.77276
22164 | 13 | 1 | 365 | 14.7588 | 0.58402 | 15 | 0.34287
22921 | 10.965 | 1 | 365 | 12.4485 | 0.60491 | 13 | 0.053427
22169 | 14.28 | 1 | 365 | 16.212 | 0.97383 | 17 | 0.18586
22142 | 15.34 | 1 | 365 | 17.4154 | 0.60914 | 18 | 0.024584
22174 | 6.24 | 1 | 365 | 7.0842 | 0.40033 | 7 | 0.48458
22171 | 12.22 | 1 | 365 | 13.8733 | 0.90898 | 14 | 0.7823
22163 | 6.885 | 1 | 365 | 7.8165 | 0.61238 | 8 | 0.4289
22209 | 6.5 | 1 | 365 | 7.3794 | 0.29201 | 7 | 0.67143
22215 | 5.98 | 1 | 365 | 6.7891 | 0.50865 | 7 | 0.29772
22924 | 10.965 | 1 | 365 | 12.4485 | 0.60491 | 13 | 0.053427
22211 | 16.12 | 1 | 365 | 18.301 | 0.28418 | 18 | 0.58516
22931 | 5.775 | 1 | 365 | 6.5563 | 0.80559 | 7 | 0.36193
22217 | 14.82 | 1 | 365 | 16.8251 | 0.82578 | 17 | 0.65087
22935 | 5.5 | 1 | 365 | 6.2441 | 0.86247 | 7 | 0.1066
22216 | 5.72 | 1 | 365 | 6.4939 | 0.61697 | 7 | 0.11086
22939 | 6.6 | 1 | 365 | 7.493 | 0.63496 | 8 | 0.12792
22221 | 8.32 | 1 | 365 | 9.4457 | 0.53377 | 9 | 0.97944
22218 | 15.86 | 1 | 365 | 18.0058 | 0.3925 | 18 | 0.3983
22223 | 3.315 | 1 | 365 | 3.7635 | 0.36893 | 4 | 0.13243
22961 | 8.84 | 1 | 365 | 10.036 | 0.31713 | 10 | 0.35315
22219 | 7.8 | 1 | 365 | 8.8553 | 0.75041 | 9 | 0.60572
22226 | 6.24 | 1 | 365 | 7.0842 | 0.40033 | 7 | 0.48458
22964 | 5.98 | 1 | 365 | 6.7891 | 0.50865 | 7 | 0.29772
22222 | 7.02 | 1 | 365 | 7.9698 | 0.075371 | 8 | 0.045149
22229 | 9.1 | 1 | 365 | 10.3312 | 0.20881 | 10 | 0.54001
22943 | 3.57 | 1 | 365 | 4.053 | 0.24346 | 4 | 0.29646
22227 | 13.26 | 1 | 365 | 15.054 | 0.4757 | 15 | 0.52973
23007 | 3.57 | 1 | 365 | 4.053 | 0.24346 | 4 | 0.29646
23022 | 8.16 | 1 | 365 | 9.264 | 0.98505 | 10 | 0.24906
23028 | 7 | 1 | 365 | 7.9471 | 0.00678 | 7 | 0.95385
23036 | 5.5 | 1 | 365 | 6.2441 | 0.86247 | 7 | 0.1066
23041 | 3.825 | 1 | 365 | 4.3425 | 0.11799 | 4 | 0.4605
22246 | 6.76 | 1 | 365 | 7.6746 | 0.18369 | 7 | 0.85829
23048 | 6.725 | 1 | 365 | 7.6349 | 0.063657 | 7 | 0.69852
22247 | 4.16 | 1 | 365 | 4.7228 | 0.26689 | 4 | 0.98972
23049 | 4.675 | 1 | 365 | 5.3075 | 0.033099 | 5 | 0.34061
22249 | 5.72 | 1 | 365 | 6.4939 | 0.61697 | 7 | 0.11086
22250 | 9.36 | 1 | 365 | 10.6264 | 0.10049 | 10 | 0.72686
22251 | 3.12 | 1 | 365 | 3.5421 | 0.70016 | 4 | 0.24229
22257 | 6.625 | 1 | 365 | 7.5213 | 0.7207 | 8 | 0.24204
22254 | 5.2 | 1 | 365 | 5.9035 | 0.83361 | 6 | 0.73715
22259 | 5.2 | 1 | 365 | 5.9035 | 0.83361 | 6 | 0.73715
22230 | 2.08 | 1 | 365 | 2.3614 | 0.13344 | 2 | 0.49486
23052 | 6.05 | 1 | 365 | 6.8685 | 0.74872 | 7 | 0.61726
22239 | 8.84 | 1 | 365 | 10.036 | 0.31713 | 10 | 0.35315
22234 | 2.08 | 1 | 365 | 2.3614 | 0.13344 | 2 | 0.49486
22245 | 7.28 | 1 | 365 | 8.265 | 0.96705 | 9 | 0.23201
23054 | 10.64 | 1 | 365 | 12.0795 | 0.49031 | 12 | 0.56986
22261 | 12.22 | 1 | 365 | 13.8733 | 0.90898 | 14 | 0.7823
23057 | 8.415 | 1 | 365 | 9.5535 | 0.85958 | 10 | 0.41309
22264 | 2.34 | 1 | 365 | 2.6566 | 0.025124 | 2 | 0.68172
22265 | 7.155 | 1 | 365 | 8.123 | 0.53836 | 8 | 0.6614
22269 | 3.975 | 1 | 365 | 4.5128 | 0.63242 | 5 | 0.14522
22248 | 13.26 | 1 | 365 | 15.054 | 0.4757 | 15 | 0.52973
22263 | 7.28 | 1 | 365 | 8.265 | 0.96705 | 9 | 0.23201
22290 | 9.36 | 1 | 365 | 10.6264 | 0.10049 | 10 | 0.72686
22287 | 7.8 | 1 | 365 | 8.8553 | 0.75041 | 9 | 0.60572
22292 | 3.64 | 1 | 365 | 4.1325 | 0.48353 | 4 | 0.616
22294 | 12.22 | 1 | 365 | 13.8733 | 0.90898 | 14 | 0.7823
22296 | 6.095 | 1 | 365 | 6.9196 | 0.90305 | 7 | 0.82268
23062 | 4.335 | 1 | 365 | 4.9215 | 0.86706 | 5 | 0.78856
22297 | 9.36 | 1 | 365 | 10.6264 | 0.10049 | 10 | 0.72686
23064 | 7.975 | 1 | 365 | 9.054 | 0.35058 | 9 | 0.40457
22298 | 5.565 | 1 | 365 | 6.3179 | 0.08539 | 6 | 0.40331
23070 | 7.7 | 1 | 365 | 8.7418 | 0.40746 | 9 | 0.14924
22288 | 4.94 | 1 | 365 | 5.6084 | 0.94193 | 6 | 0.55029
23068 | 4.335 | 1 | 365 | 4.9215 | 0.86706 | 5 | 0.78856
22300 | 4.68 | 1 | 365 | 5.3132 | 0.050247 | 5 | 0.36343
23071 | 6.6 | 1 | 365 | 7.493 | 0.63496 | 8 | 0.12792
22329 | 5.7 | 1 | 365 | 6.4712 | 0.54838 | 7 | 0.019565
23074 | 8.67 | 1 | 365 | 9.843 | 0.73411 | 10 | 0.57713
22309 | 9.54 | 1 | 365 | 10.8307 | 0.71781 | 11 | 0.54854
23080 | 3.6 | 1 | 365 | 4.0871 | 0.34634 | 4 | 0.43341
22304 | 4.16 | 1 | 365 | 4.7228 | 0.26689 | 4 | 0.98972
22314 | 5.2 | 1 | 365 | 5.9035 | 0.83361 | 6 | 0.73715
23079 | 15.6 | 1 | 365 | 17.7106 | 0.50082 | 18 | 0.21144
23089 | 14.56 | 1 | 365 | 16.5299 | 0.9341 | 17 | 0.46401
23091 | 10.71 | 1 | 365 | 12.159 | 0.73037 | 12 | 0.88939
23092 | 9.435 | 1 | 365 | 10.7115 | 0.35771 | 11 | 0.069228
22324 | 8.32 | 1 | 365 | 9.4457 | 0.53377 | 9 | 0.97944
23098 | 5.775 | 1 | 365 | 6.5563 | 0.80559 | 7 | 0.36193
23100 | 6.875 | 1 | 365 | 7.8052 | 0.57809 | 8 | 0.38325
22321 | 6.76 | 1 | 365 | 7.6746 | 0.18369 | 7 | 0.85829
23099 | 14.3 | 1 | 365 | 16.2347 | 0.042422 | 16 | 0.27715
22271 | 2.6 | 1 | 365 | 2.9518 | 0.9168 | 3 | 0.86857
23107 | 9.88 | 1 | 365 | 11.2167 | 0.88386 | 12 | 0.10058
23111 | 3.12 | 1 | 365 | 3.5421 | 0.70016 | 4 | 0.24229
22268 | 4.16 | 1 | 365 | 4.7228 | 0.26689 | 4 | 0.98972
22293 | 8.58 | 1 | 365 | 9.7408 | 0.42545 | 10 | 0.16629
23115 | 6.12 | 1 | 365 | 6.948 | 0.98878 | 7 | 0.9368
22334 | 7.14 | 1 | 365 | 8.106 | 0.48692 | 8 | 0.59293
23116 | 5.1 | 1 | 365 | 5.79 | 0.49065 | 6 | 0.28066
22339 | 4 | 1 | 365 | 4.5412 | 0.71816 | 5 | 0.25934
23118 | 8.58 | 1 | 365 | 9.7408 | 0.42545 | 10 | 0.16629
22340 | 4.94 | 1 | 365 | 5.6084 | 0.94193 | 6 | 0.55029
23122 | 11.73 | 1 | 365 | 13.317 | 0.2285 | 13 | 0.54553
22342 | 7.28 | 1 | 365 | 8.265 | 0.96705 | 9 | 0.23201
23126 | 6.325 | 1 | 365 | 7.1807 | 0.69184 | 7 | 0.87259
22343 | 5.98 | 1 | 365 | 6.7891 | 0.50865 | 7 | 0.29772
23123 | 5.865 | 1 | 365 | 6.6585 | 0.11425 | 6 | 0.77276
22344 | 9.1 | 1 | 365 | 10.3312 | 0.20881 | 10 | 0.54001
22347 | 5.72 | 1 | 365 | 6.4939 | 0.61697 | 7 | 0.11086
22345 | 5.355 | 1 | 365 | 6.0795 | 0.36519 | 6 | 0.4447
22396 | 3.9 | 1 | 365 | 4.4277 | 0.37521 | 4 | 0.80286
22401 | 9.18 | 1 | 365 | 10.422 | 0.48318 | 10 | 0.90519
22404 | 10.14 | 1 | 365 | 11.5119 | 0.77554 | 12 | 0.28744
22409 | 7.54 | 1 | 365 | 8.5601 | 0.85873 | 9 | 0.41886
22429 | 7.28 | 1 | 365 | 8.265 | 0.96705 | 9 | 0.23201
22442 | 4.94 | 1 | 365 | 5.6084 | 0.94193 | 6 | 0.55029
22445 | 5.2 | 1 | 365 | 5.9035 | 0.83361 | 6 | 0.73715
23127 | 7.54 | 1 | 365 | 8.5601 | 0.85873 | 9 | 0.41886
22448 | 7.02 | 1 | 365 | 7.9698 | 0.075371 | 8 | 0.045149
22450 | 5.72 | 1 | 365 | 6.4939 | 0.61697 | 7 | 0.11086
23130 | 10.14 | 1 | 365 | 11.5119 | 0.77554 | 12 | 0.28744
22466 | 10.92 | 1 | 365 | 12.3974 | 0.45058 | 12 | 0.84801
22475 | 2.6 | 1 | 365 | 2.9518 | 0.9168 | 3 | 0.86857
23131 | 4.16 | 1 | 365 | 4.7228 | 0.26689 | 4 | 0.98972
22484 | 4.42 | 1 | 365 | 5.018 | 0.15857 | 5 | 0.17658
22488 | 5.46 | 1 | 365 | 6.1987 | 0.72529 | 6 | 0.924
23132 | 11.96 | 1 | 365 | 13.5781 | 0.017298 | 13 | 0.59544
23140 | 10.2 | 1 | 365 | 11.58 | 0.98131 | 12 | 0.56133
22505 | 10.14 | 1 | 365 | 11.5119 | 0.77554 | 12 | 0.28744
23142 | 5.1 | 1 | 365 | 5.79 | 0.49065 | 6 | 0.28066
22504 | 4.68 | 1 | 365 | 5.3132 | 0.050247 | 5 | 0.36343
23143 | 8.525 | 1 | 365 | 9.6784 | 0.23683 | 9 | 0.91523
23171 | 8.58 | 1 | 365 | 9.7408 | 0.42545 | 10 | 0.16629
23173 | 7.155 | 1 | 365 | 8.123 | 0.53836 | 8 | 0.6614
22501 | 3.64 | 1 | 365 | 4.1325 | 0.48353 | 4 | 0.616
23177 | 11.96 | 1 | 365 | 13.5781 | 0.017298 | 13 | 0.59544
23184 | 6.5 | 1 | 365 | 7.3794 | 0.29201 | 7 | 0.67143
23185 | 3.38 | 1 | 365 | 3.8373 | 0.59185 | 4 | 0.42915
22518 | 5.2 | 1 | 365 | 5.9035 | 0.83361 | 6 | 0.73715
22523 | 5.2 | 1 | 365 | 5.9035 | 0.83361 | 6 | 0.73715
22527 | 7.54 | 1 | 365 | 8.5601 | 0.85873 | 9 | 0.41886
22532 | 8.84 | 1 | 365 | 10.036 | 0.31713 | 10 | 0.35315
22536 | 10.6 | 1 | 365 | 12.0341 | 0.35312 | 12 | 0.38726
22539 | 9.18 | 1 | 365 | 10.422 | 0.48318 | 10 | 0.90519
22541 | 3.9 | 1 | 365 | 4.4277 | 0.37521 | 4 | 0.80286
22547 | 4.77 | 1 | 365 | 5.4154 | 0.35891 | 5 | 0.77427
22555 | 6.5 | 1 | 365 | 7.3794 | 0.29201 | 7 | 0.67143
22566 | 10.14 | 1 | 365 | 11.5119 | 0.77554 | 12 | 0.28744
22567 | 14.82 | 1 | 365 | 16.8251 | 0.82578 | 17 | 0.65087
22569 | 2.805 | 1 | 365 | 3.1845 | 0.61986 | 3 | 0.80436
22570 | 14.04 | 1 | 365 | 15.9396 | 0.15074 | 16 | 0.090297
22571 | 5.98 | 1 | 365 | 6.7891 | 0.50865 | 7 | 0.29772
22572 | 11.44 | 1 | 365 | 12.9878 | 0.23394 | 13 | 0.22172
22573 | 5.72 | 1 | 365 | 6.4939 | 0.61697 | 7 | 0.11086
22574 | 5.72 | 1 | 365 | 6.4939 | 0.61697 | 7 | 0.11086
22593 | 4.94 | 1 | 365 | 5.6084 | 0.94193 | 6 | 0.55029
22619 | 4.68 | 1 | 365 | 5.3132 | 0.050247 | 5 | 0.36343
22622 | 6.5 | 1 | 365 | 7.3794 | 0.29201 | 7 | 0.67143
22626 | 4.24 | 1 | 365 | 4.8137 | 0.54125 | 5 | 0.3549
22635 | 9.36 | 1 | 365 | 10.6264 | 0.10049 | 10 | 0.72686
22638 | 4.94 | 1 | 365 | 5.6084 | 0.94193 | 6 | 0.55029
22642 | 6.76 | 1 | 365 | 7.6746 | 0.18369 | 7 | 0.85829
22648 | 8.32 | 1 | 365 | 9.4457 | 0.53377 | 9 | 0.97944
22064 | 8.84 | 1 | 365 | 10.036 | 0.31713 | 10 | 0.35315
23187 | 6.76 | 1 | 365 | 7.6746 | 0.18369 | 7 | 0.85829
22772 | 4.68 | 1 | 365 | 5.3132 | 0.050247 | 5 | 0.36343
22821 | 9.47 | 1 | 365 | 10.7513 | 0.47774 | 11 | 0.229
23190 | 8.84 | 1 | 365 | 10.036 | 0.31713 | 10 | 0.35315
22887 | 4.95 | 1 | 365 | 5.6197 | 0.97622 | 6 | 0.59594
22884 | 6.725 | 1 | 365 | 7.6349 | 0.063657 | 7 | 0.69852
22885 | 4.47 | 1 | 365 | 5.0748 | 0.33004 | 5 | 0.40482
22889 | 8 | 1 | 365 | 9.0824 | 0.43632 | 9 | 0.51869
22909 | 6.44 | 1 | 365 | 7.3113 | 0.086238 | 7 | 0.39754
23191 | 4.16 | 1 | 365 | 4.7228 | 0.26689 | 4 | 0.98972
23195 | 9.1 | 1 | 365 | 10.3312 | 0.20881 | 10 | 0.54001
23193 | 3.38 | 1 | 365 | 3.8373 | 0.59185 | 4 | 0.42915
23196 | 4.845 | 1 | 365 | 5.5005 | 0.61612 | 6 | 0.11663
23198 | 8.84 | 1 | 365 | 10.036 | 0.31713 | 10 | 0.35315
23201 | 7.65 | 1 | 365 | 8.685 | 0.23598 | 8 | 0.921
23204 | 4.16 | 1 | 365 | 4.7228 | 0.26689 | 4 | 0.98972
21577 | 4.16 | 1 | 365 | 4.7228 | 0.26689 | 4 | 0.98972
20507 | 8.58 | 1 | 365 | 9.7408 | 0.42545 | 10 | 0.16629
21061 | 13.25 | 1 | 365 | 15.0427 | 0.4414 | 15 | 0.48408
22060 | 4.94 | 1 | 365 | 5.6084 | 0.94193 | 6 | 0.55029
23206 | 4.335 | 1 | 365 | 4.9215 | 0.86706 | 5 | 0.78856
23208 | 6.24 | 1 | 365 | 7.0842 | 0.40033 | 7 | 0.48458
22875 | 5.2 | 1 | 365 | 5.9035 | 0.83361 | 6 | 0.73715
23217 | 16.12 | 1 | 365 | 18.301 | 0.28418 | 18 | 0.58516
23222 | 2.34 | 1 | 365 | 2.6566 | 0.025124 | 2 | 0.68172
23225 | 7.905 | 1 | 365 | 8.9745 | 0.11051 | 9 | 0.085029
23226 | 7.02 | 1 | 365 | 7.9698 | 0.075371 | 8 | 0.045149
23228 | 3.9 | 1 | 365 | 4.4277 | 0.37521 | 4 | 0.80286
23231 | 4.59 | 1 | 365 | 5.211 | 0.74159 | 5 | 0.9526
23234 | 2.34 | 1 | 365 | 2.6566 | 0.025124 | 2 | 0.68172
23235 | 7.95 | 1 | 365 | 9.0256 | 0.26484 | 9 | 0.29045
23240 | 9.88 | 1 | 365 | 11.2167 | 0.88386 | 12 | 0.10058
23237 | 3.9 | 1 | 365 | 4.4277 | 0.37521 | 4 | 0.80286
23239 | 18.36 | 1 | 365 | 20.844 | 0.96635 | 21 | 0.81039
23243 | 8.745 | 1 | 365 | 9.9282 | 0.99133 | 10 | 0.91949
23246 | 7.02 | 1 | 365 | 7.9698 | 0.075371 | 8 | 0.045149
23244 | 9.62 | 1 | 365 | 10.9215 | 0.99217 | 11 | 0.91372
23247 | 11.44 | 1 | 365 | 12.9878 | 0.23394 | 13 | 0.22172
23251 | 13.78 | 1 | 365 | 15.6444 | 0.25906 | 15 | 0.90344
23252 | 5.98 | 1 | 365 | 6.7891 | 0.50865 | 7 | 0.29772
23257 | 8.06 | 1 | 365 | 9.1505 | 0.64209 | 9 | 0.79258
23255 | 7.02 | 1 | 365 | 7.9698 | 0.075371 | 8 | 0.045149
23254 | 17.42 | 1 | 365 | 19.7769 | 0.74259 | 20 | 0.51944
23260 | 4.845 | 1 | 365 | 5.5005 | 0.61612 | 6 | 0.11663
23261 | 5.565 | 1 | 365 | 6.3179 | 0.08539 | 6 | 0.40331
23263 | 2.805 | 1 | 365 | 3.1845 | 0.61986 | 3 | 0.80436
23262 | 3.64 | 1 | 365 | 4.1325 | 0.48353 | 4 | 0.616
23269 | 4.42 | 1 | 365 | 5.018 | 0.15857 | 5 | 0.17658
23268 | 2.805 | 1 | 365 | 3.1845 | 0.61986 | 3 | 0.80436
23272 | 3.9 | 1 | 365 | 4.4277 | 0.37521 | 4 | 0.80286
23274 | 13.26 | 1 | 365 | 15.054 | 0.4757 | 15 | 0.52973
23277 | 7.8 | 1 | 365 | 8.8553 | 0.75041 | 9 | 0.60572
23475 | 5.2 | 1 | 365 | 5.9035 | 0.83361 | 6 | 0.73715
23478 | 10.66 | 1 | 365 | 12.1023 | 0.5589 | 12 | 0.66115
23479 | 10.455 | 1 | 365 | 11.8695 | 0.85584 | 12 | 0.72536
23480 | 7.14 | 1 | 365 | 8.106 | 0.48692 | 8 | 0.59293
23481 | 8.84 | 1 | 365 | 10.036 | 0.31713 | 10 | 0.35315
23279 | 9.69 | 1 | 365 | 11.001 | 0.23224 | 11 | 0.23326
23281 | 2.295 | 1 | 365 | 2.6055 | 0.87079 | 3 | 0.4763
23285 | 3.9 | 1 | 365 | 4.4277 | 0.37521 | 4 | 0.80286
23290 | 2.86 | 1 | 365 | 3.2469 | 0.80848 | 4 | 0.055431
23289 | 13.515 | 1 | 365 | 15.3435 | 0.35023 | 15 | 0.69376
23288 | 6.76 | 1 | 365 | 7.6746 | 0.18369 | 7 | 0.85829
23292 | 5.98 | 1 | 365 | 6.7891 | 0.50865 | 7 | 0.29772
23291 | 3.12 | 1 | 365 | 3.5421 | 0.70016 | 4 | 0.24229
23293 | 10.92 | 1 | 365 | 12.3974 | 0.45058 | 12 | 0.84801
21543 | 7.02 | 1 | 365 | 7.9698 | 0.075371 | 8 | 0.045149
22212 | 15.6 | 1 | 365 | 17.7106 | 0.50082 | 18 | 0.21144
22165 | 13 | 1 | 365 | 14.7588 | 0.58402 | 15 | 0.34287
21945 | 8.06 | 1 | 365 | 9.1505 | 0.64209 | 9 | 0.79258
21918 | 10.66 | 1 | 365 | 12.1023 | 0.5589 | 12 | 0.66115
21861 | 3.38 | 1 | 365 | 3.8373 | 0.59185 | 4 | 0.42915
21874 | 5.1 | 1 | 365 | 5.79 | 0.49065 | 6 | 0.28066
21894 | 4.94 | 1 | 365 | 5.6084 | 0.94193 | 6 | 0.55029
21910 | 6.76 | 1 | 365 | 7.6746 | 0.18369 | 7 | 0.85829
21905 | 5.46 | 1 | 365 | 6.1987 | 0.72529 | 6 | 0.924
21923 | 6.5 | 1 | 365 | 7.3794 | 0.29201 | 7 | 0.67143
21931 | 3.64 | 1 | 365 | 4.1325 | 0.48353 | 4 | 0.616
22002 | 6.76 | 1 | 365 | 7.6746 | 0.18369 | 7 | 0.85829
22030 | 10.14 | 1 | 365 | 11.5119 | 0.77554 | 12 | 0.28744
23488 | 5.355 | 1 | 365 | 6.0795 | 0.36519 | 6 | 0.4447
23487 | 3.9 | 1 | 365 | 4.4277 | 0.37521 | 4 | 0.80286
22005 | 2.86 | 1 | 365 | 3.2469 | 0.80848 | 4 | 0.055431
23494 | 4.335 | 1 | 365 | 4.9215 | 0.86706 | 5 | 0.78856
23492 | 4.59 | 1 | 365 | 5.211 | 0.74159 | 5 | 0.9526
22085 | 8.84 | 1 | 365 | 10.036 | 0.31713 | 10 | 0.35315
23496 | 7.28 | 1 | 365 | 8.265 | 0.96705 | 9 | 0.23201
22012 | 5.61 | 1 | 365 | 6.369 | 0.23972 | 6 | 0.60873
23498 | 5.61 | 1 | 365 | 6.369 | 0.23972 | 6 | 0.60873
23504 | 9.435 | 1 | 365 | 10.7115 | 0.35771 | 11 | 0.069228
23500 | 9.1 | 1 | 365 | 10.3312 | 0.20881 | 10 | 0.54001
23508 | 10.92 | 1 | 365 | 12.3974 | 0.45058 | 12 | 0.84801
23510 | 10.2 | 1 | 365 | 11.58 | 0.98131 | 12 | 0.56133
23512 | 14.04 | 1 | 365 | 15.9396 | 0.15074 | 16 | 0.090297
23490 | 4.8 | 1 | 365 | 5.4494 | 0.46179 | 5 | 0.91121
23514 | 2.08 | 1 | 365 | 2.3614 | 0.13344 | 2 | 0.49486
23515 | 6.76 | 1 | 365 | 7.6746 | 0.18369 | 7 | 0.85829
23517 | 11.22 | 1 | 365 | 12.738 | 0.47944 | 13 | 0.21746
23519 | 2.34 | 1 | 365 | 2.6566 | 0.025124 | 2 | 0.68172
23309 | 15.08 | 1 | 365 | 17.1203 | 0.71746 | 17 | 0.83773
23310 | 5.46 | 1 | 365 | 6.1987 | 0.72529 | 6 | 0.924
23313 | 5.72 | 1 | 365 | 6.4939 | 0.61697 | 7 | 0.11086
23318 | 11.44 | 1 | 365 | 12.9878 | 0.23394 | 13 | 0.22172
23329 | 7.8 | 1 | 365 | 8.8553 | 0.75041 | 9 | 0.60572
23336 | 11.7 | 1 | 365 | 13.283 | 0.12562 | 13 | 0.40858
23340 | 4.42 | 1 | 365 | 5.018 | 0.15857 | 5 | 0.17658
23346 | 10.4 | 1 | 365 | 11.8071 | 0.66722 | 12 | 0.47429
23357 | 4.42 | 1 | 365 | 5.018 | 0.15857 | 5 | 0.17658
23361 | 8.32 | 1 | 365 | 9.4457 | 0.53377 | 9 | 0.97944
23363 | 8.925 | 1 | 365 | 10.1325 | 0.60864 | 10 | 0.74116
23379 | 3.64 | 1 | 365 | 4.1325 | 0.48353 | 4 | 0.616
23384 | 5.2 | 1 | 365 | 5.9035 | 0.83361 | 6 | 0.73715
23390 | 8.215 | 1 | 365 | 9.3265 | 0.17367 | 9 | 0.50013
23394 | 3.38 | 1 | 365 | 3.8373 | 0.59185 | 4 | 0.42915
23398 | 8.84 | 1 | 365 | 10.036 | 0.31713 | 10 | 0.35315
23404 | 6.095 | 1 | 365 | 6.9196 | 0.90305 | 7 | 0.82268
23408 | 5.83 | 1 | 365 | 6.6188 | 0.99422 | 7 | 0.61299
23425 | 9.62 | 1 | 365 | 10.9215 | 0.99217 | 11 | 0.91372
23429 | 7.65 | 1 | 365 | 8.685 | 0.23598 | 8 | 0.921
23432 | 2.04 | 1 | 365 | 2.316 | 0.99626 | 3 | 0.31227
23436 | 3.9 | 1 | 365 | 4.4277 | 0.37521 | 4 | 0.80286
23439 | 4.16 | 1 | 365 | 4.7228 | 0.26689 | 4 | 0.98972
23466 | 18.46 | 1 | 365 | 20.9576 | 0.30931 | 21 | 0.26687
23469 | 9.1 | 1 | 365 | 10.3312 | 0.20881 | 10 | 0.54001
23471 | 3.12 | 1 | 365 | 3.5421 | 0.70016 | 4 | 0.24229
22999 | 6.12 | 1 | 365 | 6.948 | 0.98878 | 7 | 0.9368
23095 | 5.355 | 1 | 365 | 6.0795 | 0.36519 | 6 | 0.4447
23112 | 5.355 | 1 | 365 | 6.0795 | 0.36519 | 6 | 0.4447
22316 | 10.92 | 1 | 365 | 12.3974 | 0.45058 | 12 | 0.84801
23297 | 6.82 | 1 | 365 | 7.7427 | 0.38946 | 8 | 0.13218
23296 | 8.47 | 1 | 365 | 9.616 | 0.048204 | 9 | 0.66416
23299 | 6.725 | 1 | 365 | 7.6349 | 0.063657 | 7 | 0.69852
23302 | 6.065 | 1 | 365 | 6.8856 | 0.80016 | 7 | 0.68573
23303 | 5.725 | 1 | 365 | 6.4996 | 0.63412 | 7 | 0.13369
23304 | 4.47 | 1 | 365 | 5.0748 | 0.33004 | 5 | 0.40482
23307 | 6.3 | 1 | 365 | 7.1524 | 0.6061 | 7 | 0.75847
23319 | 6.065 | 1 | 365 | 6.8856 | 0.80016 | 7 | 0.68573
23321 | 8.47 | 1 | 365 | 9.616 | 0.048204 | 9 | 0.66416
23324 | 6.065 | 1 | 365 | 6.8856 | 0.80016 | 7 | 0.68573
23339 | 7.905 | 1 | 365 | 8.9745 | 0.11051 | 9 | 0.085029
23341 | 8.16 | 1 | 365 | 9.264 | 0.98505 | 10 | 0.24906
23347 | 8.67 | 1 | 365 | 9.843 | 0.73411 | 10 | 0.57713
23351 | 10.725 | 1 | 365 | 12.176 | 0.78182 | 12 | 0.95787
23354 | 5.865 | 1 | 365 | 6.6585 | 0.11425 | 6 | 0.77276
23356 | 7.14 | 1 | 365 | 8.106 | 0.48692 | 8 | 0.59293
23380 | 4.08 | 1 | 365 | 4.632 | 0.99252 | 5 | 0.62453
23385 | 7.28 | 1 | 365 | 8.265 | 0.96705 | 9 | 0.23201
23387 | 8.16 | 1 | 365 | 9.264 | 0.98505 | 10 | 0.24906
23388 | 7.395 | 1 | 365 | 8.3955 | 0.36145 | 8 | 0.75696
23393 | 5.775 | 1 | 365 | 6.5563 | 0.80559 | 7 | 0.36193
23397 | 7.14 | 1 | 365 | 8.106 | 0.48692 | 8 | 0.59293
23402 | 8.67 | 1 | 365 | 9.843 | 0.73411 | 10 | 0.57713
23395 | 9.945 | 1 | 365 | 11.2905 | 0.10678 | 11 | 0.39729
23405 | 7.975 | 1 | 365 | 9.054 | 0.35058 | 9 | 0.40457
23407 | 8.525 | 1 | 365 | 9.6784 | 0.23683 | 9 | 0.91523
23410 | 11.73 | 1 | 365 | 13.317 | 0.2285 | 13 | 0.54553
23415 | 7.65 | 1 | 365 | 8.685 | 0.23598 | 8 | 0.921
22463 | 7 | 1 | 365 | 7.9471 | 0.00678 | 7 | 0.95385
23448 | 5.04 | 1 | 365 | 5.7219 | 0.28488 | 6 | 0.0067734
23450 | 7.56 | 1 | 365 | 8.5828 | 0.92732 | 9 | 0.51016
23452 | 5.04 | 1 | 365 | 5.7219 | 0.28488 | 6 | 0.0067734
23453 | 5.88 | 1 | 365 | 6.6755 | 0.1657 | 6 | 0.84124
23454 | 6.6 | 1 | 365 | 7.493 | 0.63496 | 8 | 0.12792
23456 | 6.44 | 1 | 365 | 7.3113 | 0.086238 | 7 | 0.39754
23457 | 7.425 | 1 | 365 | 8.4296 | 0.46433 | 8 | 0.89391
23458 | 4.335 | 1 | 365 | 4.9215 | 0.86706 | 5 | 0.78856
23459 | 5.61 | 1 | 365 | 6.369 | 0.23972 | 6 | 0.60873
23460 | 4.48 | 1 | 365 | 5.0861 | 0.36434 | 5 | 0.45047
23358 | 3.06 | 1 | 365 | 3.474 | 0.49439 | 3 | 0.9684
23462 | 4.08 | 1 | 365 | 4.632 | 0.99252 | 5 | 0.62453
23526 | 13.78 | 1 | 365 | 15.6444 | 0.25906 | 15 | 0.90344
21583 | 3.38 | 1 | 365 | 3.8373 | 0.59185 | 4 | 0.42915
21655 | 10.14 | 1 | 365 | 11.5119 | 0.77554 | 12 | 0.28744
23528 | 5.46 | 1 | 365 | 6.1987 | 0.72529 | 6 | 0.924
23530 | 11.96 | 1 | 365 | 13.5781 | 0.017298 | 13 | 0.59544
23532 | 2.34 | 1 | 365 | 2.6566 | 0.025124 | 2 | 0.68172
23534 | 6.76 | 1 | 365 | 7.6746 | 0.18369 | 7 | 0.85829
23536 | 4.94 | 1 | 365 | 5.6084 | 0.94193 | 6 | 0.55029
23539 | 3.38 | 1 | 365 | 3.8373 | 0.59185 | 4 | 0.42915
23542 | 2.6 | 1 | 365 | 2.9518 | 0.9168 | 3 | 0.86857
23566 | 6.885 | 1 | 365 | 7.8165 | 0.61238 | 8 | 0.4289
23567 | 3.825 | 1 | 365 | 4.3425 | 0.11799 | 4 | 0.4605
23569 | 9.1 | 1 | 365 | 10.3312 | 0.20881 | 10 | 0.54001
23571 | 7.02 | 1 | 365 | 7.9698 | 0.075371 | 8 | 0.045149
23577 | 4.42 | 1 | 365 | 5.018 | 0.15857 | 5 | 0.17658
23581 | 5.72 | 1 | 365 | 6.4939 | 0.61697 | 7 | 0.11086
93 | 2888.58 | 0.7 | 365 | 2295.5753 | 0.55046 | 2296 | 0.12578
13312 | 1128.33 | 0.7 | 365 | 896.692 | 0.75701 | 897 | 0.44898
23636 | 7.75 | 1 | 365 | 8.7985 | 0.57893 | 9 | 0.37748
23579 | 3.64 | 1 | 365 | 4.1325 | 0.48353 | 4 | 0.616
23582 | 7.54 | 1 | 365 | 8.5601 | 0.85873 | 9 | 0.41886
22537 | 390 | 0.9 | 365 | 398.4889 | 0.76854 | 399 | 0.25744
23583 | 4.68 | 1 | 365 | 5.3132 | 0.050247 | 5 | 0.36343
23572 | 10.92 | 1 | 365 | 12.3974 | 0.45058 | 12 | 0.84801
23590 | 6.89 | 1 | 365 | 7.8222 | 0.62953 | 8 | 0.45172
23578 | 2.6 | 1 | 365 | 2.9518 | 0.9168 | 3 | 0.86857
23609 | 3.38 | 1 | 365 | 3.8373 | 0.59185 | 4 | 0.42915
23608 | 8.32 | 1 | 365 | 9.4457 | 0.53377 | 9 | 0.97944
23611 | 7.8 | 1 | 365 | 8.8553 | 0.75041 | 9 | 0.60572
23615 | 13.78 | 1 | 365 | 15.6444 | 0.25906 | 15 | 0.90344
23620 | 9.88 | 1 | 365 | 11.2167 | 0.88386 | 12 | 0.10058
23624 | 6.12 | 1 | 365 | 6.948 | 0.98878 | 7 | 0.9368
23595 | 4.94 | 1 | 365 | 5.6084 | 0.94193 | 6 | 0.55029
23607 | 9.36 | 1 | 365 | 10.6264 | 0.10049 | 10 | 0.72686
23628 | 5.565 | 1 | 365 | 6.3179 | 0.08539 | 6 | 0.40331
23625 | 4.335 | 1 | 365 | 4.9215 | 0.86706 | 5 | 0.78856
23629 | 4.94 | 1 | 365 | 5.6084 | 0.94193 | 6 | 0.55029
23630 | 4.42 | 1 | 365 | 5.018 | 0.15857 | 5 | 0.17658
23631 | 3.12 | 1 | 365 | 3.5421 | 0.70016 | 4 | 0.24229
23632 | 3.9 | 1 | 365 | 4.4277 | 0.37521 | 4 | 0.80286
23633 | 7.02 | 1 | 365 | 7.9698 | 0.075371 | 8 | 0.045149
23654 | 5.46 | 1 | 365 | 6.1987 | 0.72529 | 6 | 0.924
23655 | 12.48 | 1 | 365 | 14.1685 | 0.80066 | 14 | 0.96915
23656 | 4.68 | 1 | 365 | 5.3132 | 0.050247 | 5 | 0.36343
23658 | 7.8 | 1 | 365 | 8.8553 | 0.75041 | 9 | 0.60572
23660 | 6.24 | 1 | 365 | 7.0842 | 0.40033 | 7 | 0.48458
23662 | 4.42 | 1 | 365 | 5.018 | 0.15857 | 5 | 0.17658
23666 | 14.3 | 1 | 365 | 16.2347 | 0.042422 | 16 | 0.27715
23670 | 3.12 | 1 | 365 | 3.5421 | 0.70016 | 4 | 0.24229
23671 | 9.54 | 1 | 365 | 10.8307 | 0.71781 | 11 | 0.54854
23673 | 7.28 | 1 | 365 | 8.265 | 0.96705 | 9 | 0.23201
23675 | 6.12 | 1 | 365 | 6.948 | 0.98878 | 7 | 0.9368
23674 | 6.625 | 1 | 365 | 7.5213 | 0.7207 | 8 | 0.24204
23676 | 4.42 | 1 | 365 | 5.018 | 0.15857 | 5 | 0.17658
23678 | 5.46 | 1 | 365 | 6.1987 | 0.72529 | 6 | 0.924
23677 | 3.38 | 1 | 365 | 3.8373 | 0.59185 | 4 | 0.42915
23680 | 3.24 | 1 | 365 | 3.6784 | 0.11171 | 3 | 0.79007
23681 | 6.63 | 1 | 365 | 7.527 | 0.73785 | 8 | 0.26486
23683 | 7.8 | 1 | 365 | 8.8553 | 0.75041 | 9 | 0.60572
23685 | 7.02 | 1 | 365 | 7.9698 | 0.075371 | 8 | 0.045149
23688 | 7.02 | 1 | 365 | 7.9698 | 0.075371 | 8 | 0.045149
23689 | 3.9 | 1 | 365 | 4.4277 | 0.37521 | 4 | 0.80286
23690 | 4.94 | 1 | 365 | 5.6084 | 0.94193 | 6 | 0.55029
23521 | 5.46 | 1 | 365 | 6.1987 | 0.72529 | 6 | 0.924
23693 | 6.5 | 1 | 365 | 7.3794 | 0.29201 | 7 | 0.67143
23694 | 8.06 | 1 | 365 | 9.1505 | 0.64209 | 9 | 0.79258
23696 | 7.02 | 1 | 365 | 7.9698 | 0.075371 | 8 | 0.045149
23697 | 8.58 | 1 | 365 | 9.7408 | 0.42545 | 10 | 0.16629
23700 | 7.28 | 1 | 365 | 8.265 | 0.96705 | 9 | 0.23201
23702 | 4.42 | 1 | 365 | 5.018 | 0.15857 | 5 | 0.17658
23704 | 3.12 | 1 | 365 | 3.5421 | 0.70016 | 4 | 0.24229
23708 | 10.4 | 1 | 365 | 11.8071 | 0.66722 | 12 | 0.47429
23713 | 10.4 | 1 | 365 | 11.8071 | 0.66722 | 12 | 0.47429
23721 | 7.54 | 1 | 365 | 8.5601 | 0.85873 | 9 | 0.41886
23715 | 9.1 | 1 | 365 | 10.3312 | 0.20881 | 10 | 0.54001
23717 | 4.94 | 1 | 365 | 5.6084 | 0.94193 | 6 | 0.55029
23718 | 3.38 | 1 | 365 | 3.8373 | 0.59185 | 4 | 0.42915
23720 | 7.54 | 1 | 365 | 8.5601 | 0.85873 | 9 | 0.41886
23719 | 3.9 | 1 | 365 | 4.4277 | 0.37521 | 4 | 0.80286
26492 | 5.25 | 1 | 365 | 5.9603 | 0.005085 | 5 | 0.96539
25167 | 4.05 | 1 | 365 | 4.5979 | 0.88964 | 5 | 0.48759
25832 | 29.964 | 0.9 | 365 | 30.6162 | 0.48646 | 31 | 0.10267
23135 | 4.05 | 1 | 365 | 4.5979 | 0.88964 | 5 | 0.48759
23722 | 22.44 | 1 | 365 | 25.476 | 0.95888 | 26 | 0.43492
23782 | 3.6 | 1 | 365 | 4.0871 | 0.34634 | 4 | 0.43341
23786 | 10.5 | 1 | 365 | 11.9206 | 0.01017 | 11 | 0.93078
23723 | 5.865 | 1 | 365 | 6.6585 | 0.11425 | 6 | 0.77276
23725 | 7.28 | 1 | 365 | 8.265 | 0.96705 | 9 | 0.23201
23726 | 9.88 | 1 | 365 | 11.2167 | 0.88386 | 12 | 0.10058
23727 | 7.395 | 1 | 365 | 8.3955 | 0.36145 | 8 | 0.75696
23728 | 4.16 | 1 | 365 | 4.7228 | 0.26689 | 4 | 0.98972
23729 | 2.6 | 1 | 365 | 2.9518 | 0.9168 | 3 | 0.86857
23730 | 9.18 | 1 | 365 | 10.422 | 0.48318 | 10 | 0.90519
23733 | 4.42 | 1 | 365 | 5.018 | 0.15857 | 5 | 0.17658
23732 | 6.24 | 1 | 365 | 7.0842 | 0.40033 | 7 | 0.48458
23736 | 3.64 | 1 | 365 | 4.1325 | 0.48353 | 4 | 0.616
23734 | 4.68 | 1 | 365 | 5.3132 | 0.050247 | 5 | 0.36343
23737 | 11.7 | 1 | 365 | 13.283 | 0.12562 | 13 | 0.40858
23740 | 6.24 | 1 | 365 | 7.0842 | 0.40033 | 7 | 0.48458
23742 | 2.86 | 1 | 365 | 3.2469 | 0.80848 | 4 | 0.055431
23741 | 7.54 | 1 | 365 | 8.5601 | 0.85873 | 9 | 0.41886
23744 | 4.68 | 1 | 365 | 5.3132 | 0.050247 | 5 | 0.36343
23749 | 4.16 | 1 | 365 | 4.7228 | 0.26689 | 4 | 0.98972
23679 | 7.96 | 1 | 365 | 9.037 | 0.29914 | 9 | 0.33609
23771 | 5.2 | 1 | 365 | 5.9035 | 0.83361 | 6 | 0.73715
23772 | 7.28 | 1 | 365 | 8.265 | 0.96705 | 9 | 0.23201
23773 | 5.72 | 1 | 365 | 6.4939 | 0.61697 | 7 | 0.11086
23775 | 5.98 | 1 | 365 | 6.7891 | 0.50865 | 7 | 0.29772
23789 | 5.355 | 1 | 365 | 6.0795 | 0.36519 | 6 | 0.4447
23790 | 5.1 | 1 | 365 | 5.79 | 0.49065 | 6 | 0.28066
23791 | 10.92 | 1 | 365 | 12.3974 | 0.45058 | 12 | 0.84801
23792 | 7.54 | 1 | 365 | 8.5601 | 0.85873 | 9 | 0.41886
23793 | 7.02 | 1 | 365 | 7.9698 | 0.075371 | 8 | 0.045149
23796 | 2.86 | 1 | 365 | 3.2469 | 0.80848 | 4 | 0.055431
23794 | 3.64 | 1 | 365 | 4.1325 | 0.48353 | 4 | 0.616
23795 | 10.14 | 1 | 365 | 11.5119 | 0.77554 | 12 | 0.28744
23799 | 3.12 | 1 | 365 | 3.5421 | 0.70016 | 4 | 0.24229
23800 | 2.04 | 1 | 365 | 2.316 | 0.99626 | 3 | 0.31227
23802 | 9.36 | 1 | 365 | 10.6264 | 0.10049 | 10 | 0.72686
23803 | 8.06 | 1 | 365 | 9.1505 | 0.64209 | 9 | 0.79258
23798 | 10.92 | 1 | 365 | 12.3974 | 0.45058 | 12 | 0.84801
23804 | 4.05 | 1 | 365 | 4.5979 | 0.88964 | 5 | 0.48759
23805 | 6.76 | 1 | 365 | 7.6746 | 0.18369 | 7 | 0.85829
23808 | 8.58 | 1 | 365 | 9.7408 | 0.42545 | 10 | 0.16629
23807 | 9.1 | 1 | 365 | 10.3312 | 0.20881 | 10 | 0.54001
23810 | 18.5 | 1 | 365 | 21.003 | 0.44649 | 21 | 0.44947
23812 | 7.02 | 1 | 365 | 7.9698 | 0.075371 | 8 | 0.045149
23814 | 13.515 | 1 | 365 | 15.3435 | 0.35023 | 15 | 0.69376
23815 | 8.84 | 1 | 365 | 10.036 | 0.31713 | 10 | 0.35315
23819 | 3.64 | 1 | 365 | 4.1325 | 0.48353 | 4 | 0.616
23817 | 20.8 | 1 | 365 | 23.6142 | 0.33443 | 23 | 0.94859
23818 | 12.74 | 1 | 365 | 14.4637 | 0.69234 | 15 | 0.15601
23821 | 6.76 | 1 | 365 | 7.6746 | 0.18369 | 7 | 0.85829
23823 | 4.59 | 1 | 365 | 5.211 | 0.74159 | 5 | 0.9526
23824 | 8.215 | 1 | 365 | 9.3265 | 0.17367 | 9 | 0.50013
23825 | 3.825 | 1 | 365 | 4.3425 | 0.11799 | 4 | 0.4605
23827 | 12.74 | 1 | 365 | 14.4637 | 0.69234 | 15 | 0.15601
23828 | 5.355 | 1 | 365 | 6.0795 | 0.36519 | 6 | 0.4447
23830 | 7.8 | 1 | 365 | 8.8553 | 0.75041 | 9 | 0.60572
23833 | 6.5 | 1 | 365 | 7.3794 | 0.29201 | 7 | 0.67143
23832 | 13.26 | 1 | 365 | 15.054 | 0.4757 | 15 | 0.52973
23834 | 7.28 | 1 | 365 | 8.265 | 0.96705 | 9 | 0.23201
23835 | 8.06 | 1 | 365 | 9.1505 | 0.64209 | 9 | 0.79258
23837 | 6.24 | 1 | 365 | 7.0842 | 0.40033 | 7 | 0.48458
23659 | 2.08 | 1 | 365 | 2.3614 | 0.13344 | 2 | 0.49486
23751 | 2.6 | 1 | 365 | 2.9518 | 0.9168 | 3 | 0.86857
23758 | 6.63 | 1 | 365 | 7.527 | 0.73785 | 8 | 0.26486
23134 | 6.76 | 1 | 365 | 7.6746 | 0.18369 | 7 | 0.85829
23864 | 4.94 | 1 | 365 | 5.6084 | 0.94193 | 6 | 0.55029
23797 | 48 | 0.9 | 365 | 49.0448 | 0.15613 | 49 | 0.20092
23867 | 5.1 | 1 | 365 | 5.79 | 0.49065 | 6 | 0.28066
23868 | 19.24 | 1 | 365 | 21.8431 | 0.98435 | 22 | 0.82744
23870 | 7.02 | 1 | 365 | 7.9698 | 0.075371 | 8 | 0.045149
23874 | 12.48 | 1 | 365 | 14.1685 | 0.80066 | 14 | 0.96915
23877 | 9.1 | 1 | 365 | 10.3312 | 0.20881 | 10 | 0.54001
23879 | 7.575 | 1 | 365 | 8.5999 | 0.97877 | 9 | 0.57863
23880 | 9.96 | 1 | 365 | 11.3075 | 0.15822 | 11 | 0.46577
23883 | 5.805 | 1 | 365 | 6.5904 | 0.90848 | 7 | 0.49887
23884 | 7.96 | 1 | 365 | 9.037 | 0.29914 | 9 | 0.33609
23886 | 4.79 | 1 | 365 | 5.4381 | 0.4275 | 5 | 0.86556
23890 | 3.12 | 1 | 365 | 3.5421 | 0.70016 | 4 | 0.24229
23892 | 3.28 | 1 | 365 | 3.7238 | 0.24889 | 3 | 0.97266
23896 | 5.1 | 1 | 365 | 5.79 | 0.49065 | 6 | 0.28066
23898 | 7.65 | 1 | 365 | 8.685 | 0.23598 | 8 | 0.921
23900 | 6.375 | 1 | 365 | 7.2375 | 0.86332 | 8 | 0.10083
23897 | 4.16 | 1 | 365 | 4.7228 | 0.26689 | 4 | 0.98972
23908 | 4.16 | 1 | 365 | 4.7228 | 0.26689 | 4 | 0.98972
23910 | 12.455 | 1 | 365 | 14.1401 | 0.71492 | 14 | 0.85503
23912 | 7.905 | 1 | 365 | 8.9745 | 0.11051 | 9 | 0.085029
23917 | 6.375 | 1 | 365 | 7.2375 | 0.86332 | 8 | 0.10083
23919 | 6.12 | 1 | 365 | 6.948 | 0.98878 | 7 | 0.9368
23921 | 5.775 | 1 | 365 | 6.5563 | 0.80559 | 7 | 0.36193
23924 | 4.59 | 1 | 365 | 5.211 | 0.74159 | 5 | 0.9526
23925 | 4.59 | 1 | 365 | 5.211 | 0.74159 | 5 | 0.9526
23928 | 4.845 | 1 | 365 | 5.5005 | 0.61612 | 6 | 0.11663
23929 | 9.9 | 1 | 365 | 11.2394 | 0.95245 | 12 | 0.19188
23935 | 4.59 | 1 | 365 | 5.211 | 0.74159 | 5 | 0.9526
23937 | 7.905 | 1 | 365 | 8.9745 | 0.11051 | 9 | 0.085029
23940 | 10.455 | 1 | 365 | 11.8695 | 0.85584 | 12 | 0.72536
23942 | 4.94 | 1 | 365 | 5.6084 | 0.94193 | 6 | 0.55029
23926 | 6.44 | 1 | 365 | 7.3113 | 0.086238 | 7 | 0.39754
23948 | 3.18 | 1 | 365 | 3.6102 | 0.90594 | 4 | 0.51618
24275 | 5.72 | 1 | 365 | 6.4939 | 0.61697 | 7 | 0.11086
24277 | 4.16 | 1 | 365 | 4.7228 | 0.26689 | 4 | 0.98972
24280 | 3.315 | 1 | 365 | 3.7635 | 0.36893 | 4 | 0.13243
24279 | 3.64 | 1 | 365 | 4.1325 | 0.48353 | 4 | 0.616
24281 | 12.74 | 1 | 365 | 14.4637 | 0.69234 | 15 | 0.15601
24283 | 7.02 | 1 | 365 | 7.9698 | 0.075371 | 8 | 0.045149
23952 | 5.98 | 1 | 365 | 6.7891 | 0.50865 | 7 | 0.29772
23963 | 7.56 | 1 | 365 | 8.5828 | 0.92732 | 9 | 0.51016
22105 | 6.24 | 1 | 365 | 7.0842 | 0.40033 | 7 | 0.48458
23965 | 6.44 | 1 | 365 | 7.3113 | 0.086238 | 7 | 0.39754
23966 | 5.775 | 1 | 365 | 6.5563 | 0.80559 | 7 | 0.36193
23958 | 5.98 | 1 | 365 | 6.7891 | 0.50865 | 7 | 0.29772
23967 | 7.28 | 1 | 365 | 8.265 | 0.96705 | 9 | 0.23201
23969 | 7.975 | 1 | 365 | 9.054 | 0.35058 | 9 | 0.40457
23970 | 5.775 | 1 | 365 | 6.5563 | 0.80559 | 7 | 0.36193
23972 | 8.68 | 1 | 365 | 9.8544 | 0.76841 | 10 | 0.62278
23973 | 6.76 | 1 | 365 | 7.6746 | 0.18369 | 7 | 0.85829
23975 | 4.48 | 1 | 365 | 5.0861 | 0.36434 | 5 | 0.45047
23974 | 10.92 | 1 | 365 | 12.3974 | 0.45058 | 12 | 0.84801
24285 | 14.04 | 1 | 365 | 15.9396 | 0.15074 | 16 | 0.090297
23976 | 5.61 | 1 | 365 | 6.369 | 0.23972 | 6 | 0.60873
23978 | 4.94 | 1 | 365 | 5.6084 | 0.94193 | 6 | 0.55029
23981 | 3.12 | 1 | 365 | 3.5421 | 0.70016 | 4 | 0.24229
23983 | 10.92 | 1 | 365 | 12.3974 | 0.45058 | 12 | 0.84801
24287 | 5.46 | 1 | 365 | 6.1987 | 0.72529 | 6 | 0.924
24289 | 9.1 | 1 | 365 | 10.3312 | 0.20881 | 10 | 0.54001
23945 | 12.495 | 1 | 365 | 14.1855 | 0.8521 | 15 | 0.037626
23988 | 11.2 | 1 | 365 | 12.7153 | 0.41085 | 13 | 0.12616
23990 | 7.28 | 1 | 365 | 8.265 | 0.96705 | 9 | 0.23201
23989 | 5.2 | 1 | 365 | 5.9035 | 0.83361 | 6 | 0.73715
24290 | 4.08 | 1 | 365 | 4.632 | 0.99252 | 5 | 0.62453
23993 | 4.94 | 1 | 365 | 5.6084 | 0.94193 | 6 | 0.55029
23994 | 3.38 | 1 | 365 | 3.8373 | 0.59185 | 4 | 0.42915
24291 | 7.54 | 1 | 365 | 8.5601 | 0.85873 | 9 | 0.41886
23998 | 6.76 | 1 | 365 | 7.6746 | 0.18369 | 7 | 0.85829
24293 | 8.84 | 1 | 365 | 10.036 | 0.31713 | 10 | 0.35315
24011 | 4.2 | 1 | 365 | 4.7682 | 0.40407 | 5 | 0.17231
24292 | 6.76 | 1 | 365 | 7.6746 | 0.18369 | 7 | 0.85829
24015 | 7.65 | 1 | 365 | 8.685 | 0.23598 | 8 | 0.921
24016 | 4.76 | 1 | 365 | 5.404 | 0.32461 | 5 | 0.72862
24294 | 8.64 | 1 | 365 | 9.809 | 0.63123 | 10 | 0.44018
24295 | 10.4 | 1 | 365 | 11.8071 | 0.66722 | 12 | 0.47429
24296 | 8.06 | 1 | 365 | 9.1505 | 0.64209 | 9 | 0.79258
24297 | 10.92 | 1 | 365 | 12.3974 | 0.45058 | 12 | 0.84801
24018 | 7.395 | 1 | 365 | 8.3955 | 0.36145 | 8 | 0.75696
24298 | 14.04 | 1 | 365 | 15.9396 | 0.15074 | 16 | 0.090297
24299 | 11.96 | 1 | 365 | 13.5781 | 0.017298 | 13 | 0.59544
24300 | 9.1 | 1 | 365 | 10.3312 | 0.20881 | 10 | 0.54001
24301 | 4.68 | 1 | 365 | 5.3132 | 0.050247 | 5 | 0.36343
24302 | 3.64 | 1 | 365 | 4.1325 | 0.48353 | 4 | 0.616
24303 | 7.8 | 1 | 365 | 8.8553 | 0.75041 | 9 | 0.60572
24304 | 8.32 | 1 | 365 | 9.4457 | 0.53377 | 9 | 0.97944
24305 | 3.9 | 1 | 365 | 4.4277 | 0.37521 | 4 | 0.80286
24029 | 5.61 | 1 | 365 | 6.369 | 0.23972 | 6 | 0.60873
24306 | 5.72 | 1 | 365 | 6.4939 | 0.61697 | 7 | 0.11086
23991 | 7.65 | 1 | 365 | 8.685 | 0.23598 | 8 | 0.921
24307 | 3.64 | 1 | 365 | 4.1325 | 0.48353 | 4 | 0.616
24026 | 7.15 | 1 | 365 | 8.1174 | 0.52121 | 8 | 0.63858
24046 | 4.905 | 1 | 365 | 5.5686 | 0.82189 | 6 | 0.39052
24309 | 7.685 | 1 | 365 | 8.7247 | 0.35601 | 9 | 0.080765
24310 | 14.04 | 1 | 365 | 15.9396 | 0.15074 | 16 | 0.090297
24311 | 4.42 | 1 | 365 | 5.018 | 0.15857 | 5 | 0.17658
24312 | 6.24 | 1 | 365 | 7.0842 | 0.40033 | 7 | 0.48458
23575 | 5.46 | 1 | 365 | 6.1987 | 0.72529 | 6 | 0.924
24055 | 12.48 | 1 | 365 | 14.1685 | 0.80066 | 14 | 0.96915
24056 | 7.28 | 1 | 365 | 8.265 | 0.96705 | 9 | 0.23201
24057 | 10.92 | 1 | 365 | 12.3974 | 0.45058 | 12 | 0.84801
24058 | 4.94 | 1 | 365 | 5.6084 | 0.94193 | 6 | 0.55029
24061 | 9 | 1 | 365 | 10.2177 | 0.86586 | 11 | 0.083524
24060 | 7.02 | 1 | 365 | 7.9698 | 0.075371 | 8 | 0.045149
24059 | 13 | 1 | 365 | 14.7588 | 0.58402 | 15 | 0.34287
24065 | 5.2 | 1 | 365 | 5.9035 | 0.83361 | 6 | 0.73715
24066 | 6.24 | 1 | 365 | 7.0842 | 0.40033 | 7 | 0.48458
24067 | 21.42 | 1 | 365 | 24.318 | 0.46075 | 24 | 0.77879
24070 | 17.94 | 1 | 365 | 20.3672 | 0.52595 | 20 | 0.89316
24074 | 8.58 | 1 | 365 | 9.7408 | 0.42545 | 10 | 0.16629
24076 | 4.42 | 1 | 365 | 5.018 | 0.15857 | 5 | 0.17658
24075 | 5.72 | 1 | 365 | 6.4939 | 0.61697 | 7 | 0.11086
24077 | 4.68 | 1 | 365 | 5.3132 | 0.050247 | 5 | 0.36343
24078 | 5.67 | 1 | 365 | 6.4371 | 0.44549 | 6 | 0.88262
24079 | 3.9 | 1 | 365 | 4.4277 | 0.37521 | 4 | 0.80286
24080 | 5.98 | 1 | 365 | 6.7891 | 0.50865 | 7 | 0.29772
24081 | 5.035 | 1 | 365 | 5.7162 | 0.26773 | 5 | 0.98395
24082 | 14.3 | 1 | 365 | 16.2347 | 0.042422 | 16 | 0.27715
24083 | 6.76 | 1 | 365 | 7.6746 | 0.18369 | 7 | 0.85829
24331 | 4.68 | 1 | 365 | 5.3132 | 0.050247 | 5 | 0.36343
24334 | 8.32 | 1 | 365 | 9.4457 | 0.53377 | 9 | 0.97944
24336 | 4.08 | 1 | 365 | 4.632 | 0.99252 | 5 | 0.62453
23987 | 6.375 | 1 | 365 | 7.2375 | 0.86332 | 8 | 0.10083
23752 | 10.2 | 1 | 365 | 11.58 | 0.98131 | 12 | 0.56133
24347 | 5.72 | 1 | 365 | 6.4939 | 0.61697 | 7 | 0.11086
23337 | 7.14 | 1 | 365 | 8.106 | 0.48692 | 8 | 0.59293
22886 | 6.885 | 1 | 365 | 7.8165 | 0.61238 | 8 | 0.4289
24114 | 3.825 | 1 | 365 | 4.3425 | 0.11799 | 4 | 0.4605
24115 | 9.36 | 1 | 365 | 10.6264 | 0.10049 | 10 | 0.72686
24346 | 6.82 | 1 | 365 | 7.7427 | 0.38946 | 8 | 0.13218
22192 | 6.24 | 1 | 365 | 7.0842 | 0.40033 | 7 | 0.48458
24349 | 9.62 | 1 | 365 | 10.9215 | 0.99217 | 11 | 0.91372
24350 | 5.47 | 1 | 365 | 6.2101 | 0.75958 | 6 | 0.96965
13503 | 2.45 | 1 | 365 | 2.7815 | 0.40237 | 3 | 0.18385
20645 | 7.54 | 1 | 365 | 8.5601 | 0.85873 | 9 | 0.41886
24271 | 8.4 | 1 | 365 | 9.5365 | 0.80814 | 10 | 0.34462
24091 | 7.8 | 1 | 365 | 8.8553 | 0.75041 | 9 | 0.60572
14215 | 10.71 | 1 | 365 | 12.159 | 0.73037 | 12 | 0.88939
14162 | 13.75 | 1 | 365 | 15.6103 | 0.15617 | 15 | 0.76649
24098 | 1.82 | 1 | 365 | 2.0662 | 0.24176 | 2 | 0.308
19876 | 15.81 | 1 | 365 | 17.949 | 0.22103 | 18 | 0.17006
24107 | 4.845 | 1 | 365 | 5.5005 | 0.61612 | 6 | 0.11663
24163 | 7.14 | 1 | 365 | 8.106 | 0.48692 | 8 | 0.59293
24068 | 5 | 1 | 365 | 5.6765 | 0.1477 | 5 | 0.82418
24089 | 8.415 | 1 | 365 | 9.5535 | 0.85958 | 10 | 0.41309
24351 | 8.32 | 1 | 365 | 9.4457 | 0.53377 | 9 | 0.97944
24352 | 8.47 | 1 | 365 | 9.616 | 0.048204 | 9 | 0.66416
24269 | 3 | 1 | 365 | 3.4059 | 0.28862 | 3 | 0.69451
24260 | 6.3 | 1 | 365 | 7.1524 | 0.6061 | 7 | 0.75847
24189 | 7.54 | 1 | 365 | 8.5601 | 0.85873 | 9 | 0.41886
24190 | 5.61 | 1 | 365 | 6.369 | 0.23972 | 6 | 0.60873
24192 | 10.14 | 1 | 365 | 11.5119 | 0.77554 | 12 | 0.28744
24353 | 12.48 | 1 | 365 | 14.1685 | 0.80066 | 14 | 0.96915
24355 | 6.24 | 1 | 365 | 7.0842 | 0.40033 | 7 | 0.48458
22131 | 4.59 | 1 | 365 | 5.211 | 0.74159 | 5 | 0.9526
24358 | 4.16 | 1 | 365 | 4.7228 | 0.26689 | 4 | 0.98972
24360 | 5.2 | 1 | 365 | 5.9035 | 0.83361 | 6 | 0.73715
24361 | 6.76 | 1 | 365 | 7.6746 | 0.18369 | 7 | 0.85829
24364 | 4.16 | 1 | 365 | 4.7228 | 0.26689 | 4 | 0.98972
24366 | 6.725 | 1 | 365 | 7.6349 | 0.063657 | 7 | 0.69852
24367 | 5.2 | 1 | 365 | 5.9035 | 0.83361 | 6 | 0.73715
24368 | 8.59 | 1 | 365 | 9.7522 | 0.45975 | 10 | 0.21194
24371 | 5.47 | 1 | 365 | 6.2101 | 0.75958 | 6 | 0.96965
24373 | 10.4 | 1 | 365 | 11.8071 | 0.66722 | 12 | 0.47429
24377 | 4.42 | 1 | 365 | 5.018 | 0.15857 | 5 | 0.17658
24376 | 5.215 | 1 | 365 | 5.9206 | 0.88505 | 6 | 0.80562
24378 | 4.98 | 1 | 365 | 5.6538 | 0.079109 | 5 | 0.73288
24382 | 8.58 | 1 | 365 | 9.7408 | 0.42545 | 10 | 0.16629
24379 | 13 | 1 | 365 | 14.7588 | 0.58402 | 15 | 0.34287
24380 | 5.05 | 1 | 365 | 5.7332 | 0.31918 | 6 | 0.052422
24384 | 9.01 | 1 | 365 | 10.229 | 0.90016 | 11 | 0.12917
23610 | 4.68 | 1 | 365 | 5.3132 | 0.050247 | 5 | 0.36343
23714 | 5.72 | 1 | 365 | 6.4939 | 0.61697 | 7 | 0.11086
23968 | 4.68 | 1 | 365 | 5.3132 | 0.050247 | 5 | 0.36343
23587 | 6.76 | 1 | 365 | 7.6746 | 0.18369 | 7 | 0.85829
23568 | 3.9 | 1 | 365 | 4.4277 | 0.37521 | 4 | 0.80286
23593 | 5.98 | 1 | 365 | 6.7891 | 0.50865 | 7 | 0.29772
24386 | 5.47 | 1 | 365 | 6.2101 | 0.75958 | 6 | 0.96965
23646 | 6.24 | 1 | 365 | 7.0842 | 0.40033 | 7 | 0.48458
23665 | 3.9 | 1 | 365 | 4.4277 | 0.37521 | 4 | 0.80286
23843 | 6.5 | 1 | 365 | 7.3794 | 0.29201 | 7 | 0.67143
23851 | 3.9 | 1 | 365 | 4.4277 | 0.37521 | 4 | 0.80286
23855 | 13 | 1 | 365 | 14.7588 | 0.58402 | 15 | 0.34287
23943 | 9.36 | 1 | 365 | 10.6264 | 0.10049 | 10 | 0.72686
23954 | 13 | 1 | 365 | 14.7588 | 0.58402 | 15 | 0.34287
23946 | 15.08 | 1 | 365 | 17.1203 | 0.71746 | 17 | 0.83773
23955 | 6.76 | 1 | 365 | 7.6746 | 0.18369 | 7 | 0.85829
23959 | 11.18 | 1 | 365 | 12.6926 | 0.34226 | 13 | 0.034866
24042 | 8.84 | 1 | 365 | 10.036 | 0.31713 | 10 | 0.35315
24014 | 7.8 | 1 | 365 | 8.8553 | 0.75041 | 9 | 0.60572
24039 | 8.84 | 1 | 365 | 10.036 | 0.31713 | 10 | 0.35315
24052 | 5.61 | 1 | 365 | 6.369 | 0.23972 | 6 | 0.60873
19978 | 7.28 | 1 | 365 | 8.265 | 0.96705 | 9 | 0.23201
20778 | 12.74 | 1 | 365 | 14.4637 | 0.69234 | 15 | 0.15601
21216 | 3.38 | 1 | 365 | 3.8373 | 0.59185 | 4 | 0.42915
20719 | 12.74 | 1 | 365 | 14.4637 | 0.69234 | 15 | 0.15601
21028 | 4.42 | 1 | 365 | 5.018 | 0.15857 | 5 | 0.17658
17958 | 2.6 | 1 | 365 | 2.9518 | 0.9168 | 3 | 0.86857
23950 | 4.68 | 1 | 365 | 5.3132 | 0.050247 | 5 | 0.36343
24460 | 5.13 | 1 | 365 | 5.8241 | 0.59354 | 6 | 0.41761
24413 | 6.82 | 1 | 365 | 7.7427 | 0.38946 | 8 | 0.13218
24464 | 8.4 | 1 | 365 | 9.5365 | 0.80814 | 10 | 0.34462
24431 | 2.86 | 1 | 365 | 3.2469 | 0.80848 | 4 | 0.055431
24462 | 7.54 | 1 | 365 | 8.5601 | 0.85873 | 9 | 0.41886
24466 | 6.44 | 1 | 365 | 7.3113 | 0.086238 | 7 | 0.39754
24467 | 4.79 | 1 | 365 | 5.4381 | 0.4275 | 5 | 0.86556
24437 | 8.32 | 1 | 365 | 9.4457 | 0.53377 | 9 | 0.97944
24470 | 3.02 | 1 | 365 | 3.4286 | 0.35721 | 3 | 0.7858
24461 | 8.4 | 1 | 365 | 9.5365 | 0.80814 | 10 | 0.34462
24469 | 9.9 | 1 | 365 | 11.2394 | 0.95245 | 12 | 0.19188
24468 | 9.1 | 1 | 365 | 10.3312 | 0.20881 | 10 | 0.54001
24471 | 8.47 | 1 | 365 | 9.616 | 0.048204 | 9 | 0.66416
24475 | 4.16 | 1 | 365 | 4.7228 | 0.26689 | 4 | 0.98972
24474 | 5.805 | 1 | 365 | 6.5904 | 0.90848 | 7 | 0.49887
24472 | 11.66 | 1 | 365 | 13.2376 | 0.98844 | 14 | 0.22599
24478 | 6.325 | 1 | 365 | 7.1807 | 0.69184 | 7 | 0.87259
24479 | 9.88 | 1 | 365 | 11.2167 | 0.88386 | 12 | 0.10058
24483 | 10.2 | 1 | 365 | 11.58 | 0.98131 | 12 | 0.56133
24484 | 7.96 | 1 | 365 | 9.037 | 0.29914 | 9 | 0.33609
24487 | 5.25 | 1 | 365 | 5.9603 | 0.005085 | 5 | 0.96539
24486 | 6.24 | 1 | 365 | 7.0842 | 0.40033 | 7 | 0.48458
24488 | 7.75 | 1 | 365 | 8.7985 | 0.57893 | 9 | 0.37748
24477 | 4.335 | 1 | 365 | 4.9215 | 0.86706 | 5 | 0.78856
24481 | 10.2 | 1 | 365 | 11.58 | 0.98131 | 12 | 0.56133
24485 | 6 | 1 | 365 | 6.8118 | 0.57724 | 7 | 0.38902
24490 | 7.29 | 1 | 365 | 8.2763 | 0.0013466 | 8 | 0.27765
24489 | 6.76 | 1 | 365 | 7.6746 | 0.18369 | 7 | 0.85829
24491 | 2.75 | 1 | 365 | 3.1221 | 0.43124 | 3 | 0.5533
24493 | 9.9 | 1 | 365 | 11.2394 | 0.95245 | 12 | 0.19188
24494 | 4.95 | 1 | 365 | 5.6197 | 0.97622 | 6 | 0.59594
24495 | 8.25 | 1 | 365 | 9.3662 | 0.29371 | 9 | 0.6599
24501 | 7.155 | 1 | 365 | 8.123 | 0.53836 | 8 | 0.6614
24504 | 11.22 | 1 | 365 | 12.738 | 0.47944 | 13 | 0.21746
24496 | 6.75 | 1 | 365 | 7.6632 | 0.1494 | 7 | 0.81264
24507 | 5.2 | 1 | 365 | 5.9035 | 0.83361 | 6 | 0.73715
24516 | 4.94 | 1 | 365 | 5.6084 | 0.94193 | 6 | 0.55029
24506 | 5.98 | 1 | 365 | 6.7891 | 0.50865 | 7 | 0.29772
24508 | 7.8 | 1 | 365 | 8.8553 | 0.75041 | 9 | 0.60572
24510 | 10.2 | 1 | 365 | 11.58 | 0.98131 | 12 | 0.56133
24513 | 7.905 | 1 | 365 | 8.9745 | 0.11051 | 9 | 0.085029
24517 | 6.76 | 1 | 365 | 7.6746 | 0.18369 | 7 | 0.85829
24519 | 5.2 | 1 | 365 | 5.9035 | 0.83361 | 6 | 0.73715
24515 | 5.3 | 1 | 365 | 6.0171 | 0.17656 | 6 | 0.19363
24520 | 8.84 | 1 | 365 | 10.036 | 0.31713 | 10 | 0.35315
24521 | 9.88 | 1 | 365 | 11.2167 | 0.88386 | 12 | 0.10058
24522 | 13.26 | 1 | 365 | 15.054 | 0.4757 | 15 | 0.52973
24524 | 3.12 | 1 | 365 | 3.5421 | 0.70016 | 4 | 0.24229
24525 | 10.92 | 1 | 365 | 12.3974 | 0.45058 | 12 | 0.84801
24526 | 7.54 | 1 | 365 | 8.5601 | 0.85873 | 9 | 0.41886
23873 | 15.555 | 1 | 365 | 17.6595 | 0.34649 | 18 | 0.006024
24533 | 2.08 | 1 | 365 | 2.3614 | 0.13344 | 2 | 0.49486
24539 | 8.32 | 1 | 365 | 9.4457 | 0.53377 | 9 | 0.97944
24537 | 2.6 | 1 | 365 | 2.9518 | 0.9168 | 3 | 0.86857
24541 | 7.02 | 1 | 365 | 7.9698 | 0.075371 | 8 | 0.045149
24540 | 11.96 | 1 | 365 | 13.5781 | 0.017298 | 13 | 0.59544
24538 | 8.84 | 1 | 365 | 10.036 | 0.31713 | 10 | 0.35315
24544 | 10.14 | 1 | 365 | 11.5119 | 0.77554 | 12 | 0.28744
24543 | 5.2 | 1 | 365 | 5.9035 | 0.83361 | 6 | 0.73715
24546 | 5.98 | 1 | 365 | 6.7891 | 0.50865 | 7 | 0.29772
24547 | 9.1 | 1 | 365 | 10.3312 | 0.20881 | 10 | 0.54001
24528 | 9.88 | 1 | 365 | 11.2167 | 0.88386 | 12 | 0.10058
24555 | 11.96 | 1 | 365 | 13.5781 | 0.017298 | 13 | 0.59544
24553 | 13 | 1 | 365 | 14.7588 | 0.58402 | 15 | 0.34287
24554 | 8.84 | 1 | 365 | 10.036 | 0.31713 | 10 | 0.35315
24512 | 11.7 | 1 | 365 | 13.283 | 0.12562 | 13 | 0.40858
24559 | 6.5 | 1 | 365 | 7.3794 | 0.29201 | 7 | 0.67143
24558 | 14.04 | 1 | 365 | 15.9396 | 0.15074 | 16 | 0.090297
24560 | 2.34 | 1 | 365 | 2.6566 | 0.025124 | 2 | 0.68172
24561 | 8.06 | 1 | 365 | 9.1505 | 0.64209 | 9 | 0.79258
24562 | 6.24 | 1 | 365 | 7.0842 | 0.40033 | 7 | 0.48458
24564 | 2.86 | 1 | 365 | 3.2469 | 0.80848 | 4 | 0.055431
24566 | 5.46 | 1 | 365 | 6.1987 | 0.72529 | 6 | 0.924
24567 | 3.38 | 1 | 365 | 3.8373 | 0.59185 | 4 | 0.42915
24569 | 4.16 | 1 | 365 | 4.7228 | 0.26689 | 4 | 0.98972
24571 | 4.94 | 1 | 365 | 5.6084 | 0.94193 | 6 | 0.55029
24572 | 9.1 | 1 | 365 | 10.3312 | 0.20881 | 10 | 0.54001
24570 | 6.5 | 1 | 365 | 7.3794 | 0.29201 | 7 | 0.67143
24573 | 11.7 | 1 | 365 | 13.283 | 0.12562 | 13 | 0.40858
24592 | 7.8 | 1 | 365 | 8.8553 | 0.75041 | 9 | 0.60572
24591 | 5.98 | 1 | 365 | 6.7891 | 0.50865 | 7 | 0.29772
24590 | 2.86 | 1 | 365 | 3.2469 | 0.80848 | 4 | 0.055431
24588 | 6.24 | 1 | 365 | 7.0842 | 0.40033 | 7 | 0.48458
24578 | 4.95 | 1 | 365 | 5.6197 | 0.97622 | 6 | 0.59594
24579 | 9.625 | 1 | 365 | 10.9272 | 0.0093225 | 10 | 0.93655
24581 | 8 | 1 | 365 | 9.0824 | 0.43632 | 9 | 0.51869
24582 | 4.95 | 1 | 365 | 5.6197 | 0.97622 | 6 | 0.59594
24263 | 5.1 | 1 | 365 | 5.79 | 0.49065 | 6 | 0.28066
24733 | 6.725 | 1 | 365 | 7.6349 | 0.063657 | 7 | 0.69852
24715 | 6.12 | 1 | 365 | 6.948 | 0.98878 | 7 | 0.9368
24722 | 9.1 | 1 | 365 | 10.3312 | 0.20881 | 10 | 0.54001
24735 | 6.47 | 1 | 365 | 7.3454 | 0.18912 | 7 | 0.53449
24736 | 9.36 | 1 | 365 | 10.6264 | 0.10049 | 10 | 0.72686
24738 | 12.48 | 1 | 365 | 14.1685 | 0.80066 | 14 | 0.96915
24739 | 13.52 | 1 | 365 | 15.3492 | 0.36738 | 15 | 0.71658
24741 | 9.18 | 1 | 365 | 10.422 | 0.48318 | 10 | 0.90519
24743 | 5.98 | 1 | 365 | 6.7891 | 0.50865 | 7 | 0.29772
24742 | 7.8 | 1 | 365 | 8.8553 | 0.75041 | 9 | 0.60572
24745 | 8.06 | 1 | 365 | 9.1505 | 0.64209 | 9 | 0.79258
24746 | 6.24 | 1 | 365 | 7.0842 | 0.40033 | 7 | 0.48458
24748 | 3.38 | 1 | 365 | 3.8373 | 0.59185 | 4 | 0.42915
24747 | 8.32 | 1 | 365 | 9.4457 | 0.53377 | 9 | 0.97944
24749 | 5.2 | 1 | 365 | 5.9035 | 0.83361 | 6 | 0.73715
24750 | 12.74 | 1 | 365 | 14.4637 | 0.69234 | 15 | 0.15601
24751 | 6.725 | 1 | 365 | 7.6349 | 0.063657 | 7 | 0.69852
24752 | 8.215 | 1 | 365 | 9.3265 | 0.17367 | 9 | 0.50013
24753 | 7.96 | 1 | 365 | 9.037 | 0.29914 | 9 | 0.33609
24755 | 5.46 | 1 | 365 | 6.1987 | 0.72529 | 6 | 0.924
24756 | 10.36 | 1 | 365 | 11.7617 | 0.53003 | 12 | 0.2917
24758 | 6.82 | 1 | 365 | 7.7427 | 0.38946 | 8 | 0.13218
24757 | 14.045 | 1 | 365 | 15.9452 | 0.16789 | 16 | 0.11312
24759 | 5.2 | 1 | 365 | 5.9035 | 0.83361 | 6 | 0.73715
24760 | 10.2 | 1 | 365 | 11.58 | 0.98131 | 12 | 0.56133
24762 | 5.61 | 1 | 365 | 6.369 | 0.23972 | 6 | 0.60873
24765 | 6.6 | 1 | 365 | 7.493 | 0.63496 | 8 | 0.12792
24744 | 13.515 | 1 | 365 | 15.3435 | 0.35023 | 15 | 0.69376
24766 | 2.08 | 1 | 365 | 2.3614 | 0.13344 | 2 | 0.49486
24768 | 8.58 | 1 | 365 | 9.7408 | 0.42545 | 10 | 0.16629
24769 | 5.035 | 1 | 365 | 5.7162 | 0.26773 | 5 | 0.98395
24770 | 6.63 | 1 | 365 | 7.527 | 0.73785 | 8 | 0.26486
24772 | 8.32 | 1 | 365 | 9.4457 | 0.53377 | 9 | 0.97944
24773 | 8.06 | 1 | 365 | 9.1505 | 0.64209 | 9 | 0.79258
24767 | 3.75 | 1 | 365 | 4.2574 | 0.86078 | 5 | 0.11813
24775 | 9.1 | 1 | 365 | 10.3312 | 0.20881 | 10 | 0.54001
24777 | 6.5 | 1 | 365 | 7.3794 | 0.29201 | 7 | 0.67143
24778 | 7.15 | 1 | 365 | 8.1174 | 0.52121 | 8 | 0.63858
24776 | 7.54 | 1 | 365 | 8.5601 | 0.85873 | 9 | 0.41886
24780 | 5.98 | 1 | 365 | 6.7891 | 0.50865 | 7 | 0.29772
24771 | 14.04 | 1 | 365 | 15.9396 | 0.15074 | 16 | 0.090297
24782 | 10.66 | 1 | 365 | 12.1023 | 0.5589 | 12 | 0.66115
24786 | 10 | 1 | 365 | 11.353 | 0.2954 | 11 | 0.64836
24785 | 10.07 | 1 | 365 | 11.4324 | 0.53547 | 11 | 0.9679
24784 | 9.36 | 1 | 365 | 10.6264 | 0.10049 | 10 | 0.72686
24789 | 3.12 | 1 | 365 | 3.5421 | 0.70016 | 4 | 0.24229
24788 | 6.76 | 1 | 365 | 7.6746 | 0.18369 | 7 | 0.85829
24792 | 9.18 | 1 | 365 | 10.422 | 0.48318 | 10 | 0.90519
24793 | 2.6 | 1 | 365 | 2.9518 | 0.9168 | 3 | 0.86857
24795 | 6.24 | 1 | 365 | 7.0842 | 0.40033 | 7 | 0.48458
24794 | 14.56 | 1 | 365 | 16.5299 | 0.9341 | 17 | 0.46401
24797 | 3.12 | 1 | 365 | 3.5421 | 0.70016 | 4 | 0.24229
24798 | 13 | 1 | 365 | 14.7588 | 0.58402 | 15 | 0.34287
24799 | 10.4 | 1 | 365 | 11.8071 | 0.66722 | 12 | 0.47429
24802 | 9.88 | 1 | 365 | 11.2167 | 0.88386 | 12 | 0.10058
24801 | 8.06 | 1 | 365 | 9.1505 | 0.64209 | 9 | 0.79258
24803 | 4.845 | 1 | 365 | 5.5005 | 0.61612 | 6 | 0.11663
24804 | 3.12 | 1 | 365 | 3.5421 | 0.70016 | 4 | 0.24229
24805 | 6.5 | 1 | 365 | 7.3794 | 0.29201 | 7 | 0.67143
24807 | 8.58 | 1 | 365 | 9.7408 | 0.42545 | 10 | 0.16629
24806 | 4.68 | 1 | 365 | 5.3132 | 0.050247 | 5 | 0.36343
24808 | 8.32 | 1 | 365 | 9.4457 | 0.53377 | 9 | 0.97944
24812 | 4.16 | 1 | 365 | 4.7228 | 0.26689 | 4 | 0.98972
24811 | 6.24 | 1 | 365 | 7.0842 | 0.40033 | 7 | 0.48458
24809 | 10.14 | 1 | 365 | 11.5119 | 0.77554 | 12 | 0.28744
24813 | 9.62 | 1 | 365 | 10.9215 | 0.99217 | 11 | 0.91372
24815 | 5.46 | 1 | 365 | 6.1987 | 0.72529 | 6 | 0.924
24814 | 9.88 | 1 | 365 | 11.2167 | 0.88386 | 12 | 0.10058
24816 | 3.12 | 1 | 365 | 3.5421 | 0.70016 | 4 | 0.24229
24817 | 6.5 | 1 | 365 | 7.3794 | 0.29201 | 7 | 0.67143
24821 | 5.3 | 1 | 365 | 6.0171 | 0.17656 | 6 | 0.19363
24819 | 3.64 | 1 | 365 | 4.1325 | 0.48353 | 4 | 0.616
24823 | 4.42 | 1 | 365 | 5.018 | 0.15857 | 5 | 0.17658
24824 | 6.24 | 1 | 365 | 7.0842 | 0.40033 | 7 | 0.48458
24826 | 6.76 | 1 | 365 | 7.6746 | 0.18369 | 7 | 0.85829
24827 | 7.02 | 1 | 365 | 7.9698 | 0.075371 | 8 | 0.045149
24825 | 9.1 | 1 | 365 | 10.3312 | 0.20881 | 10 | 0.54001
24830 | 3.24 | 1 | 365 | 3.6784 | 0.11171 | 3 | 0.79007
24829 | 5.1 | 1 | 365 | 5.79 | 0.49065 | 6 | 0.28066
24831 | 10.725 | 1 | 365 | 12.176 | 0.78182 | 12 | 0.95787
24689 | 5.2 | 1 | 365 | 5.9035 | 0.83361 | 6 | 0.73715
24832 | 8.58 | 1 | 365 | 9.7408 | 0.42545 | 10 | 0.16629
24837 | 6.76 | 1 | 365 | 7.6746 | 0.18369 | 7 | 0.85829
23777 | 5.04 | 1 | 365 | 5.7219 | 0.28488 | 6 | 0.0067734
18395 | 6.24 | 1 | 365 | 7.0842 | 0.40033 | 7 | 0.48458
18700 | 3.12 | 1 | 365 | 3.5421 | 0.70016 | 4 | 0.24229
17783 | 12.24 | 1 | 365 | 13.896 | 0.97757 | 14 | 0.87359
16252 | 5.635 | 1 | 365 | 6.3974 | 0.32546 | 6 | 0.72285
25009 | 9.075 | 1 | 365 | 10.3028 | 0.12308 | 10 | 0.42589
25017 | 5.72 | 1 | 365 | 6.4939 | 0.61697 | 7 | 0.11086
25018 | 5.72 | 1 | 365 | 6.4939 | 0.61697 | 7 | 0.11086
25020 | 3.57 | 1 | 365 | 4.053 | 0.24346 | 4 | 0.29646
25021 | 9.945 | 1 | 365 | 11.2905 | 0.10678 | 11 | 0.39729
25022 | 9.36 | 1 | 365 | 10.6264 | 0.10049 | 10 | 0.72686
25023 | 6.5 | 1 | 365 | 7.3794 | 0.29201 | 7 | 0.67143
25025 | 5.61 | 1 | 365 | 6.369 | 0.23972 | 6 | 0.60873
25026 | 3.9 | 1 | 365 | 4.4277 | 0.37521 | 4 | 0.80286
25028 | 6.76 | 1 | 365 | 7.6746 | 0.18369 | 7 | 0.85829
21772 | 12.75 | 1 | 365 | 14.475 | 0.72663 | 15 | 0.20166
24168 | 3.38 | 1 | 365 | 3.8373 | 0.59185 | 4 | 0.42915
24171 | 8.06 | 1 | 365 | 9.1505 | 0.64209 | 9 | 0.79258
24179 | 8.84 | 1 | 365 | 10.036 | 0.31713 | 10 | 0.35315
24197 | 6.12 | 1 | 365 | 6.948 | 0.98878 | 7 | 0.9368
24180 | 7.395 | 1 | 365 | 8.3955 | 0.36145 | 8 | 0.75696
24200 | 4.68 | 1 | 365 | 5.3132 | 0.050247 | 5 | 0.36343
25030 | 8.32 | 1 | 365 | 9.4457 | 0.53377 | 9 | 0.97944
24203 | 10.14 | 1 | 365 | 11.5119 | 0.77554 | 12 | 0.28744
24205 | 7.14 | 1 | 365 | 8.106 | 0.48692 | 8 | 0.59293
24210 | 11.22 | 1 | 365 | 12.738 | 0.47944 | 13 | 0.21746
24212 | 6.24 | 1 | 365 | 7.0842 | 0.40033 | 7 | 0.48458
24249 | 4.68 | 1 | 365 | 5.3132 | 0.050247 | 5 | 0.36343
24251 | 8.06 | 1 | 365 | 9.1505 | 0.64209 | 9 | 0.79258
25032 | 6.24 | 1 | 365 | 7.0842 | 0.40033 | 7 | 0.48458
25035 | 6.63 | 1 | 365 | 7.527 | 0.73785 | 8 | 0.26486
24248 | 2.6 | 1 | 365 | 2.9518 | 0.9168 | 3 | 0.86857
24252 | 9.62 | 1 | 365 | 10.9215 | 0.99217 | 11 | 0.91372
24254 | 8.91 | 1 | 365 | 10.1155 | 0.5572 | 10 | 0.67269
25036 | 9.36 | 1 | 365 | 10.6264 | 0.10049 | 10 | 0.72686
19734 | 4 | 1 | 365 | 4.5412 | 0.71816 | 5 | 0.25934
24259 | 9.88 | 1 | 365 | 11.2167 | 0.88386 | 12 | 0.10058
25037 | 9.36 | 1 | 365 | 10.6264 | 0.10049 | 10 | 0.72686
23586 | 3.38 | 1 | 365 | 3.8373 | 0.59185 | 4 | 0.42915
25040 | 7.28 | 1 | 365 | 8.265 | 0.96705 | 9 | 0.23201
23687 | 6.63 | 1 | 365 | 7.527 | 0.73785 | 8 | 0.26486
25038 | 4.16 | 1 | 365 | 4.7228 | 0.26689 | 4 | 0.98972
24247 | 3.64 | 1 | 365 | 4.1325 | 0.48353 | 4 | 0.616
24256 | 7.28 | 1 | 365 | 8.265 | 0.96705 | 9 | 0.23201
24266 | 5.2 | 1 | 365 | 5.9035 | 0.83361 | 6 | 0.73715
24268 | 6.24 | 1 | 365 | 7.0842 | 0.40033 | 7 | 0.48458
25041 | 8.84 | 1 | 365 | 10.036 | 0.31713 | 10 | 0.35315
24270 | 8.06 | 1 | 365 | 9.1505 | 0.64209 | 9 | 0.79258
24273 | 5.46 | 1 | 365 | 6.1987 | 0.72529 | 6 | 0.924
24272 | 4.94 | 1 | 365 | 5.6084 | 0.94193 | 6 | 0.55029
25042 | 7.28 | 1 | 365 | 8.265 | 0.96705 | 9 | 0.23201
24274 | 6.095 | 1 | 365 | 6.9196 | 0.90305 | 7 | 0.82268
25043 | 4.68 | 1 | 365 | 5.3132 | 0.050247 | 5 | 0.36343
25044 | 7.8 | 1 | 365 | 8.8553 | 0.75041 | 9 | 0.60572
25045 | 5.46 | 1 | 365 | 6.1987 | 0.72529 | 6 | 0.924
25046 | 4.42 | 1 | 365 | 5.018 | 0.15857 | 5 | 0.17658
25049 | 5.865 | 1 | 365 | 6.6585 | 0.11425 | 6 | 0.77276
25050 | 5.1 | 1 | 365 | 5.79 | 0.49065 | 6 | 0.28066
25048 | 5.2 | 1 | 365 | 5.9035 | 0.83361 | 6 | 0.73715
25052 | 4.16 | 1 | 365 | 4.7228 | 0.26689 | 4 | 0.98972
25011 | 8.06 | 1 | 365 | 9.1505 | 0.64209 | 9 | 0.79258
25053 | 5.2 | 1 | 365 | 5.9035 | 0.83361 | 6 | 0.73715
25054 | 9.88 | 1 | 365 | 11.2167 | 0.88386 | 12 | 0.10058
25013 | 3.825 | 1 | 365 | 4.3425 | 0.11799 | 4 | 0.4605
25055 | 10.14 | 1 | 365 | 11.5119 | 0.77554 | 12 | 0.28744
25057 | 8.32 | 1 | 365 | 9.4457 | 0.53377 | 9 | 0.97944
15818 | 47.58 | 0.9 | 365 | 48.6156 | 0.85976 | 49 | 0.47541
25066 | 6.5 | 1 | 365 | 7.3794 | 0.29201 | 7 | 0.67143
25067 | 5.2 | 1 | 365 | 5.9035 | 0.83361 | 6 | 0.73715
25070 | 4.94 | 1 | 365 | 5.6084 | 0.94193 | 6 | 0.55029
25071 | 8.06 | 1 | 365 | 9.1505 | 0.64209 | 9 | 0.79258
25068 | 5.72 | 1 | 365 | 6.4939 | 0.61697 | 7 | 0.11086
25079 | 6.5 | 1 | 365 | 7.3794 | 0.29201 | 7 | 0.67143
25078 | 5.72 | 1 | 365 | 6.4939 | 0.61697 | 7 | 0.11086
15816 | 145.86 | 0.9 | 365 | 149.0348 | 0.20943 | 149 | 0.24428
25085 | 6.24 | 1 | 365 | 7.0842 | 0.40033 | 7 | 0.48458
25093 | 8.32 | 1 | 365 | 9.4457 | 0.53377 | 9 | 0.97944
25096 | 3.64 | 1 | 365 | 4.1325 | 0.48353 | 4 | 0.616
20554 | 4.16 | 1 | 365 | 4.7228 | 0.26689 | 4 | 0.98972
21771 | 2.6 | 1 | 365 | 2.9518 | 0.9168 | 3 | 0.86857
24444 | 3.315 | 1 | 365 | 3.7635 | 0.36893 | 4 | 0.13243
25106 | 5.98 | 1 | 365 | 6.7891 | 0.50865 | 7 | 0.29772
24942 | 3.9 | 1 | 365 | 4.4277 | 0.37521 | 4 | 0.80286
24951 | 5.2 | 1 | 365 | 5.9035 | 0.83361 | 6 | 0.73715
25112 | 4.68 | 1 | 365 | 5.3132 | 0.050247 | 5 | 0.36343
24606 | 2.08 | 1 | 365 | 2.3614 | 0.13344 | 2 | 0.49486
24608 | 3.64 | 1 | 365 | 4.1325 | 0.48353 | 4 | 0.616
25125 | 6.885 | 1 | 365 | 7.8165 | 0.61238 | 8 | 0.4289
24953 | 9.18 | 1 | 365 | 10.422 | 0.48318 | 10 | 0.90519
24947 | 12.5 | 1 | 365 | 14.1912 | 0.86925 | 15 | 0.06045
25131 | 5.46 | 1 | 365 | 6.1987 | 0.72529 | 6 | 0.924
25135 | 8.06 | 1 | 365 | 9.1505 | 0.64209 | 9 | 0.79258
25136 | 4.68 | 1 | 365 | 5.3132 | 0.050247 | 5 | 0.36343
25143 | 7.54 | 1 | 365 | 8.5601 | 0.85873 | 9 | 0.41886
25141 | 5.46 | 1 | 365 | 6.1987 | 0.72529 | 6 | 0.924
25150 | 9.1 | 1 | 365 | 10.3312 | 0.20881 | 10 | 0.54001
25151 | 7.95 | 1 | 365 | 9.0256 | 0.26484 | 9 | 0.29045
25152 | 3.12 | 1 | 365 | 3.5421 | 0.70016 | 4 | 0.24229
25154 | 5.46 | 1 | 365 | 6.1987 | 0.72529 | 6 | 0.924
25156 | 5.2 | 1 | 365 | 5.9035 | 0.83361 | 6 | 0.73715
25157 | 6.5 | 1 | 365 | 7.3794 | 0.29201 | 7 | 0.67143
25158 | 2.6 | 1 | 365 | 2.9518 | 0.9168 | 3 | 0.86857
25159 | 5.2 | 1 | 365 | 5.9035 | 0.83361 | 6 | 0.73715
25160 | 4.68 | 1 | 365 | 5.3132 | 0.050247 | 5 | 0.36343
25161 | 4.68 | 1 | 365 | 5.3132 | 0.050247 | 5 | 0.36343
25162 | 3.9 | 1 | 365 | 4.4277 | 0.37521 | 4 | 0.80286
25163 | 3.9 | 1 | 365 | 4.4277 | 0.37521 | 4 | 0.80286
25174 | 9.705 | 1 | 365 | 11.018 | 0.28369 | 11 | 0.30173
25172 | 8.47 | 1 | 365 | 9.616 | 0.048204 | 9 | 0.66416
25173 | 4.035 | 1 | 365 | 4.5809 | 0.83819 | 5 | 0.41911
25171 | 6.82 | 1 | 365 | 7.7427 | 0.38946 | 8 | 0.13218
25170 | 8.47 | 1 | 365 | 9.616 | 0.048204 | 9 | 0.66416
24097 | 8.415 | 1 | 365 | 9.5535 | 0.85958 | 10 | 0.41309
25177 | 2.98 | 1 | 365 | 3.3832 | 0.22003 | 3 | 0.60321
25175 | 10.215 | 1 | 365 | 11.597 | 0.032751 | 11 | 0.6298
25188 | 2.86 | 1 | 365 | 3.2469 | 0.80848 | 4 | 0.055431
25193 | 4.42 | 1 | 365 | 5.018 | 0.15857 | 5 | 0.17658
25194 | 11.18 | 1 | 365 | 12.6926 | 0.34226 | 13 | 0.034866
25060 | 5.2 | 1 | 365 | 5.9035 | 0.83361 | 6 | 0.73715
24998 | 6.27 | 1 | 365 | 7.1183 | 0.50322 | 7 | 0.62152
25196 | 14.56 | 1 | 365 | 16.5299 | 0.9341 | 17 | 0.46401
25205 | 3.57 | 1 | 365 | 4.053 | 0.24346 | 4 | 0.29646
25211 | 7.28 | 1 | 365 | 8.265 | 0.96705 | 9 | 0.23201
25199 | 4.24 | 1 | 365 | 4.8137 | 0.54125 | 5 | 0.3549
25213 | 3.64 | 1 | 365 | 4.1325 | 0.48353 | 4 | 0.616
25215 | 9.62 | 1 | 365 | 10.9215 | 0.99217 | 11 | 0.91372
25218 | 7.95 | 1 | 365 | 9.0256 | 0.26484 | 9 | 0.29045
25214 | 4.42 | 1 | 365 | 5.018 | 0.15857 | 5 | 0.17658
25369 | 6.325 | 1 | 365 | 7.1807 | 0.69184 | 7 | 0.87259
25372 | 5.1 | 1 | 365 | 5.79 | 0.49065 | 6 | 0.28066
25366 | 10.175 | 1 | 365 | 11.5516 | 0.89557 | 12 | 0.44721
25140 | 9.8 | 1 | 365 | 11.1259 | 0.60949 | 11 | 0.73539
25374 | 4.675 | 1 | 365 | 5.3075 | 0.033099 | 5 | 0.34061
25373 | 6.24 | 1 | 365 | 7.0842 | 0.40033 | 7 | 0.48458
25351 | 7 | 1 | 365 | 7.9471 | 0.00678 | 7 | 0.95385
25365 | 4.4 | 1 | 365 | 4.9953 | 0.089976 | 5 | 0.085278
25375 | 7.15 | 1 | 365 | 8.1174 | 0.52121 | 8 | 0.63858
25381 | 4.68 | 1 | 365 | 5.3132 | 0.050247 | 5 | 0.36343
25380 | 8.925 | 1 | 365 | 10.1325 | 0.60864 | 10 | 0.74116
25005 | 7 | 1 | 365 | 7.9471 | 0.00678 | 7 | 0.95385
25368 | 8.32 | 1 | 365 | 9.4457 | 0.53377 | 9 | 0.97944
25376 | 8.25 | 1 | 365 | 9.3662 | 0.29371 | 9 | 0.6599
25382 | 10.14 | 1 | 365 | 11.5119 | 0.77554 | 12 | 0.28744
25384 | 3.64 | 1 | 365 | 4.1325 | 0.48353 | 4 | 0.616
25388 | 5.72 | 1 | 365 | 6.4939 | 0.61697 | 7 | 0.11086
24239 | 4.96 | 1 | 365 | 5.6311 | 0.010518 | 5 | 0.64159
25389 | 7.02 | 1 | 365 | 7.9698 | 0.075371 | 8 | 0.045149
25390 | 2.86 | 1 | 365 | 3.2469 | 0.80848 | 4 | 0.055431
24389 | 3.47 | 1 | 365 | 3.9395 | 0.9005 | 4 | 0.83998
25391 | 10.45 | 1 | 365 | 11.8638 | 0.83869 | 12 | 0.70254
24390 | 7.8 | 1 | 365 | 8.8553 | 0.75041 | 9 | 0.60572
24392 | 4.68 | 1 | 365 | 5.3132 | 0.050247 | 5 | 0.36343
25393 | 8.25 | 1 | 365 | 9.3662 | 0.29371 | 9 | 0.6599
21952 | 4.42 | 1 | 365 | 5.018 | 0.15857 | 5 | 0.17658
21669 | 10.4 | 1 | 365 | 11.8071 | 0.66722 | 12 | 0.47429
25395 | 11 | 1 | 365 | 12.4883 | 0.72494 | 13 | 0.2132
25396 | 6.05 | 1 | 365 | 6.8685 | 0.74872 | 7 | 0.61726
25397 | 7.425 | 1 | 365 | 8.4296 | 0.46433 | 8 | 0.89391
25398 | 8.55 | 1 | 365 | 9.7068 | 0.32257 | 10 | 0.029348
25399 | 6.54 | 1 | 365 | 7.4248 | 0.42919 | 7 | 0.85403
25400 | 7.56 | 1 | 365 | 8.5828 | 0.92732 | 9 | 0.51016
25417 | 4.5 | 1 | 365 | 5.1088 | 0.43293 | 5 | 0.54176
25418 | 23.52 | 1 | 365 | 26.7022 | 0.66278 | 27 | 0.36494
24393 | 7.42 | 1 | 365 | 8.4239 | 0.44719 | 8 | 0.87108
24563 | 9.36 | 1 | 365 | 10.6264 | 0.10049 | 10 | 0.72686
24395 | 4.42 | 1 | 365 | 5.018 | 0.15857 | 5 | 0.17658
25155 | 9.62 | 1 | 365 | 10.9215 | 0.99217 | 11 | 0.91372
24396 | 7.65 | 1 | 365 | 8.685 | 0.23598 | 8 | 0.921
25401 | 7.65 | 1 | 365 | 8.685 | 0.23598 | 8 | 0.921
24397 | 9.88 | 1 | 365 | 11.2167 | 0.88386 | 12 | 0.10058
25430 | 6.6 | 1 | 365 | 7.493 | 0.63496 | 8 | 0.12792
24398 | 7.8 | 1 | 365 | 8.8553 | 0.75041 | 9 | 0.60572
24399 | 5.2 | 1 | 365 | 5.9035 | 0.83361 | 6 | 0.73715
25431 | 6.63 | 1 | 365 | 7.527 | 0.73785 | 8 | 0.26486
24400 | 8.5 | 1 | 365 | 9.65 | 0.15109 | 9 | 0.80111
24402 | 7.28 | 1 | 365 | 8.265 | 0.96705 | 9 | 0.23201
24404 | 10.66 | 1 | 365 | 12.1023 | 0.5589 | 12 | 0.66115
24403 | 8.91 | 1 | 365 | 10.1155 | 0.5572 | 10 | 0.67269
24405 | 5.865 | 1 | 365 | 6.6585 | 0.11425 | 6 | 0.77276
25434 | 6.6 | 1 | 365 | 7.493 | 0.63496 | 8 | 0.12792
24406 | 5.98 | 1 | 365 | 6.7891 | 0.50865 | 7 | 0.29772
25436 | 7.28 | 1 | 365 | 8.265 | 0.96705 | 9 | 0.23201
24407 | 4.94 | 1 | 365 | 5.6084 | 0.94193 | 6 | 0.55029
25435 | 5.225 | 1 | 365 | 5.9319 | 0.91935 | 6 | 0.85127
24408 | 11.75 | 1 | 365 | 13.3397 | 0.29709 | 13 | 0.63682
25439 | 19.75 | 1 | 365 | 22.4221 | 0.73341 | 23 | 0.15551
24409 | 8.5 | 1 | 365 | 9.65 | 0.15109 | 9 | 0.80111
24410 | 2.34 | 1 | 365 | 2.6566 | 0.025124 | 2 | 0.68172
24412 | 9.215 | 1 | 365 | 10.4618 | 0.60321 | 11 | 0.064964
25441 | 6.885 | 1 | 365 | 7.8165 | 0.61238 | 8 | 0.4289
24414 | 5.5 | 1 | 365 | 6.2441 | 0.86247 | 7 | 0.1066
24415 | 9.35 | 1 | 365 | 10.615 | 0.066199 | 10 | 0.68122
25438 | 3.825 | 1 | 365 | 4.3425 | 0.11799 | 4 | 0.4605
24416 | 5.1 | 1 | 365 | 5.79 | 0.49065 | 6 | 0.28066
25443 | 3.9 | 1 | 365 | 4.4277 | 0.37521 | 4 | 0.80286
25442 | 5.72 | 1 | 365 | 6.4939 | 0.61697 | 7 | 0.11086
25446 | 17.595 | 1 | 365 | 19.9755 | 0.34276 | 20 | 0.31829
25445 | 10.4 | 1 | 365 | 11.8071 | 0.66722 | 12 | 0.47429
25448 | 7.905 | 1 | 365 | 8.9745 | 0.11051 | 9 | 0.085029
24740 | 331.5 | 0.9 | 365 | 338.7156 | 0.20326 | 338 | 0.91882
25450 | 4.16 | 1 | 365 | 4.7228 | 0.26689 | 4 | 0.98972
24278 | 13.26 | 1 | 365 | 15.054 | 0.4757 | 15 | 0.52973
24284 | 5.72 | 1 | 365 | 6.4939 | 0.61697 | 7 | 0.11086
25433 | 8.525 | 1 | 365 | 9.6784 | 0.23683 | 9 | 0.91523
24288 | 8.32 | 1 | 365 | 9.4457 | 0.53377 | 9 | 0.97944
24308 | 13.52 | 1 | 365 | 15.3492 | 0.36738 | 15 | 0.71658
25452 | 8.84 | 1 | 365 | 10.036 | 0.31713 | 10 | 0.35315
25455 | 14.82 | 1 | 365 | 16.8251 | 0.82578 | 17 | 0.65087
25457 | 5.98 | 1 | 365 | 6.7891 | 0.50865 | 7 | 0.29772
25459 | 3.64 | 1 | 365 | 4.1325 | 0.48353 | 4 | 0.616
25461 | 7.02 | 1 | 365 | 7.9698 | 0.075371 | 8 | 0.045149
25463 | 8.58 | 1 | 365 | 9.7408 | 0.42545 | 10 | 0.16629
25464 | 3.64 | 1 | 365 | 4.1325 | 0.48353 | 4 | 0.616
25465 | 3.975 | 1 | 365 | 4.5128 | 0.63242 | 5 | 0.14522
25467 | 6.36 | 1 | 365 | 7.2205 | 0.81187 | 8 | 0.032357
25470 | 9.69 | 1 | 365 | 11.001 | 0.23224 | 11 | 0.23326
25468 | 9.88 | 1 | 365 | 11.2167 | 0.88386 | 12 | 0.10058
25471 | 6.24 | 1 | 365 | 7.0842 | 0.40033 | 7 | 0.48458
25474 | 3.64 | 1 | 365 | 4.1325 | 0.48353 | 4 | 0.616
25476 | 5.72 | 1 | 365 | 6.4939 | 0.61697 | 7 | 0.11086
25477 | 3.18 | 1 | 365 | 3.6102 | 0.90594 | 4 | 0.51618
25481 | 2.6 | 1 | 365 | 2.9518 | 0.9168 | 3 | 0.86857
25479 | 7.14 | 1 | 365 | 8.106 | 0.48692 | 8 | 0.59293
25484 | 7.8 | 1 | 365 | 8.8553 | 0.75041 | 9 | 0.60572
25485 | 9.36 | 1 | 365 | 10.6264 | 0.10049 | 10 | 0.72686
25486 | 7.02 | 1 | 365 | 7.9698 | 0.075371 | 8 | 0.045149
25508 | 6 | 1 | 365 | 6.8118 | 0.57724 | 7 | 0.38902
25507 | 6.24 | 1 | 365 | 7.0842 | 0.40033 | 7 | 0.48458
25505 | 4.68 | 1 | 365 | 5.3132 | 0.050247 | 5 | 0.36343
25506 | 4.16 | 1 | 365 | 4.7228 | 0.26689 | 4 | 0.98972
25504 | 8.06 | 1 | 365 | 9.1505 | 0.64209 | 9 | 0.79258
25503 | 13.78 | 1 | 365 | 15.6444 | 0.25906 | 15 | 0.90344
25502 | 5.46 | 1 | 365 | 6.1987 | 0.72529 | 6 | 0.924
25501 | 7.54 | 1 | 365 | 8.5601 | 0.85873 | 9 | 0.41886
25500 | 7.54 | 1 | 365 | 8.5601 | 0.85873 | 9 | 0.41886
25498 | 10.14 | 1 | 365 | 11.5119 | 0.77554 | 12 | 0.28744
25497 | 7.28 | 1 | 365 | 8.265 | 0.96705 | 9 | 0.23201
25496 | 5.98 | 1 | 365 | 6.7891 | 0.50865 | 7 | 0.29772
25495 | 3.38 | 1 | 365 | 3.8373 | 0.59185 | 4 | 0.42915
25494 | 2.86 | 1 | 365 | 3.2469 | 0.80848 | 4 | 0.055431
25493 | 11.475 | 1 | 365 | 13.0275 | 0.35397 | 13 | 0.38149
25492 | 5.2 | 1 | 365 | 5.9035 | 0.83361 | 6 | 0.73715
25491 | 4.68 | 1 | 365 | 5.3132 | 0.050247 | 5 | 0.36343
25490 | 6.24 | 1 | 365 | 7.0842 | 0.40033 | 7 | 0.48458
25489 | 5.2 | 1 | 365 | 5.9035 | 0.83361 | 6 | 0.73715
25488 | 5.98 | 1 | 365 | 6.7891 | 0.50865 | 7 | 0.29772
25721 | 9 | 1 | 365 | 10.2177 | 0.86586 | 11 | 0.083524
25718 | 6.12 | 1 | 365 | 6.948 | 0.98878 | 7 | 0.9368
25725 | 4.94 | 1 | 365 | 5.6084 | 0.94193 | 6 | 0.55029
25724 | 9.99 | 1 | 365 | 11.3416 | 0.2611 | 11 | 0.60271
25727 | 7.2 | 1 | 365 | 8.1741 | 0.69269 | 8 | 0.86682
25722 | 6.24 | 1 | 365 | 7.0842 | 0.40033 | 7 | 0.48458
18865 | 11.18 | 1 | 365 | 12.6926 | 0.34226 | 13 | 0.034866
25729 | 9.72 | 1 | 365 | 11.0351 | 0.33513 | 11 | 0.37021
20811 | 5.1 | 1 | 365 | 5.79 | 0.49065 | 6 | 0.28066
25728 | 13.26 | 1 | 365 | 15.054 | 0.4757 | 15 | 0.52973
25733 | 6.24 | 1 | 365 | 7.0842 | 0.40033 | 7 | 0.48458
24417 | 7.905 | 1 | 365 | 8.9745 | 0.11051 | 9 | 0.085029
20785 | 6.885 | 1 | 365 | 7.8165 | 0.61238 | 8 | 0.4289
24418 | 11.55 | 1 | 365 | 13.1127 | 0.61119 | 13 | 0.72386
18963 | 6.5 | 1 | 365 | 7.3794 | 0.29201 | 7 | 0.67143
25730 | 4.5 | 1 | 365 | 5.1088 | 0.43293 | 5 | 0.54176
24419 | 6.885 | 1 | 365 | 7.8165 | 0.61238 | 8 | 0.4289
20678 | 9.88 | 1 | 365 | 11.2167 | 0.88386 | 12 | 0.10058
24421 | 3.825 | 1 | 365 | 4.3425 | 0.11799 | 4 | 0.4605
25736 | 3.12 | 1 | 365 | 3.5421 | 0.70016 | 4 | 0.24229
20519 | 6.24 | 1 | 365 | 7.0842 | 0.40033 | 7 | 0.48458
20289 | 10.4 | 1 | 365 | 11.8071 | 0.66722 | 12 | 0.47429
25738 | 9.36 | 1 | 365 | 10.6264 | 0.10049 | 10 | 0.72686
25747 | 5.46 | 1 | 365 | 6.1987 | 0.72529 | 6 | 0.924
16411 | 10.71 | 1 | 365 | 12.159 | 0.73037 | 12 | 0.88939
24423 | 4.59 | 1 | 365 | 5.211 | 0.74159 | 5 | 0.9526
25757 | 7.02 | 1 | 365 | 7.9698 | 0.075371 | 8 | 0.045149
25762 | 10.66 | 1 | 365 | 12.1023 | 0.5589 | 12 | 0.66115
24426 | 12.74 | 1 | 365 | 14.4637 | 0.69234 | 15 | 0.15601
25765 | 3.9 | 1 | 365 | 4.4277 | 0.37521 | 4 | 0.80286
24428 | 4.845 | 1 | 365 | 5.5005 | 0.61612 | 6 | 0.11663
25769 | 11.13 | 1 | 365 | 12.6358 | 0.17078 | 12 | 0.80662
24427 | 5.2 | 1 | 365 | 5.9035 | 0.83361 | 6 | 0.73715
25776 | 8.58 | 1 | 365 | 9.7408 | 0.42545 | 10 | 0.16629
20846 | 8.84 | 1 | 365 | 10.036 | 0.31713 | 10 | 0.35315
24429 | 4.845 | 1 | 365 | 5.5005 | 0.61612 | 6 | 0.11663
25771 | 7.28 | 1 | 365 | 8.265 | 0.96705 | 9 | 0.23201
24432 | 6.63 | 1 | 365 | 7.527 | 0.73785 | 8 | 0.26486
24433 | 4.08 | 1 | 365 | 4.632 | 0.99252 | 5 | 0.62453
19203 | 11.44 | 1 | 365 | 12.9878 | 0.23394 | 13 | 0.22172
25779 | 9.54 | 1 | 365 | 10.8307 | 0.71781 | 11 | 0.54854
24430 | 16.12 | 1 | 365 | 18.301 | 0.28418 | 18 | 0.58516
20144 | 5.75 | 1 | 365 | 6.528 | 0.71985 | 7 | 0.24781
19626 | 5.46 | 1 | 365 | 6.1987 | 0.72529 | 6 | 0.924
20121 | 10.965 | 1 | 365 | 12.4485 | 0.60491 | 13 | 0.053427
19943 | 5.1 | 1 | 365 | 5.79 | 0.49065 | 6 | 0.28066
19495 | 8.32 | 1 | 365 | 9.4457 | 0.53377 | 9 | 0.97944
24434 | 4.59 | 1 | 365 | 5.211 | 0.74159 | 5 | 0.9526
19421 | 3.9 | 1 | 365 | 4.4277 | 0.37521 | 4 | 0.80286
24435 | 5.355 | 1 | 365 | 6.0795 | 0.36519 | 6 | 0.4447
19631 | 6.24 | 1 | 365 | 7.0842 | 0.40033 | 7 | 0.48458
19655 | 2.08 | 1 | 365 | 2.3614 | 0.13344 | 2 | 0.49486
21496 | 3.57 | 1 | 365 | 4.053 | 0.24346 | 4 | 0.29646
24442 | 11.7 | 1 | 365 | 13.283 | 0.12562 | 13 | 0.40858
17572 | 9.1 | 1 | 365 | 10.3312 | 0.20881 | 10 | 0.54001
17579 | 6.885 | 1 | 365 | 7.8165 | 0.61238 | 8 | 0.4289
24446 | 5.46 | 1 | 365 | 6.1987 | 0.72529 | 6 | 0.924
17918 | 7.54 | 1 | 365 | 8.5601 | 0.85873 | 9 | 0.41886
24451 | 3.92 | 1 | 365 | 4.4504 | 0.4438 | 4 | 0.89416
18991 | 4.08 | 1 | 365 | 4.632 | 0.99252 | 5 | 0.62453
24372 | 5.215 | 1 | 365 | 5.9206 | 0.88505 | 6 | 0.80562
18966 | 9.36 | 1 | 365 | 10.6264 | 0.10049 | 10 | 0.72686
18434 | 11.22 | 1 | 365 | 12.738 | 0.47944 | 13 | 0.21746
25986 | 11.22 | 1 | 365 | 12.738 | 0.47944 | 13 | 0.21746
24375 | 6.065 | 1 | 365 | 6.8856 | 0.80016 | 7 | 0.68573
24454 | 9.8 | 1 | 365 | 11.1259 | 0.60949 | 11 | 0.73539
24456 | 10.36 | 1 | 365 | 11.7617 | 0.53003 | 12 | 0.2917
24583 | 10.2 | 1 | 365 | 11.58 | 0.98131 | 12 | 0.56133
24458 | 4.2 | 1 | 365 | 4.7682 | 0.40407 | 5 | 0.17231
24584 | 16.64 | 1 | 365 | 18.8913 | 0.067546 | 18 | 0.95887
24585 | 8.25 | 1 | 365 | 9.3662 | 0.29371 | 9 | 0.6599
24586 | 4.59 | 1 | 365 | 5.211 | 0.74159 | 5 | 0.9526
24587 | 11.18 | 1 | 365 | 12.6926 | 0.34226 | 13 | 0.034866
24589 | 8.06 | 1 | 365 | 9.1505 | 0.64209 | 9 | 0.79258
24459 | 8.96 | 1 | 365 | 10.1723 | 0.72868 | 10 | 0.90093
24420 | 7.65 | 1 | 365 | 8.685 | 0.23598 | 8 | 0.921
25782 | 7.685 | 1 | 365 | 8.7247 | 0.35601 | 9 | 0.080765
25786 | 9.1 | 1 | 365 | 10.3312 | 0.20881 | 10 | 0.54001
25789 | 7.54 | 1 | 365 | 8.5601 | 0.85873 | 9 | 0.41886
25790 | 2.86 | 1 | 365 | 3.2469 | 0.80848 | 4 | 0.055431
25791 | 9.1 | 1 | 365 | 10.3312 | 0.20881 | 10 | 0.54001
25795 | 5.46 | 1 | 365 | 6.1987 | 0.72529 | 6 | 0.924
25794 | 2.08 | 1 | 365 | 2.3614 | 0.13344 | 2 | 0.49486
24664 | 6.5 | 1 | 365 | 7.3794 | 0.29201 | 7 | 0.67143
22284 | 6.5 | 1 | 365 | 7.3794 | 0.29201 | 7 | 0.67143
24666 | 6.12 | 1 | 365 | 6.948 | 0.98878 | 7 | 0.9368
24667 | 4.59 | 1 | 365 | 5.211 | 0.74159 | 5 | 0.9526
25798 | 6.76 | 1 | 365 | 7.6746 | 0.18369 | 7 | 0.85829
25800 | 2.34 | 1 | 365 | 2.6566 | 0.025124 | 2 | 0.68172
25801 | 4.94 | 1 | 365 | 5.6084 | 0.94193 | 6 | 0.55029
24675 | 5.1 | 1 | 365 | 5.79 | 0.49065 | 6 | 0.28066
24677 | 8.415 | 1 | 365 | 9.5535 | 0.85958 | 10 | 0.41309
24669 | 5.46 | 1 | 365 | 6.1987 | 0.72529 | 6 | 0.924
17658 | 4.16 | 1 | 365 | 4.7228 | 0.26689 | 4 | 0.98972
24411 | 4.94 | 1 | 365 | 5.6084 | 0.94193 | 6 | 0.55029
25803 | 9.1 | 1 | 365 | 10.3312 | 0.20881 | 10 | 0.54001
24482 | 9.1 | 1 | 365 | 10.3312 | 0.20881 | 10 | 0.54001
25802 | 8.32 | 1 | 365 | 9.4457 | 0.53377 | 9 | 0.97944
20597 | 4.42 | 1 | 365 | 5.018 | 0.15857 | 5 | 0.17658
25805 | 5.46 | 1 | 365 | 6.1987 | 0.72529 | 6 | 0.924
24670 | 4.25 | 1 | 365 | 4.825 | 0.57554 | 5 | 0.40055
25841 | 3.975 | 1 | 365 | 4.5128 | 0.63242 | 5 | 0.14522
24678 | 3.64 | 1 | 365 | 4.1325 | 0.48353 | 4 | 0.616
25842 | 8.84 | 1 | 365 | 10.036 | 0.31713 | 10 | 0.35315
25843 | 9.435 | 1 | 365 | 10.7115 | 0.35771 | 11 | 0.069228
24452 | 5.46 | 1 | 365 | 6.1987 | 0.72529 | 6 | 0.924
24518 | 8.215 | 1 | 365 | 9.3265 | 0.17367 | 9 | 0.50013
25844 | 4.59 | 1 | 365 | 5.211 | 0.74159 | 5 | 0.9526
25845 | 7.02 | 1 | 365 | 7.9698 | 0.075371 | 8 | 0.045149
25846 | 5.98 | 1 | 365 | 6.7891 | 0.50865 | 7 | 0.29772
25847 | 2.86 | 1 | 365 | 3.2469 | 0.80848 | 4 | 0.055431
24672 | 5.94 | 1 | 365 | 6.7437 | 0.37147 | 7 | 0.11513
24565 | 4.68 | 1 | 365 | 5.3132 | 0.050247 | 5 | 0.36343
24674 | 3.12 | 1 | 365 | 3.5421 | 0.70016 | 4 | 0.24229
24668 | 6.5 | 1 | 365 | 7.3794 | 0.29201 | 7 | 0.67143
24551 | 2.6 | 1 | 365 | 2.9518 | 0.9168 | 3 | 0.86857
25848 | 4.16 | 1 | 365 | 4.7228 | 0.26689 | 4 | 0.98972
24625 | 8.84 | 1 | 365 | 10.036 | 0.31713 | 10 | 0.35315
25849 | 3.64 | 1 | 365 | 4.1325 | 0.48353 | 4 | 0.616
24681 | 3.9 | 1 | 365 | 4.4277 | 0.37521 | 4 | 0.80286
25851 | 8.84 | 1 | 365 | 10.036 | 0.31713 | 10 | 0.35315
24683 | 9.36 | 1 | 365 | 10.6264 | 0.10049 | 10 | 0.72686
25850 | 10.92 | 1 | 365 | 12.3974 | 0.45058 | 12 | 0.84801
24684 | 10.4 | 1 | 365 | 11.8071 | 0.66722 | 12 | 0.47429
24688 | 10.4 | 1 | 365 | 11.8071 | 0.66722 | 12 | 0.47429
25852 | 5.2 | 1 | 365 | 5.9035 | 0.83361 | 6 | 0.73715
25853 | 7.8 | 1 | 365 | 8.8553 | 0.75041 | 9 | 0.60572
25932 | 3.38 | 1 | 365 | 3.8373 | 0.59185 | 4 | 0.42915
24695 | 3.825 | 1 | 365 | 4.3425 | 0.11799 | 4 | 0.4605
24696 | 8.84 | 1 | 365 | 10.036 | 0.31713 | 10 | 0.35315
25933 | 8.32 | 1 | 365 | 9.4457 | 0.53377 | 9 | 0.97944
24698 | 13.005 | 1 | 365 | 14.7645 | 0.60117 | 15 | 0.36569
25934 | 5.98 | 1 | 365 | 6.7891 | 0.50865 | 7 | 0.29772
24700 | 4.95 | 1 | 365 | 5.6197 | 0.97622 | 6 | 0.59594
24706 | 9.8 | 1 | 365 | 11.1259 | 0.60949 | 11 | 0.73539
25936 | 4.16 | 1 | 365 | 4.7228 | 0.26689 | 4 | 0.98972
24708 | 5.88 | 1 | 365 | 6.6755 | 0.1657 | 6 | 0.84124
24709 | 5.88 | 1 | 365 | 6.6755 | 0.1657 | 6 | 0.84124
25939 | 8.58 | 1 | 365 | 9.7408 | 0.42545 | 10 | 0.16629
24710 | 5.6 | 1 | 365 | 6.3577 | 0.20542 | 6 | 0.56308
24711 | 7.425 | 1 | 365 | 8.4296 | 0.46433 | 8 | 0.89391
25941 | 5.72 | 1 | 365 | 6.4939 | 0.61697 | 7 | 0.11086
24713 | 10.64 | 1 | 365 | 12.0795 | 0.49031 | 12 | 0.56986
24714 | 5.32 | 1 | 365 | 6.0398 | 0.24515 | 6 | 0.28493
25942 | 3.64 | 1 | 365 | 4.1325 | 0.48353 | 4 | 0.616
24716 | 6.72 | 1 | 365 | 7.6292 | 0.046509 | 7 | 0.6757
25943 | 5.2 | 1 | 365 | 5.9035 | 0.83361 | 6 | 0.73715
25944 | 7.8 | 1 | 365 | 8.8553 | 0.75041 | 9 | 0.60572
24717 | 11 | 1 | 365 | 12.4883 | 0.72494 | 13 | 0.2132
25759 | 9.45 | 1 | 365 | 10.7285 | 0.40915 | 11 | 0.1377
24721 | 9.18 | 1 | 365 | 10.422 | 0.48318 | 10 | 0.90519
24727 | 4.42 | 1 | 365 | 5.018 | 0.15857 | 5 | 0.17658
24729 | 4.335 | 1 | 365 | 4.9215 | 0.86706 | 5 | 0.78856
24712 | 10.66 | 1 | 365 | 12.1023 | 0.5589 | 12 | 0.66115
21746 | 8.06 | 1 | 365 | 9.1505 | 0.64209 | 9 | 0.79258
25890 | 4.94 | 1 | 365 | 5.6084 | 0.94193 | 6 | 0.55029
21667 | 6.24 | 1 | 365 | 7.0842 | 0.40033 | 7 | 0.48458
25895 | 5.3 | 1 | 365 | 6.0171 | 0.17656 | 6 | 0.19363
25900 | 6 | 1 | 365 | 6.8118 | 0.57724 | 7 | 0.38902
21642 | 4.94 | 1 | 365 | 5.6084 | 0.94193 | 6 | 0.55029
21630 | 8.58 | 1 | 365 | 9.7408 | 0.42545 | 10 | 0.16629
21748 | 7.28 | 1 | 365 | 8.265 | 0.96705 | 9 | 0.23201
22157 | 14.04 | 1 | 365 | 15.9396 | 0.15074 | 16 | 0.090297
24918 | 7.28 | 1 | 365 | 8.265 | 0.96705 | 9 | 0.23201
24919 | 4.94 | 1 | 365 | 5.6084 | 0.94193 | 6 | 0.55029
24921 | 6.63 | 1 | 365 | 7.527 | 0.73785 | 8 | 0.26486
24920 | 5.3 | 1 | 365 | 6.0171 | 0.17656 | 6 | 0.19363
24846 | 4.94 | 1 | 365 | 5.6084 | 0.94193 | 6 | 0.55029
24847 | 7.54 | 1 | 365 | 8.5601 | 0.85873 | 9 | 0.41886
24922 | 4.16 | 1 | 365 | 4.7228 | 0.26689 | 4 | 0.98972
24924 | 4.68 | 1 | 365 | 5.3132 | 0.050247 | 5 | 0.36343
24848 | 9.945 | 1 | 365 | 11.2905 | 0.10678 | 11 | 0.39729
24926 | 11.7 | 1 | 365 | 13.283 | 0.12562 | 13 | 0.40858
24008 | 4.42 | 1 | 365 | 5.018 | 0.15857 | 5 | 0.17658
24007 | 8.415 | 1 | 365 | 9.5535 | 0.85958 | 10 | 0.41309
24099 | 7.28 | 1 | 365 | 8.265 | 0.96705 | 9 | 0.23201
24850 | 9.36 | 1 | 365 | 10.6264 | 0.10049 | 10 | 0.72686
24852 | 8.16 | 1 | 365 | 9.264 | 0.98505 | 10 | 0.24906
24858 | 4.94 | 1 | 365 | 5.6084 | 0.94193 | 6 | 0.55029
24857 | 13.52 | 1 | 365 | 15.3492 | 0.36738 | 15 | 0.71658
24925 | 8.58 | 1 | 365 | 9.7408 | 0.42545 | 10 | 0.16629
24928 | 6.375 | 1 | 365 | 7.2375 | 0.86332 | 8 | 0.10083
24927 | 8.84 | 1 | 365 | 10.036 | 0.31713 | 10 | 0.35315
24929 | 13 | 1 | 365 | 14.7588 | 0.58402 | 15 | 0.34287
24930 | 12.22 | 1 | 365 | 13.8733 | 0.90898 | 14 | 0.7823
24934 | 7.28 | 1 | 365 | 8.265 | 0.96705 | 9 | 0.23201
24932 | 9.88 | 1 | 365 | 11.2167 | 0.88386 | 12 | 0.10058
24862 | 2.34 | 1 | 365 | 2.6566 | 0.025124 | 2 | 0.68172
24933 | 10.14 | 1 | 365 | 11.5119 | 0.77554 | 12 | 0.28744
24865 | 7.02 | 1 | 365 | 7.9698 | 0.075371 | 8 | 0.045149
24935 | 8.16 | 1 | 365 | 9.264 | 0.98505 | 10 | 0.24906
24863 | 4 | 1 | 365 | 4.5412 | 0.71816 | 5 | 0.25934
24936 | 6.76 | 1 | 365 | 7.6746 | 0.18369 | 7 | 0.85829
24943 | 4.94 | 1 | 365 | 5.6084 | 0.94193 | 6 | 0.55029
24946 | 4.16 | 1 | 365 | 4.7228 | 0.26689 | 4 | 0.98972
24945 | 9.88 | 1 | 365 | 11.2167 | 0.88386 | 12 | 0.10058
24950 | 9.36 | 1 | 365 | 10.6264 | 0.10049 | 10 | 0.72686
24954 | 4.42 | 1 | 365 | 5.018 | 0.15857 | 5 | 0.17658
24956 | 5.61 | 1 | 365 | 6.369 | 0.23972 | 6 | 0.60873
24866 | 6.24 | 1 | 365 | 7.0842 | 0.40033 | 7 | 0.48458
24867 | 8.84 | 1 | 365 | 10.036 | 0.31713 | 10 | 0.35315
24854 | 7.02 | 1 | 365 | 7.9698 | 0.075371 | 8 | 0.045149
24870 | 5.72 | 1 | 365 | 6.4939 | 0.61697 | 7 | 0.11086
24869 | 6.76 | 1 | 365 | 7.6746 | 0.18369 | 7 | 0.85829
24871 | 3.9 | 1 | 365 | 4.4277 | 0.37521 | 4 | 0.80286
24859 | 8.06 | 1 | 365 | 9.1505 | 0.64209 | 9 | 0.79258
24873 | 6.76 | 1 | 365 | 7.6746 | 0.18369 | 7 | 0.85829
24876 | 4.94 | 1 | 365 | 5.6084 | 0.94193 | 6 | 0.55029
24875 | 8.84 | 1 | 365 | 10.036 | 0.31713 | 10 | 0.35315
24879 | 12.19 | 1 | 365 | 13.8393 | 0.80609 | 14 | 0.64535
24881 | 5.98 | 1 | 365 | 6.7891 | 0.50865 | 7 | 0.29772
24883 | 5.72 | 1 | 365 | 6.4939 | 0.61697 | 7 | 0.11086
24885 | 5.98 | 1 | 365 | 6.7891 | 0.50865 | 7 | 0.29772
24888 | 3.38 | 1 | 365 | 3.8373 | 0.59185 | 4 | 0.42915
24894 | 5.2 | 1 | 365 | 5.9035 | 0.83361 | 6 | 0.73715
24895 | 5.98 | 1 | 365 | 6.7891 | 0.50865 | 7 | 0.29772
24896 | 8.84 | 1 | 365 | 10.036 | 0.31713 | 10 | 0.35315
24898 | 5.865 | 1 | 365 | 6.6585 | 0.11425 | 6 | 0.77276
24899 | 4.95 | 1 | 365 | 5.6197 | 0.97622 | 6 | 0.59594
24900 | 3.64 | 1 | 365 | 4.1325 | 0.48353 | 4 | 0.616
24902 | 6.875 | 1 | 365 | 7.8052 | 0.57809 | 8 | 0.38325
24903 | 7.54 | 1 | 365 | 8.5601 | 0.85873 | 9 | 0.41886
24906 | 4.68 | 1 | 365 | 5.3132 | 0.050247 | 5 | 0.36343
24907 | 10.14 | 1 | 365 | 11.5119 | 0.77554 | 12 | 0.28744
24908 | 10.4 | 1 | 365 | 11.8071 | 0.66722 | 12 | 0.47429
24904 | 7.02 | 1 | 365 | 7.9698 | 0.075371 | 8 | 0.045149
24910 | 7.02 | 1 | 365 | 7.9698 | 0.075371 | 8 | 0.045149
24911 | 10.4 | 1 | 365 | 11.8071 | 0.66722 | 12 | 0.47429
24913 | 8.84 | 1 | 365 | 10.036 | 0.31713 | 10 | 0.35315
24914 | 5.72 | 1 | 365 | 6.4939 | 0.61697 | 7 | 0.11086
24915 | 10.4 | 1 | 365 | 11.8071 | 0.66722 | 12 | 0.47429
24916 | 4.68 | 1 | 365 | 5.3132 | 0.050247 | 5 | 0.36343
24917 | 3.825 | 1 | 365 | 4.3425 | 0.11799 | 4 | 0.4605
25901 | 8.925 | 1 | 365 | 10.1325 | 0.60864 | 10 | 0.74116
25903 | 5.1 | 1 | 365 | 5.79 | 0.49065 | 6 | 0.28066
25905 | 12.24 | 1 | 365 | 13.896 | 0.97757 | 14 | 0.87359
25913 | 8.84 | 1 | 365 | 10.036 | 0.31713 | 10 | 0.35315
25911 | 4.68 | 1 | 365 | 5.3132 | 0.050247 | 5 | 0.36343
25915 | 6.76 | 1 | 365 | 7.6746 | 0.18369 | 7 | 0.85829
25919 | 4.68 | 1 | 365 | 5.3132 | 0.050247 | 5 | 0.36343
26104 | 4.9 | 1 | 365 | 5.563 | 0.80475 | 6 | 0.3677
26105 | 5.98 | 1 | 365 | 6.7891 | 0.50865 | 7 | 0.29772
26106 | 12.24 | 1 | 365 | 13.896 | 0.97757 | 14 | 0.87359
26109 | 11.73 | 1 | 365 | 13.317 | 0.2285 | 13 | 0.54553
26112 | 6.89 | 1 | 365 | 7.8222 | 0.62953 | 8 | 0.45172
26117 | 8.48 | 1 | 365 | 9.6273 | 0.082499 | 9 | 0.70981
26397 | 5.2 | 1 | 365 | 5.9035 | 0.83361 | 6 | 0.73715
26011 | 6.5 | 1 | 365 | 7.3794 | 0.29201 | 7 | 0.67143
26039 | 6.07 | 1 | 365 | 6.8912 | 0.81731 | 7 | 0.70855
25796 | 10.75 | 1 | 365 | 12.2044 | 0.86755 | 13 | 0.071987
26159 | 9.35 | 1 | 365 | 10.615 | 0.066199 | 10 | 0.68122
26248 | 7.28 | 1 | 365 | 8.265 | 0.96705 | 9 | 0.23201
26222 | 8.93 | 1 | 365 | 10.1382 | 0.62579 | 10 | 0.76399
25462 | 7.28 | 1 | 365 | 8.265 | 0.96705 | 9 | 0.23201
25440 | 7.155 | 1 | 365 | 8.123 | 0.53836 | 8 | 0.6614
25451 | 4.16 | 1 | 365 | 4.7228 | 0.26689 | 4 | 0.98972
25458 | 3.9 | 1 | 365 | 4.4277 | 0.37521 | 4 | 0.80286
25466 | 2.12 | 1 | 365 | 2.4068 | 0.27062 | 2 | 0.67745
25469 | 2.34 | 1 | 365 | 2.6566 | 0.025124 | 2 | 0.68172
25475 | 7.8 | 1 | 365 | 8.8553 | 0.75041 | 9 | 0.60572
25581 | 12.15 | 1 | 365 | 13.7938 | 0.66891 | 14 | 0.46276
25244 | 7.65 | 1 | 365 | 8.685 | 0.23598 | 8 | 0.921
24796 | 9.36 | 1 | 365 | 10.6264 | 0.10049 | 10 | 0.72686
24961 | 13.52 | 1 | 365 | 15.3492 | 0.36738 | 15 | 0.71658
25116 | 5.46 | 1 | 365 | 6.1987 | 0.72529 | 6 | 0.924
25121 | 7.8 | 1 | 365 | 8.8553 | 0.75041 | 9 | 0.60572
24892 | 10.92 | 1 | 365 | 12.3974 | 0.45058 | 12 | 0.84801
25124 | 10.14 | 1 | 365 | 11.5119 | 0.77554 | 12 | 0.28744
25127 | 12.48 | 1 | 365 | 14.1685 | 0.80066 | 14 | 0.96915
24886 | 11.96 | 1 | 365 | 13.5781 | 0.017298 | 13 | 0.59544
25354 | 9.88 | 1 | 365 | 11.2167 | 0.88386 | 12 | 0.10058
24923 | 8.32 | 1 | 365 | 9.4457 | 0.53377 | 9 | 0.97944
25134 | 9.88 | 1 | 365 | 11.2167 | 0.88386 | 12 | 0.10058
26070 | 11.96 | 1 | 365 | 13.5781 | 0.017298 | 13 | 0.59544
26071 | 7.25 | 1 | 365 | 8.2309 | 0.86416 | 9 | 0.095061
26074 | 6.22 | 1 | 365 | 7.0615 | 0.33174 | 7 | 0.39328
26076 | 6.07 | 1 | 365 | 6.8912 | 0.81731 | 7 | 0.70855
26078 | 6.47 | 1 | 365 | 7.3454 | 0.18912 | 7 | 0.53449
26082 | 6.5 | 1 | 365 | 7.3794 | 0.29201 | 7 | 0.67143
26080 | 3.98 | 1 | 365 | 4.5185 | 0.64957 | 5 | 0.16805
26084 | 4.68 | 1 | 365 | 5.3132 | 0.050247 | 5 | 0.36343
26083 | 4.53 | 1 | 365 | 5.1429 | 0.53582 | 5 | 0.67871
26090 | 3.78 | 1 | 365 | 4.2914 | 0.96366 | 5 | 0.25508
26092 | 6.82 | 1 | 365 | 7.7427 | 0.38946 | 8 | 0.13218
26095 | 6.47 | 1 | 365 | 7.3454 | 0.18912 | 7 | 0.53449
26096 | 9.88 | 1 | 365 | 11.2167 | 0.88386 | 12 | 0.10058
26098 | 4.94 | 1 | 365 | 5.6084 | 0.94193 | 6 | 0.55029
26101 | 8.32 | 1 | 365 | 9.4457 | 0.53377 | 9 | 0.97944
26099 | 12.19 | 1 | 365 | 13.8393 | 0.80609 | 14 | 0.64535
26103 | 10.4 | 1 | 365 | 11.8071 | 0.66722 | 12 | 0.47429
26100 | 9.36 | 1 | 365 | 10.6264 | 0.10049 | 10 | 0.72686
26102 | 7.54 | 1 | 365 | 8.5601 | 0.85873 | 9 | 0.41886
26097 | 7.15 | 1 | 365 | 8.1174 | 0.52121 | 8 | 0.63858
26124 | 11.5 | 1 | 365 | 13.0559 | 0.43971 | 13 | 0.49561
26134 | 11.22 | 1 | 365 | 12.738 | 0.47944 | 13 | 0.21746
26136 | 10.4 | 1 | 365 | 11.8071 | 0.66722 | 12 | 0.47429
26143 | 6.24 | 1 | 365 | 7.0842 | 0.40033 | 7 | 0.48458
26140 | 7.975 | 1 | 365 | 9.054 | 0.35058 | 9 | 0.40457
26141 | 11 | 1 | 365 | 12.4883 | 0.72494 | 13 | 0.2132
26144 | 5.865 | 1 | 365 | 6.6585 | 0.11425 | 6 | 0.77276
26146 | 7.28 | 1 | 365 | 8.265 | 0.96705 | 9 | 0.23201
26148 | 6.05 | 1 | 365 | 6.8685 | 0.74872 | 7 | 0.61726
26154 | 6.12 | 1 | 365 | 6.948 | 0.98878 | 7 | 0.9368
26155 | 6.89 | 1 | 365 | 7.8222 | 0.62953 | 8 | 0.45172
26156 | 8.67 | 1 | 365 | 9.843 | 0.73411 | 10 | 0.57713
26157 | 5.61 | 1 | 365 | 6.369 | 0.23972 | 6 | 0.60873
26158 | 6.16 | 1 | 365 | 6.9934 | 0.12597 | 7 | 0.11939
26160 | 5.1 | 1 | 365 | 5.79 | 0.49065 | 6 | 0.28066
26161 | 6.82 | 1 | 365 | 7.7427 | 0.38946 | 8 | 0.13218
26162 | 5.1 | 1 | 365 | 5.79 | 0.49065 | 6 | 0.28066
26163 | 3.83 | 1 | 365 | 4.3482 | 0.13514 | 4 | 0.48332
26165 | 15.4 | 1 | 365 | 17.4836 | 0.81492 | 18 | 0.29847
26166 | 8.32 | 1 | 365 | 9.4457 | 0.53377 | 9 | 0.97944
26167 | 12.65 | 1 | 365 | 14.3615 | 0.38368 | 14 | 0.74518
26169 | 6.76 | 1 | 365 | 7.6746 | 0.18369 | 7 | 0.85829
26170 | 11.2 | 1 | 365 | 12.7153 | 0.41085 | 13 | 0.12616
26172 | 16.8 | 1 | 365 | 19.073 | 0.61627 | 19 | 0.68924
26173 | 5.78 | 1 | 365 | 6.562 | 0.82274 | 7 | 0.38475
26175 | 5.04 | 1 | 365 | 5.7219 | 0.28488 | 6 | 0.0067734
26184 | 6.76 | 1 | 365 | 7.6746 | 0.18369 | 7 | 0.85829
26190 | 10.725 | 1 | 365 | 12.176 | 0.78182 | 12 | 0.95787
26192 | 12.22 | 1 | 365 | 13.8733 | 0.90898 | 14 | 0.7823
26200 | 8.67 | 1 | 365 | 9.843 | 0.73411 | 10 | 0.57713
26204 | 5.565 | 1 | 365 | 6.3179 | 0.08539 | 6 | 0.40331
26207 | 5.98 | 1 | 365 | 6.7891 | 0.50865 | 7 | 0.29772
26206 | 5.2 | 1 | 365 | 5.9035 | 0.83361 | 6 | 0.73715
26208 | 9.62 | 1 | 365 | 10.9215 | 0.99217 | 11 | 0.91372
26210 | 5.72 | 1 | 365 | 6.4939 | 0.61697 | 7 | 0.11086
26212 | 5.2 | 1 | 365 | 5.9035 | 0.83361 | 6 | 0.73715
26211 | 4.94 | 1 | 365 | 5.6084 | 0.94193 | 6 | 0.55029
26215 | 7.54 | 1 | 365 | 8.5601 | 0.85873 | 9 | 0.41886
26214 | 8.16 | 1 | 365 | 9.264 | 0.98505 | 10 | 0.24906
26217 | 4.4 | 1 | 365 | 4.9953 | 0.089976 | 5 | 0.085278
26220 | 5.46 | 1 | 365 | 6.1987 | 0.72529 | 6 | 0.924
26219 | 5.98 | 1 | 365 | 6.7891 | 0.50865 | 7 | 0.29772
26221 | 2.34 | 1 | 365 | 2.6566 | 0.025124 | 2 | 0.68172
26010 | 8.25 | 1 | 365 | 9.3662 | 0.29371 | 9 | 0.6599
26226 | 4.42 | 1 | 365 | 5.018 | 0.15857 | 5 | 0.17658
26224 | 11.7 | 1 | 365 | 13.283 | 0.12562 | 13 | 0.40858
26228 | 8.42 | 1 | 365 | 9.5592 | 0.87673 | 10 | 0.43592
26227 | 5.72 | 1 | 365 | 6.4939 | 0.61697 | 7 | 0.11086
26230 | 6.44 | 1 | 365 | 7.3113 | 0.086238 | 7 | 0.39754
26485 | 9.75 | 1 | 365 | 11.0691 | 0.43801 | 11 | 0.50715
26088 | 6.73 | 1 | 365 | 7.6405 | 0.080804 | 7 | 0.72135
26048 | 6.82 | 1 | 365 | 7.7427 | 0.38946 | 8 | 0.13218
25897 | 8.32 | 1 | 365 | 9.4457 | 0.53377 | 9 | 0.97944
26232 | 4.68 | 1 | 365 | 5.3132 | 0.050247 | 5 | 0.36343
26233 | 3.9 | 1 | 365 | 4.4277 | 0.37521 | 4 | 0.80286
26238 | 9 | 1 | 365 | 10.2177 | 0.86586 | 11 | 0.083524
26168 | 7.2 | 1 | 365 | 8.1741 | 0.69269 | 8 | 0.86682
26240 | 3.38 | 1 | 365 | 3.8373 | 0.59185 | 4 | 0.42915
26231 | 3.92 | 1 | 365 | 4.4504 | 0.4438 | 4 | 0.89416
26242 | 5.78 | 1 | 365 | 6.562 | 0.82274 | 7 | 0.38475
26241 | 7.75 | 1 | 365 | 8.7985 | 0.57893 | 9 | 0.37748
26243 | 5.2 | 1 | 365 | 5.9035 | 0.83361 | 6 | 0.73715
26239 | 5.865 | 1 | 365 | 6.6585 | 0.11425 | 6 | 0.77276
26246 | 6.24 | 1 | 365 | 7.0842 | 0.40033 | 7 | 0.48458
26249 | 6.73 | 1 | 365 | 7.6405 | 0.080804 | 7 | 0.72135
26250 | 7.02 | 1 | 365 | 7.9698 | 0.075371 | 8 | 0.045149
26254 | 10.4 | 1 | 365 | 11.8071 | 0.66722 | 12 | 0.47429
26255 | 8.93 | 1 | 365 | 10.1382 | 0.62579 | 10 | 0.76399
26256 | 11.73 | 1 | 365 | 13.317 | 0.2285 | 13 | 0.54553
26257 | 9.275 | 1 | 365 | 10.5299 | 0.80898 | 11 | 0.33885
26258 | 3.57 | 1 | 365 | 4.053 | 0.24346 | 4 | 0.29646
26259 | 2.915 | 1 | 365 | 3.3094 | 0.99711 | 4 | 0.3065
26260 | 5.1 | 1 | 365 | 5.79 | 0.49065 | 6 | 0.28066
26262 | 6.5 | 1 | 365 | 7.3794 | 0.29201 | 7 | 0.67143
26261 | 7.8 | 1 | 365 | 8.8553 | 0.75041 | 9 | 0.60572
26614 | 11.22 | 1 | 365 | 12.738 | 0.47944 | 13 | 0.21746
24958 | 6.63 | 1 | 365 | 7.527 | 0.73785 | 8 | 0.26486
24959 | 5.46 | 1 | 365 | 6.1987 | 0.72529 | 6 | 0.924
25181 | 3.38 | 1 | 365 | 3.8373 | 0.59185 | 4 | 0.42915
24962 | 5.46 | 1 | 365 | 6.1987 | 0.72529 | 6 | 0.924
25553 | 12.48 | 1 | 365 | 14.1685 | 0.80066 | 14 | 0.96915
25557 | 3.64 | 1 | 365 | 4.1325 | 0.48353 | 4 | 0.616
25031 | 8.58 | 1 | 365 | 9.7408 | 0.42545 | 10 | 0.16629
26619 | 2.805 | 1 | 365 | 3.1845 | 0.61986 | 3 | 0.80436
26174 | 9.715 | 1 | 365 | 11.0294 | 0.31798 | 11 | 0.34738
24529 | 10.92 | 1 | 365 | 12.3974 | 0.45058 | 12 | 0.84801
26627 | 4.42 | 1 | 365 | 5.018 | 0.15857 | 5 | 0.17658
26629 | 5.46 | 1 | 365 | 6.1987 | 0.72529 | 6 | 0.924
26634 | 6.5 | 1 | 365 | 7.3794 | 0.29201 | 7 | 0.67143
26660 | 16.64 | 1 | 365 | 18.8913 | 0.067546 | 18 | 0.95887
26674 | 7.84 | 1 | 365 | 8.9007 | 0.88759 | 9 | 0.78831
26681 | 3.38 | 1 | 365 | 3.8373 | 0.59185 | 4 | 0.42915
26677 | 10 | 1 | 365 | 11.353 | 0.2954 | 11 | 0.64836
26689 | 8.32 | 1 | 365 | 9.4457 | 0.53377 | 9 | 0.97944
26688 | 7.8 | 1 | 365 | 8.8553 | 0.75041 | 9 | 0.60572
26692 | 6 | 1 | 365 | 6.8118 | 0.57724 | 7 | 0.38902
26691 | 7.8 | 1 | 365 | 8.8553 | 0.75041 | 9 | 0.60572
26693 | 7.6 | 1 | 365 | 8.6282 | 0.064504 | 8 | 0.69275
26695 | 8.06 | 1 | 365 | 9.1505 | 0.64209 | 9 | 0.79258
26697 | 7.2 | 1 | 365 | 8.1741 | 0.69269 | 8 | 0.86682
26702 | 9.275 | 1 | 365 | 10.5299 | 0.80898 | 11 | 0.33885
26700 | 9.52 | 1 | 365 | 10.808 | 0.64922 | 11 | 0.45724
26709 | 3.38 | 1 | 365 | 3.8373 | 0.59185 | 4 | 0.42915
26715 | 11.18 | 1 | 365 | 12.6926 | 0.34226 | 13 | 0.034866
24527 | 9.1 | 1 | 365 | 10.3312 | 0.20881 | 10 | 0.54001
21661 | 8.32 | 1 | 365 | 9.4457 | 0.53377 | 9 | 0.97944
24963 | 6.76 | 1 | 365 | 7.6746 | 0.18369 | 7 | 0.85829
25200 | 6.48 | 1 | 365 | 7.3567 | 0.22342 | 7 | 0.58014
26666 | 8.06 | 1 | 365 | 9.1505 | 0.64209 | 9 | 0.79258
26720 | 11.22 | 1 | 365 | 12.738 | 0.47944 | 13 | 0.21746
26719 | 3.9 | 1 | 365 | 4.4277 | 0.37521 | 4 | 0.80286
26665 | 5.2 | 1 | 365 | 5.9035 | 0.83361 | 6 | 0.73715
26670 | 3.38 | 1 | 365 | 3.8373 | 0.59185 | 4 | 0.42915
26721 | 4.14 | 1 | 365 | 4.7001 | 0.1983 | 4 | 0.89842
26673 | 6.37 | 1 | 365 | 7.2318 | 0.84617 | 8 | 0.078005
26667 | 6.5 | 1 | 365 | 7.3794 | 0.29201 | 7 | 0.67143
24629 | 4.05 | 1 | 365 | 4.5979 | 0.88964 | 5 | 0.48759
26722 | 6.76 | 1 | 365 | 7.6746 | 0.18369 | 7 | 0.85829
24630 | 4.5 | 1 | 365 | 5.1088 | 0.43293 | 5 | 0.54176
24636 | 11.5 | 1 | 365 | 13.0559 | 0.43971 | 13 | 0.49561
24648 | 6.24 | 1 | 365 | 7.0842 | 0.40033 | 7 | 0.48458
24649 | 11.18 | 1 | 365 | 12.6926 | 0.34226 | 13 | 0.034866
26724 | 7.5 | 1 | 365 | 8.5147 | 0.72155 | 9 | 0.23627
24650 | 12.1 | 1 | 365 | 13.7371 | 0.49743 | 14 | 0.23452
26676 | 9.36 | 1 | 365 | 10.6264 | 0.10049 | 10 | 0.72686
24651 | 7.905 | 1 | 365 | 8.9745 | 0.11051 | 9 | 0.085029
24657 | 8.16 | 1 | 365 | 9.264 | 0.98505 | 10 | 0.24906
26696 | 3.9 | 1 | 365 | 4.4277 | 0.37521 | 4 | 0.80286
24644 | 11.22 | 1 | 365 | 12.738 | 0.47944 | 13 | 0.21746
26686 | 7.28 | 1 | 365 | 8.265 | 0.96705 | 9 | 0.23201
26705 | 13.26 | 1 | 365 | 15.054 | 0.4757 | 15 | 0.52973
26687 | 3.64 | 1 | 365 | 4.1325 | 0.48353 | 4 | 0.616
26717 | 7.5 | 1 | 365 | 8.5147 | 0.72155 | 9 | 0.23627
26727 | 6.6 | 1 | 365 | 7.493 | 0.63496 | 8 | 0.12792
26699 | 4.42 | 1 | 365 | 5.018 | 0.15857 | 5 | 0.17658
23589 | 6.63 | 1 | 365 | 7.527 | 0.73785 | 8 | 0.26486
24598 | 5.46 | 1 | 365 | 6.1987 | 0.72529 | 6 | 0.924
24600 | 6.5 | 1 | 365 | 7.3794 | 0.29201 | 7 | 0.67143
24604 | 7.28 | 1 | 365 | 8.265 | 0.96705 | 9 | 0.23201
26728 | 10.45 | 1 | 365 | 11.8638 | 0.83869 | 12 | 0.70254
21069 | 3.9 | 1 | 365 | 4.4277 | 0.37521 | 4 | 0.80286
21218 | 10.4 | 1 | 365 | 11.8071 | 0.66722 | 12 | 0.47429
22604 | 5.2 | 1 | 365 | 5.9035 | 0.83361 | 6 | 0.73715
26732 | 5.72 | 1 | 365 | 6.4939 | 0.61697 | 7 | 0.11086
24609 | 6.24 | 1 | 365 | 7.0842 | 0.40033 | 7 | 0.48458
26731 | 9.88 | 1 | 365 | 11.2167 | 0.88386 | 12 | 0.10058
26733 | 4.68 | 1 | 365 | 5.3132 | 0.050247 | 5 | 0.36343
26734 | 6.325 | 1 | 365 | 7.1807 | 0.69184 | 7 | 0.87259
24607 | 6.5 | 1 | 365 | 7.3794 | 0.29201 | 7 | 0.67143
24610 | 2.6 | 1 | 365 | 2.9518 | 0.9168 | 3 | 0.86857
26735 | 8.8 | 1 | 365 | 9.9906 | 0.17995 | 10 | 0.17056
24612 | 8.32 | 1 | 365 | 9.4457 | 0.53377 | 9 | 0.97944
24576 | 5.98 | 1 | 365 | 6.7891 | 0.50865 | 7 | 0.29772
26736 | 8.925 | 1 | 365 | 10.1325 | 0.60864 | 10 | 0.74116
24623 | 9.88 | 1 | 365 | 11.2167 | 0.88386 | 12 | 0.10058
26737 | 8.32 | 1 | 365 | 9.4457 | 0.53377 | 9 | 0.97944
24626 | 3.9 | 1 | 365 | 4.4277 | 0.37521 | 4 | 0.80286
24628 | 5.46 | 1 | 365 | 6.1987 | 0.72529 | 6 | 0.924
26738 | 3.9 | 1 | 365 | 4.4277 | 0.37521 | 4 | 0.80286
24631 | 5.72 | 1 | 365 | 6.4939 | 0.61697 | 7 | 0.11086
24639 | 10.4 | 1 | 365 | 11.8071 | 0.66722 | 12 | 0.47429
24646 | 8.58 | 1 | 365 | 9.7408 | 0.42545 | 10 | 0.16629
26739 | 8.58 | 1 | 365 | 9.7408 | 0.42545 | 10 | 0.16629
24655 | 5.98 | 1 | 365 | 6.7891 | 0.50865 | 7 | 0.29772
26740 | 4.77 | 1 | 365 | 5.4154 | 0.35891 | 5 | 0.77427
26741 | 5.2 | 1 | 365 | 5.9035 | 0.83361 | 6 | 0.73715
26743 | 13 | 1 | 365 | 14.7588 | 0.58402 | 15 | 0.34287
26744 | 11.5 | 1 | 365 | 13.0559 | 0.43971 | 13 | 0.49561
26745 | 7.75 | 1 | 365 | 8.7985 | 0.57893 | 9 | 0.37748
26747 | 9.945 | 1 | 365 | 11.2905 | 0.10678 | 11 | 0.39729
26746 | 7.65 | 1 | 365 | 8.685 | 0.23598 | 8 | 0.921
26748 | 6.75 | 1 | 365 | 7.6632 | 0.1494 | 7 | 0.81264
12865 | 14.85 | 1 | 365 | 16.8591 | 0.92867 | 17 | 0.78781
24617 | 6.095 | 1 | 365 | 6.9196 | 0.90305 | 7 | 0.82268
22603 | 9.52 | 1 | 365 | 10.808 | 0.64922 | 11 | 0.45724
24633 | 3.47 | 1 | 365 | 3.9395 | 0.9005 | 4 | 0.83998
24637 | 4.47 | 1 | 365 | 5.0748 | 0.33004 | 5 | 0.40482
24643 | 5.215 | 1 | 365 | 5.9206 | 0.88505 | 6 | 0.80562
24647 | 4.98 | 1 | 365 | 5.6538 | 0.079109 | 5 | 0.73288
23894 | 10.71 | 1 | 365 | 12.159 | 0.73037 | 12 | 0.88939
24654 | 3.775 | 1 | 365 | 4.2857 | 0.94651 | 5 | 0.23226
24659 | 5.98 | 1 | 365 | 6.7891 | 0.50865 | 7 | 0.29772
24656 | 4.47 | 1 | 365 | 5.0748 | 0.33004 | 5 | 0.40482
24661 | 2.98 | 1 | 365 | 3.3832 | 0.22003 | 3 | 0.60321
24663 | 10.71 | 1 | 365 | 12.159 | 0.73037 | 12 | 0.88939
24665 | 8.67 | 1 | 365 | 9.843 | 0.73411 | 10 | 0.57713
25284 | 4.235 | 1 | 365 | 4.808 | 0.5241 | 5 | 0.33208
25286 | 5.47 | 1 | 365 | 6.2101 | 0.75958 | 6 | 0.96965
25281 | 8.96 | 1 | 365 | 10.1723 | 0.72868 | 10 | 0.90093
25288 | 3.47 | 1 | 365 | 3.9395 | 0.9005 | 4 | 0.83998
25289 | 8.59 | 1 | 365 | 9.7522 | 0.45975 | 10 | 0.21194
25292 | 10.215 | 1 | 365 | 11.597 | 0.032751 | 11 | 0.6298
24621 | 7.848 | 1 | 365 | 8.9098 | 0.91503 | 9 | 0.82483
25103 | 9.315 | 1 | 365 | 10.5753 | 0.94617 | 11 | 0.52145
25224 | 8.32 | 1 | 365 | 9.4457 | 0.53377 | 9 | 0.97944
25233 | 4.94 | 1 | 365 | 5.6084 | 0.94193 | 6 | 0.55029
25235 | 6.76 | 1 | 365 | 7.6746 | 0.18369 | 7 | 0.85829
25242 | 7.8 | 1 | 365 | 8.8553 | 0.75041 | 9 | 0.60572
25243 | 3.18 | 1 | 365 | 3.6102 | 0.90594 | 4 | 0.51618
25245 | 3.12 | 1 | 365 | 3.5421 | 0.70016 | 4 | 0.24229
25246 | 7.905 | 1 | 365 | 8.9745 | 0.11051 | 9 | 0.085029
25247 | 3.12 | 1 | 365 | 3.5421 | 0.70016 | 4 | 0.24229
25248 | 12.455 | 1 | 365 | 14.1401 | 0.71492 | 14 | 0.85503
25250 | 9.1 | 1 | 365 | 10.3312 | 0.20881 | 10 | 0.54001
25251 | 5.72 | 1 | 365 | 6.4939 | 0.61697 | 7 | 0.11086
25252 | 7.02 | 1 | 365 | 7.9698 | 0.075371 | 8 | 0.045149
25249 | 6.5 | 1 | 365 | 7.3794 | 0.29201 | 7 | 0.67143
26750 | 9.66 | 1 | 365 | 10.967 | 0.12936 | 11 | 0.096316
25254 | 9.1 | 1 | 365 | 10.3312 | 0.20881 | 10 | 0.54001
26753 | 7.695 | 1 | 365 | 8.7361 | 0.39031 | 9 | 0.12641
25256 | 5.46 | 1 | 365 | 6.1987 | 0.72529 | 6 | 0.924
25257 | 8.06 | 1 | 365 | 9.1505 | 0.64209 | 9 | 0.79258
25260 | 5.46 | 1 | 365 | 6.1987 | 0.72529 | 6 | 0.924
26757 | 7.14 | 1 | 365 | 8.106 | 0.48692 | 8 | 0.59293
26762 | 7.28 | 1 | 365 | 8.265 | 0.96705 | 9 | 0.23201
26766 | 18.36 | 1 | 365 | 20.844 | 0.96635 | 21 | 0.81039
26768 | 5.1 | 1 | 365 | 5.79 | 0.49065 | 6 | 0.28066
26770 | 12.14 | 1 | 365 | 13.7825 | 0.63462 | 14 | 0.41711
25253 | 11.44 | 1 | 365 | 12.9878 | 0.23394 | 13 | 0.22172
26773 | 4.42 | 1 | 365 | 5.018 | 0.15857 | 5 | 0.17658
25255 | 5.865 | 1 | 365 | 6.6585 | 0.11425 | 6 | 0.77276
25258 | 10.4 | 1 | 365 | 11.8071 | 0.66722 | 12 | 0.47429
25259 | 8.84 | 1 | 365 | 10.036 | 0.31713 | 10 | 0.35315
26776 | 5.98 | 1 | 365 | 6.7891 | 0.50865 | 7 | 0.29772
25261 | 13.52 | 1 | 365 | 15.3492 | 0.36738 | 15 | 0.71658
25262 | 5.72 | 1 | 365 | 6.4939 | 0.61697 | 7 | 0.11086
26778 | 10.08 | 1 | 365 | 11.4438 | 0.56976 | 12 | 0.013547
25263 | 9.9 | 1 | 365 | 11.2394 | 0.95245 | 12 | 0.19188
25264 | 6.25 | 1 | 365 | 7.0956 | 0.43462 | 7 | 0.53022
26779 | 4.94 | 1 | 365 | 5.6084 | 0.94193 | 6 | 0.55029
25265 | 5.98 | 1 | 365 | 6.7891 | 0.50865 | 7 | 0.29772
26781 | 7.84 | 1 | 365 | 8.9007 | 0.88759 | 9 | 0.78831
25266 | 5.46 | 1 | 365 | 6.1987 | 0.72529 | 6 | 0.924
25267 | 4.32 | 1 | 365 | 4.9045 | 0.81561 | 5 | 0.72009
26784 | 7.56 | 1 | 365 | 8.5828 | 0.92732 | 9 | 0.51016
26786 | 8.835 | 1 | 365 | 10.0303 | 0.29999 | 10 | 0.33033
25268 | 7.65 | 1 | 365 | 8.685 | 0.23598 | 8 | 0.921
26761 | 7.28 | 1 | 365 | 8.265 | 0.96705 | 9 | 0.23201
25269 | 12.65 | 1 | 365 | 14.3615 | 0.38368 | 14 | 0.74518
25270 | 10.75 | 1 | 365 | 12.2044 | 0.86755 | 13 | 0.071987
25271 | 13.75 | 1 | 365 | 15.6103 | 0.15617 | 15 | 0.76649
25206 | 11.7 | 1 | 365 | 13.283 | 0.12562 | 13 | 0.40858
25291 | 6.63 | 1 | 365 | 7.527 | 0.73785 | 8 | 0.26486
25239 | 6 | 1 | 365 | 6.8118 | 0.57724 | 7 | 0.38902
25240 | 9.6 | 1 | 365 | 10.8988 | 0.92358 | 11 | 0.82243
25237 | 5.4 | 1 | 365 | 6.1306 | 0.51952 | 6 | 0.65011
25234 | 5.5 | 1 | 365 | 6.2441 | 0.86247 | 7 | 0.1066
25509 | 7.7 | 1 | 365 | 8.7418 | 0.40746 | 9 | 0.14924
25510 | 11 | 1 | 365 | 12.4883 | 0.72494 | 13 | 0.2132
25511 | 5 | 1 | 365 | 5.6765 | 0.1477 | 5 | 0.82418
25512 | 5.5 | 1 | 365 | 6.2441 | 0.86247 | 7 | 0.1066
25513 | 8.8 | 1 | 365 | 9.9906 | 0.17995 | 10 | 0.17056
25514 | 8.67 | 1 | 365 | 9.843 | 0.73411 | 10 | 0.57713
25515 | 6.12 | 1 | 365 | 6.948 | 0.98878 | 7 | 0.9368
25516 | 7.15 | 1 | 365 | 8.1174 | 0.52121 | 8 | 0.63858
26785 | 6.05 | 1 | 365 | 6.8685 | 0.74872 | 7 | 0.61726
25517 | 7 | 1 | 365 | 7.9471 | 0.00678 | 7 | 0.95385
25537 | 8.75 | 1 | 365 | 9.9338 | 0.008475 | 9 | 0.94231
25538 | 3.78 | 1 | 365 | 4.2914 | 0.96366 | 5 | 0.25508
25539 | 6.63 | 1 | 365 | 7.527 | 0.73785 | 8 | 0.26486
25541 | 9.5 | 1 | 365 | 10.7853 | 0.58063 | 11 | 0.36594
25543 | 6.25 | 1 | 365 | 7.0956 | 0.43462 | 7 | 0.53022
25629 | 7.54 | 1 | 365 | 8.5601 | 0.85873 | 9 | 0.41886
25527 | 12.74 | 1 | 365 | 14.4637 | 0.69234 | 15 | 0.15601
25547 | 3.1 | 1 | 365 | 3.5194 | 0.63157 | 4 | 0.15099
25555 | 6.75 | 1 | 365 | 7.6632 | 0.1494 | 7 | 0.81264
25344 | 3.924 | 1 | 365 | 4.4549 | 0.45751 | 4 | 0.91242
24995 | 18 | 1 | 365 | 20.4353 | 0.73172 | 21 | 0.16705
25531 | 4.16 | 1 | 365 | 4.7228 | 0.26689 | 4 | 0.98972
25526 | 2.86 | 1 | 365 | 3.2469 | 0.80848 | 4 | 0.055431
25564 | 11.44 | 1 | 365 | 12.9878 | 0.23394 | 13 | 0.22172
26789 | 14 | 1 | 365 | 15.8941 | 0.01356 | 15 | 0.9077
26767 | 5.72 | 1 | 365 | 6.4939 | 0.61697 | 7 | 0.11086
26790 | 9.62 | 1 | 365 | 10.9215 | 0.99217 | 11 | 0.91372
26788 | 2.6 | 1 | 365 | 2.9518 | 0.9168 | 3 | 0.86857
26771 | 2.34 | 1 | 365 | 2.6566 | 0.025124 | 2 | 0.68172
26792 | 10.66 | 1 | 365 | 12.1023 | 0.5589 | 12 | 0.66115
26775 | 4.94 | 1 | 365 | 5.6084 | 0.94193 | 6 | 0.55029
26794 | 8.32 | 1 | 365 | 9.4457 | 0.53377 | 9 | 0.97944
26933 | 9.08 | 1 | 365 | 10.3085 | 0.14022 | 10 | 0.44871
21419 | 6.63 | 1 | 365 | 7.527 | 0.73785 | 8 | 0.26486
22191 | 8.16 | 1 | 365 | 9.264 | 0.98505 | 10 | 0.24906
23939 | 6.885 | 1 | 365 | 7.8165 | 0.61238 | 8 | 0.4289
26860 | 5.2 | 1 | 365 | 5.9035 | 0.83361 | 6 | 0.73715
25579 | 5.72 | 1 | 365 | 6.4939 | 0.61697 | 7 | 0.11086
24957 | 23.14 | 1 | 365 | 26.2707 | 0.35956 | 26 | 0.63031
26863 | 7.02 | 1 | 365 | 7.9698 | 0.075371 | 8 | 0.045149
25591 | 3.64 | 1 | 365 | 4.1325 | 0.48353 | 4 | 0.616
26877 | 8.32 | 1 | 365 | 9.4457 | 0.53377 | 9 | 0.97944
26938 | 6.12 | 1 | 365 | 6.948 | 0.98878 | 7 | 0.9368
25573 | 5.98 | 1 | 365 | 6.7891 | 0.50865 | 7 | 0.29772
26941 | 3.06 | 1 | 365 | 3.474 | 0.49439 | 3 | 0.9684
25603 | 12.495 | 1 | 365 | 14.1855 | 0.8521 | 15 | 0.037626
26942 | 5.225 | 1 | 365 | 5.9319 | 0.91935 | 6 | 0.85127
26943 | 4.675 | 1 | 365 | 5.3075 | 0.033099 | 5 | 0.34061
25580 | 6.89 | 1 | 365 | 7.8222 | 0.62953 | 8 | 0.45172
26945 | 5.46 | 1 | 365 | 6.1987 | 0.72529 | 6 | 0.924
25582 | 5.3 | 1 | 365 | 6.0171 | 0.17656 | 6 | 0.19363
25583 | 13.78 | 1 | 365 | 15.6444 | 0.25906 | 15 | 0.90344
26940 | 6.24 | 1 | 365 | 7.0842 | 0.40033 | 7 | 0.48458
26946 | 9.1 | 1 | 365 | 10.3312 | 0.20881 | 10 | 0.54001
25585 | 7.83 | 1 | 365 | 8.8894 | 0.8533 | 9 | 0.74267
26948 | 4.94 | 1 | 365 | 5.6084 | 0.94193 | 6 | 0.55029
26951 | 3.38 | 1 | 365 | 3.8373 | 0.59185 | 4 | 0.42915
25594 | 3.64 | 1 | 365 | 4.1325 | 0.48353 | 4 | 0.616
26950 | 8.25 | 1 | 365 | 9.3662 | 0.29371 | 9 | 0.6599
25596 | 12.48 | 1 | 365 | 14.1685 | 0.80066 | 14 | 0.96915
26949 | 3.825 | 1 | 365 | 4.3425 | 0.11799 | 4 | 0.4605
25597 | 5.46 | 1 | 365 | 6.1987 | 0.72529 | 6 | 0.924
26953 | 5.46 | 1 | 365 | 6.1987 | 0.72529 | 6 | 0.924
25599 | 8.67 | 1 | 365 | 9.843 | 0.73411 | 10 | 0.57713
26954 | 6.24 | 1 | 365 | 7.0842 | 0.40033 | 7 | 0.48458
25602 | 2.34 | 1 | 365 | 2.6566 | 0.025124 | 2 | 0.68172
26955 | 4.16 | 1 | 365 | 4.7228 | 0.26689 | 4 | 0.98972
26956 | 4.16 | 1 | 365 | 4.7228 | 0.26689 | 4 | 0.98972
25605 | 5.035 | 1 | 365 | 5.7162 | 0.26773 | 5 | 0.98395
25604 | 3.64 | 1 | 365 | 4.1325 | 0.48353 | 4 | 0.616
26957 | 7.02 | 1 | 365 | 7.9698 | 0.075371 | 8 | 0.045149
25609 | 6.76 | 1 | 365 | 7.6746 | 0.18369 | 7 | 0.85829
26959 | 8.32 | 1 | 365 | 9.4457 | 0.53377 | 9 | 0.97944
25612 | 2.34 | 1 | 365 | 2.6566 | 0.025124 | 2 | 0.68172
21078 | 5.2 | 1 | 365 | 5.9035 | 0.83361 | 6 | 0.73715
26960 | 4.24 | 1 | 365 | 4.8137 | 0.54125 | 5 | 0.3549
25615 | 5.98 | 1 | 365 | 6.7891 | 0.50865 | 7 | 0.29772
26961 | 4.68 | 1 | 365 | 5.3132 | 0.050247 | 5 | 0.36343
25620 | 5.72 | 1 | 365 | 6.4939 | 0.61697 | 7 | 0.11086
23104 | 8.06 | 1 | 365 | 9.1505 | 0.64209 | 9 | 0.79258
25622 | 7.95 | 1 | 365 | 9.0256 | 0.26484 | 9 | 0.29045
23650 | 5.72 | 1 | 365 | 6.4939 | 0.61697 | 7 | 0.11086
25623 | 16.5 | 1 | 365 | 18.7324 | 0.58741 | 19 | 0.31979
23916 | 9.1 | 1 | 365 | 10.3312 | 0.20881 | 10 | 0.54001
26964 | 4.94 | 1 | 365 | 5.6084 | 0.94193 | 6 | 0.55029
25625 | 7.54 | 1 | 365 | 8.5601 | 0.85873 | 9 | 0.41886
20831 | 10.4 | 1 | 365 | 11.8071 | 0.66722 | 12 | 0.47429
25626 | 5.98 | 1 | 365 | 6.7891 | 0.50865 | 7 | 0.29772
25628 | 4.08 | 1 | 365 | 4.632 | 0.99252 | 5 | 0.62453
23932 | 5.72 | 1 | 365 | 6.4939 | 0.61697 | 7 | 0.11086
26963 | 5.2 | 1 | 365 | 5.9035 | 0.83361 | 6 | 0.73715
24038 | 4.68 | 1 | 365 | 5.3132 | 0.050247 | 5 | 0.36343
24020 | 6.76 | 1 | 365 | 7.6746 | 0.18369 | 7 | 0.85829
26967 | 7.02 | 1 | 365 | 7.9698 | 0.075371 | 8 | 0.045149
26968 | 9.01 | 1 | 365 | 10.229 | 0.90016 | 11 | 0.12917
24025 | 8.32 | 1 | 365 | 9.4457 | 0.53377 | 9 | 0.97944
26970 | 6.76 | 1 | 365 | 7.6746 | 0.18369 | 7 | 0.85829
26969 | 9.69 | 1 | 365 | 11.001 | 0.23224 | 11 | 0.23326
26926 | 2.94 | 1 | 365 | 3.3378 | 0.082848 | 3 | 0.42062
26966 | 11.4 | 1 | 365 | 12.9424 | 0.096756 | 13 | 0.03913
26986 | 4.05 | 1 | 365 | 4.5979 | 0.88964 | 5 | 0.48759
26972 | 5.565 | 1 | 365 | 6.3179 | 0.08539 | 6 | 0.40331
26973 | 5.355 | 1 | 365 | 6.0795 | 0.36519 | 6 | 0.4447
26974 | 6.5 | 1 | 365 | 7.3794 | 0.29201 | 7 | 0.67143
26975 | 6.5 | 1 | 365 | 7.3794 | 0.29201 | 7 | 0.67143
26976 | 6.12 | 1 | 365 | 6.948 | 0.98878 | 7 | 0.9368
26977 | 5.72 | 1 | 365 | 6.4939 | 0.61697 | 7 | 0.11086
26983 | 11.7 | 1 | 365 | 13.283 | 0.12562 | 13 | 0.40858
26985 | 3.57 | 1 | 365 | 4.053 | 0.24346 | 4 | 0.29646
26987 | 9.62 | 1 | 365 | 10.9215 | 0.99217 | 11 | 0.91372
27002 | 3.38 | 1 | 365 | 3.8373 | 0.59185 | 4 | 0.42915
27015 | 7.975 | 1 | 365 | 9.054 | 0.35058 | 9 | 0.40457
27020 | 6.325 | 1 | 365 | 7.1807 | 0.69184 | 7 | 0.87259
27037 | 7.59 | 1 | 365 | 8.6169 | 0.030209 | 8 | 0.64711
27205 | 14.4 | 1 | 365 | 16.3483 | 0.38538 | 16 | 0.73364
27168 | 4.16 | 1 | 365 | 4.7228 | 0.26689 | 4 | 0.98972
27236 | 7.93 | 1 | 365 | 9.0029 | 0.19625 | 9 | 0.19915
25590 | 7.02 | 1 | 365 | 7.9698 | 0.075371 | 8 | 0.045149
22411 | 4.68 | 1 | 365 | 5.3132 | 0.050247 | 5 | 0.36343
26988 | 9.62 | 1 | 365 | 10.9215 | 0.99217 | 11 | 0.91372
26989 | 4.94 | 1 | 365 | 5.6084 | 0.94193 | 6 | 0.55029
26991 | 6.24 | 1 | 365 | 7.0842 | 0.40033 | 7 | 0.48458
26994 | 8.84 | 1 | 365 | 10.036 | 0.31713 | 10 | 0.35315
27014 | 4.42 | 1 | 365 | 5.018 | 0.15857 | 5 | 0.17658
26995 | 6.5 | 1 | 365 | 7.3794 | 0.29201 | 7 | 0.67143
26998 | 7.02 | 1 | 365 | 7.9698 | 0.075371 | 8 | 0.045149
26999 | 10.71 | 1 | 365 | 12.159 | 0.73037 | 12 | 0.88939
27048 | 11.18 | 1 | 365 | 12.6926 | 0.34226 | 13 | 0.034866
27004 | 3.12 | 1 | 365 | 3.5421 | 0.70016 | 4 | 0.24229
27005 | 9.62 | 1 | 365 | 10.9215 | 0.99217 | 11 | 0.91372
27006 | 12.75 | 1 | 365 | 14.475 | 0.72663 | 15 | 0.20166
26979 | 3.9 | 1 | 365 | 4.4277 | 0.37521 | 4 | 0.80286
27008 | 11.96 | 1 | 365 | 13.5781 | 0.017298 | 13 | 0.59544
27009 | 7.54 | 1 | 365 | 8.5601 | 0.85873 | 9 | 0.41886
27011 | 9.18 | 1 | 365 | 10.422 | 0.48318 | 10 | 0.90519
27010 | 11.18 | 1 | 365 | 12.6926 | 0.34226 | 13 | 0.034866
27012 | 9.88 | 1 | 365 | 11.2167 | 0.88386 | 12 | 0.10058
27013 | 7.8 | 1 | 365 | 8.8553 | 0.75041 | 9 | 0.60572
27016 | 6.5 | 1 | 365 | 7.3794 | 0.29201 | 7 | 0.67143
27017 | 9.9 | 1 | 365 | 11.2394 | 0.95245 | 12 | 0.19188
27018 | 3.025 | 1 | 365 | 3.4343 | 0.37436 | 3 | 0.80863
27019 | 4.94 | 1 | 365 | 5.6084 | 0.94193 | 6 | 0.55029
16527 | 5.13 | 1 | 365 | 5.8241 | 0.59354 | 6 | 0.41761
17669 | 9.18 | 1 | 365 | 10.422 | 0.48318 | 10 | 0.90519
25756 | 6.875 | 1 | 365 | 7.8052 | 0.57809 | 8 | 0.38325
27021 | 10.14 | 1 | 365 | 11.5119 | 0.77554 | 12 | 0.28744
27022 | 8.25 | 1 | 365 | 9.3662 | 0.29371 | 9 | 0.6599
27024 | 5.72 | 1 | 365 | 6.4939 | 0.61697 | 7 | 0.11086
27023 | 4.68 | 1 | 365 | 5.3132 | 0.050247 | 5 | 0.36343
27025 | 5.98 | 1 | 365 | 6.7891 | 0.50865 | 7 | 0.29772
27026 | 5.98 | 1 | 365 | 6.7891 | 0.50865 | 7 | 0.29772
27027 | 9.88 | 1 | 365 | 11.2167 | 0.88386 | 12 | 0.10058
27035 | 7.98 | 1 | 365 | 9.0597 | 0.36773 | 9 | 0.42739
27038 | 8.4 | 1 | 365 | 9.5365 | 0.80814 | 10 | 0.34462
27039 | 12.42 | 1 | 365 | 14.1004 | 0.59489 | 14 | 0.69526
25003 | 6.6 | 1 | 365 | 7.493 | 0.63496 | 8 | 0.12792
27042 | 6.5 | 1 | 365 | 7.3794 | 0.29201 | 7 | 0.67143
27043 | 4.94 | 1 | 365 | 5.6084 | 0.94193 | 6 | 0.55029
27044 | 4.94 | 1 | 365 | 5.6084 | 0.94193 | 6 | 0.55029
27045 | 7.8 | 1 | 365 | 8.8553 | 0.75041 | 9 | 0.60572
27047 | 7.02 | 1 | 365 | 7.9698 | 0.075371 | 8 | 0.045149
27194 | 6.885 | 1 | 365 | 7.8165 | 0.61238 | 8 | 0.4289
27195 | 5.46 | 1 | 365 | 6.1987 | 0.72529 | 6 | 0.924
27196 | 12.48 | 1 | 365 | 14.1685 | 0.80066 | 14 | 0.96915
27197 | 11.96 | 1 | 365 | 13.5781 | 0.017298 | 13 | 0.59544
27198 | 8.84 | 1 | 365 | 10.036 | 0.31713 | 10 | 0.35315
27200 | 6.4 | 1 | 365 | 7.2659 | 0.94906 | 8 | 0.21495
27201 | 11.4 | 1 | 365 | 12.9424 | 0.096756 | 13 | 0.03913
27202 | 6.27 | 1 | 365 | 7.1183 | 0.50322 | 7 | 0.62152
27207 | 7.425 | 1 | 365 | 8.4296 | 0.46433 | 8 | 0.89391
27209 | 13.2 | 1 | 365 | 14.9859 | 0.26993 | 15 | 0.25584
27213 | 6.72 | 1 | 365 | 7.6292 | 0.046509 | 7 | 0.6757
27215 | 6.72 | 1 | 365 | 7.6292 | 0.046509 | 7 | 0.6757
27216 | 7.905 | 1 | 365 | 8.9745 | 0.11051 | 9 | 0.085029
27217 | 4.845 | 1 | 365 | 5.5005 | 0.61612 | 6 | 0.11663
24964 | 11.7 | 1 | 365 | 13.283 | 0.12562 | 13 | 0.40858
25529 | 4.16 | 1 | 365 | 4.7228 | 0.26689 | 4 | 0.98972
24965 | 9.1 | 1 | 365 | 10.3312 | 0.20881 | 10 | 0.54001
24967 | 2.86 | 1 | 365 | 3.2469 | 0.80848 | 4 | 0.055431
24969 | 3.38 | 1 | 365 | 3.8373 | 0.59185 | 4 | 0.42915
24970 | 3.9 | 1 | 365 | 4.4277 | 0.37521 | 4 | 0.80286
24971 | 6.89 | 1 | 365 | 7.8222 | 0.62953 | 8 | 0.45172
24972 | 7.54 | 1 | 365 | 8.5601 | 0.85873 | 9 | 0.41886
24973 | 9.36 | 1 | 365 | 10.6264 | 0.10049 | 10 | 0.72686
24974 | 7.8 | 1 | 365 | 8.8553 | 0.75041 | 9 | 0.60572
24991 | 12 | 1 | 365 | 13.6236 | 0.15448 | 13 | 0.77803
24987 | 7.6 | 1 | 365 | 8.6282 | 0.064504 | 8 | 0.69275
25000 | 5.4 | 1 | 365 | 6.1306 | 0.51952 | 6 | 0.65011
25001 | 11.2 | 1 | 365 | 12.7153 | 0.41085 | 13 | 0.12616
27223 | 6.76 | 1 | 365 | 7.6746 | 0.18369 | 7 | 0.85829
25006 | 10.08 | 1 | 365 | 11.4438 | 0.56976 | 12 | 0.013547
27219 | 3.12 | 1 | 365 | 3.5421 | 0.70016 | 4 | 0.24229
27060 | 440.42 | 0.8 | 365 | 400.0057 | 0.35041 | 400 | 0.35606
27230 | 4.77 | 1 | 365 | 5.4154 | 0.35891 | 5 | 0.77427
27204 | 7.2 | 1 | 365 | 8.1741 | 0.69269 | 8 | 0.86682
27233 | 4.05 | 1 | 365 | 4.5979 | 0.88964 | 5 | 0.48759
26663 | 10.66 | 1 | 365 | 12.1023 | 0.5589 | 12 | 0.66115
25424 | 12.22 | 1 | 365 | 13.8733 | 0.90898 | 14 | 0.7823
26245 | 8.4 | 1 | 365 | 9.5365 | 0.80814 | 10 | 0.34462
27029 | 7 | 1 | 365 | 7.9471 | 0.00678 | 7 | 0.95385
25766 | 8.1 | 1 | 365 | 9.1959 | 0.77927 | 9 | 0.97517
27238 | 3.99 | 1 | 365 | 4.5298 | 0.68386 | 5 | 0.2137
27257 | 4.5 | 1 | 365 | 5.1088 | 0.43293 | 5 | 0.54176
25584 | 7.54 | 1 | 365 | 8.5601 | 0.85873 | 9 | 0.41886
25632 | 7.8 | 1 | 365 | 8.8553 | 0.75041 | 9 | 0.60572
27239 | 6.21 | 1 | 365 | 7.0502 | 0.29744 | 7 | 0.34763
22025 | 6.24 | 1 | 365 | 7.0842 | 0.40033 | 7 | 0.48458
22086 | 6.5 | 1 | 365 | 7.3794 | 0.29201 | 7 | 0.67143
27240 | 8.91 | 1 | 365 | 10.1155 | 0.5572 | 10 | 0.67269
22078 | 8.58 | 1 | 365 | 9.7408 | 0.42545 | 10 | 0.16629
27241 | 3.12 | 1 | 365 | 3.5421 | 0.70016 | 4 | 0.24229
22387 | 5.2 | 1 | 365 | 5.9035 | 0.83361 | 6 | 0.73715
27243 | 11.88 | 1 | 365 | 13.4873 | 0.74294 | 14 | 0.23025
27246 | 10.53 | 1 | 365 | 11.9547 | 0.11306 | 12 | 0.067723
27245 | 7.54 | 1 | 365 | 8.5601 | 0.85873 | 9 | 0.41886
27247 | 10.14 | 1 | 365 | 11.5119 | 0.77554 | 12 | 0.28744
27249 | 12.22 | 1 | 365 | 13.8733 | 0.90898 | 14 | 0.7823
27251 | 8.32 | 1 | 365 | 9.4457 | 0.53377 | 9 | 0.97944
27253 | 19.25 | 1 | 365 | 21.8544 | 0.018645 | 21 | 0.87309
27255 | 5.46 | 1 | 365 | 6.1987 | 0.72529 | 6 | 0.924
25007 | 12.426 | 1 | 365 | 14.1072 | 0.61546 | 14 | 0.72265
24901 | 11 | 1 | 365 | 12.4883 | 0.72494 | 13 | 0.2132
24734 | 10.685 | 1 | 365 | 12.1306 | 0.64463 | 12 | 0.77527
27259 | 11.5 | 1 | 365 | 13.0559 | 0.43971 | 13 | 0.49561
27261 | 9.1 | 1 | 365 | 10.3312 | 0.20881 | 10 | 0.54001
27262 | 9.69 | 1 | 365 | 11.001 | 0.23224 | 11 | 0.23326
27272 | 5.2 | 1 | 365 | 5.9035 | 0.83361 | 6 | 0.73715
27289 | 8.16 | 1 | 365 | 9.264 | 0.98505 | 10 | 0.24906
26656 | 5.32 | 1 | 365 | 6.0398 | 0.24515 | 6 | 0.28493
27414 | 5.47 | 1 | 365 | 6.2101 | 0.75958 | 6 | 0.96965
27395 | 9.8 | 1 | 365 | 11.1259 | 0.60949 | 11 | 0.73539
27372 | 8.64 | 1 | 365 | 9.809 | 0.63123 | 10 | 0.44018
27343 | 10.72 | 1 | 365 | 12.1704 | 0.76467 | 12 | 0.93504
27329 | 11.275 | 1 | 365 | 12.8005 | 0.66806 | 13 | 0.46853
27318 | 7.56 | 1 | 365 | 8.5828 | 0.92732 | 9 | 0.51016
27306 | 6.05 | 1 | 365 | 6.8685 | 0.74872 | 7 | 0.61726
27263 | 4.125 | 1 | 365 | 4.6831 | 0.14685 | 4 | 0.82995
27266 | 5.72 | 1 | 365 | 6.4939 | 0.61697 | 7 | 0.11086
27267 | 5.4 | 1 | 365 | 6.1306 | 0.51952 | 6 | 0.65011
27268 | 11.825 | 1 | 365 | 13.4249 | 0.55431 | 13 | 0.97919
27271 | 10.72 | 1 | 365 | 12.1704 | 0.76467 | 12 | 0.93504
27273 | 11 | 1 | 365 | 12.4883 | 0.72494 | 13 | 0.2132
27279 | 9.1 | 1 | 365 | 10.3312 | 0.20881 | 10 | 0.54001
27281 | 6.6 | 1 | 365 | 7.493 | 0.63496 | 8 | 0.12792
27282 | 7.425 | 1 | 365 | 8.4296 | 0.46433 | 8 | 0.89391
27283 | 8.4 | 1 | 365 | 9.5365 | 0.80814 | 10 | 0.34462
27285 | 10.45 | 1 | 365 | 11.8638 | 0.83869 | 12 | 0.70254
27287 | 5.1 | 1 | 365 | 5.79 | 0.49065 | 6 | 0.28066
27286 | 5.46 | 1 | 365 | 6.1987 | 0.72529 | 6 | 0.924
27290 | 4.95 | 1 | 365 | 5.6197 | 0.97622 | 6 | 0.59594
27294 | 5.75 | 1 | 365 | 6.528 | 0.71985 | 7 | 0.24781
27297 | 12.1 | 1 | 365 | 13.7371 | 0.49743 | 14 | 0.23452
27275 | 10.26 | 1 | 365 | 11.6481 | 0.18708 | 11 | 0.83522
27300 | 9 | 1 | 365 | 10.2177 | 0.86586 | 11 | 0.083524
27301 | 3.85 | 1 | 365 | 4.3709 | 0.20373 | 4 | 0.57462
27304 | 6.05 | 1 | 365 | 6.8685 | 0.74872 | 7 | 0.61726
24028 | 4.86 | 1 | 365 | 5.5175 | 0.66756 | 6 | 0.1851
24033 | 2.7 | 1 | 365 | 3.0653 | 0.25976 | 3 | 0.32506
15877 | 8.16 | 1 | 365 | 9.264 | 0.98505 | 10 | 0.24906
16958 | 5.72 | 1 | 365 | 6.4939 | 0.61697 | 7 | 0.11086
27307 | 9.625 | 1 | 365 | 10.9272 | 0.0093225 | 10 | 0.93655
27308 | 4.59 | 1 | 365 | 5.211 | 0.74159 | 5 | 0.9526
27309 | 7.2 | 1 | 365 | 8.1741 | 0.69269 | 8 | 0.86682
27312 | 8.8 | 1 | 365 | 9.9906 | 0.17995 | 10 | 0.17056
27313 | 5 | 1 | 365 | 5.6765 | 0.1477 | 5 | 0.82418
27314 | 5.1 | 1 | 365 | 5.79 | 0.49065 | 6 | 0.28066
27315 | 8.25 | 1 | 365 | 9.3662 | 0.29371 | 9 | 0.6599
27316 | 11.55 | 1 | 365 | 13.1127 | 0.61119 | 13 | 0.72386
27317 | 10.725 | 1 | 365 | 12.176 | 0.78182 | 12 | 0.95787
27319 | 3.75 | 1 | 365 | 4.2574 | 0.86078 | 5 | 0.11813
27320 | 9.9 | 1 | 365 | 11.2394 | 0.95245 | 12 | 0.19188
27323 | 12.9 | 1 | 365 | 14.6453 | 0.24107 | 14 | 0.88638
27325 | 6 | 1 | 365 | 6.8118 | 0.57724 | 7 | 0.38902
27328 | 9.36 | 1 | 365 | 10.6264 | 0.10049 | 10 | 0.72686
27296 | 3.64 | 1 | 365 | 4.1325 | 0.48353 | 4 | 0.616
27293 | 3.9 | 1 | 365 | 4.4277 | 0.37521 | 4 | 0.80286
27342 | 9.66 | 1 | 365 | 10.967 | 0.12936 | 11 | 0.096316
27341 | 5.88 | 1 | 365 | 6.6755 | 0.1657 | 6 | 0.84124
27340 | 9.99 | 1 | 365 | 11.3416 | 0.2611 | 11 | 0.60271
27336 | 4.25 | 1 | 365 | 4.825 | 0.57554 | 5 | 0.40055
27335 | 8.32 | 1 | 365 | 9.4457 | 0.53377 | 9 | 0.97944
27334 | 8.8 | 1 | 365 | 9.9906 | 0.17995 | 10 | 0.17056
27333 | 9.18 | 1 | 365 | 10.422 | 0.48318 | 10 | 0.90519
27332 | 10.725 | 1 | 365 | 12.176 | 0.78182 | 12 | 0.95787
27330 | 6 | 1 | 365 | 6.8118 | 0.57724 | 7 | 0.38902
27338 | 3.36 | 1 | 365 | 3.8146 | 0.52325 | 4 | 0.33785
27473 | 5.1 | 1 | 365 | 5.79 | 0.49065 | 6 | 0.28066
27471 | 5.7 | 1 | 365 | 6.4712 | 0.54838 | 7 | 0.019565
27467 | 7.32 | 1 | 365 | 8.3104 | 0.10423 | 8 | 0.4146
27327 | 5.565 | 1 | 365 | 6.3179 | 0.08539 | 6 | 0.40331
27401 | 11.7 | 1 | 365 | 13.283 | 0.12562 | 13 | 0.40858
27298 | 14.04 | 1 | 365 | 15.9396 | 0.15074 | 16 | 0.090297
27344 | 9.99 | 1 | 365 | 11.3416 | 0.2611 | 11 | 0.60271
27354 | 6.12 | 1 | 365 | 6.948 | 0.98878 | 7 | 0.9368
14184 | 10.2 | 1 | 365 | 11.58 | 0.98131 | 12 | 0.56133
27357 | 4.08 | 1 | 365 | 4.632 | 0.99252 | 5 | 0.62453
27303 | 6.76 | 1 | 365 | 7.6746 | 0.18369 | 7 | 0.85829
27362 | 6.63 | 1 | 365 | 7.527 | 0.73785 | 8 | 0.26486
27366 | 7.395 | 1 | 365 | 8.3955 | 0.36145 | 8 | 0.75696
14183 | 13.515 | 1 | 365 | 15.3435 | 0.35023 | 15 | 0.69376
27305 | 12.42 | 1 | 365 | 14.1004 | 0.59489 | 14 | 0.69526
27454 | 3.825 | 1 | 365 | 4.3425 | 0.11799 | 4 | 0.4605
16892 | 5.355 | 1 | 365 | 6.0795 | 0.36519 | 6 | 0.4447
16869 | 11.73 | 1 | 365 | 13.317 | 0.2285 | 13 | 0.54553
27455 | 6.1 | 1 | 365 | 6.9253 | 0.92019 | 7 | 0.8455
16858 | 3.825 | 1 | 365 | 4.3425 | 0.11799 | 4 | 0.4605
16827 | 15.81 | 1 | 365 | 17.949 | 0.22103 | 18 | 0.17006
16766 | 6.63 | 1 | 365 | 7.527 | 0.73785 | 8 | 0.26486
27448 | 11.1 | 1 | 365 | 12.6018 | 0.067894 | 12 | 0.66968
14197 | 11.73 | 1 | 365 | 13.317 | 0.2285 | 13 | 0.54553
16387 | 11.475 | 1 | 365 | 13.0275 | 0.35397 | 13 | 0.38149
16086 | 7.65 | 1 | 365 | 8.685 | 0.23598 | 8 | 0.921
13853 | 7.14 | 1 | 365 | 8.106 | 0.48692 | 8 | 0.59293
27385 | 7.14 | 1 | 365 | 8.106 | 0.48692 | 8 | 0.59293
14034 | 5.61 | 1 | 365 | 6.369 | 0.23972 | 6 | 0.60873
13590 | 4.59 | 1 | 365 | 5.211 | 0.74159 | 5 | 0.9526
27392 | 7.84 | 1 | 365 | 8.9007 | 0.88759 | 9 | 0.78831
16538 | 2.86 | 1 | 365 | 3.2469 | 0.80848 | 4 | 0.055431
16496 | 4.08 | 1 | 365 | 4.632 | 0.99252 | 5 | 0.62453
16498 | 7.395 | 1 | 365 | 8.3955 | 0.36145 | 8 | 0.75696
16048 | 5.61 | 1 | 365 | 6.369 | 0.23972 | 6 | 0.60873
27435 | 10.4 | 1 | 365 | 11.8071 | 0.66722 | 12 | 0.47429
15863 | 3.315 | 1 | 365 | 3.7635 | 0.36893 | 4 | 0.13243
15811 | 6.12 | 1 | 365 | 6.948 | 0.98878 | 7 | 0.9368
14284 | 9.18 | 1 | 365 | 10.422 | 0.48318 | 10 | 0.90519
14354 | 6.5 | 1 | 365 | 7.3794 | 0.29201 | 7 | 0.67143
14405 | 5.635 | 1 | 365 | 6.3974 | 0.32546 | 6 | 0.72285
27407 | 10.215 | 1 | 365 | 11.597 | 0.032751 | 11 | 0.6298
14614 | 6.125 | 1 | 365 | 6.9537 | 0.0059325 | 6 | 0.95962
14571 | 7.905 | 1 | 365 | 8.9745 | 0.11051 | 9 | 0.085029
27408 | 4.98 | 1 | 365 | 5.6538 | 0.079109 | 5 | 0.73288
26611 | 4.9 | 1 | 365 | 5.563 | 0.80475 | 6 | 0.3677
15943 | 6.75 | 1 | 365 | 7.6632 | 0.1494 | 7 | 0.81264
15151 | 3.825 | 1 | 365 | 4.3425 | 0.11799 | 4 | 0.4605
15034 | 1.53 | 1 | 365 | 1.737 | 0.2472 | 1 | 0.9842
27396 | 7.28 | 1 | 365 | 8.265 | 0.96705 | 9 | 0.23201
14916 | 5.355 | 1 | 365 | 6.0795 | 0.36519 | 6 | 0.4447
16424 | 148.72 | 0.9 | 365 | 151.9571 | 0.03707 | 151 | 0.99417
14665 | 4.335 | 1 | 365 | 4.9215 | 0.86706 | 5 | 0.78856
27415 | 4.47 | 1 | 365 | 5.0748 | 0.33004 | 5 | 0.40482
14865 | 5.355 | 1 | 365 | 6.0795 | 0.36519 | 6 | 0.4447
27339 | 3.99 | 1 | 365 | 4.5298 | 0.68386 | 5 | 0.2137
14881 | 3.06 | 1 | 365 | 3.474 | 0.49439 | 3 | 0.9684
27421 | 3.98 | 1 | 365 | 4.5185 | 0.64957 | 5 | 0.16805
14866 | 10.4 | 1 | 365 | 11.8071 | 0.66722 | 12 | 0.47429
27326 | 5.2 | 1 | 365 | 5.9035 | 0.83361 | 6 | 0.73715
27663 | 3.85 | 1 | 365 | 4.3709 | 0.20373 | 4 | 0.57462
22631 | 4.94 | 1 | 365 | 5.6084 | 0.94193 | 6 | 0.55029
27383 | 8.415 | 1 | 365 | 9.5535 | 0.85958 | 10 | 0.41309
27733 | 8.54 | 1 | 365 | 9.6954 | 0.28827 | 9 | 0.9837
27398 | 6.375 | 1 | 365 | 7.2375 | 0.86332 | 8 | 0.10083
15724 | 11.985 | 1 | 365 | 13.6065 | 0.10304 | 13 | 0.70956
27787 | 8.58 | 1 | 365 | 9.7408 | 0.42545 | 10 | 0.16629
26774 | 4.94 | 1 | 365 | 5.6084 | 0.94193 | 6 | 0.55029
22558 | 10.14 | 1 | 365 | 11.5119 | 0.77554 | 12 | 0.28744
27636 | 9.25 | 1 | 365 | 10.5015 | 0.72325 | 11 | 0.22473
22565 | 5.2 | 1 | 365 | 5.9035 | 0.83361 | 6 | 0.73715
27641 | 10.5 | 1 | 365 | 11.9206 | 0.01017 | 11 | 0.93078
27643 | 4.5 | 1 | 365 | 5.1088 | 0.43293 | 5 | 0.54176
27626 | 6.5 | 1 | 365 | 7.3794 | 0.29201 | 7 | 0.67143
27083 | 225 | 0.9 | 365 | 229.8974 | 0.48185 | 230 | 0.37929
27651 | 8.25 | 1 | 365 | 9.3662 | 0.29371 | 9 | 0.6599
27604 | 10.14 | 1 | 365 | 11.5119 | 0.77554 | 12 | 0.28744
27652 | 6.75 | 1 | 365 | 7.6632 | 0.1494 | 7 | 0.81264
27653 | 13.75 | 1 | 365 | 15.6103 | 0.15617 | 15 | 0.76649
27656 | 8.25 | 1 | 365 | 9.3662 | 0.29371 | 9 | 0.6599
27658 | 4.2 | 1 | 365 | 4.7682 | 0.40407 | 5 | 0.17231
27660 | 7.28 | 1 | 365 | 8.265 | 0.96705 | 9 | 0.23201
27662 | 9.69 | 1 | 365 | 11.001 | 0.23224 | 11 | 0.23326
23669 | 6.76 | 1 | 365 | 7.6746 | 0.18369 | 7 | 0.85829
27199 | 10.4 | 1 | 365 | 11.8071 | 0.66722 | 12 | 0.47429
27647 | 3.12 | 1 | 365 | 3.5421 | 0.70016 | 4 | 0.24229
27129 | 4.68 | 1 | 365 | 5.3132 | 0.050247 | 5 | 0.36343
26911 | 9.1 | 1 | 365 | 10.3312 | 0.20881 | 10 | 0.54001
26049 | 9.36 | 1 | 365 | 10.6264 | 0.10049 | 10 | 0.72686
26712 | 5.46 | 1 | 365 | 6.1987 | 0.72529 | 6 | 0.924
26272 | 4.42 | 1 | 365 | 5.018 | 0.15857 | 5 | 0.17658
27666 | 9.075 | 1 | 365 | 10.3028 | 0.12308 | 10 | 0.42589
27670 | 7.5 | 1 | 365 | 8.5147 | 0.72155 | 9 | 0.23627
27673 | 6.05 | 1 | 365 | 6.8685 | 0.74872 | 7 | 0.61726
27671 | 7.56 | 1 | 365 | 8.5828 | 0.92732 | 9 | 0.51016
27674 | 6.05 | 1 | 365 | 6.8685 | 0.74872 | 7 | 0.61726
27677 | 10.791 | 1 | 365 | 12.251 | 0.0081661 | 12 | 0.25915
27679 | 9.15 | 1 | 365 | 10.388 | 0.38029 | 10 | 0.76825
27681 | 7.848 | 1 | 365 | 8.9098 | 0.91503 | 9 | 0.82483
26772 | 7.155 | 1 | 365 | 8.123 | 0.53836 | 8 | 0.6614
26252 | 13.52 | 1 | 365 | 15.3492 | 0.36738 | 15 | 0.71658
26723 | 9.36 | 1 | 365 | 10.6264 | 0.10049 | 10 | 0.72686
27786 | 7.15 | 1 | 365 | 8.1174 | 0.52121 | 8 | 0.63858
27785 | 9.1 | 1 | 365 | 10.3312 | 0.20881 | 10 | 0.54001
27783 | 7.905 | 1 | 365 | 8.9745 | 0.11051 | 9 | 0.085029
27793 | 10.175 | 1 | 365 | 11.5516 | 0.89557 | 12 | 0.44721
27390 | 10.71 | 1 | 365 | 12.159 | 0.73037 | 12 | 0.88939
27404 | 6.885 | 1 | 365 | 7.8165 | 0.61238 | 8 | 0.4289
27776 | 10.14 | 1 | 365 | 11.5119 | 0.77554 | 12 | 0.28744
27762 | 9.625 | 1 | 365 | 10.9272 | 0.0093225 | 10 | 0.93655
27779 | 11.22 | 1 | 365 | 12.738 | 0.47944 | 13 | 0.21746
27367 | 4.335 | 1 | 365 | 4.9215 | 0.86706 | 5 | 0.78856
27778 | 3.85 | 1 | 365 | 4.3709 | 0.20373 | 4 | 0.57462
27649 | 9.1 | 1 | 365 | 10.3312 | 0.20881 | 10 | 0.54001
22797 | 8.06 | 1 | 365 | 9.1505 | 0.64209 | 9 | 0.79258
23061 | 11.44 | 1 | 365 | 12.9878 | 0.23394 | 13 | 0.22172
23152 | 4.68 | 1 | 365 | 5.3132 | 0.050247 | 5 | 0.36343
12790 | 4.08 | 1 | 365 | 4.632 | 0.99252 | 5 | 0.62453
27364 | 9.18 | 1 | 365 | 10.422 | 0.48318 | 10 | 0.90519
27373 | 6.63 | 1 | 365 | 7.527 | 0.73785 | 8 | 0.26486
27394 | 8.75 | 1 | 365 | 9.9338 | 0.008475 | 9 | 0.94231
27413 | 6.12 | 1 | 365 | 6.948 | 0.98878 | 7 | 0.9368
27751 | 13.734 | 1 | 365 | 15.5922 | 0.1013 | 15 | 0.69346
27747 | 8.502 | 1 | 365 | 9.6523 | 0.15795 | 9 | 0.81024
27749 | 6.6 | 1 | 365 | 7.493 | 0.63496 | 8 | 0.12792
27744 | 3.25 | 1 | 365 | 3.6897 | 0.146 | 3 | 0.83572
27748 | 11.5 | 1 | 365 | 13.0559 | 0.43971 | 13 | 0.49561
27743 | 8 | 1 | 365 | 9.0824 | 0.43632 | 9 | 0.51869
27365 | 8.67 | 1 | 365 | 9.843 | 0.73411 | 10 | 0.57713
23348 | 5.2 | 1 | 365 | 5.9035 | 0.83361 | 6 | 0.73715
27384 | 7.905 | 1 | 365 | 8.9745 | 0.11051 | 9 | 0.085029
27722 | 5.67 | 1 | 365 | 6.4371 | 0.44549 | 6 | 0.88262
27399 | 10.2 | 1 | 365 | 11.58 | 0.98131 | 12 | 0.56133
27377 | 3.06 | 1 | 365 | 3.474 | 0.49439 | 3 | 0.9684
27729 | 9.52 | 1 | 365 | 10.808 | 0.64922 | 11 | 0.45724
27731 | 8.64 | 1 | 365 | 9.809 | 0.63123 | 10 | 0.44018
27382 | 6 | 1 | 365 | 6.8118 | 0.57724 | 7 | 0.38902
27735 | 10.2 | 1 | 365 | 11.58 | 0.98131 | 12 | 0.56133
27737 | 5.4 | 1 | 365 | 6.1306 | 0.51952 | 6 | 0.65011
27736 | 8 | 1 | 365 | 9.0824 | 0.43632 | 9 | 0.51869
27381 | 7.65 | 1 | 365 | 8.685 | 0.23598 | 8 | 0.921
27739 | 8.5 | 1 | 365 | 9.65 | 0.15109 | 9 | 0.80111
27740 | 5.415 | 1 | 365 | 6.1476 | 0.57096 | 6 | 0.71859
27741 | 8.5 | 1 | 365 | 9.65 | 0.15109 | 9 | 0.80111
27742 | 8.925 | 1 | 365 | 10.1325 | 0.60864 | 10 | 0.74116
27934 | 8.925 | 1 | 365 | 10.1325 | 0.60864 | 10 | 0.74116
27979 | 12.42 | 1 | 365 | 14.1004 | 0.59489 | 14 | 0.69526
27989 | 8.58 | 1 | 365 | 9.7408 | 0.42545 | 10 | 0.16629
28000 | 8.32 | 1 | 365 | 9.4457 | 0.53377 | 9 | 0.97944
27503 | 4.335 | 1 | 365 | 4.9215 | 0.86706 | 5 | 0.78856
28013 | 7.84 | 1 | 365 | 8.9007 | 0.88759 | 9 | 0.78831
28030 | 4.94 | 1 | 365 | 5.6084 | 0.94193 | 6 | 0.55029
21714 | 11.7 | 1 | 365 | 13.283 | 0.12562 | 13 | 0.40858
27581 | 4.16 | 1 | 365 | 4.7228 | 0.26689 | 4 | 0.98972
27472 | 3 | 1 | 365 | 3.4059 | 0.28862 | 3 | 0.69451
27942 | 13.78 | 1 | 365 | 15.6444 | 0.25906 | 15 | 0.90344
27506 | 7.02 | 1 | 365 | 7.9698 | 0.075371 | 8 | 0.045149
27515 | 7 | 1 | 365 | 7.9471 | 0.00678 | 7 | 0.95385
27950 | 14.045 | 1 | 365 | 15.9452 | 0.16789 | 16 | 0.11312
27952 | 9.435 | 1 | 365 | 10.7115 | 0.35771 | 11 | 0.069228
28040 | 4.16 | 1 | 365 | 4.7228 | 0.26689 | 4 | 0.98972
28043 | 4.42 | 1 | 365 | 5.018 | 0.15857 | 5 | 0.17658
24861 | 6.24 | 1 | 365 | 7.0842 | 0.40033 | 7 | 0.48458
24534 | 3.9 | 1 | 365 | 4.4277 | 0.37521 | 4 | 0.80286
25528 | 9.1 | 1 | 365 | 10.3312 | 0.20881 | 10 | 0.54001
24535 | 5.2 | 1 | 365 | 5.9035 | 0.83361 | 6 | 0.73715
28037 | 5.13 | 1 | 365 | 5.8241 | 0.59354 | 6 | 0.41761
27958 | 3.825 | 1 | 365 | 4.3425 | 0.11799 | 4 | 0.4605
27957 | 14.04 | 1 | 365 | 15.9396 | 0.15074 | 16 | 0.090297
27959 | 4.08 | 1 | 365 | 4.632 | 0.99252 | 5 | 0.62453
27960 | 11.7 | 1 | 365 | 13.283 | 0.12562 | 13 | 0.40858
27963 | 16.52 | 1 | 365 | 18.7551 | 0.656 | 19 | 0.41109
27965 | 7.84 | 1 | 365 | 8.9007 | 0.88759 | 9 | 0.78831
27961 | 5.865 | 1 | 365 | 6.6585 | 0.11425 | 6 | 0.77276
27969 | 11.18 | 1 | 365 | 12.6926 | 0.34226 | 13 | 0.034866
27971 | 8.58 | 1 | 365 | 9.7408 | 0.42545 | 10 | 0.16629
25293 | 4.675 | 1 | 365 | 5.3075 | 0.033099 | 5 | 0.34061
25216 | 6.76 | 1 | 365 | 7.6746 | 0.18369 | 7 | 0.85829
25294 | 10.215 | 1 | 365 | 11.597 | 0.032751 | 11 | 0.6298
25220 | 5.46 | 1 | 365 | 6.1987 | 0.72529 | 6 | 0.924
24531 | 5.46 | 1 | 365 | 6.1987 | 0.72529 | 6 | 0.924
25297 | 8.525 | 1 | 365 | 9.6784 | 0.23683 | 9 | 0.91523
21876 | 3.9 | 1 | 365 | 4.4277 | 0.37521 | 4 | 0.80286
24726 | 7.8 | 1 | 365 | 8.8553 | 0.75041 | 9 | 0.60572
25299 | 6.725 | 1 | 365 | 7.6349 | 0.063657 | 7 | 0.69852
25301 | 8.47 | 1 | 365 | 9.616 | 0.048204 | 9 | 0.66416
28033 | 12.099 | 1 | 365 | 13.7359 | 0.494 | 14 | 0.22995
18574 | 4.16 | 1 | 365 | 4.7228 | 0.26689 | 4 | 0.98972
24855 | 9.62 | 1 | 365 | 10.9215 | 0.99217 | 11 | 0.91372
25422 | 4.42 | 1 | 365 | 5.018 | 0.15857 | 5 | 0.17658
28020 | 3.38 | 1 | 365 | 3.8373 | 0.59185 | 4 | 0.42915
27962 | 10.26 | 1 | 365 | 11.6481 | 0.18708 | 11 | 0.83522
27964 | 6.76 | 1 | 365 | 7.6746 | 0.18369 | 7 | 0.85829
27968 | 3.92 | 1 | 365 | 4.4504 | 0.4438 | 4 | 0.89416
27967 | 6.375 | 1 | 365 | 7.2375 | 0.86332 | 8 | 0.10083
27974 | 5.2 | 1 | 365 | 5.9035 | 0.83361 | 6 | 0.73715
27973 | 14.82 | 1 | 365 | 16.8251 | 0.82578 | 17 | 0.65087
27975 | 4.94 | 1 | 365 | 5.6084 | 0.94193 | 6 | 0.55029
27977 | 2.85 | 1 | 365 | 3.2356 | 0.77419 | 4 | 0.0097826
27976 | 4.42 | 1 | 365 | 5.018 | 0.15857 | 5 | 0.17658
21518 | 6.24 | 1 | 365 | 7.0842 | 0.40033 | 7 | 0.48458
21047 | 5.72 | 1 | 365 | 6.4939 | 0.61697 | 7 | 0.11086
28027 | 13.5 | 1 | 365 | 15.3265 | 0.29879 | 15 | 0.62529
28026 | 7.84 | 1 | 365 | 8.9007 | 0.88759 | 9 | 0.78831
21779 | 6.5 | 1 | 365 | 7.3794 | 0.29201 | 7 | 0.67143
24238 | 10.66 | 1 | 365 | 12.1023 | 0.5589 | 12 | 0.66115
21809 | 5.2 | 1 | 365 | 5.9035 | 0.83361 | 6 | 0.73715
25300 | 4.2 | 1 | 365 | 4.7682 | 0.40407 | 5 | 0.17231
25303 | 6.44 | 1 | 365 | 7.3113 | 0.086238 | 7 | 0.39754
25304 | 4.48 | 1 | 365 | 5.0861 | 0.36434 | 5 | 0.45047
25308 | 6.82 | 1 | 365 | 7.7427 | 0.38946 | 8 | 0.13218
25305 | 6.47 | 1 | 365 | 7.3454 | 0.18912 | 7 | 0.53449
25306 | 5.355 | 1 | 365 | 6.0795 | 0.36519 | 6 | 0.4447
25290 | 5.32 | 1 | 365 | 6.0398 | 0.24515 | 6 | 0.28493
25332 | 8.16 | 1 | 365 | 9.264 | 0.98505 | 10 | 0.24906
25340 | 6.63 | 1 | 365 | 7.527 | 0.73785 | 8 | 0.26486
25342 | 5.1 | 1 | 365 | 5.79 | 0.49065 | 6 | 0.28066
25345 | 5.865 | 1 | 365 | 6.6585 | 0.11425 | 6 | 0.77276
25309 | 8.4 | 1 | 365 | 9.5365 | 0.80814 | 10 | 0.34462
25347 | 6.12 | 1 | 365 | 6.948 | 0.98878 | 7 | 0.9368
25349 | 6.44 | 1 | 365 | 7.3113 | 0.086238 | 7 | 0.39754
25363 | 9.945 | 1 | 365 | 11.2905 | 0.10678 | 11 | 0.39729
25221 | 3.9 | 1 | 365 | 4.4277 | 0.37521 | 4 | 0.80286
25241 | 7.5 | 1 | 365 | 8.5147 | 0.72155 | 9 | 0.23627
25287 | 7.2 | 1 | 365 | 8.1741 | 0.69269 | 8 | 0.86682
25333 | 2.616 | 1 | 365 | 2.9699 | 0.97168 | 3 | 0.94161
24955 | 10.2 | 1 | 365 | 11.58 | 0.98131 | 12 | 0.56133
25352 | 9.36 | 1 | 365 | 10.6264 | 0.10049 | 10 | 0.72686
25312 | 6.76 | 1 | 365 | 7.6746 | 0.18369 | 7 | 0.85829
25313 | 3.445 | 1 | 365 | 3.9111 | 0.81477 | 4 | 0.72586
25314 | 9.1 | 1 | 365 | 10.3312 | 0.20881 | 10 | 0.54001
25316 | 10.4 | 1 | 365 | 11.8071 | 0.66722 | 12 | 0.47429
25317 | 14.5 | 1 | 365 | 16.4618 | 0.72833 | 17 | 0.19012
25318 | 5.25 | 1 | 365 | 5.9603 | 0.005085 | 5 | 0.96539
25319 | 5.75 | 1 | 365 | 6.528 | 0.71985 | 7 | 0.24781
25323 | 10.725 | 1 | 365 | 12.176 | 0.78182 | 12 | 0.95787
25326 | 9.35 | 1 | 365 | 10.615 | 0.066199 | 10 | 0.68122
25329 | 8.75 | 1 | 365 | 9.9338 | 0.008475 | 9 | 0.94231
25330 | 10.2 | 1 | 365 | 11.58 | 0.98131 | 12 | 0.56133
25334 | 6.375 | 1 | 365 | 7.2375 | 0.86332 | 8 | 0.10083
25336 | 6.25 | 1 | 365 | 7.0956 | 0.43462 | 7 | 0.53022
25338 | 14.04 | 1 | 365 | 15.9396 | 0.15074 | 16 | 0.090297
25341 | 9.1 | 1 | 365 | 10.3312 | 0.20881 | 10 | 0.54001
25343 | 8.5 | 1 | 365 | 9.65 | 0.15109 | 9 | 0.80111
25357 | 9.18 | 1 | 365 | 10.422 | 0.48318 | 10 | 0.90519
25359 | 8.25 | 1 | 365 | 9.3662 | 0.29371 | 9 | 0.6599
25361 | 7.395 | 1 | 365 | 8.3955 | 0.36145 | 8 | 0.75696
25362 | 8.525 | 1 | 365 | 9.6784 | 0.23683 | 9 | 0.91523
25364 | 9.075 | 1 | 365 | 10.3028 | 0.12308 | 10 | 0.42589
25627 | 2.86 | 1 | 365 | 3.2469 | 0.80848 | 4 | 0.055431
25655 | 6.12 | 1 | 365 | 6.948 | 0.98878 | 7 | 0.9368
25646 | 6.8 | 1 | 365 | 7.72 | 0.32087 | 8 | 0.040885
25587 | 3.57 | 1 | 365 | 4.053 | 0.24346 | 4 | 0.29646
25652 | 9.15 | 1 | 365 | 10.388 | 0.38029 | 10 | 0.76825
25667 | 21 | 1 | 365 | 23.8412 | 0.02034 | 23 | 0.86156
25411 | 8.55 | 1 | 365 | 9.7068 | 0.32257 | 10 | 0.029348
25647 | 7.65 | 1 | 365 | 8.685 | 0.23598 | 8 | 0.921
25708 | 10.08 | 1 | 365 | 11.4438 | 0.56976 | 12 | 0.013547
25643 | 9.35 | 1 | 365 | 10.615 | 0.066199 | 10 | 0.68122
25642 | 6.76 | 1 | 365 | 7.6746 | 0.18369 | 7 | 0.85829
25644 | 4.95 | 1 | 365 | 5.6197 | 0.97622 | 6 | 0.59594
25645 | 10.45 | 1 | 365 | 11.8638 | 0.83869 | 12 | 0.70254
25675 | 5.775 | 1 | 365 | 6.5563 | 0.80559 | 7 | 0.36193
25682 | 3.85 | 1 | 365 | 4.3709 | 0.20373 | 4 | 0.57462
25723 | 9.405 | 1 | 365 | 10.6775 | 0.25482 | 10 | 0.93228
25556 | 6 | 1 | 365 | 6.8118 | 0.57724 | 7 | 0.38902
25720 | 6.09 | 1 | 365 | 6.914 | 0.8859 | 7 | 0.79985
25631 | 7.905 | 1 | 365 | 8.9745 | 0.11051 | 9 | 0.085029
25633 | 2.97 | 1 | 365 | 3.3718 | 0.18573 | 3 | 0.55756
25634 | 6.24 | 1 | 365 | 7.0842 | 0.40033 | 7 | 0.48458
25635 | 6.24 | 1 | 365 | 7.0842 | 0.40033 | 7 | 0.48458
25636 | 4.42 | 1 | 365 | 5.018 | 0.15857 | 5 | 0.17658
25638 | 4.08 | 1 | 365 | 4.632 | 0.99252 | 5 | 0.62453
25692 | 3.9 | 1 | 365 | 4.4277 | 0.37521 | 4 | 0.80286
25693 | 7.54 | 1 | 365 | 8.5601 | 0.85873 | 9 | 0.41886
25145 | 5.46 | 1 | 365 | 6.1987 | 0.72529 | 6 | 0.924
25153 | 3.64 | 1 | 365 | 4.1325 | 0.48353 | 4 | 0.616
25178 | 4.94 | 1 | 365 | 5.6084 | 0.94193 | 6 | 0.55029
25176 | 6.375 | 1 | 365 | 7.2375 | 0.86332 | 8 | 0.10083
25184 | 3.57 | 1 | 365 | 4.053 | 0.24346 | 4 | 0.29646
25229 | 10.29 | 1 | 365 | 11.6822 | 0.28997 | 11 | 0.97216
25425 | 3.9 | 1 | 365 | 4.4277 | 0.37521 | 4 | 0.80286
25428 | 5.98 | 1 | 365 | 6.7891 | 0.50865 | 7 | 0.29772
25437 | 4.94 | 1 | 365 | 5.6084 | 0.94193 | 6 | 0.55029
25695 | 10.455 | 1 | 365 | 11.8695 | 0.85584 | 12 | 0.72536
25697 | 7.28 | 1 | 365 | 8.265 | 0.96705 | 9 | 0.23201
25703 | 9.36 | 1 | 365 | 10.6264 | 0.30194 | 10 | 0.92831
25706 | 4.68 | 1 | 365 | 5.3132 | 0.050247 | 5 | 0.36343
25709 | 8.06 | 1 | 365 | 9.1505 | 0.64209 | 9 | 0.79258
25711 | 11.66 | 1 | 365 | 13.2376 | 0.98844 | 14 | 0.22599
25713 | 8 | 1 | 365 | 9.0824 | 0.43632 | 9 | 0.51869
25715 | 5.355 | 1 | 365 | 6.0795 | 0.36519 | 6 | 0.4447
26107 | 5.98 | 1 | 365 | 6.7891 | 0.50865 | 7 | 0.29772
25714 | 7.1 | 1 | 365 | 8.0606 | 0.34973 | 8 | 0.41034
25732 | 4.5 | 1 | 365 | 5.1088 | 0.43293 | 5 | 0.54176
25746 | 10.07 | 1 | 365 | 11.4324 | 0.53547 | 11 | 0.9679
25717 | 3.64 | 1 | 365 | 4.1325 | 0.48353 | 4 | 0.616
25719 | 4.125 | 1 | 365 | 4.6831 | 0.14685 | 4 | 0.82995
25804 | 7.8 | 1 | 365 | 8.8553 | 0.75041 | 9 | 0.60572
25806 | 6.6 | 1 | 365 | 7.493 | 0.63496 | 8 | 0.12792
25807 | 7.975 | 1 | 365 | 9.054 | 0.35058 | 9 | 0.40457
25808 | 6.6 | 1 | 365 | 7.493 | 0.63496 | 8 | 0.12792
25809 | 6.6 | 1 | 365 | 7.493 | 0.63496 | 8 | 0.12792
25810 | 10.4 | 1 | 365 | 11.8071 | 0.66722 | 12 | 0.47429
25811 | 11 | 1 | 365 | 12.4883 | 0.72494 | 13 | 0.2132
25812 | 8.525 | 1 | 365 | 9.6784 | 0.23683 | 9 | 0.91523
25813 | 8.32 | 1 | 365 | 9.4457 | 0.53377 | 9 | 0.97944
25814 | 9.35 | 1 | 365 | 10.615 | 0.066199 | 10 | 0.68122
25815 | 6.405 | 1 | 365 | 7.2716 | 0.9662 | 8 | 0.23777
25816 | 11.44 | 1 | 365 | 12.9878 | 0.23394 | 13 | 0.22172
25761 | 4.86 | 1 | 365 | 5.5175 | 0.66756 | 6 | 0.1851
25764 | 10.8 | 1 | 365 | 12.2612 | 0.039032 | 12 | 0.30023
25787 | 9.75 | 1 | 365 | 11.0691 | 0.43801 | 11 | 0.50715
25768 | 5.5 | 1 | 365 | 6.2441 | 0.86247 | 7 | 0.1066
24286 | 9.69 | 1 | 365 | 11.001 | 0.23224 | 11 | 0.23326
26726 | 8.06 | 1 | 365 | 9.1505 | 0.64209 | 9 | 0.79258
26701 | 4.08 | 1 | 365 | 4.632 | 0.99252 | 5 | 0.62453
26713 | 8.58 | 1 | 365 | 9.7408 | 0.42545 | 10 | 0.16629
26716 | 6.24 | 1 | 365 | 7.0842 | 0.40033 | 7 | 0.48458
25760 | 5.2 | 1 | 365 | 5.9035 | 0.83361 | 6 | 0.73715
26638 | 6.1 | 1 | 365 | 6.9253 | 0.92019 | 7 | 0.8455
26684 | 9.81 | 1 | 365 | 11.1373 | 0.64379 | 11 | 0.78104
25731 | 8.96 | 1 | 365 | 10.1723 | 0.72868 | 10 | 0.90093
25735 | 10.2 | 1 | 365 | 11.58 | 0.98131 | 12 | 0.56133
25737 | 6.12 | 1 | 365 | 6.948 | 0.98878 | 7 | 0.9368
25749 | 4.76 | 1 | 365 | 5.404 | 0.32461 | 5 | 0.72862
25753 | 9.12 | 1 | 365 | 10.3539 | 0.2774 | 10 | 0.6313
25777 | 17.955 | 1 | 365 | 20.3842 | 0.57739 | 20 | 0.96163
25780 | 14.4 | 1 | 365 | 16.3483 | 0.38538 | 16 | 0.73364
25781 | 8.12 | 1 | 365 | 9.2186 | 0.84786 | 10 | 0.066468
25784 | 9.72 | 1 | 365 | 11.0351 | 0.33513 | 11 | 0.37021
25785 | 3.99 | 1 | 365 | 4.5298 | 0.68386 | 5 | 0.2137
25788 | 8.4 | 1 | 365 | 9.5365 | 0.80814 | 10 | 0.34462
25820 | 7.848 | 1 | 365 | 8.9098 | 0.91503 | 9 | 0.82483
25829 | 3.575 | 1 | 365 | 4.0587 | 0.26061 | 4 | 0.31929
25830 | 8.415 | 1 | 365 | 9.5535 | 0.85958 | 10 | 0.41309
25836 | 7.59 | 1 | 365 | 8.6169 | 0.030209 | 8 | 0.64711
25857 | 5.72 | 1 | 365 | 6.4939 | 0.61697 | 7 | 0.11086
25835 | 7.245 | 1 | 365 | 8.2252 | 0.84702 | 9 | 0.072237
25880 | 4.94 | 1 | 365 | 5.6084 | 0.94193 | 6 | 0.55029
25856 | 4.08 | 1 | 365 | 4.632 | 0.99252 | 5 | 0.62453
25837 | 6.12 | 1 | 365 | 6.948 | 0.98878 | 7 | 0.9368
16174 | 8.97 | 1 | 365 | 10.1836 | 0.76297 | 10 | 0.94658
25770 | 10.92 | 1 | 365 | 12.3974 | 0.45058 | 12 | 0.84801
25891 | 8.4 | 1 | 365 | 9.5365 | 0.80814 | 10 | 0.34462
26034 | 6.9 | 1 | 365 | 7.8335 | 0.66383 | 8 | 0.49737
25917 | 9 | 1 | 365 | 10.2177 | 0.86586 | 11 | 0.083524
25921 | 2.44 | 1 | 365 | 2.7701 | 0.36808 | 3 | 0.1382
25912 | 9.75 | 1 | 365 | 11.0691 | 0.43801 | 11 | 0.50715
25918 | 5.98 | 1 | 365 | 6.7891 | 0.50865 | 7 | 0.29772
26035 | 3.73 | 1 | 365 | 4.2347 | 0.79218 | 5 | 0.026838
26040 | 11.96 | 1 | 365 | 13.5781 | 0.017298 | 13 | 0.59544
26044 | 10.22 | 1 | 365 | 11.6027 | 0.049899 | 11 | 0.65262
25955 | 11 | 1 | 365 | 12.4883 | 0.72494 | 13 | 0.2132
25972 | 15 | 1 | 365 | 17.0294 | 0.4431 | 17 | 0.47254
26008 | 11.34 | 1 | 365 | 12.8743 | 0.89098 | 13 | 0.76524
26066 | 11.5 | 1 | 365 | 13.0559 | 0.43971 | 13 | 0.49561
26069 | 11.5 | 1 | 365 | 13.0559 | 0.43971 | 13 | 0.49561
26006 | 9.36 | 1 | 365 | 10.6264 | 0.10049 | 10 | 0.72686
26007 | 11.7 | 1 | 365 | 13.283 | 0.12562 | 13 | 0.40858
26013 | 8.84 | 1 | 365 | 10.036 | 0.31713 | 10 | 0.35315
26037 | 4.42 | 1 | 365 | 5.018 | 0.15857 | 5 | 0.17658
26041 | 8.32 | 1 | 365 | 9.4457 | 0.53377 | 9 | 0.97944
26051 | 2.34 | 1 | 365 | 2.6566 | 0.025124 | 2 | 0.68172
26065 | 3.9 | 1 | 365 | 4.4277 | 0.37521 | 4 | 0.80286
26068 | 3.38 | 1 | 365 | 3.8373 | 0.59185 | 4 | 0.42915
26067 | 5.2 | 1 | 365 | 5.9035 | 0.83361 | 6 | 0.73715
26063 | 7.6 | 1 | 365 | 8.6282 | 0.064504 | 8 | 0.69275
25865 | 4.83 | 1 | 365 | 5.4835 | 0.56468 | 6 | 0.048158
25831 | 7.32 | 1 | 365 | 8.3104 | 0.10423 | 8 | 0.4146
26028 | 3.9 | 1 | 365 | 4.4277 | 0.37521 | 4 | 0.80286
27790 | 6.095 | 1 | 365 | 6.9196 | 0.90305 | 7 | 0.82268
27806 | 3.38 | 1 | 365 | 3.8373 | 0.59185 | 4 | 0.42915
27796 | 8.32 | 1 | 365 | 9.4457 | 0.53377 | 9 | 0.97944
27983 | 4.16 | 1 | 365 | 4.7228 | 0.26689 | 4 | 0.98972
27984 | 7.395 | 1 | 365 | 8.3955 | 0.36145 | 8 | 0.75696
27985 | 5.2 | 1 | 365 | 5.9035 | 0.83361 | 6 | 0.73715
27986 | 8.06 | 1 | 365 | 9.1505 | 0.64209 | 9 | 0.79258
26263 | 7.54 | 1 | 365 | 8.5601 | 0.85873 | 9 | 0.41886
26283 | 3.3 | 1 | 365 | 3.7465 | 0.31748 | 4 | 0.063959
26304 | 5.75 | 1 | 365 | 6.528 | 0.71985 | 7 | 0.24781
26356 | 5.2 | 1 | 365 | 5.9035 | 0.83361 | 6 | 0.73715
26370 | 10.4 | 1 | 365 | 11.8071 | 0.66722 | 12 | 0.47429
26265 | 8.96 | 1 | 365 | 10.1723 | 0.72868 | 10 | 0.90093
26195 | 4.675 | 1 | 365 | 5.3075 | 0.033099 | 5 | 0.34061
26266 | 8.58 | 1 | 365 | 9.7408 | 0.42545 | 10 | 0.16629
26269 | 5.2 | 1 | 365 | 5.9035 | 0.83361 | 6 | 0.73715
26270 | 5.98 | 1 | 365 | 6.7891 | 0.50865 | 7 | 0.29772
26276 | 3.38 | 1 | 365 | 3.8373 | 0.59185 | 4 | 0.42915
26281 | 5.98 | 1 | 365 | 6.7891 | 0.50865 | 7 | 0.29772
26282 | 6.24 | 1 | 365 | 7.0842 | 0.40033 | 7 | 0.48458
26285 | 4.42 | 1 | 365 | 5.018 | 0.15857 | 5 | 0.17658
26289 | 2.34 | 1 | 365 | 2.6566 | 0.025124 | 2 | 0.68172
26288 | 3.92 | 1 | 365 | 4.4504 | 0.4438 | 4 | 0.89416
26287 | 6.05 | 1 | 365 | 6.8685 | 0.74872 | 7 | 0.61726
26290 | 9.9 | 1 | 365 | 11.2394 | 0.95245 | 12 | 0.19188
26292 | 7.54 | 1 | 365 | 8.5601 | 0.85873 | 9 | 0.41886
26295 | 14 | 1 | 365 | 15.8941 | 0.01356 | 15 | 0.9077
26294 | 6.16 | 1 | 365 | 6.9934 | 0.12597 | 7 | 0.11939
26297 | 4.8 | 1 | 365 | 5.4494 | 0.46179 | 5 | 0.91121
26872 | 5.1 | 1 | 365 | 5.79 | 0.49065 | 6 | 0.28066
26870 | 7.28 | 1 | 365 | 8.265 | 0.96705 | 9 | 0.23201
26874 | 6.82 | 1 | 365 | 7.7427 | 0.38946 | 8 | 0.13218
26931 | 8.42 | 1 | 365 | 9.5592 | 0.87673 | 10 | 0.43592
26298 | 6.25 | 1 | 365 | 7.0956 | 0.43462 | 7 | 0.53022
26301 | 5.5 | 1 | 365 | 6.2441 | 0.86247 | 7 | 0.1066
26300 | 9.3 | 1 | 365 | 10.5583 | 0.89472 | 11 | 0.45297
26305 | 7.2 | 1 | 365 | 8.1741 | 0.69269 | 8 | 0.86682
26328 | 6.5 | 1 | 365 | 7.3794 | 0.29201 | 7 | 0.67143
26339 | 8.25 | 1 | 365 | 9.3662 | 0.29371 | 9 | 0.6599
26341 | 7.75 | 1 | 365 | 8.7985 | 0.57893 | 9 | 0.37748
26345 | 8.58 | 1 | 365 | 9.7408 | 0.42545 | 10 | 0.16629
26348 | 4.94 | 1 | 365 | 5.6084 | 0.94193 | 6 | 0.55029
26355 | 6.25 | 1 | 365 | 7.0956 | 0.43462 | 7 | 0.53022
26357 | 4.42 | 1 | 365 | 5.018 | 0.15857 | 5 | 0.17658
25938 | 3.24 | 1 | 365 | 3.6784 | 0.11171 | 3 | 0.79007
26359 | 3.64 | 1 | 365 | 4.1325 | 0.48353 | 4 | 0.616
26361 | 3.12 | 1 | 365 | 3.5421 | 0.70016 | 4 | 0.24229
26362 | 5.75 | 1 | 365 | 6.528 | 0.71985 | 7 | 0.24781
26363 | 6.12 | 1 | 365 | 6.948 | 0.98878 | 7 | 0.9368
26364 | 7.28 | 1 | 365 | 8.265 | 0.96705 | 9 | 0.23201
26367 | 10.45 | 1 | 365 | 11.8638 | 0.83869 | 12 | 0.70254
26386 | 7.54 | 1 | 365 | 8.5601 | 0.85873 | 9 | 0.41886
26534 | 7.8 | 1 | 365 | 8.8553 | 0.75041 | 9 | 0.60572
26561 | 7.7 | 1 | 365 | 8.7418 | 0.40746 | 9 | 0.14924
26583 | 7.65 | 1 | 365 | 8.685 | 0.23598 | 8 | 0.921
26373 | 9.72 | 1 | 365 | 11.0351 | 0.33513 | 11 | 0.37021
26374 | 4.42 | 1 | 365 | 5.018 | 0.15857 | 5 | 0.17658
26376 | 11.7 | 1 | 365 | 13.283 | 0.12562 | 13 | 0.40858
26377 | 7 | 1 | 365 | 7.9471 | 0.00678 | 7 | 0.95385
26379 | 12.74 | 1 | 365 | 14.4637 | 0.69234 | 15 | 0.15601
24151 | 5.98 | 1 | 365 | 6.7891 | 0.50865 | 7 | 0.29772
24161 | 3.64 | 1 | 365 | 4.1325 | 0.48353 | 4 | 0.616
24153 | 7.8 | 1 | 365 | 8.8553 | 0.75041 | 9 | 0.60572
26387 | 6.72 | 1 | 365 | 7.6292 | 0.046509 | 7 | 0.6757
26391 | 4.08 | 1 | 365 | 4.632 | 0.99252 | 5 | 0.62453
26392 | 6.24 | 1 | 365 | 7.0842 | 0.40033 | 7 | 0.48458
26398 | 9.36 | 1 | 365 | 10.6264 | 0.10049 | 10 | 0.72686
26405 | 12.8 | 1 | 365 | 14.5318 | 0.89811 | 15 | 0.4299
26418 | 4.59 | 1 | 365 | 5.211 | 0.74159 | 5 | 0.9526
26461 | 5.98 | 1 | 365 | 6.7891 | 0.50865 | 7 | 0.29772
26507 | 4.75 | 1 | 365 | 5.3927 | 0.29031 | 5 | 0.68297
26512 | 5.5 | 1 | 365 | 6.2441 | 0.86247 | 7 | 0.1066
26515 | 6.875 | 1 | 365 | 7.8052 | 0.57809 | 8 | 0.38325
26519 | 5.5 | 1 | 365 | 6.2441 | 0.86247 | 7 | 0.1066
26547 | 7.7 | 1 | 365 | 8.7418 | 0.40746 | 9 | 0.14924
26550 | 4.95 | 1 | 365 | 5.6197 | 0.97622 | 6 | 0.59594
26553 | 10 | 1 | 365 | 11.353 | 0.2954 | 11 | 0.64836
26557 | 6.05 | 1 | 365 | 6.8685 | 0.74872 | 7 | 0.61726
26562 | 6 | 1 | 365 | 6.8118 | 0.57724 | 7 | 0.38902
26565 | 6.5 | 1 | 365 | 7.3794 | 0.29201 | 7 | 0.67143
26569 | 6.325 | 1 | 365 | 7.1807 | 0.69184 | 7 | 0.87259
26573 | 3.57 | 1 | 365 | 4.053 | 0.24346 | 4 | 0.29646
26572 | 12.48 | 1 | 365 | 14.1685 | 0.80066 | 14 | 0.96915
26574 | 7.7 | 1 | 365 | 8.7418 | 0.40746 | 9 | 0.14924
26577 | 6.63 | 1 | 365 | 7.527 | 0.73785 | 8 | 0.26486
26581 | 4.42 | 1 | 365 | 5.018 | 0.15857 | 5 | 0.17658
26586 | 12.1 | 1 | 365 | 13.7371 | 0.49743 | 14 | 0.23452
26588 | 6.6 | 1 | 365 | 7.493 | 0.63496 | 8 | 0.12792
26587 | 2.86 | 1 | 365 | 3.2469 | 0.80848 | 4 | 0.055431
26592 | 5.46 | 1 | 365 | 6.1987 | 0.72529 | 6 | 0.924
26600 | 3.06 | 1 | 365 | 3.474 | 0.49439 | 3 | 0.9684
26605 | 6.76 | 1 | 365 | 7.6746 | 0.18369 | 7 | 0.85829
26607 | 4.68 | 1 | 365 | 5.3132 | 0.050247 | 5 | 0.36343
26612 | 8.75 | 1 | 365 | 9.9338 | 0.008475 | 9 | 0.94231
26609 | 7.28 | 1 | 365 | 8.265 | 0.96705 | 9 | 0.23201
26809 | 8.415 | 1 | 365 | 9.5535 | 0.85958 | 10 | 0.41309
26818 | 6.5 | 1 | 365 | 7.3794 | 0.29201 | 7 | 0.67143
26828 | 6.25 | 1 | 365 | 7.0956 | 0.43462 | 7 | 0.53022
26857 | 8.42 | 1 | 365 | 9.5592 | 0.87673 | 10 | 0.43592
26803 | 7.54 | 1 | 365 | 8.5601 | 0.85873 | 9 | 0.41886
26805 | 5.72 | 1 | 365 | 6.4939 | 0.61697 | 7 | 0.11086
26808 | 3.64 | 1 | 365 | 4.1325 | 0.48353 | 4 | 0.616
26797 | 6.5 | 1 | 365 | 7.3794 | 0.29201 | 7 | 0.67143
26799 | 10.66 | 1 | 365 | 12.1023 | 0.5589 | 12 | 0.66115
26801 | 8.58 | 1 | 365 | 9.7408 | 0.42545 | 10 | 0.16629
26802 | 10.07 | 1 | 365 | 11.4324 | 0.53547 | 11 | 0.9679
26807 | 11 | 1 | 365 | 12.4883 | 0.72494 | 13 | 0.2132
26811 | 9.1 | 1 | 365 | 10.3312 | 0.20881 | 10 | 0.54001
26810 | 7.975 | 1 | 365 | 9.054 | 0.35058 | 9 | 0.40457
26812 | 6.5 | 1 | 365 | 7.3794 | 0.29201 | 7 | 0.67143
26813 | 10.14 | 1 | 365 | 11.5119 | 0.77554 | 12 | 0.28744
26814 | 4.675 | 1 | 365 | 5.3075 | 0.033099 | 5 | 0.34061
26815 | 3.12 | 1 | 365 | 3.5421 | 0.70016 | 4 | 0.24229
27478 | 5 | 1 | 365 | 5.6765 | 0.1477 | 5 | 0.82418
26816 | 7.14 | 1 | 365 | 8.106 | 0.48692 | 8 | 0.59293
26817 | 9.62 | 1 | 365 | 10.9215 | 0.99217 | 11 | 0.91372
26819 | 12.375 | 1 | 365 | 14.0493 | 0.44056 | 14 | 0.48985
26821 | 3.3 | 1 | 365 | 3.7465 | 0.31748 | 4 | 0.063959
27477 | 4.75 | 1 | 365 | 5.3927 | 0.29031 | 5 | 0.68297
26820 | 7.02 | 1 | 365 | 7.9698 | 0.075371 | 8 | 0.045149
27479 | 5.5 | 1 | 365 | 6.2441 | 0.86247 | 7 | 0.1066
27481 | 10.5 | 1 | 365 | 11.9206 | 0.01017 | 11 | 0.93078
27482 | 7.425 | 1 | 365 | 8.4296 | 0.46433 | 8 | 0.89391
27484 | 21.35 | 1 | 365 | 24.2386 | 0.22068 | 24 | 0.45925
27386 | 5.355 | 1 | 365 | 6.0795 | 0.36519 | 6 | 0.4447
26822 | 4.08 | 1 | 365 | 4.632 | 0.99252 | 5 | 0.62453
26823 | 5.46 | 1 | 365 | 6.1987 | 0.72529 | 6 | 0.924
26824 | 5.61 | 1 | 365 | 6.369 | 0.23972 | 6 | 0.60873
26825 | 10.5 | 1 | 365 | 11.9206 | 0.01017 | 11 | 0.93078
26826 | 7.14 | 1 | 365 | 8.106 | 0.48692 | 8 | 0.59293
26827 | 4.5 | 1 | 365 | 5.1088 | 0.43293 | 5 | 0.54176
26829 | 11.5 | 1 | 365 | 13.0559 | 0.43971 | 13 | 0.49561
26830 | 9.9 | 1 | 365 | 11.2394 | 0.95245 | 12 | 0.19188
26831 | 9.5 | 1 | 365 | 10.7853 | 0.58063 | 11 | 0.36594
26833 | 6.375 | 1 | 365 | 7.2375 | 0.86332 | 8 | 0.10083
26834 | 9.405 | 1 | 365 | 10.6775 | 0.25482 | 10 | 0.93228
26836 | 6.22 | 1 | 365 | 7.0615 | 0.33174 | 7 | 0.39328
26838 | 6.96 | 1 | 365 | 7.9017 | 0.8696 | 8 | 0.77126
27486 | 7.8 | 1 | 365 | 8.8553 | 0.75041 | 9 | 0.60572
26841 | 4.73 | 1 | 365 | 5.37 | 0.22172 | 5 | 0.59167
26844 | 4.73 | 1 | 365 | 5.37 | 0.22172 | 5 | 0.59167
27488 | 6.12 | 1 | 365 | 6.948 | 0.98878 | 7 | 0.9368
26846 | 7.65 | 1 | 365 | 8.685 | 0.23598 | 8 | 0.921
26848 | 4.85 | 1 | 365 | 5.5062 | 0.63327 | 6 | 0.13945
27490 | 6.54 | 1 | 365 | 7.4248 | 0.42919 | 7 | 0.85403
26847 | 8.845 | 1 | 365 | 10.0417 | 0.33428 | 10 | 0.37597
26843 | 2.08 | 1 | 365 | 2.3614 | 0.13344 | 2 | 0.49486
27491 | 12.426 | 1 | 365 | 14.1072 | 0.61546 | 14 | 0.72265
26849 | 4.48 | 1 | 365 | 5.0861 | 0.36434 | 5 | 0.45047
27492 | 6.16 | 1 | 365 | 6.9934 | 0.12597 | 7 | 0.11939
26853 | 3.57 | 1 | 365 | 4.053 | 0.24346 | 4 | 0.29646
27493 | 10.35 | 1 | 365 | 11.7503 | 0.49574 | 12 | 0.24605
27050 | 9.47 | 1 | 365 | 10.7513 | 0.47774 | 11 | 0.229
27990 | 3.64 | 1 | 365 | 4.1325 | 0.48353 | 4 | 0.616
27494 | 5.886 | 1 | 365 | 6.6824 | 0.18627 | 6 | 0.86862
27991 | 5.98 | 1 | 365 | 6.7891 | 0.50865 | 7 | 0.29772
27992 | 4.42 | 1 | 365 | 5.018 | 0.15857 | 5 | 0.17658
17419 | 13.26 | 1 | 365 | 15.054 | 0.4757 | 15 | 0.52973
27995 | 11.44 | 1 | 365 | 12.9878 | 0.23394 | 13 | 0.22172
27994 | 9.435 | 1 | 365 | 10.7115 | 0.35771 | 11 | 0.069228
27997 | 10.4 | 1 | 365 | 11.8071 | 0.66722 | 12 | 0.47429
17550 | 2.6 | 1 | 365 | 2.9518 | 0.9168 | 3 | 0.86857
27996 | 10.4 | 1 | 365 | 11.8071 | 0.66722 | 12 | 0.47429
27998 | 6.24 | 1 | 365 | 7.0842 | 0.40033 | 7 | 0.48458
17372 | 8.925 | 1 | 365 | 10.1325 | 0.60864 | 10 | 0.74116
27999 | 2.08 | 1 | 365 | 2.3614 | 0.13344 | 2 | 0.49486
17523 | 2.55 | 1 | 365 | 2.895 | 0.74533 | 3 | 0.64033
17554 | 4.59 | 1 | 365 | 5.211 | 0.74159 | 5 | 0.9526
28001 | 7.8 | 1 | 365 | 8.8553 | 0.75041 | 9 | 0.60572
17655 | 5.865 | 1 | 365 | 6.6585 | 0.11425 | 6 | 0.77276
17542 | 2.6 | 1 | 365 | 2.9518 | 0.9168 | 3 | 0.86857
27487 | 8.25 | 1 | 365 | 9.3662 | 0.29371 | 9 | 0.6599
27978 | 6.4 | 1 | 365 | 7.2659 | 0.94906 | 8 | 0.21495
27496 | 6.75 | 1 | 365 | 7.6632 | 0.1494 | 7 | 0.81264
27498 | 10.2 | 1 | 365 | 11.58 | 0.98131 | 12 | 0.56133
17616 | 8.58 | 1 | 365 | 9.7408 | 0.42545 | 10 | 0.16629
25102 | 5.2 | 1 | 365 | 5.9035 | 0.83361 | 6 | 0.73715
17593 | 5.39 | 1 | 365 | 6.1192 | 0.48522 | 6 | 0.60447
27501 | 5.61 | 1 | 365 | 6.369 | 0.23972 | 6 | 0.60873
24245 | 7.54 | 1 | 365 | 8.5601 | 0.85873 | 9 | 0.41886
27229 | 8.415 | 1 | 365 | 9.5535 | 0.85958 | 10 | 0.41309
28011 | 12.9 | 1 | 365 | 14.6453 | 0.24107 | 14 | 0.88638
17642 | 5.355 | 1 | 365 | 6.0795 | 0.36519 | 6 | 0.4447
27505 | 6.63 | 1 | 365 | 7.527 | 0.73785 | 8 | 0.26486
17865 | 9.435 | 1 | 365 | 10.7115 | 0.35771 | 11 | 0.069228
27507 | 6.24 | 1 | 365 | 7.0842 | 0.40033 | 7 | 0.48458
17717 | 3.06 | 1 | 365 | 3.474 | 0.49439 | 3 | 0.9684
28014 | 6.63 | 1 | 365 | 7.527 | 0.73785 | 8 | 0.26486
17891 | 8.06 | 1 | 365 | 9.1505 | 0.64209 | 9 | 0.79258
27508 | 14.3 | 1 | 365 | 16.2347 | 0.042422 | 16 | 0.27715
27530 | 5.1 | 1 | 365 | 5.79 | 0.49065 | 6 | 0.28066
18074 | 5.61 | 1 | 365 | 6.369 | 0.23972 | 6 | 0.60873
17992 | 4.08 | 1 | 365 | 4.632 | 0.99252 | 5 | 0.62453
24122 | 9.1 | 1 | 365 | 10.3312 | 0.20881 | 10 | 0.54001
25210 | 7.28 | 1 | 365 | 8.265 | 0.96705 | 9 | 0.23201
24422 | 7.02 | 1 | 365 | 7.9698 | 0.075371 | 8 | 0.045149
18112 | 13.78 | 1 | 365 | 15.6444 | 0.25906 | 15 | 0.90344
18278 | 5.72 | 1 | 365 | 6.4939 | 0.61697 | 7 | 0.11086
18132 | 4.94 | 1 | 365 | 5.6084 | 0.94193 | 6 | 0.55029
27052 | 6.76 | 1 | 365 | 7.6746 | 0.18369 | 7 | 0.85829
27053 | 6.82 | 1 | 365 | 7.7427 | 0.38946 | 8 | 0.13218
27054 | 6.76 | 1 | 365 | 7.6746 | 0.18369 | 7 | 0.85829
27055 | 4.16 | 1 | 365 | 4.7228 | 0.26689 | 4 | 0.98972
27056 | 3.12 | 1 | 365 | 3.5421 | 0.70016 | 4 | 0.24229
27059 | 6.5 | 1 | 365 | 7.3794 | 0.29201 | 7 | 0.67143
27058 | 32.5 | 0.9 | 365 | 33.2074 | 0.31405 | 33 | 0.52145
27061 | 9.54 | 1 | 365 | 10.8307 | 0.71781 | 11 | 0.54854
27062 | 6.5 | 1 | 365 | 7.3794 | 0.29201 | 7 | 0.67143
27064 | 5.725 | 1 | 365 | 6.4996 | 0.63412 | 7 | 0.13369
27065 | 4.98 | 1 | 365 | 5.6538 | 0.079109 | 5 | 0.73288
27066 | 9.435 | 1 | 365 | 10.7115 | 0.35771 | 11 | 0.069228
27069 | 6.82 | 1 | 365 | 7.7427 | 0.38946 | 8 | 0.13218
27073 | 5.72 | 1 | 365 | 6.4939 | 0.61697 | 7 | 0.11086
27086 | 5.88 | 1 | 365 | 6.6755 | 0.1657 | 6 | 0.84124
27095 | 6.885 | 1 | 365 | 7.8165 | 0.61238 | 8 | 0.4289
26919 | 7.06 | 1 | 365 | 8.0152 | 0.21255 | 8 | 0.22774
27070 | 5.215 | 1 | 365 | 5.9206 | 0.88505 | 6 | 0.80562
27071 | 16.83 | 1 | 365 | 19.107 | 0.71916 | 19 | 0.82619
27072 | 14.04 | 1 | 365 | 15.9396 | 0.15074 | 16 | 0.090297
27074 | 7.395 | 1 | 365 | 8.3955 | 0.36145 | 8 | 0.75696
27077 | 6.12 | 1 | 365 | 6.948 | 0.98878 | 7 | 0.9368
27078 | 6.44 | 1 | 365 | 7.3113 | 0.086238 | 7 | 0.39754
27080 | 11 | 1 | 365 | 12.4883 | 0.72494 | 13 | 0.2132
27081 | 4.59 | 1 | 365 | 5.211 | 0.74159 | 5 | 0.9526
27082 | 12.88 | 1 | 365 | 14.6226 | 0.17248 | 14 | 0.79509
27084 | 8.68 | 1 | 365 | 9.8544 | 0.76841 | 10 | 0.62278
28036 | 4.59 | 1 | 365 | 5.211 | 0.74159 | 5 | 0.9526
27087 | 3.64 | 1 | 365 | 4.1325 | 0.48353 | 4 | 0.616
27088 | 8.06 | 1 | 365 | 9.1505 | 0.64209 | 9 | 0.79258
27089 | 7.02 | 1 | 365 | 7.9698 | 0.075371 | 8 | 0.045149
27098 | 9.1 | 1 | 365 | 10.3312 | 0.20881 | 10 | 0.54001
27102 | 9.805 | 1 | 365 | 11.1316 | 0.62664 | 11 | 0.75822
27475 | 5.46 | 1 | 365 | 6.1987 | 0.72529 | 6 | 0.924
27104 | 5.72 | 1 | 365 | 6.4939 | 0.61697 | 7 | 0.11086
27112 | 14.56 | 1 | 365 | 16.5299 | 0.9341 | 17 | 0.46401
27116 | 6.867 | 1 | 365 | 7.7961 | 0.55065 | 8 | 0.34673
27115 | 5.72 | 1 | 365 | 6.4939 | 0.61697 | 7 | 0.11086
27853 | 6.48 | 1 | 365 | 7.3567 | 0.22342 | 7 | 0.58014
27734 | 28.5 | 0.9 | 365 | 29.1203 | 0.9677 | 30 | 0.088043
27121 | 8.25 | 1 | 365 | 9.3662 | 0.29371 | 9 | 0.6599
27124 | 6.9 | 1 | 365 | 7.8335 | 0.66383 | 8 | 0.49737
27122 | 6.9 | 1 | 365 | 7.8335 | 0.66383 | 8 | 0.49737
27789 | 12.1 | 1 | 365 | 13.7371 | 0.49743 | 14 | 0.23452
24343 | 5.46 | 1 | 365 | 6.1987 | 0.72529 | 6 | 0.924
27119 | 10.66 | 1 | 365 | 12.1023 | 0.5589 | 12 | 0.66115
27791 | 6.6 | 1 | 365 | 7.493 | 0.63496 | 8 | 0.12792
27103 | 12 | 1 | 365 | 13.6236 | 0.15448 | 13 | 0.77803
27794 | 4.77 | 1 | 365 | 5.4154 | 0.35891 | 5 | 0.77427
27797 | 9.6 | 1 | 365 | 10.8988 | 0.92358 | 11 | 0.82243
27128 | 8.175 | 1 | 365 | 9.281 | 0.03649 | 9 | 0.31753
27799 | 9 | 1 | 365 | 10.2177 | 0.86586 | 11 | 0.083524
27147 | 6.05 | 1 | 365 | 6.8685 | 0.74872 | 7 | 0.61726
27397 | 7.905 | 1 | 365 | 8.9745 | 0.11051 | 9 | 0.085029
27131 | 7.28 | 1 | 365 | 8.265 | 0.96705 | 9 | 0.23201
27775 | 4.16 | 1 | 365 | 4.7228 | 0.26689 | 4 | 0.98972
27780 | 6.24 | 1 | 365 | 7.0842 | 0.40033 | 7 | 0.48458
27813 | 12.04 | 1 | 365 | 13.669 | 0.29166 | 13 | 0.96063
27136 | 3.38 | 1 | 365 | 3.8373 | 0.59185 | 4 | 0.42915
27814 | 3.9 | 1 | 365 | 4.4277 | 0.37521 | 4 | 0.80286
27321 | 6.24 | 1 | 365 | 7.0842 | 0.40033 | 7 | 0.48458
27139 | 9.69 | 1 | 365 | 11.001 | 0.23224 | 11 | 0.23326
27782 | 5.2 | 1 | 365 | 5.9035 | 0.83361 | 6 | 0.73715
27138 | 5.98 | 1 | 365 | 6.7891 | 0.50865 | 7 | 0.29772
27464 | 5.565 | 1 | 365 | 6.3179 | 0.08539 | 6 | 0.40331
27564 | 8.1 | 1 | 365 | 9.1959 | 0.77927 | 9 | 0.97517
27554 | 5.2 | 1 | 365 | 5.9035 | 0.83361 | 6 | 0.73715
27792 | 6.76 | 1 | 365 | 7.6746 | 0.18369 | 7 | 0.85829
27542 | 8.215 | 1 | 365 | 9.3265 | 0.17367 | 9 | 0.50013
27528 | 3.06 | 1 | 365 | 3.474 | 0.49439 | 3 | 0.9684
27140 | 6.05 | 1 | 365 | 6.8685 | 0.74872 | 7 | 0.61726
27562 | 6.36 | 1 | 365 | 7.2205 | 0.81187 | 8 | 0.032357
27826 | 7.54 | 1 | 365 | 8.5601 | 0.85873 | 9 | 0.41886
27142 | 10.45 | 1 | 365 | 11.8638 | 0.83869 | 12 | 0.70254
27459 | 6.76 | 1 | 365 | 7.6746 | 0.18369 | 7 | 0.85829
27828 | 7.28 | 1 | 365 | 8.265 | 0.96705 | 9 | 0.23201
27143 | 6.76 | 1 | 365 | 7.6746 | 0.18369 | 7 | 0.85829
27840 | 8.67 | 1 | 365 | 9.843 | 0.73411 | 10 | 0.57713
27144 | 9.36 | 1 | 365 | 10.6264 | 0.10049 | 10 | 0.72686
27842 | 11.04 | 1 | 365 | 12.5337 | 0.86212 | 13 | 0.39579
27146 | 10.45 | 1 | 365 | 11.8638 | 0.83869 | 12 | 0.70254
27841 | 9.18 | 1 | 365 | 10.422 | 0.48318 | 10 | 0.90519
27145 | 10.92 | 1 | 365 | 12.3974 | 0.45058 | 12 | 0.84801
27149 | 10.725 | 1 | 365 | 12.176 | 0.78182 | 12 | 0.95787
27150 | 11.55 | 1 | 365 | 13.1127 | 0.61119 | 13 | 0.72386
27148 | 2.6 | 1 | 365 | 2.9518 | 0.9168 | 3 | 0.86857
27151 | 9 | 1 | 365 | 10.2177 | 0.86586 | 11 | 0.083524
24822 | 10.66 | 1 | 365 | 12.1023 | 0.5589 | 12 | 0.66115
25133 | 5.98 | 1 | 365 | 6.7891 | 0.50865 | 7 | 0.29772
27153 | 12.75 | 1 | 365 | 14.475 | 0.72663 | 15 | 0.20166
27577 | 2.6 | 1 | 365 | 2.9518 | 0.9168 | 3 | 0.86857
27155 | 4.845 | 1 | 365 | 5.5005 | 0.61612 | 6 | 0.11663
27585 | 4.77 | 1 | 365 | 5.4154 | 0.35891 | 5 | 0.77427
27599 | 6.095 | 1 | 365 | 6.9196 | 0.90305 | 7 | 0.82268
27156 | 9.69 | 1 | 365 | 11.001 | 0.23224 | 11 | 0.23326
27560 | 6.095 | 1 | 365 | 6.9196 | 0.90305 | 7 | 0.82268
27157 | 4.59 | 1 | 365 | 5.211 | 0.74159 | 5 | 0.9526
27574 | 7.83 | 1 | 365 | 8.8894 | 0.8533 | 9 | 0.74267
27158 | 5.5 | 1 | 365 | 6.2441 | 0.86247 | 7 | 0.1066
27569 | 8.06 | 1 | 365 | 9.1505 | 0.64209 | 9 | 0.79258
27589 | 2.08 | 1 | 365 | 2.3614 | 0.13344 | 2 | 0.49486
27597 | 13.26 | 1 | 365 | 15.054 | 0.4757 | 15 | 0.52973
27576 | 7.02 | 1 | 365 | 7.9698 | 0.075371 | 8 | 0.045149
27631 | 10.66 | 1 | 365 | 12.1023 | 0.5589 | 12 | 0.66115
20017 | 3.12 | 1 | 365 | 3.5421 | 0.70016 | 4 | 0.24229
20635 | 6.24 | 1 | 365 | 7.0842 | 0.40033 | 7 | 0.48458
20650 | 7.8 | 1 | 365 | 8.8553 | 0.75041 | 9 | 0.60572
21025 | 4.68 | 1 | 365 | 5.3132 | 0.050247 | 5 | 0.36343
21105 | 10.14 | 1 | 365 | 11.5119 | 0.77554 | 12 | 0.28744
21213 | 5.72 | 1 | 365 | 6.4939 | 0.61697 | 7 | 0.11086
21442 | 6.5 | 1 | 365 | 7.3794 | 0.29201 | 7 | 0.67143
20638 | 7.02 | 1 | 365 | 7.9698 | 0.075371 | 8 | 0.045149
21812 | 11.96 | 1 | 365 | 13.5781 | 0.017298 | 13 | 0.59544
21911 | 5.2 | 1 | 365 | 5.9035 | 0.83361 | 6 | 0.73715
22071 | 7.54 | 1 | 365 | 8.5601 | 0.85873 | 9 | 0.41886
22406 | 7.54 | 1 | 365 | 8.5601 | 0.85873 | 9 | 0.41886
27159 | 7.5 | 1 | 365 | 8.5147 | 0.72155 | 9 | 0.23627
27160 | 5.225 | 1 | 365 | 5.9319 | 0.91935 | 6 | 0.85127
27161 | 7.395 | 1 | 365 | 8.3955 | 0.36145 | 8 | 0.75696
27162 | 2.805 | 1 | 365 | 3.1845 | 0.61986 | 3 | 0.80436
27163 | 8.925 | 1 | 365 | 10.1325 | 0.60864 | 10 | 0.74116
27036 | 12.5 | 1 | 365 | 14.1912 | 0.86925 | 15 | 0.06045
27154 | 4.42 | 1 | 365 | 5.018 | 0.15857 | 5 | 0.17658
27172 | 4.16 | 1 | 365 | 4.7228 | 0.26689 | 4 | 0.98972
27173 | 5.98 | 1 | 365 | 6.7891 | 0.50865 | 7 | 0.29772
27174 | 5.98 | 1 | 365 | 6.7891 | 0.50865 | 7 | 0.29772
22408 | 8.32 | 1 | 365 | 9.4457 | 0.53377 | 9 | 0.97944
22091 | 7.02 | 1 | 365 | 7.9698 | 0.075371 | 8 | 0.045149
22000 | 4.68 | 1 | 365 | 5.3132 | 0.050247 | 5 | 0.36343
27578 | 4.68 | 1 | 365 | 5.3132 | 0.050247 | 5 | 0.36343
27579 | 8.25 | 1 | 365 | 9.3662 | 0.29371 | 9 | 0.6599
27582 | 4.94 | 1 | 365 | 5.6084 | 0.94193 | 6 | 0.55029
27583 | 9 | 1 | 365 | 10.2177 | 0.86586 | 11 | 0.083524
27586 | 4 | 1 | 365 | 4.5412 | 0.71816 | 5 | 0.25934
27590 | 5.775 | 1 | 365 | 6.5563 | 0.80559 | 7 | 0.36193
27593 | 7.15 | 1 | 365 | 8.1174 | 0.52121 | 8 | 0.63858
27595 | 2.75 | 1 | 365 | 3.1221 | 0.43124 | 3 | 0.5533
27611 | 4.5 | 1 | 365 | 5.1088 | 0.43293 | 5 | 0.54176
27612 | 9.075 | 1 | 365 | 10.3028 | 0.12308 | 10 | 0.42589
27616 | 9.5 | 1 | 365 | 10.7853 | 0.58063 | 11 | 0.36594
27629 | 15.5 | 1 | 365 | 17.5971 | 0.15787 | 17 | 0.75496
27594 | 9.805 | 1 | 365 | 11.1316 | 0.62664 | 11 | 0.75822
27601 | 7.155 | 1 | 365 | 8.123 | 0.53836 | 8 | 0.6614
27436 | 6.885 | 1 | 365 | 7.8165 | 0.61238 | 8 | 0.4289
27438 | 4.16 | 1 | 365 | 4.7228 | 0.26689 | 4 | 0.98972
27175 | 5.46 | 1 | 365 | 6.1987 | 0.72529 | 6 | 0.924
27513 | 6.63 | 1 | 365 | 7.527 | 0.73785 | 8 | 0.26486
27176 | 13.26 | 1 | 365 | 15.054 | 0.4757 | 15 | 0.52973
27444 | 7.905 | 1 | 365 | 8.9745 | 0.11051 | 9 | 0.085029
27179 | 9.81 | 1 | 365 | 11.1373 | 0.64379 | 11 | 0.78104
27516 | 7.905 | 1 | 365 | 8.9745 | 0.11051 | 9 | 0.085029
27442 | 4 | 1 | 365 | 4.5412 | 0.71816 | 5 | 0.25934
27177 | 12.22 | 1 | 365 | 13.8733 | 0.90898 | 14 | 0.7823
27431 | 6.375 | 1 | 365 | 7.2375 | 0.86332 | 8 | 0.10083
27181 | 9.88 | 1 | 365 | 11.2167 | 0.88386 | 12 | 0.10058
27451 | 10.78 | 1 | 365 | 12.2385 | 0.97044 | 13 | 0.20893
27183 | 12.825 | 1 | 365 | 14.5602 | 0.98385 | 15 | 0.54402
27452 | 4.08 | 1 | 365 | 4.632 | 0.99252 | 5 | 0.62453
27456 | 7.02 | 1 | 365 | 7.9698 | 0.075371 | 8 | 0.045149
27184 | 11.18 | 1 | 365 | 12.6926 | 0.34226 | 13 | 0.034866
27457 | 6.375 | 1 | 365 | 7.2375 | 0.86332 | 8 | 0.10083
27499 | 4.08 | 1 | 365 | 4.632 | 0.99252 | 5 | 0.62453
27495 | 8.925 | 1 | 365 | 10.1325 | 0.60864 | 10 | 0.74116
27185 | 7.25 | 1 | 365 | 8.2309 | 0.86416 | 9 | 0.095061
27504 | 11.22 | 1 | 365 | 12.738 | 0.47944 | 13 | 0.21746
27512 | 3.825 | 1 | 365 | 4.3425 | 0.11799 | 4 | 0.4605
27521 | 8.32 | 1 | 365 | 9.4457 | 0.53377 | 9 | 0.97944
26401 | 6.5 | 1 | 365 | 7.3794 | 0.29201 | 7 | 0.67143
27526 | 4.08 | 1 | 365 | 4.632 | 0.99252 | 5 | 0.62453
27463 | 6.12 | 1 | 365 | 6.948 | 0.98878 | 7 | 0.9368
27460 | 3.825 | 1 | 365 | 4.3425 | 0.11799 | 4 | 0.4605
26997 | 29.58 | 0.9 | 365 | 30.2239 | 0.30121 | 30 | 0.52506
27466 | 2.295 | 1 | 365 | 2.6055 | 0.87079 | 3 | 0.4763
18729 | 14.3 | 1 | 365 | 16.2347 | 0.042422 | 16 | 0.27715
27890 | 8.58 | 1 | 365 | 9.7408 | 0.42545 | 10 | 0.16629
26806 | 9.36 | 1 | 365 | 10.6264 | 0.10049 | 10 | 0.72686
27186 | 8.4 | 1 | 365 | 9.5365 | 0.80814 | 10 | 0.34462
27893 | 5.72 | 1 | 365 | 6.4939 | 0.61697 | 7 | 0.11086
27891 | 5.46 | 1 | 365 | 6.1987 | 0.72529 | 6 | 0.924
27897 | 6.24 | 1 | 365 | 7.0842 | 0.40033 | 7 | 0.48458
27188 | 7.5 | 1 | 365 | 8.5147 | 0.72155 | 9 | 0.23627
27898 | 6.76 | 1 | 365 | 7.6746 | 0.18369 | 7 | 0.85829
27903 | 5.72 | 1 | 365 | 6.4939 | 0.61697 | 7 | 0.11086
27812 | 6.24 | 1 | 365 | 7.0842 | 0.40033 | 7 | 0.48458
27187 | 8.1 | 1 | 365 | 9.1959 | 0.77927 | 9 | 0.97517
27904 | 10.4 | 1 | 365 | 11.8071 | 0.66722 | 12 | 0.47429
27902 | 10.4 | 1 | 365 | 11.8071 | 0.66722 | 12 | 0.47429
26947 | 7.02 | 1 | 365 | 7.9698 | 0.075371 | 8 | 0.045149
27908 | 7.14 | 1 | 365 | 8.106 | 0.48692 | 8 | 0.59293
27041 | 8.32 | 1 | 365 | 9.4457 | 0.53377 | 9 | 0.97944
27912 | 11.18 | 1 | 365 | 12.6926 | 0.34226 | 13 | 0.034866
27914 | 5.46 | 1 | 365 | 6.1987 | 0.72529 | 6 | 0.924
27085 | 5.565 | 1 | 365 | 6.3179 | 0.08539 | 6 | 0.40331
27720 | 8.67 | 1 | 365 | 9.843 | 0.73411 | 10 | 0.57713
26061 | 8.06 | 1 | 365 | 9.1505 | 0.64209 | 9 | 0.79258
27190 | 6.48 | 1 | 365 | 7.3567 | 0.22342 | 7 | 0.58014
27919 | 8.32 | 1 | 365 | 9.4457 | 0.53377 | 9 | 0.97944
27536 | 9.435 | 1 | 365 | 10.7115 | 0.35771 | 11 | 0.069228
27921 | 3.9 | 1 | 365 | 4.4277 | 0.37521 | 4 | 0.80286
27178 | 2.85 | 1 | 365 | 3.2356 | 0.77419 | 4 | 0.0097826
27393 | 13.005 | 1 | 365 | 14.7645 | 0.60117 | 15 | 0.36569
27926 | 3.825 | 1 | 365 | 4.3425 | 0.11799 | 4 | 0.4605
27191 | 8.68 | 1 | 365 | 9.8544 | 0.76841 | 10 | 0.62278
27400 | 6.885 | 1 | 365 | 7.8165 | 0.61238 | 8 | 0.4289
27922 | 8.415 | 1 | 365 | 9.5535 | 0.85958 | 10 | 0.41309
27192 | 3.64 | 1 | 365 | 4.1325 | 0.48353 | 4 | 0.616
27929 | 3.38 | 1 | 365 | 3.8373 | 0.59185 | 4 | 0.42915
27410 | 7.65 | 1 | 365 | 8.685 | 0.23598 | 8 | 0.921
27924 | 3.06 | 1 | 365 | 3.474 | 0.49439 | 3 | 0.9684
27193 | 6.71 | 1 | 365 | 7.6178 | 0.012213 | 7 | 0.63005
27932 | 2.08 | 1 | 365 | 2.3614 | 0.13344 | 2 | 0.49486
27403 | 10.455 | 1 | 365 | 11.8695 | 0.85584 | 12 | 0.72536
27900 | 4.68 | 1 | 365 | 5.3132 | 0.050247 | 5 | 0.36343
27406 | 6.12 | 1 | 365 | 6.948 | 0.98878 | 7 | 0.9368
27905 | 5.5 | 1 | 365 | 6.2441 | 0.86247 | 7 | 0.1066
27411 | 7.905 | 1 | 365 | 8.9745 | 0.11051 | 9 | 0.085029
27909 | 4.2 | 1 | 365 | 4.7682 | 0.40407 | 5 | 0.17231
27391 | 3.5 | 1 | 365 | 3.9735 | 0.00339 | 3 | 0.97693
27911 | 7.2 | 1 | 365 | 8.1741 | 0.69269 | 8 | 0.86682
27931 | 4.8 | 1 | 365 | 5.4494 | 0.46179 | 5 | 0.91121
27935 | 10.8 | 1 | 365 | 12.2612 | 0.039032 | 12 | 0.30023
27412 | 8.16 | 1 | 365 | 9.264 | 0.98505 | 10 | 0.24906
27943 | 4.845 | 1 | 365 | 5.5005 | 0.61612 | 6 | 0.11663
27409 | 5.865 | 1 | 365 | 6.6585 | 0.11425 | 6 | 0.77276
27824 | 4.42 | 1 | 365 | 5.018 | 0.15857 | 5 | 0.17658
27402 | 10.2 | 1 | 365 | 11.58 | 0.98131 | 12 | 0.56133
27561 | 3.75 | 1 | 365 | 4.2574 | 0.86078 | 5 | 0.11813
27565 | 8.415 | 1 | 365 | 9.5535 | 0.85958 | 10 | 0.41309
27551 | 3.64 | 1 | 365 | 4.1325 | 0.48353 | 4 | 0.616
27427 | 6.63 | 1 | 365 | 7.527 | 0.73785 | 8 | 0.26486
26763 | 6.24 | 1 | 365 | 7.0842 | 0.40033 | 7 | 0.48458
23594 | 5.98 | 1 | 365 | 6.7891 | 0.50865 | 7 | 0.29772
27418 | 11.475 | 1 | 365 | 13.0275 | 0.35397 | 13 | 0.38149
23591 | 9.1 | 1 | 365 | 10.3312 | 0.20881 | 10 | 0.54001
27417 | 6.12 | 1 | 365 | 6.948 | 0.98878 | 7 | 0.9368
27428 | 11.985 | 1 | 365 | 13.6065 | 0.10304 | 13 | 0.70956
24019 | 5.2 | 1 | 365 | 5.9035 | 0.83361 | 6 | 0.73715
27420 | 9.69 | 1 | 365 | 11.001 | 0.23224 | 11 | 0.23326
23573 | 13 | 1 | 365 | 14.7588 | 0.58402 | 15 | 0.34287
27439 | 7.395 | 1 | 365 | 8.3955 | 0.36145 | 8 | 0.75696
27443 | 5.75 | 1 | 365 | 6.528 | 0.71985 | 7 | 0.24781
28116 | 7.125 | 1 | 365 | 8.089 | 0.43547 | 8 | 0.52446
28044 | 4.42 | 1 | 365 | 5.018 | 0.15857 | 5 | 0.17658
28122 | 4.94 | 1 | 365 | 5.6084 | 0.94193 | 6 | 0.55029
28047 | 5.72 | 1 | 365 | 6.4939 | 0.61697 | 7 | 0.11086
27870 | 9.18 | 1 | 365 | 10.422 | 0.48318 | 10 | 0.90519
28127 | 4.68 | 1 | 365 | 5.3132 | 0.050247 | 5 | 0.36343
25016 | 4.42 | 1 | 365 | 5.018 | 0.15857 | 5 | 0.17658
28079 | 8.67 | 1 | 365 | 9.843 | 0.73411 | 10 | 0.57713
18311 | 8.16 | 1 | 365 | 9.264 | 0.98505 | 10 | 0.24906
27387 | 22.25 | 1 | 365 | 25.2603 | 0.30726 | 25 | 0.5676
28109 | 2.08 | 1 | 365 | 2.3614 | 0.13344 | 2 | 0.49486
28128 | 3.64 | 1 | 365 | 4.1325 | 0.48353 | 4 | 0.616
27667 | 28.325 | 0.9 | 365 | 28.9415 | 0.42755 | 29 | 0.36908
28129 | 3.18 | 1 | 365 | 3.6102 | 0.90594 | 4 | 0.51618
28058 | 11.7 | 1 | 365 | 13.283 | 0.12562 | 13 | 0.40858
27811 | 3.9 | 1 | 365 | 4.4277 | 0.37521 | 4 | 0.80286
28131 | 5.72 | 1 | 365 | 6.4939 | 0.61697 | 7 | 0.11086
28006 | 6.48 | 1 | 365 | 7.3567 | 0.22342 | 7 | 0.58014
28136 | 5.2 | 1 | 365 | 5.9035 | 0.83361 | 6 | 0.73715
28137 | 3.38 | 1 | 365 | 3.8373 | 0.59185 | 4 | 0.42915
25051 | 6.24 | 1 | 365 | 7.0842 | 0.40033 | 7 | 0.48458
28057 | 12.48 | 1 | 365 | 14.1685 | 0.80066 | 14 | 0.96915
28049 | 7.28 | 1 | 365 | 8.265 | 0.96705 | 9 | 0.23201
18076 | 8.84 | 1 | 365 | 10.036 | 0.31713 | 10 | 0.35315
19740 | 5.46 | 1 | 365 | 6.1987 | 0.72529 | 6 | 0.924
19775 | 3.25 | 1 | 365 | 3.6897 | 0.146 | 3 | 0.83572
28050 | 8.25 | 1 | 365 | 9.3662 | 0.29371 | 9 | 0.6599
19821 | 9.62 | 1 | 365 | 10.9215 | 0.99217 | 11 | 0.91372
18465 | 2.805 | 1 | 365 | 3.1845 | 0.61986 | 3 | 0.80436
19535 | 5.2 | 1 | 365 | 5.9035 | 0.83361 | 6 | 0.73715
19772 | 11.22 | 1 | 365 | 12.738 | 0.47944 | 13 | 0.21746
18790 | 1.715 | 1 | 365 | 1.947 | 0.88166 | 2 | 0.82869
28055 | 12.19 | 1 | 365 | 13.8393 | 0.80609 | 14 | 0.64535
27529 | 5.72 | 1 | 365 | 6.4939 | 0.61697 | 7 | 0.11086
18787 | 4.75 | 1 | 365 | 5.3927 | 0.29031 | 5 | 0.68297
18320 | 5.61 | 1 | 365 | 6.369 | 0.23972 | 6 | 0.60873
27575 | 6 | 1 | 365 | 6.8118 | 0.57724 | 7 | 0.38902
18733 | 5.1 | 1 | 365 | 5.79 | 0.49065 | 6 | 0.28066
27441 | 2.08 | 1 | 365 | 2.3614 | 0.13344 | 2 | 0.49486
27461 | 8.58 | 1 | 365 | 9.7408 | 0.42545 | 10 | 0.16629
27449 | 6.24 | 1 | 365 | 7.0842 | 0.40033 | 7 | 0.48458
27458 | 3.38 | 1 | 365 | 3.8373 | 0.59185 | 4 | 0.42915
27514 | 5.72 | 1 | 365 | 6.4939 | 0.61697 | 7 | 0.11086
27453 | 9.88 | 1 | 365 | 11.2167 | 0.88386 | 12 | 0.10058
28112 | 8.84 | 1 | 365 | 10.036 | 0.31713 | 10 | 0.35315
18391 | 5.865 | 1 | 365 | 6.6585 | 0.11425 | 6 | 0.77276
23108 | 5.46 | 1 | 365 | 6.1987 | 0.72529 | 6 | 0.924
28105 | 8.745 | 1 | 365 | 9.9282 | 0.99133 | 10 | 0.91949
27543 | 9.435 | 1 | 365 | 10.7115 | 0.35771 | 11 | 0.069228
28051 | 12.74 | 1 | 365 | 14.4637 | 0.69234 | 15 | 0.15601
28096 | 8.925 | 1 | 365 | 10.1325 | 0.60864 | 10 | 0.74116
28093 | 4.16 | 1 | 365 | 4.7228 | 0.26689 | 4 | 0.98972
23580 | 8.32 | 1 | 365 | 9.4457 | 0.53377 | 9 | 0.97944
21085 | 9.36 | 1 | 365 | 10.6264 | 0.10049 | 10 | 0.72686
13315 | 8.25 | 1 | 365 | 9.3662 | 0.29371 | 9 | 0.6599
28084 | 2.805 | 1 | 365 | 3.1845 | 0.61986 | 3 | 0.80436
27517 | 5.865 | 1 | 365 | 6.6585 | 0.11425 | 6 | 0.77276
23391 | 7.28 | 1 | 365 | 8.265 | 0.96705 | 9 | 0.23201
28085 | 7.56 | 1 | 365 | 8.5828 | 0.92732 | 9 | 0.51016
28064 | 6.76 | 1 | 365 | 7.6746 | 0.18369 | 7 | 0.85829
22003 | 7.28 | 1 | 365 | 8.265 | 0.96705 | 9 | 0.23201
28067 | 9.76 | 1 | 365 | 11.0805 | 0.47231 | 11 | 0.5528
23716 | 5.2 | 1 | 365 | 5.9035 | 0.83361 | 6 | 0.73715
24030 | 5.2 | 1 | 365 | 5.9035 | 0.83361 | 6 | 0.73715
24041 | 3.9 | 1 | 365 | 4.4277 | 0.37521 | 4 | 0.80286
24012 | 374.22 | 0.9 | 365 | 382.3654 | 0.062213 | 382 | 0.42764
23661 | 3.12 | 1 | 365 | 3.5421 | 0.70016 | 4 | 0.24229
24023 | 8.84 | 1 | 365 | 10.036 | 0.31713 | 10 | 0.35315
28089 | 13.78 | 1 | 365 | 15.6444 | 0.25906 | 15 | 0.90344
23754 | 4.68 | 1 | 365 | 5.3132 | 0.050247 | 5 | 0.36343
24262 | 6.5 | 1 | 365 | 7.3794 | 0.29201 | 7 | 0.67143
26852 | 4.578 | 1 | 365 | 5.1974 | 0.70043 | 5 | 0.89782
26855 | 3.57 | 1 | 365 | 4.053 | 0.24346 | 4 | 0.29646
26859 | 10.46 | 1 | 365 | 11.8752 | 0.87299 | 12 | 0.74818
26858 | 9.87 | 1 | 365 | 11.2054 | 0.84956 | 12 | 0.054931
24345 | 7.05 | 1 | 365 | 8.0038 | 0.17826 | 8 | 0.18209
26862 | 7.7 | 1 | 365 | 8.7418 | 0.40746 | 9 | 0.14924
25838 | 7.8 | 1 | 365 | 8.8553 | 0.75041 | 9 | 0.60572
26856 | 2.385 | 1 | 365 | 2.7077 | 0.17945 | 2 | 0.88713
26864 | 17.4 | 1 | 365 | 19.7542 | 0.674 | 20 | 0.42815
26894 | 3.64 | 1 | 365 | 4.1325 | 0.48353 | 4 | 0.616
26865 | 6.12 | 1 | 365 | 6.948 | 0.98878 | 7 | 0.9368
26869 | 4.42 | 1 | 365 | 5.018 | 0.15857 | 5 | 0.17658
26875 | 12.48 | 1 | 365 | 14.1685 | 0.80066 | 14 | 0.96915
26895 | 5.32 | 1 | 365 | 6.0398 | 0.24515 | 6 | 0.28493
26906 | 8.42 | 1 | 365 | 9.5592 | 0.87673 | 10 | 0.43592
26921 | 8.96 | 1 | 365 | 10.1723 | 0.72868 | 10 | 0.90093
21075 | 4.365 | 1 | 365 | 4.9556 | 0.96994 | 5 | 0.92551
26929 | 9.44 | 1 | 365 | 10.7172 | 0.37486 | 11 | 0.092052
26927 | 11.22 | 1 | 365 | 12.738 | 0.47944 | 13 | 0.21746
20881 | 3.43 | 1 | 365 | 3.8941 | 0.76332 | 4 | 0.65739
18106 | 2.55 | 1 | 365 | 2.895 | 0.74533 | 3 | 0.64033
26924 | 5.73 | 1 | 365 | 6.5052 | 0.65126 | 7 | 0.15651
26923 | 8.83 | 1 | 365 | 10.0247 | 0.28284 | 10 | 0.3075
26922 | 5.98 | 1 | 365 | 6.7891 | 0.50865 | 7 | 0.29772
26878 | 5.46 | 1 | 365 | 6.1987 | 0.72529 | 6 | 0.924
26884 | 5.46 | 1 | 365 | 6.1987 | 0.72529 | 6 | 0.924
26887 | 9.1 | 1 | 365 | 10.3312 | 0.20881 | 10 | 0.54001
26889 | 3.12 | 1 | 365 | 3.5421 | 0.70016 | 4 | 0.24229
26888 | 13.16 | 1 | 365 | 14.9405 | 0.13275 | 15 | 0.073242
26890 | 16.24 | 1 | 365 | 18.4372 | 0.69573 | 19 | 0.13294
26892 | 5.32 | 1 | 365 | 6.0398 | 0.24515 | 6 | 0.28493
26891 | 11.44 | 1 | 365 | 12.9878 | 0.23394 | 13 | 0.22172
26893 | 8.12 | 1 | 365 | 9.2186 | 0.84786 | 10 | 0.066468
26920 | 4.16 | 1 | 365 | 4.7228 | 0.26689 | 4 | 0.98972
26918 | 9.24 | 1 | 365 | 10.4901 | 0.68895 | 11 | 0.17908
26917 | 4.48 | 1 | 365 | 5.0861 | 0.36434 | 5 | 0.45047
26915 | 9.52 | 1 | 365 | 10.808 | 0.64922 | 11 | 0.45724
26914 | 4.76 | 1 | 365 | 5.404 | 0.32461 | 5 | 0.72862
26913 | 5.2 | 1 | 365 | 5.9035 | 0.83361 | 6 | 0.73715
26912 | 7.425 | 1 | 365 | 8.4296 | 0.46433 | 8 | 0.89391
26909 | 5.46 | 1 | 365 | 6.1987 | 0.72529 | 6 | 0.924
26907 | 6.63 | 1 | 365 | 7.527 | 0.73785 | 8 | 0.26486
26896 | 6.63 | 1 | 365 | 7.527 | 0.73785 | 8 | 0.26486
26897 | 6.44 | 1 | 365 | 7.3113 | 0.086238 | 7 | 0.39754
26899 | 5.83 | 1 | 365 | 6.6188 | 0.99422 | 7 | 0.61299
26901 | 7.91 | 1 | 365 | 8.9802 | 0.12766 | 9 | 0.10785
26900 | 7.28 | 1 | 365 | 8.265 | 0.96705 | 9 | 0.23201
26902 | 12.38 | 1 | 365 | 14.055 | 0.45771 | 14 | 0.51267
26903 | 5.36 | 1 | 365 | 6.0852 | 0.38233 | 6 | 0.46752
26904 | 4.59 | 1 | 365 | 5.211 | 0.74159 | 5 | 0.9526
26905 | 6.89 | 1 | 365 | 7.8222 | 0.62953 | 8 | 0.45172
22015 | 9.88 | 1 | 365 | 11.2167 | 0.88386 | 12 | 0.10058
22056 | 7.56 | 1 | 365 | 8.5828 | 0.92732 | 9 | 0.51016
22061 | 4.05 | 1 | 365 | 4.5979 | 0.88964 | 5 | 0.48759
22203 | 14.56 | 1 | 365 | 16.5299 | 0.9341 | 17 | 0.46401
22201 | 5.13 | 1 | 365 | 5.8241 | 0.59354 | 6 | 0.41761
22502 | 14.04 | 1 | 365 | 15.9396 | 0.15074 | 16 | 0.090297
22493 | 7.28 | 1 | 365 | 8.265 | 0.96705 | 9 | 0.23201
22500 | 5.72 | 1 | 365 | 6.4939 | 0.61697 | 7 | 0.11086
22650 | 3.9 | 1 | 365 | 4.4277 | 0.37521 | 4 | 0.80286
22712 | 10.57 | 1 | 365 | 12.0001 | 0.25024 | 12 | 0.25032
22732 | 5.47 | 1 | 365 | 6.2101 | 0.75958 | 6 | 0.96965
22755 | 6.47 | 1 | 365 | 7.3454 | 0.18912 | 7 | 0.53449
22764 | 6.82 | 1 | 365 | 7.7427 | 0.38946 | 8 | 0.13218
22787 | 10.215 | 1 | 365 | 11.597 | 0.032751 | 11 | 0.6298
22817 | 9.705 | 1 | 365 | 11.018 | 0.28369 | 11 | 0.30173
22831 | 8.1 | 1 | 365 | 9.1959 | 0.77927 | 9 | 0.97517
22867 | 5.98 | 1 | 365 | 6.7891 | 0.50865 | 7 | 0.29772
22874 | 6.725 | 1 | 365 | 7.6349 | 0.063657 | 7 | 0.69852
22778 | 10.215 | 1 | 365 | 11.597 | 0.032751 | 11 | 0.6298
22868 | 10.2 | 1 | 365 | 11.58 | 0.98131 | 12 | 0.56133
22656 | 6.725 | 1 | 365 | 7.6349 | 0.063657 | 7 | 0.69852
23977 | 8.37 | 1 | 365 | 9.5024 | 0.70525 | 10 | 0.20768
23699 | 3.64 | 1 | 365 | 4.1325 | 0.48353 | 4 | 0.616
23301 | 3.64 | 1 | 365 | 4.1325 | 0.48353 | 4 | 0.616
24455 | 6.12 | 1 | 365 | 6.948 | 0.98878 | 7 | 0.9368
24463 | 7.5 | 1 | 365 | 8.5147 | 0.72155 | 9 | 0.23627
24465 | 11.5 | 1 | 365 | 13.0559 | 0.43971 | 13 | 0.49561
24473 | 8.75 | 1 | 365 | 9.9338 | 0.008475 | 9 | 0.94231
24492 | 9.18 | 1 | 365 | 10.422 | 0.48318 | 10 | 0.90519
24498 | 6.75 | 1 | 365 | 7.6632 | 0.1494 | 7 | 0.81264
24499 | 5.98 | 1 | 365 | 6.7891 | 0.50865 | 7 | 0.29772
24500 | 6.75 | 1 | 365 | 7.6632 | 0.1494 | 7 | 0.81264
24503 | 17.25 | 1 | 365 | 19.5839 | 0.15956 | 19 | 0.74342
24505 | 8.06 | 1 | 365 | 9.1505 | 0.64209 | 9 | 0.79258
24514 | 7 | 1 | 365 | 7.9471 | 0.00678 | 7 | 0.95385
24542 | 5.94 | 1 | 365 | 6.7437 | 0.37147 | 7 | 0.11513
24575 | 11.7 | 1 | 365 | 13.283 | 0.12562 | 13 | 0.40858
24761 | 6.24 | 1 | 365 | 7.0842 | 0.40033 | 7 | 0.48458
24763 | 4.94 | 1 | 365 | 5.6084 | 0.94193 | 6 | 0.55029
24774 | 7.905 | 1 | 365 | 8.9745 | 0.11051 | 9 | 0.085029
24779 | 8.5 | 1 | 365 | 9.65 | 0.15109 | 9 | 0.80111
24781 | 4.5 | 1 | 365 | 5.1088 | 0.43293 | 5 | 0.54176
24787 | 7.25 | 1 | 365 | 8.2309 | 0.86416 | 9 | 0.095061
24791 | 4.68 | 1 | 365 | 5.3132 | 0.050247 | 5 | 0.36343
24828 | 9.88 | 1 | 365 | 11.2167 | 0.88386 | 12 | 0.10058
24833 | 8.06 | 1 | 365 | 9.1505 | 0.64209 | 9 | 0.79258
12587 | 246.675 | 0.9 | 365 | 252.0442 | 0.3836 | 252 | 0.42783
24905 | 10.14 | 1 | 365 | 11.5119 | 0.77554 | 12 | 0.28744
24912 | 9.1 | 1 | 365 | 10.3312 | 0.20881 | 10 | 0.54001
25370 | 9.88 | 1 | 365 | 11.2167 | 0.88386 | 12 | 0.10058
25377 | 10.53 | 1 | 365 | 11.9547 | 0.11306 | 12 | 0.067723
25386 | 8.32 | 1 | 365 | 9.4457 | 0.53377 | 9 | 0.97944
25387 | 9.88 | 1 | 365 | 11.2167 | 0.88386 | 12 | 0.10058
25394 | 9.36 | 1 | 365 | 10.6264 | 0.10049 | 10 | 0.72686
22156 | 11.34 | 1 | 365 | 12.8743 | 0.89098 | 13 | 0.76524
26402 | 3.3 | 1 | 365 | 3.7465 | 0.31748 | 4 | 0.063959
25826 | 7.8 | 1 | 365 | 8.8553 | 0.75041 | 9 | 0.60572
26291 | 17.25 | 1 | 365 | 19.5839 | 0.15956 | 19 | 0.74342
26296 | 8 | 1 | 365 | 9.0824 | 0.43632 | 9 | 0.51869
26388 | 11.25 | 1 | 365 | 12.7721 | 0.58232 | 13 | 0.3544
26393 | 12.5 | 1 | 365 | 14.1912 | 0.86925 | 15 | 0.06045
26559 | 10 | 1 | 365 | 11.353 | 0.2954 | 11 | 0.64836
26566 | 7.905 | 1 | 365 | 8.9745 | 0.11051 | 9 | 0.085029
26617 | 11 | 1 | 365 | 12.4883 | 0.72494 | 13 | 0.2132
17699 | 3.64 | 1 | 365 | 4.1325 | 0.48353 | 4 | 0.616
26621 | 7.5 | 1 | 365 | 8.5147 | 0.72155 | 9 | 0.23627
26730 | 11.18 | 1 | 365 | 12.6926 | 0.34226 | 13 | 0.034866
26742 | 9.99 | 1 | 365 | 11.3416 | 0.2611 | 11 | 0.60271
26749 | 7.35 | 1 | 365 | 8.3444 | 0.20712 | 8 | 0.55154
26832 | 6 | 1 | 365 | 6.8118 | 0.57724 | 7 | 0.38902
26939 | 7.65 | 1 | 365 | 8.685 | 0.23598 | 8 | 0.921
26971 | 11.5 | 1 | 365 | 13.0559 | 0.43971 | 13 | 0.49561
27090 | 8.32 | 1 | 365 | 9.4457 | 0.53377 | 9 | 0.97944
27126 | 4.275 | 1 | 365 | 4.8534 | 0.66128 | 5 | 0.51467
27127 | 4.275 | 1 | 365 | 4.8534 | 0.66128 | 5 | 0.51467
27203 | 4.98 | 1 | 365 | 5.6538 | 0.079109 | 5 | 0.73288
27206 | 5.415 | 1 | 365 | 6.1476 | 0.57096 | 6 | 0.71859
27107 | 9.18 | 1 | 365 | 10.422 | 0.48318 | 10 | 0.90519
27237 | 7.245 | 1 | 365 | 8.2252 | 0.84702 | 9 | 0.072237
27242 | 7.2 | 1 | 365 | 8.1741 | 0.69269 | 8 | 0.86682
27264 | 11.18 | 1 | 365 | 12.6926 | 0.34226 | 13 | 0.034866
27276 | 11.18 | 1 | 365 | 12.6926 | 0.34226 | 13 | 0.034866
27260 | 6.5 | 1 | 365 | 7.3794 | 0.29201 | 7 | 0.67143
27292 | 10.08 | 1 | 365 | 11.4438 | 0.56976 | 12 | 0.013547
27324 | 6.75 | 1 | 365 | 7.6632 | 0.1494 | 7 | 0.81264
27331 | 4.25 | 1 | 365 | 4.825 | 0.57554 | 5 | 0.40055
16459 | 15.3 | 1 | 365 | 17.37 | 0.47196 | 17 | 0.84199
14882 | 11.22 | 1 | 365 | 12.738 | 0.47944 | 13 | 0.21746
27046 | 348.91 | 0.9 | 365 | 356.5045 | 0.94072 | 357 | 0.44524
25219 | 4.95 | 1 | 365 | 5.6197 | 0.97622 | 6 | 0.59594
28068 | 12.24 | 1 | 365 | 13.896 | 0.97757 | 14 | 0.87359
23165 | 4.16 | 1 | 365 | 4.7228 | 0.26689 | 4 | 0.98972
28073 | 3.64 | 1 | 365 | 4.1325 | 0.48353 | 4 | 0.616
15732 | 9.18 | 1 | 365 | 10.422 | 0.48318 | 10 | 0.90519
16221 | 4.335 | 1 | 365 | 4.9215 | 0.86706 | 5 | 0.78856
27474 | 10.53 | 1 | 365 | 11.9547 | 0.11306 | 12 | 0.067723
27633 | 8.25 | 1 | 365 | 9.3662 | 0.29371 | 9 | 0.6599
14276 | 11.22 | 1 | 365 | 12.738 | 0.47944 | 13 | 0.21746
13006 | 7.395 | 1 | 365 | 8.3955 | 0.36145 | 8 | 0.75696
13926 | 4.9 | 1 | 365 | 5.563 | 0.80475 | 6 | 0.3677
27750 | 10.38 | 1 | 365 | 11.7844 | 0.59863 | 12 | 0.383
27781 | 7.395 | 1 | 365 | 8.3955 | 0.36145 | 8 | 0.75696
27470 | 10.455 | 1 | 365 | 11.8695 | 0.85584 | 12 | 0.72536
27480 | 3.92 | 1 | 365 | 4.4504 | 0.4438 | 4 | 0.89416
27970 | 7.595 | 1 | 365 | 8.6226 | 0.047356 | 8 | 0.66993
27980 | 12 | 1 | 365 | 13.6236 | 0.15448 | 13 | 0.77803
27981 | 8.06 | 1 | 365 | 9.1505 | 0.64209 | 9 | 0.79258
28002 | 23.785 | 1 | 365 | 27.003 | 0.57161 | 27 | 0.57462
28039 | 7.8 | 1 | 365 | 8.8553 | 0.75041 | 9 | 0.60572
21770 | 13.78 | 1 | 365 | 15.6444 | 0.25906 | 15 | 0.90344
23881 | 6.82 | 1 | 365 | 7.7427 | 0.38946 | 8 | 0.13218
26845 | 5.5 | 1 | 365 | 6.2441 | 0.86247 | 7 | 0.1066
28175 | 4.845 | 1 | 365 | 5.5005 | 0.61612 | 6 | 0.11663
27602 | 15.08 | 1 | 365 | 17.1203 | 0.71746 | 17 | 0.83773
28167 | 9.36 | 1 | 365 | 10.6264 | 0.10049 | 10 | 0.72686
27118 | 4.5 | 1 | 365 | 5.1088 | 0.43293 | 5 | 0.54176
26765 | 11.7 | 1 | 365 | 13.283 | 0.12562 | 13 | 0.40858
28176 | 8.58 | 1 | 365 | 9.7408 | 0.42545 | 10 | 0.16629
28179 | 4.68 | 1 | 365 | 5.3132 | 0.050247 | 5 | 0.36343
28182 | 3.12 | 1 | 365 | 3.5421 | 0.70016 | 4 | 0.24229
27619 | 7.54 | 1 | 365 | 8.5601 | 0.85873 | 9 | 0.41886
28267 | 4.94 | 1 | 365 | 5.6084 | 0.94193 | 6 | 0.55029
28184 | 5.72 | 1 | 365 | 6.4939 | 0.61697 | 7 | 0.11086
28183 | 9.1 | 1 | 365 | 10.3312 | 0.20881 | 10 | 0.54001
28268 | 3.12 | 1 | 365 | 3.5421 | 0.70016 | 4 | 0.24229
28269 | 7.54 | 1 | 365 | 8.5601 | 0.85873 | 9 | 0.41886
28270 | 9.1 | 1 | 365 | 10.3312 | 0.20881 | 10 | 0.54001
28272 | 3.64 | 1 | 365 | 4.1325 | 0.48353 | 4 | 0.616
28274 | 5.98 | 1 | 365 | 6.7891 | 0.50865 | 7 | 0.29772
28189 | 2.6 | 1 | 365 | 2.9518 | 0.9168 | 3 | 0.86857
28275 | 6.76 | 1 | 365 | 7.6746 | 0.18369 | 7 | 0.85829
28277 | 5.2 | 1 | 365 | 5.9035 | 0.83361 | 6 | 0.73715
28276 | 3.12 | 1 | 365 | 3.5421 | 0.70016 | 4 | 0.24229
28317 | 5.98 | 1 | 365 | 6.7891 | 0.50865 | 7 | 0.29772
28319 | 7.28 | 1 | 365 | 8.265 | 0.96705 | 9 | 0.23201
28324 | 3.38 | 1 | 365 | 3.8373 | 0.59185 | 4 | 0.42915
28285 | 5.2 | 1 | 365 | 5.9035 | 0.83361 | 6 | 0.73715
28286 | 10.464 | 1 | 365 | 11.8797 | 0.88671 | 12 | 0.76644
28287 | 4.08 | 1 | 365 | 4.632 | 0.99252 | 5 | 0.62453
28288 | 6.27 | 1 | 365 | 7.1183 | 0.50322 | 7 | 0.62152
28293 | 8.829 | 1 | 365 | 10.0235 | 0.27941 | 10 | 0.30294
28294 | 5.415 | 1 | 365 | 6.1476 | 0.57096 | 6 | 0.71859
28297 | 8.36 | 1 | 365 | 9.4911 | 0.67095 | 10 | 0.16203
28300 | 6.44 | 1 | 365 | 7.3113 | 0.086238 | 7 | 0.39754
28302 | 7.395 | 1 | 365 | 8.3955 | 0.36145 | 8 | 0.75696
28303 | 7.84 | 1 | 365 | 8.9007 | 0.88759 | 9 | 0.78831
28305 | 6 | 1 | 365 | 6.8118 | 0.57724 | 7 | 0.38902
28307 | 3.38 | 1 | 365 | 3.8373 | 0.59185 | 4 | 0.42915
28308 | 10.4 | 1 | 365 | 11.8071 | 0.66722 | 12 | 0.47429
28311 | 7 | 1 | 365 | 7.9471 | 0.00678 | 7 | 0.95385
28313 | 4.56 | 1 | 365 | 5.1769 | 0.6387 | 5 | 0.81565
28278 | 9.275 | 1 | 365 | 10.5299 | 0.80898 | 11 | 0.33885
28280 | 6.5 | 1 | 365 | 7.3794 | 0.29201 | 7 | 0.67143
28323 | 5.72 | 1 | 365 | 6.4939 | 0.61697 | 7 | 0.11086
28315 | 8.32 | 1 | 365 | 9.4457 | 0.53377 | 9 | 0.97944
28312 | 9.1 | 1 | 365 | 10.3312 | 0.20881 | 10 | 0.54001
28279 | 9.9 | 1 | 365 | 11.2394 | 0.95245 | 12 | 0.19188
28281 | 14.56 | 1 | 365 | 16.5299 | 0.9341 | 17 | 0.46401
28283 | 6.75 | 1 | 365 | 7.6632 | 0.1494 | 7 | 0.81264
28284 | 11.5 | 1 | 365 | 13.0559 | 0.43971 | 13 | 0.49561
27694 | 3.64 | 1 | 365 | 4.1325 | 0.48353 | 4 | 0.616
27695 | 5.61 | 1 | 365 | 6.369 | 0.23972 | 6 | 0.60873
20955 | 3.38 | 1 | 365 | 3.8373 | 0.59185 | 4 | 0.42915
27698 | 5.1 | 1 | 365 | 5.79 | 0.49065 | 6 | 0.28066
25592 | 8.58 | 1 | 365 | 9.7408 | 0.42545 | 10 | 0.16629
21106 | 7.395 | 1 | 365 | 8.3955 | 0.36145 | 8 | 0.75696
21913 | 7.02 | 1 | 365 | 7.9698 | 0.075371 | 8 | 0.045149
27702 | 5.72 | 1 | 365 | 6.4939 | 0.61697 | 7 | 0.11086
27640 | 9.18 | 1 | 365 | 10.422 | 0.48318 | 10 | 0.90519
26668 | 6.5 | 1 | 365 | 7.3794 | 0.29201 | 7 | 0.67143
27003 | 8.32 | 1 | 365 | 9.4457 | 0.53377 | 9 | 0.97944
28190 | 5.2 | 1 | 365 | 5.9035 | 0.83361 | 6 | 0.73715
27703 | 5.2 | 1 | 365 | 5.9035 | 0.83361 | 6 | 0.73715
26756 | 4.68 | 1 | 365 | 5.3132 | 0.050247 | 5 | 0.36343
27704 | 4.335 | 1 | 365 | 4.9215 | 0.86706 | 5 | 0.78856
24255 | 7.02 | 1 | 365 | 7.9698 | 0.075371 | 8 | 0.045149
27865 | 4.05 | 1 | 365 | 4.5979 | 0.88964 | 5 | 0.48759
28192 | 5.98 | 1 | 365 | 6.7891 | 0.50865 | 7 | 0.29772
28191 | 5.46 | 1 | 365 | 6.1987 | 0.72529 | 6 | 0.924
28185 | 7.02 | 1 | 365 | 7.9698 | 0.075371 | 8 | 0.045149
25650 | 5.5 | 1 | 365 | 6.2441 | 0.86247 | 7 | 0.1066
20470 | 10.92 | 1 | 365 | 12.3974 | 0.45058 | 12 | 0.84801
27654 | 11.18 | 1 | 365 | 12.6926 | 0.34226 | 13 | 0.034866
28194 | 6.76 | 1 | 365 | 7.6746 | 0.18369 | 7 | 0.85829
25656 | 5 | 1 | 365 | 5.6765 | 0.1477 | 5 | 0.82418
25839 | 8.25 | 1 | 365 | 9.3662 | 0.29371 | 9 | 0.6599
19675 | 8.58 | 1 | 365 | 9.7408 | 0.42545 | 10 | 0.16629
27001 | 7 | 1 | 365 | 7.9471 | 0.00678 | 7 | 0.95385
27291 | 9.5 | 1 | 365 | 10.7853 | 0.58063 | 11 | 0.36594
28070 | 7.75 | 1 | 365 | 8.7985 | 0.57893 | 9 | 0.37748
28197 | 13.26 | 1 | 365 | 15.054 | 0.4757 | 15 | 0.52973
28156 | 5.72 | 1 | 365 | 6.4939 | 0.61697 | 7 | 0.11086
27657 | 3.9 | 1 | 365 | 4.4277 | 0.37521 | 4 | 0.80286
28198 | 6.5 | 1 | 365 | 7.3794 | 0.29201 | 7 | 0.67143
19781 | 4.68 | 1 | 365 | 5.3132 | 0.050247 | 5 | 0.36343
28195 | 5.2 | 1 | 365 | 5.9035 | 0.83361 | 6 | 0.73715
28201 | 7.8 | 1 | 365 | 8.8553 | 0.75041 | 9 | 0.60572
20498 | 8.32 | 1 | 365 | 9.4457 | 0.53377 | 9 | 0.97944
28202 | 8.84 | 1 | 365 | 10.036 | 0.31713 | 10 | 0.35315
28180 | 4.16 | 1 | 365 | 4.7228 | 0.26689 | 4 | 0.98972
28204 | 6.76 | 1 | 365 | 7.6746 | 0.18369 | 7 | 0.85829
28205 | 9.36 | 1 | 365 | 10.6264 | 0.10049 | 10 | 0.72686
28207 | 4.42 | 1 | 365 | 5.018 | 0.15857 | 5 | 0.17658
28203 | 5.2 | 1 | 365 | 5.9035 | 0.83361 | 6 | 0.73715
28209 | 5.98 | 1 | 365 | 6.7891 | 0.50865 | 7 | 0.29772
28164 | 6.375 | 1 | 365 | 7.2375 | 0.86332 | 8 | 0.10083
24320 | 8.58 | 1 | 365 | 9.7408 | 0.42545 | 10 | 0.16629
25593 | 8.32 | 1 | 365 | 9.4457 | 0.53377 | 9 | 0.97944
24104 | 8.32 | 1 | 365 | 9.4457 | 0.53377 | 9 | 0.97944
28080 | 8.06 | 1 | 365 | 9.1505 | 0.64209 | 9 | 0.79258
28139 | 9.62 | 1 | 365 | 10.9215 | 0.99217 | 11 | 0.91372
28140 | 11.44 | 1 | 365 | 12.9878 | 0.23394 | 13 | 0.22172
28130 | 7.54 | 1 | 365 | 8.5601 | 0.85873 | 9 | 0.41886
27566 | 6.63 | 1 | 365 | 7.527 | 0.73785 | 8 | 0.26486
15941 | 10.455 | 1 | 365 | 11.8695 | 0.85584 | 12 | 0.72536
28210 | 2.86 | 1 | 365 | 3.2469 | 0.80848 | 4 | 0.055431
28143 | 3.12 | 1 | 365 | 3.5421 | 0.70016 | 4 | 0.24229
28144 | 10.725 | 1 | 365 | 12.176 | 0.78182 | 12 | 0.95787
28169 | 10.4 | 1 | 365 | 11.8071 | 0.66722 | 12 | 0.47429
28212 | 4.94 | 1 | 365 | 5.6084 | 0.94193 | 6 | 0.55029
27541 | 10.14 | 1 | 365 | 11.5119 | 0.77554 | 12 | 0.28744
28132 | 4.94 | 1 | 365 | 5.6084 | 0.94193 | 6 | 0.55029
28124 | 7.28 | 1 | 365 | 8.265 | 0.96705 | 9 | 0.23201
27559 | 6.12 | 1 | 365 | 6.948 | 0.98878 | 7 | 0.9368
27568 | 11.73 | 1 | 365 | 13.317 | 0.2285 | 13 | 0.54553
27587 | 7.75 | 1 | 365 | 8.7985 | 0.57893 | 9 | 0.37748
26754 | 5.98 | 1 | 365 | 6.7891 | 0.50865 | 7 | 0.29772
27598 | 10.5 | 1 | 365 | 11.9206 | 0.01017 | 11 | 0.93078
26708 | 7.28 | 1 | 365 | 8.265 | 0.96705 | 9 | 0.23201
27622 | 5.865 | 1 | 365 | 6.6585 | 0.11425 | 6 | 0.77276
26703 | 5.98 | 1 | 365 | 6.7891 | 0.50865 | 7 | 0.29772
27624 | 4.42 | 1 | 365 | 5.018 | 0.15857 | 5 | 0.17658
28161 | 5.1 | 1 | 365 | 5.79 | 0.49065 | 6 | 0.28066
28159 | 2.385 | 1 | 365 | 2.7077 | 0.17945 | 2 | 0.88713
28163 | 4.16 | 1 | 365 | 4.7228 | 0.26689 | 4 | 0.98972
27534 | 5.98 | 1 | 365 | 6.7891 | 0.50865 | 7 | 0.29772
28166 | 8.502 | 1 | 365 | 9.6523 | 0.15795 | 9 | 0.81024
28165 | 5.3 | 1 | 365 | 6.0171 | 0.17656 | 6 | 0.19363
27538 | 9.1 | 1 | 365 | 10.3312 | 0.20881 | 10 | 0.54001
28171 | 8.58 | 1 | 365 | 9.7408 | 0.42545 | 10 | 0.16629
28170 | 8.925 | 1 | 365 | 10.1325 | 0.60864 | 10 | 0.74116
27544 | 6.12 | 1 | 365 | 6.948 | 0.98878 | 7 | 0.9368
28173 | 2.6 | 1 | 365 | 2.9518 | 0.9168 | 3 | 0.86857
26752 | 3.9 | 1 | 365 | 4.4277 | 0.37521 | 4 | 0.80286
28174 | 5.98 | 1 | 365 | 6.7891 | 0.50865 | 7 | 0.29772
23600 | 9.36 | 1 | 365 | 10.6264 | 0.10049 | 10 | 0.72686
28320 | 11.18 | 1 | 365 | 12.6926 | 0.34226 | 13 | 0.034866
28325 | 4.16 | 1 | 365 | 4.7228 | 0.26689 | 4 | 0.98972
27707 | 4.08 | 1 | 365 | 4.632 | 0.99252 | 5 | 0.62453
27696 | 4.68 | 1 | 365 | 5.3132 | 0.050247 | 5 | 0.36343
27709 | 4.68 | 1 | 365 | 5.3132 | 0.050247 | 5 | 0.36343
21201 | 12.22 | 1 | 365 | 13.8733 | 0.90898 | 14 | 0.7823
28328 | 2.86 | 1 | 365 | 3.2469 | 0.80848 | 4 | 0.055431
28331 | 11.7 | 1 | 365 | 13.283 | 0.12562 | 13 | 0.40858
27726 | 7.14 | 1 | 365 | 8.106 | 0.48692 | 8 | 0.59293
27712 | 3.9 | 1 | 365 | 4.4277 | 0.37521 | 4 | 0.80286
28326 | 5.46 | 1 | 365 | 6.1987 | 0.72529 | 6 | 0.924
28335 | 11.118 | 1 | 365 | 12.6222 | 0.12963 | 12 | 0.75185
27760 | 13.96 | 1 | 365 | 15.8487 | 0.87638 | 16 | 0.72511
28339 | 9.1 | 1 | 365 | 10.3312 | 0.20881 | 10 | 0.54001
28334 | 7.8 | 1 | 365 | 8.8553 | 0.75041 | 9 | 0.60572
28338 | 11.18 | 1 | 365 | 12.6926 | 0.34226 | 13 | 0.034866
28341 | 5.2 | 1 | 365 | 5.9035 | 0.83361 | 6 | 0.73715
28343 | 5.565 | 1 | 365 | 6.3179 | 0.08539 | 6 | 0.40331
27725 | 11.18 | 1 | 365 | 12.6926 | 0.34226 | 13 | 0.034866
27764 | 9.945 | 1 | 365 | 11.2905 | 0.10678 | 11 | 0.39729
28345 | 7.28 | 1 | 365 | 8.265 | 0.96705 | 9 | 0.23201
28346 | 11.7 | 1 | 365 | 13.283 | 0.12562 | 13 | 0.40858
27717 | 3.825 | 1 | 365 | 4.3425 | 0.11799 | 4 | 0.4605
28349 | 17.658 | 1 | 365 | 20.0471 | 0.55882 | 20 | 0.60587
28350 | 6.76 | 1 | 365 | 7.6746 | 0.18369 | 7 | 0.85829
21311 | 6.375 | 1 | 365 | 7.2375 | 0.86332 | 8 | 0.10083
28342 | 3.12 | 1 | 365 | 3.5421 | 0.10065 | 3 | 0.64277
17066 | 5.2 | 1 | 365 | 5.9035 | 0.83361 | 6 | 0.73715
28340 | 7.905 | 1 | 365 | 8.9745 | 0.11051 | 9 | 0.085029
28353 | 4.59 | 1 | 365 | 5.211 | 0.74159 | 5 | 0.9526
28359 | 5.46 | 1 | 365 | 6.1987 | 0.72529 | 6 | 0.924
27686 | 6.5 | 1 | 365 | 7.3794 | 0.29201 | 7 | 0.67143
27683 | 16.9 | 1 | 365 | 19.1865 | 0.95923 | 20 | 0.14573
27857 | 4.68 | 1 | 365 | 5.3132 | 0.050247 | 5 | 0.36343
27859 | 4.42 | 1 | 365 | 5.018 | 0.15857 | 5 | 0.17658
27688 | 3.64 | 1 | 365 | 4.1325 | 0.48353 | 4 | 0.616
27708 | 8.58 | 1 | 365 | 9.7408 | 0.42545 | 10 | 0.16629
27861 | 7.54 | 1 | 365 | 8.5601 | 0.85873 | 9 | 0.41886
27710 | 8.06 | 1 | 365 | 9.1505 | 0.64209 | 9 | 0.79258
27623 | 7.28 | 1 | 365 | 8.265 | 0.96705 | 9 | 0.23201
27711 | 2.04 | 1 | 365 | 2.316 | 0.99626 | 3 | 0.31227
27627 | 7.14 | 1 | 365 | 8.106 | 0.48692 | 8 | 0.59293
27713 | 5.61 | 1 | 365 | 6.369 | 0.23972 | 6 | 0.60873
27719 | 5.46 | 1 | 365 | 6.1987 | 0.72529 | 6 | 0.924
27714 | 6.76 | 1 | 365 | 7.6746 | 0.18369 | 7 | 0.85829
27784 | 7.28 | 1 | 365 | 8.265 | 0.96705 | 9 | 0.23201
27769 | 7.905 | 1 | 365 | 8.9745 | 0.11051 | 9 | 0.085029
28437 | 3.12 | 1 | 365 | 3.5421 | 0.70016 | 4 | 0.24229
28439 | 8.32 | 1 | 365 | 9.4457 | 0.53377 | 9 | 0.97944
28322 | 3.12 | 1 | 365 | 3.5421 | 0.70016 | 4 | 0.24229
28433 | 10.92 | 1 | 365 | 12.3974 | 0.45058 | 12 | 0.84801
28440 | 2.86 | 1 | 365 | 3.2469 | 0.80848 | 4 | 0.055431
28234 | 5.98 | 1 | 365 | 6.7891 | 0.50865 | 7 | 0.29772
28447 | 8.84 | 1 | 365 | 10.036 | 0.31713 | 10 | 0.35315
28448 | 5.46 | 1 | 365 | 6.1987 | 0.72529 | 6 | 0.924
28449 | 4.42 | 1 | 365 | 5.018 | 0.15857 | 5 | 0.17658
28361 | 7.8 | 1 | 365 | 8.8553 | 0.75041 | 9 | 0.60572
28450 | 7.28 | 1 | 365 | 8.265 | 0.96705 | 9 | 0.23201
28363 | 3.9 | 1 | 365 | 4.4277 | 0.37521 | 4 | 0.80286
28456 | 4.42 | 1 | 365 | 5.018 | 0.15857 | 5 | 0.17658
28458 | 4.16 | 1 | 365 | 4.7228 | 0.26689 | 4 | 0.98972
28360 | 2.6 | 1 | 365 | 2.9518 | 0.9168 | 3 | 0.86857
28462 | 8.58 | 1 | 365 | 9.7408 | 0.42545 | 10 | 0.16629
28464 | 8.06 | 1 | 365 | 9.1505 | 0.64209 | 9 | 0.79258
28367 | 4.08 | 1 | 365 | 4.632 | 0.99252 | 5 | 0.62453
28432 | 9.945 | 1 | 365 | 11.2905 | 0.10678 | 11 | 0.39729
28435 | 7.02 | 1 | 365 | 7.9698 | 0.075371 | 8 | 0.045149
21330 | 8.32 | 1 | 365 | 9.4457 | 0.53377 | 9 | 0.97944
28441 | 8.32 | 1 | 365 | 9.4457 | 0.53377 | 9 | 0.97944
28400 | 4.16 | 1 | 365 | 4.7228 | 0.26689 | 4 | 0.98972
28452 | 5.72 | 1 | 365 | 6.4939 | 0.61697 | 7 | 0.11086
28453 | 8.84 | 1 | 365 | 10.036 | 0.31713 | 10 | 0.35315
28369 | 3.64 | 1 | 365 | 4.1325 | 0.48353 | 4 | 0.616
28459 | 5.46 | 1 | 365 | 6.1987 | 0.72529 | 6 | 0.924
28468 | 10.14 | 1 | 365 | 11.5119 | 0.77554 | 12 | 0.28744
28371 | 4.95 | 1 | 365 | 5.6197 | 0.97622 | 6 | 0.59594
28467 | 3.64 | 1 | 365 | 4.1325 | 0.48353 | 4 | 0.616
28370 | 5.72 | 1 | 365 | 6.4939 | 0.61697 | 7 | 0.11086
28455 | 5.2 | 1 | 365 | 5.9035 | 0.83361 | 6 | 0.73715
27845 | 5.1 | 1 | 365 | 5.79 | 0.49065 | 6 | 0.28066
28476 | 14.04 | 1 | 365 | 15.9396 | 0.15074 | 16 | 0.090297
28352 | 7.905 | 1 | 365 | 8.9745 | 0.11051 | 9 | 0.085029
28373 | 6.24 | 1 | 365 | 7.0842 | 0.40033 | 7 | 0.48458
28329 | 17.68 | 1 | 365 | 20.072 | 0.63427 | 20 | 0.7063
28478 | 8.84 | 1 | 365 | 10.036 | 0.31713 | 10 | 0.35315
28374 | 8.25 | 1 | 365 | 9.3662 | 0.29371 | 9 | 0.6599
28348 | 8.58 | 1 | 365 | 9.7408 | 0.42545 | 10 | 0.16629
28377 | 7.65 | 1 | 365 | 8.685 | 0.23598 | 8 | 0.921
28378 | 7.8 | 1 | 365 | 8.8553 | 0.75041 | 9 | 0.60572
27546 | 7.905 | 1 | 365 | 8.9745 | 0.11051 | 9 | 0.085029
27355 | 3.825 | 1 | 365 | 4.3425 | 0.11799 | 4 | 0.4605
20576 | 7.8 | 1 | 365 | 8.8553 | 0.75041 | 9 | 0.60572
27614 | 9.5 | 1 | 365 | 10.7853 | 0.58063 | 11 | 0.36594
28380 | 5.2 | 1 | 365 | 5.9035 | 0.83361 | 6 | 0.73715
28475 | 7.15 | 1 | 365 | 8.1174 | 0.52121 | 8 | 0.63858
28379 | 9.36 | 1 | 365 | 10.6264 | 0.10049 | 10 | 0.72686
28479 | 7.975 | 1 | 365 | 9.054 | 0.35058 | 9 | 0.40457
28381 | 7.02 | 1 | 365 | 7.9698 | 0.075371 | 8 | 0.045149
28480 | 9.35 | 1 | 365 | 10.615 | 0.066199 | 10 | 0.68122
27692 | 4.845 | 1 | 365 | 5.5005 | 0.61612 | 6 | 0.11663
28383 | 3.6 | 1 | 365 | 4.0871 | 0.34634 | 4 | 0.43341
28384 | 6.5 | 1 | 365 | 7.3794 | 0.29201 | 7 | 0.67143
27766 | 2.55 | 1 | 365 | 2.895 | 0.74533 | 3 | 0.64033
28387 | 7.8 | 1 | 365 | 8.8553 | 0.75041 | 9 | 0.60572
28386 | 5.98 | 1 | 365 | 6.7891 | 0.50865 | 7 | 0.29772
28388 | 4.42 | 1 | 365 | 5.018 | 0.15857 | 5 | 0.17658
27691 | 3.38 | 1 | 365 | 3.8373 | 0.59185 | 4 | 0.42915
27767 | 3.9 | 1 | 365 | 4.4277 | 0.37521 | 4 | 0.80286
27613 | 10.92 | 1 | 365 | 12.3974 | 0.45058 | 12 | 0.84801
28856 | 4.905 | 1 | 365 | 5.5686 | 0.82189 | 6 | 0.39052
28220 | 8.58 | 1 | 365 | 9.7408 | 0.42545 | 10 | 0.16629
28389 | 5.46 | 1 | 365 | 6.1987 | 0.72529 | 6 | 0.924
28391 | 4.42 | 1 | 365 | 5.018 | 0.15857 | 5 | 0.17658
28393 | 5.49 | 1 | 365 | 6.2328 | 0.82817 | 7 | 0.06095
28392 | 10.175 | 1 | 365 | 11.5516 | 0.89557 | 12 | 0.44721
28372 | 9.1 | 1 | 365 | 10.3312 | 0.20881 | 10 | 0.54001
21423 | 8.84 | 1 | 365 | 10.036 | 0.31713 | 10 | 0.35315
28395 | 7.8 | 1 | 365 | 8.8553 | 0.75041 | 9 | 0.60572
28394 | 5.2 | 1 | 365 | 5.9035 | 0.83361 | 6 | 0.73715
27849 | 4.42 | 1 | 365 | 5.018 | 0.15857 | 5 | 0.17658
27756 | 4.42 | 1 | 365 | 5.018 | 0.15857 | 5 | 0.17658
28402 | 8.12 | 1 | 365 | 9.2186 | 0.84786 | 10 | 0.066468
28401 | 14.04 | 1 | 365 | 15.9396 | 0.15074 | 16 | 0.090297
27761 | 7.02 | 1 | 365 | 7.9698 | 0.075371 | 8 | 0.045149
28406 | 6.27 | 1 | 365 | 7.1183 | 0.50322 | 7 | 0.62152
27563 | 9.18 | 1 | 365 | 10.422 | 0.48318 | 10 | 0.90519
28403 | 7.54 | 1 | 365 | 8.5601 | 0.85873 | 9 | 0.41886
28408 | 5.98 | 1 | 365 | 6.7891 | 0.50865 | 7 | 0.29772
27567 | 13.515 | 1 | 365 | 15.3435 | 0.35023 | 15 | 0.69376
28407 | 9.62 | 1 | 365 | 10.9215 | 0.99217 | 11 | 0.91372
28405 | 12.48 | 1 | 365 | 14.1685 | 0.80066 | 14 | 0.96915
27603 | 8.84 | 1 | 365 | 10.036 | 0.31713 | 10 | 0.35315
28410 | 5.2 | 1 | 365 | 5.9035 | 0.83361 | 6 | 0.73715
27851 | 4.845 | 1 | 365 | 5.5005 | 0.61612 | 6 | 0.11663
28409 | 4.16 | 1 | 365 | 4.7228 | 0.26689 | 4 | 0.98972
28412 | 4.16 | 1 | 365 | 4.7228 | 0.26689 | 4 | 0.98972
28227 | 8.84 | 1 | 365 | 10.036 | 0.31713 | 10 | 0.35315
28411 | 3.38 | 1 | 365 | 3.8373 | 0.59185 | 4 | 0.42915
28229 | 13.78 | 1 | 365 | 15.6444 | 0.25906 | 15 | 0.90344
28414 | 4.68 | 1 | 365 | 5.3132 | 0.050247 | 5 | 0.36343
28417 | 3.64 | 1 | 365 | 4.1325 | 0.48353 | 4 | 0.616
28416 | 7.32 | 1 | 365 | 8.3104 | 0.10423 | 8 | 0.4146
27668 | 8.16 | 1 | 365 | 9.264 | 0.98505 | 10 | 0.24906
28413 | 5.355 | 1 | 365 | 6.0795 | 0.36519 | 6 | 0.4447
28415 | 12.48 | 1 | 365 | 14.1685 | 0.80066 | 14 | 0.96915
28223 | 8.32 | 1 | 365 | 9.4457 | 0.53377 | 9 | 0.97944
27854 | 3.825 | 1 | 365 | 4.3425 | 0.11799 | 4 | 0.4605
28225 | 4.68 | 1 | 365 | 5.3132 | 0.050247 | 5 | 0.36343
28217 | 12.22 | 1 | 365 | 13.8733 | 0.90898 | 14 | 0.7823
28418 | 5.2 | 1 | 365 | 5.9035 | 0.83361 | 6 | 0.73715
27672 | 7.02 | 1 | 365 | 7.9698 | 0.075371 | 8 | 0.045149
28419 | 9.62 | 1 | 365 | 10.9215 | 0.99217 | 11 | 0.91372
27591 | 6.5 | 1 | 365 | 7.3794 | 0.29201 | 7 | 0.67143
27855 | 8.84 | 1 | 365 | 10.036 | 0.31713 | 10 | 0.35315
28422 | 4.16 | 1 | 365 | 4.7228 | 0.26689 | 4 | 0.98972
28233 | 8.925 | 1 | 365 | 10.1325 | 0.60864 | 10 | 0.74116
27856 | 4.94 | 1 | 365 | 5.6084 | 0.94193 | 6 | 0.55029
28214 | 5.2 | 1 | 365 | 5.9035 | 0.83361 | 6 | 0.73715
28424 | 7.8 | 1 | 365 | 8.8553 | 0.75041 | 9 | 0.60572
28421 | 6.24 | 1 | 365 | 7.0842 | 0.40033 | 7 | 0.48458
28423 | 5.2 | 1 | 365 | 5.9035 | 0.83361 | 6 | 0.73715
28211 | 6.5 | 1 | 365 | 7.3794 | 0.29201 | 7 | 0.67143
28481 | 6.875 | 1 | 365 | 7.8052 | 0.57809 | 8 | 0.38325
20910 | 4.94 | 1 | 365 | 5.6084 | 0.94193 | 6 | 0.55029
28482 | 10.8 | 1 | 365 | 12.2612 | 0.039032 | 12 | 0.30023
28483 | 2.7 | 1 | 365 | 3.0653 | 0.25976 | 3 | 0.32506
28486 | 10.8 | 1 | 365 | 12.2612 | 0.039032 | 12 | 0.30023
28487 | 9.25 | 1 | 365 | 10.5015 | 0.72325 | 11 | 0.22473
28484 | 3.9 | 1 | 365 | 4.4277 | 0.37521 | 4 | 0.80286
28473 | 6.625 | 1 | 365 | 7.5213 | 0.7207 | 8 | 0.24204
28488 | 8.48 | 1 | 365 | 9.6273 | 0.082499 | 9 | 0.70981
28016 | 4.64 | 1 | 365 | 5.2678 | 0.91307 | 6 | 0.18084
28491 | 3.825 | 1 | 365 | 4.3425 | 0.11799 | 4 | 0.4605
28490 | 3.825 | 1 | 365 | 4.3425 | 0.11799 | 4 | 0.4605
28489 | 5.98 | 1 | 365 | 6.7891 | 0.50865 | 7 | 0.29772
28492 | 7.25 | 1 | 365 | 8.2309 | 0.86416 | 9 | 0.095061
28494 | 9.9 | 1 | 365 | 11.2394 | 0.95245 | 12 | 0.19188
28496 | 11 | 1 | 365 | 12.4883 | 0.72494 | 13 | 0.2132
28498 | 13 | 1 | 365 | 14.7588 | 0.58402 | 15 | 0.34287
28499 | 10.175 | 1 | 365 | 11.5516 | 0.89557 | 12 | 0.44721
28501 | 4.16 | 1 | 365 | 4.7228 | 0.26689 | 4 | 0.98972
28451 | 13.78 | 1 | 365 | 15.6444 | 0.25906 | 15 | 0.90344
28500 | 5.5 | 1 | 365 | 6.2441 | 0.86247 | 7 | 0.1066
28485 | 4.68 | 1 | 365 | 5.3132 | 0.050247 | 5 | 0.36343
28457 | 9.88 | 1 | 365 | 11.2167 | 0.88386 | 12 | 0.10058
28505 | 11.96 | 1 | 365 | 13.5781 | 0.017298 | 13 | 0.59544
28511 | 3.025 | 1 | 365 | 3.4343 | 0.37436 | 3 | 0.80863
28504 | 8.06 | 1 | 365 | 9.1505 | 0.64209 | 9 | 0.79258
28508 | 4.94 | 1 | 365 | 5.6084 | 0.94193 | 6 | 0.55029
28507 | 5.5 | 1 | 365 | 6.2441 | 0.86247 | 7 | 0.1066
28502 | 11.96 | 1 | 365 | 13.5781 | 0.017298 | 13 | 0.59544
28463 | 6.5 | 1 | 365 | 7.3794 | 0.29201 | 7 | 0.67143
28471 | 4.94 | 1 | 365 | 5.6084 | 0.94193 | 6 | 0.55029
28514 | 2.34 | 1 | 365 | 2.6566 | 0.025124 | 2 | 0.68172
28517 | 7.54 | 1 | 365 | 8.5601 | 0.85873 | 9 | 0.41886
28516 | 6.76 | 1 | 365 | 7.6746 | 0.18369 | 7 | 0.85829
28520 | 10.66 | 1 | 365 | 12.1023 | 0.5589 | 12 | 0.66115
28521 | 9.1 | 1 | 365 | 10.3312 | 0.20881 | 10 | 0.54001
28522 | 6.6 | 1 | 365 | 7.493 | 0.63496 | 8 | 0.12792
28523 | 5.25 | 1 | 365 | 5.9603 | 0.005085 | 5 | 0.96539
28525 | 10.45 | 1 | 365 | 11.8638 | 0.83869 | 12 | 0.70254
28526 | 7.7 | 1 | 365 | 8.7418 | 0.40746 | 9 | 0.14924
28260 | 7.65 | 1 | 365 | 8.685 | 0.23598 | 8 | 0.921
28537 | 12.426 | 1 | 365 | 14.1072 | 0.61546 | 14 | 0.72265
28532 | 4.14 | 1 | 365 | 4.7001 | 0.1983 | 4 | 0.89842
28533 | 9.156 | 1 | 365 | 10.3948 | 0.40087 | 10 | 0.79564
27878 | 3.12 | 1 | 365 | 3.5421 | 0.70016 | 4 | 0.24229
27883 | 8.67 | 1 | 365 | 9.843 | 0.73411 | 10 | 0.57713
5604 | 2798.64 | 0.9 | 365 | 2859.5563 | 0.24304 | 2859 | 0.79936
24897 | 3.85 | 1 | 365 | 4.3709 | 0.20373 | 4 | 0.57462
25321 | 10.725 | 1 | 365 | 12.176 | 0.78182 | 12 | 0.95787
25694 | 10.2 | 1 | 365 | 11.58 | 0.98131 | 12 | 0.56133
25696 | 10.4 | 1 | 365 | 11.8071 | 0.66722 | 12 | 0.47429
25700 | 7.8 | 1 | 365 | 8.8553 | 0.75041 | 9 | 0.60572
25976 | 9 | 1 | 365 | 10.2177 | 0.86586 | 11 | 0.083524
26725 | 8.37 | 1 | 365 | 9.5024 | 0.70525 | 10 | 0.20768
17638 | 7.65 | 1 | 365 | 8.685 | 0.23598 | 8 | 0.921
26837 | 6.73 | 1 | 365 | 7.6405 | 0.080804 | 7 | 0.72135
27881 | 6.24 | 1 | 365 | 7.0842 | 0.40033 | 7 | 0.48458
27189 | 7.02 | 1 | 365 | 7.9698 | 0.075371 | 8 | 0.045149
27235 | 5.94 | 1 | 365 | 6.7437 | 0.37147 | 7 | 0.11513
27885 | 16.83 | 1 | 365 | 19.107 | 0.71916 | 19 | 0.82619
21284 | 11.18 | 1 | 365 | 12.6926 | 0.34226 | 13 | 0.034866
27606 | 12.24 | 1 | 365 | 13.896 | 0.97757 | 14 | 0.87359
27888 | 10.5 | 1 | 365 | 11.9206 | 0.01017 | 11 | 0.93078
27650 | 3.825 | 1 | 365 | 4.3425 | 0.11799 | 4 | 0.4605
28535 | 6.63 | 1 | 365 | 7.527 | 0.73785 | 8 | 0.26486
27940 | 9.54 | 1 | 365 | 10.8307 | 0.71781 | 11 | 0.54854
28021 | 2.04 | 1 | 365 | 2.316 | 0.99626 | 3 | 0.31227
27906 | 5.46 | 1 | 365 | 6.1987 | 0.72529 | 6 | 0.924
28059 | 7.29 | 1 | 365 | 8.2763 | 0.0013466 | 8 | 0.27765
28536 | 7.395 | 1 | 365 | 8.3955 | 0.36145 | 8 | 0.75696
28063 | 12.42 | 1 | 365 | 14.1004 | 0.59489 | 14 | 0.69526
28095 | 5.98 | 1 | 365 | 6.7891 | 0.50865 | 7 | 0.29772
28102 | 4.68 | 1 | 365 | 5.3132 | 0.050247 | 5 | 0.36343
27860 | 2.5 | 1 | 365 | 2.8382 | 0.57385 | 3 | 0.41209
27862 | 5.46 | 1 | 365 | 6.1987 | 0.72529 | 6 | 0.924
22289 | 4.16 | 1 | 365 | 4.7228 | 0.26689 | 4 | 0.98972
27877 | 4.42 | 1 | 365 | 5.018 | 0.15857 | 5 | 0.17658
27788 | 5.865 | 1 | 365 | 6.6585 | 0.11425 | 6 | 0.77276
27795 | 6.375 | 1 | 365 | 7.2375 | 0.86332 | 8 | 0.10083
28542 | 6.76 | 1 | 365 | 7.6746 | 0.18369 | 7 | 0.85829
27803 | 14.04 | 1 | 365 | 15.9396 | 0.15074 | 16 | 0.090297
27808 | 8.16 | 1 | 365 | 9.264 | 0.98505 | 10 | 0.24906
27880 | 15.81 | 1 | 365 | 17.949 | 0.22103 | 18 | 0.17006
27810 | 5.145 | 1 | 365 | 5.8411 | 0.64498 | 6 | 0.48608
27815 | 4.845 | 1 | 365 | 5.5005 | 0.61612 | 6 | 0.11663
28239 | 5.98 | 1 | 365 | 6.7891 | 0.50865 | 7 | 0.29772
28236 | 7.02 | 1 | 365 | 7.9698 | 0.075371 | 8 | 0.045149
27600 | 5.2 | 1 | 365 | 5.9035 | 0.83361 | 6 | 0.73715
28238 | 7.02 | 1 | 365 | 7.9698 | 0.075371 | 8 | 0.045149
28241 | 10.4 | 1 | 365 | 11.8071 | 0.66722 | 12 | 0.47429
27836 | 10.455 | 1 | 365 | 11.8695 | 0.85584 | 12 | 0.72536
27838 | 12.75 | 1 | 365 | 14.475 | 0.72663 | 15 | 0.20166
22617 | 3.38 | 1 | 365 | 3.8373 | 0.59185 | 4 | 0.42915
28243 | 7.54 | 1 | 365 | 8.5601 | 0.85873 | 9 | 0.41886
27837 | 8 | 1 | 365 | 9.0824 | 0.43632 | 9 | 0.51869
27630 | 10.2 | 1 | 365 | 11.58 | 0.98131 | 12 | 0.56133
27839 | 1.53 | 1 | 365 | 1.737 | 0.2472 | 1 | 0.9842
27882 | 6.885 | 1 | 365 | 7.8165 | 0.61238 | 8 | 0.4289
27634 | 8.415 | 1 | 365 | 9.5535 | 0.85958 | 10 | 0.41309
27936 | 10.965 | 1 | 365 | 12.4485 | 0.60491 | 13 | 0.053427
27915 | 7.54 | 1 | 365 | 8.5601 | 0.85873 | 9 | 0.41886
28248 | 4.68 | 1 | 365 | 5.3132 | 0.050247 | 5 | 0.36343
27869 | 4.16 | 1 | 365 | 4.7228 | 0.26689 | 4 | 0.98972
27887 | 3.9 | 1 | 365 | 4.4277 | 0.37521 | 4 | 0.80286
27941 | 5.46 | 1 | 365 | 6.1987 | 0.72529 | 6 | 0.924
27678 | 6.76 | 1 | 365 | 7.6746 | 0.18369 | 7 | 0.85829
27889 | 3.315 | 1 | 365 | 3.7635 | 0.36893 | 4 | 0.13243
23705 | 4.94 | 1 | 365 | 5.6084 | 0.94193 | 6 | 0.55029
27899 | 7.54 | 1 | 365 | 8.5601 | 0.85873 | 9 | 0.41886
27907 | 7.28 | 1 | 365 | 8.265 | 0.96705 | 9 | 0.23201
27930 | 7.905 | 1 | 365 | 8.9745 | 0.11051 | 9 | 0.085029
28583 | 8.06 | 1 | 365 | 9.1505 | 0.64209 | 9 | 0.79258
28587 | 12.22 | 1 | 365 | 13.8733 | 0.90898 | 14 | 0.7823
28585 | 8.06 | 1 | 365 | 9.1505 | 0.64209 | 9 | 0.79258
28590 | 5.72 | 1 | 365 | 6.4939 | 0.61697 | 7 | 0.11086
28591 | 10.66 | 1 | 365 | 12.1023 | 0.5589 | 12 | 0.66115
28593 | 8.84 | 1 | 365 | 10.036 | 0.31713 | 10 | 0.35315
28597 | 9.36 | 1 | 365 | 10.6264 | 0.10049 | 10 | 0.72686
28598 | 10.66 | 1 | 365 | 12.1023 | 0.5589 | 12 | 0.66115
28607 | 8.32 | 1 | 365 | 9.4457 | 0.53377 | 9 | 0.97944
28613 | 5.98 | 1 | 365 | 6.7891 | 0.50865 | 7 | 0.29772
28625 | 3.24 | 1 | 365 | 3.6784 | 0.11171 | 3 | 0.79007
28616 | 14.3 | 1 | 365 | 16.2347 | 0.042422 | 16 | 0.27715
28621 | 9.62 | 1 | 365 | 10.9215 | 0.99217 | 11 | 0.91372
28623 | 5.46 | 1 | 365 | 6.1987 | 0.72529 | 6 | 0.924
28624 | 5.035 | 1 | 365 | 5.7162 | 0.26773 | 5 | 0.98395
28589 | 9.88 | 1 | 365 | 11.2167 | 0.88386 | 12 | 0.10058
28588 | 4.16 | 1 | 365 | 4.7228 | 0.26689 | 4 | 0.98972
28626 | 7.54 | 1 | 365 | 8.5601 | 0.85873 | 9 | 0.41886
28627 | 4.94 | 1 | 365 | 5.6084 | 0.94193 | 6 | 0.55029
28603 | 4.68 | 1 | 365 | 5.3132 | 0.050247 | 5 | 0.36343
28614 | 4.16 | 1 | 365 | 4.7228 | 0.26689 | 4 | 0.98972
28634 | 4.16 | 1 | 365 | 4.7228 | 0.26689 | 4 | 0.98972
28628 | 3.9 | 1 | 365 | 4.4277 | 0.37521 | 4 | 0.80286
28608 | 13.52 | 1 | 365 | 15.3492 | 0.36738 | 15 | 0.71658
28584 | 11.825 | 1 | 365 | 13.4249 | 0.55431 | 13 | 0.97919
28586 | 4.4 | 1 | 365 | 4.9953 | 0.089976 | 5 | 0.085278
28604 | 12.1 | 1 | 365 | 13.7371 | 0.49743 | 14 | 0.23452
28605 | 8.06 | 1 | 365 | 9.1505 | 0.64209 | 9 | 0.79258
28606 | 9.075 | 1 | 365 | 10.3028 | 0.12308 | 10 | 0.42589
28631 | 8.91 | 1 | 365 | 10.1155 | 0.5572 | 10 | 0.67269
28630 | 4.4 | 1 | 365 | 4.9953 | 0.089976 | 5 | 0.085278
28635 | 7.15 | 1 | 365 | 8.1174 | 0.52121 | 8 | 0.63858
28636 | 5.2 | 1 | 365 | 5.9035 | 0.83361 | 6 | 0.73715
28010 | 11.88 | 1 | 365 | 13.4873 | 0.74294 | 14 | 0.23025
28249 | 10.14 | 1 | 365 | 11.5119 | 0.77554 | 12 | 0.28744
27642 | 10.41 | 1 | 365 | 11.8184 | 0.70151 | 12 | 0.51994
28250 | 8.84 | 1 | 365 | 10.036 | 0.31713 | 10 | 0.35315
28253 | 5.72 | 1 | 365 | 6.4939 | 0.61697 | 7 | 0.11086
20950 | 6.885 | 1 | 365 | 7.8165 | 0.61238 | 8 | 0.4289
28252 | 3.12 | 1 | 365 | 3.5421 | 0.70016 | 4 | 0.24229
28255 | 7.8 | 1 | 365 | 8.8553 | 0.75041 | 9 | 0.60572
28258 | 8.06 | 1 | 365 | 9.1505 | 0.64209 | 9 | 0.79258
28259 | 4.94 | 1 | 365 | 5.6084 | 0.94193 | 6 | 0.55029
28549 | 7.8 | 1 | 365 | 8.8553 | 0.75041 | 9 | 0.60572
28551 | 6.24 | 1 | 365 | 7.0842 | 0.40033 | 7 | 0.48458
28553 | 2.6 | 1 | 365 | 2.9518 | 0.9168 | 3 | 0.86857
27682 | 8.67 | 1 | 365 | 9.843 | 0.73411 | 10 | 0.57713
28444 | 3.38 | 1 | 365 | 3.8373 | 0.59185 | 4 | 0.42915
27819 | 6.5 | 1 | 365 | 7.3794 | 0.29201 | 7 | 0.67143
28264 | 13.26 | 1 | 365 | 15.054 | 0.4757 | 15 | 0.52973
28556 | 5.46 | 1 | 365 | 6.1987 | 0.72529 | 6 | 0.924
28265 | 6.76 | 1 | 365 | 7.6746 | 0.18369 | 7 | 0.85829
27830 | 5.2 | 1 | 365 | 5.9035 | 0.83361 | 6 | 0.73715
28552 | 11.275 | 1 | 365 | 12.8005 | 0.66806 | 13 | 0.46853
27832 | 14.3 | 1 | 365 | 16.2347 | 0.042422 | 16 | 0.27715
28546 | 7.14 | 1 | 365 | 8.106 | 0.48692 | 8 | 0.59293
28565 | 6.48 | 1 | 365 | 7.3567 | 0.22342 | 7 | 0.58014
28566 | 3.9 | 1 | 365 | 4.4277 | 0.37521 | 4 | 0.80286
27937 | 13.52 | 1 | 365 | 15.3492 | 0.36738 | 15 | 0.71658
28563 | 10.14 | 1 | 365 | 11.5119 | 0.77554 | 12 | 0.28744
28531 | 4.59 | 1 | 365 | 5.211 | 0.74159 | 5 | 0.9526
22562 | 8.84 | 1 | 365 | 10.036 | 0.31713 | 10 | 0.35315
27956 | 10.445 | 1 | 365 | 11.8582 | 0.82155 | 12 | 0.67971
27738 | 9.36 | 1 | 365 | 10.6264 | 0.10049 | 10 | 0.72686
28562 | 7.02 | 1 | 365 | 7.9698 | 0.075371 | 8 | 0.045149
28639 | 9.88 | 1 | 365 | 11.2167 | 0.88386 | 12 | 0.10058
28573 | 3.64 | 1 | 365 | 4.1325 | 0.48353 | 4 | 0.616
28582 | 2.805 | 1 | 365 | 3.1845 | 0.61986 | 3 | 0.80436
28571 | 9.1 | 1 | 365 | 10.3312 | 0.20881 | 10 | 0.54001
28572 | 10.66 | 1 | 365 | 12.1023 | 0.5589 | 12 | 0.66115
28640 | 8.84 | 1 | 365 | 10.036 | 0.31713 | 10 | 0.35315
28575 | 5.98 | 1 | 365 | 6.7891 | 0.50865 | 7 | 0.29772
28574 | 5.1 | 1 | 365 | 5.79 | 0.49065 | 6 | 0.28066
28577 | 5.83 | 1 | 365 | 6.6188 | 0.99422 | 7 | 0.61299
27510 | 5.7 | 1 | 365 | 6.4712 | 0.54838 | 7 | 0.019565
28579 | 10.2 | 1 | 365 | 11.58 | 0.98131 | 12 | 0.56133
28580 | 10.4 | 1 | 365 | 11.8071 | 0.66722 | 12 | 0.47429
28558 | 13.26 | 1 | 365 | 15.054 | 0.4757 | 15 | 0.52973
28581 | 8.8 | 1 | 365 | 9.9906 | 0.17995 | 10 | 0.17056
28117 | 3.64 | 1 | 365 | 4.1325 | 0.48353 | 4 | 0.616
28759 | 3.9 | 1 | 365 | 4.4277 | 0.37521 | 4 | 0.80286
28754 | 8.84 | 1 | 365 | 10.036 | 0.31713 | 10 | 0.35315
28104 | 4.94 | 1 | 365 | 5.6084 | 0.94193 | 6 | 0.55029
28755 | 9.62 | 1 | 365 | 10.9215 | 0.99217 | 11 | 0.91372
28751 | 9.18 | 1 | 365 | 10.422 | 0.48318 | 10 | 0.90519
28097 | 8.58 | 1 | 365 | 9.7408 | 0.42545 | 10 | 0.16629
28056 | 8.84 | 1 | 365 | 10.036 | 0.31713 | 10 | 0.35315
28092 | 4.94 | 1 | 365 | 5.6084 | 0.94193 | 6 | 0.55029
28752 | 11.18 | 1 | 365 | 12.6926 | 0.34226 | 13 | 0.034866
28012 | 8.84 | 1 | 365 | 10.036 | 0.31713 | 10 | 0.35315
28720 | 3.9 | 1 | 365 | 4.4277 | 0.37521 | 4 | 0.80286
27933 | 5.72 | 1 | 365 | 6.4939 | 0.61697 | 7 | 0.11086
27927 | 9.88 | 1 | 365 | 11.2167 | 0.88386 | 12 | 0.10058
27939 | 3.12 | 1 | 365 | 3.5421 | 0.70016 | 4 | 0.24229
27923 | 6.76 | 1 | 365 | 7.6746 | 0.18369 | 7 | 0.85829
27945 | 6.24 | 1 | 365 | 7.0842 | 0.40033 | 7 | 0.48458
27948 | 2.295 | 1 | 365 | 2.6055 | 0.87079 | 3 | 0.4763
28053 | 9.435 | 1 | 365 | 10.7115 | 0.35771 | 11 | 0.069228
28061 | 8.84 | 1 | 365 | 10.036 | 0.31713 | 10 | 0.35315
27954 | 7.14 | 1 | 365 | 8.106 | 0.48692 | 8 | 0.59293
27953 | 7.14 | 1 | 365 | 8.106 | 0.48692 | 8 | 0.59293
28749 | 8.32 | 1 | 365 | 9.4457 | 0.53377 | 9 | 0.97944
28094 | 7.14 | 1 | 365 | 8.106 | 0.48692 | 8 | 0.59293
28098 | 5.98 | 1 | 365 | 6.7891 | 0.50865 | 7 | 0.29772
28746 | 4.16 | 1 | 365 | 4.7228 | 0.26689 | 4 | 0.98972
28747 | 3.64 | 1 | 365 | 4.1325 | 0.48353 | 4 | 0.616
28054 | 5.46 | 1 | 365 | 6.1987 | 0.72529 | 6 | 0.924
28745 | 8.84 | 1 | 365 | 10.036 | 0.31713 | 10 | 0.35315
28062 | 4.94 | 1 | 365 | 5.6084 | 0.94193 | 6 | 0.55029
28737 | 9.36 | 1 | 365 | 10.6264 | 0.10049 | 10 | 0.72686
29048 | 3.64 | 1 | 365 | 4.1325 | 0.48353 | 4 | 0.616
28805 | 5.2 | 1 | 365 | 5.9035 | 0.83361 | 6 | 0.73715
28803 | 5.46 | 1 | 365 | 6.1987 | 0.72529 | 6 | 0.924
28802 | 4.48 | 1 | 365 | 5.0861 | 0.36434 | 5 | 0.45047
28795 | 9.1 | 1 | 365 | 10.3312 | 0.20881 | 10 | 0.54001
28791 | 3.9 | 1 | 365 | 4.4277 | 0.37521 | 4 | 0.80286
28153 | 7.54 | 1 | 365 | 8.5601 | 0.85873 | 9 | 0.41886
28188 | 5.2 | 1 | 365 | 5.9035 | 0.83361 | 6 | 0.73715
28787 | 6.24 | 1 | 365 | 7.0842 | 0.40033 | 7 | 0.48458
28761 | 6.5 | 1 | 365 | 7.3794 | 0.29201 | 7 | 0.67143
28757 | 7.8 | 1 | 365 | 8.8553 | 0.75041 | 9 | 0.60572
28756 | 2.34 | 1 | 365 | 2.6566 | 0.025124 | 2 | 0.68172
28762 | 3.9 | 1 | 365 | 4.4277 | 0.37521 | 4 | 0.80286
28119 | 4.08 | 1 | 365 | 4.632 | 0.99252 | 5 | 0.62453
28765 | 6.27 | 1 | 365 | 7.1183 | 0.50322 | 7 | 0.62152
28767 | 7.54 | 1 | 365 | 8.5601 | 0.85873 | 9 | 0.41886
28764 | 3.9 | 1 | 365 | 4.4277 | 0.37521 | 4 | 0.80286
28121 | 5.72 | 1 | 365 | 6.4939 | 0.61697 | 7 | 0.11086
28107 | 3.9 | 1 | 365 | 4.4277 | 0.37521 | 4 | 0.80286
28783 | 4.94 | 1 | 365 | 5.6084 | 0.94193 | 6 | 0.55029
28770 | 6.375 | 1 | 365 | 7.2375 | 0.86332 | 8 | 0.10083
23473 | 3.64 | 1 | 365 | 4.1325 | 0.48353 | 4 | 0.616
28748 | 9.36 | 1 | 365 | 10.6264 | 0.10049 | 10 | 0.72686
28162 | 7.905 | 1 | 365 | 8.9745 | 0.11051 | 9 | 0.085029
28155 | 4.68 | 1 | 365 | 5.3132 | 0.050247 | 5 | 0.36343
27951 | 2.55 | 1 | 365 | 2.895 | 0.74533 | 3 | 0.64033
28785 | 3.12 | 1 | 365 | 3.5421 | 0.70016 | 4 | 0.24229
28641 | 9.62 | 1 | 365 | 10.9215 | 0.99217 | 11 | 0.91372
28147 | 7.8 | 1 | 365 | 8.8553 | 0.75041 | 9 | 0.60572
27445 | 223.82 | 0.9 | 365 | 228.6918 | 0.83968 | 229 | 0.53143
28083 | 70.68 | 0.9 | 365 | 72.2184 | 0.1599 | 72 | 0.37835
28091 | 94.24 | 0.9 | 365 | 96.2913 | 0.87986 | 97 | 0.17113
28111 | 94.24 | 0.9 | 365 | 96.2913 | 0.87986 | 97 | 0.17113
27429 | 117.8 | 0.9 | 365 | 120.3641 | 0.59983 | 120 | 0.96391
28299 | 8.265 | 1 | 365 | 9.3832 | 0.34515 | 9 | 0.72837
28086 | 4.16 | 1 | 365 | 4.7228 | 0.26689 | 4 | 0.98972
28295 | 7.41 | 1 | 365 | 8.4125 | 0.41289 | 8 | 0.82543
28005 | 3.5 | 1 | 365 | 3.9735 | 0.00339 | 3 | 0.97693
28199 | 4.24 | 1 | 365 | 4.8137 | 0.54125 | 5 | 0.3549
28009 | 13 | 1 | 365 | 14.7588 | 0.58402 | 15 | 0.34287
28193 | 4.845 | 1 | 365 | 5.5005 | 0.61612 | 6 | 0.11663
28007 | 4.335 | 1 | 365 | 4.9215 | 0.86706 | 5 | 0.78856
28019 | 3.57 | 1 | 365 | 4.053 | 0.24346 | 4 | 0.29646
28015 | 4.42 | 1 | 365 | 5.018 | 0.15857 | 5 | 0.17658
28728 | 3.12 | 1 | 365 | 3.5421 | 0.70016 | 4 | 0.24229
28028 | 5.2 | 1 | 365 | 5.9035 | 0.83361 | 6 | 0.73715
28023 | 9.18 | 1 | 365 | 10.422 | 0.48318 | 10 | 0.90519
28032 | 11.22 | 1 | 365 | 12.738 | 0.47944 | 13 | 0.21746
28072 | 4.94 | 1 | 365 | 5.6084 | 0.94193 | 6 | 0.55029
28592 | 4.24 | 1 | 365 | 4.8137 | 0.54125 | 5 | 0.3549
28733 | 4.68 | 1 | 365 | 5.3132 | 0.050247 | 5 | 0.36343
28076 | 3.185 | 1 | 365 | 3.6159 | 0.92308 | 4 | 0.539
24169 | 10.66 | 1 | 365 | 12.1023 | 0.5589 | 12 | 0.66115
28742 | 4.94 | 1 | 365 | 5.6084 | 0.94193 | 6 | 0.55029
28743 | 5.4 | 1 | 365 | 6.1306 | 0.51952 | 6 | 0.65011
28739 | 8.32 | 1 | 365 | 9.4457 | 0.53377 | 9 | 0.97944
28576 | 12.22 | 1 | 365 | 13.8733 | 0.90898 | 14 | 0.7823
28642 | 9.88 | 1 | 365 | 11.2167 | 0.88386 | 12 | 0.10058
28874 | 5.98 | 1 | 365 | 6.7891 | 0.50865 | 7 | 0.29772
28645 | 4.16 | 1 | 365 | 4.7228 | 0.26689 | 4 | 0.98972
28811 | 4.845 | 1 | 365 | 5.5005 | 0.61612 | 6 | 0.11663
28809 | 9.88 | 1 | 365 | 11.2167 | 0.88386 | 12 | 0.10058
28649 | 2.86 | 1 | 365 | 3.2469 | 0.80848 | 4 | 0.055431
28780 | 3.12 | 1 | 365 | 3.5421 | 0.70016 | 4 | 0.24229
28651 | 5.46 | 1 | 365 | 6.1987 | 0.72529 | 6 | 0.924
28794 | 6.76 | 1 | 365 | 7.6746 | 0.18369 | 7 | 0.85829
28814 | 10.4 | 1 | 365 | 11.8071 | 0.66722 | 12 | 0.47429
28816 | 2.34 | 1 | 365 | 2.6566 | 0.025124 | 2 | 0.68172
28822 | 5.72 | 1 | 365 | 6.4939 | 0.61697 | 7 | 0.11086
28821 | 4.42 | 1 | 365 | 5.018 | 0.15857 | 5 | 0.17658
28823 | 7.02 | 1 | 365 | 7.9698 | 0.075371 | 8 | 0.045149
28825 | 3.38 | 1 | 365 | 3.8373 | 0.59185 | 4 | 0.42915
28826 | 6.5 | 1 | 365 | 7.3794 | 0.29201 | 7 | 0.67143
28788 | 2.97 | 1 | 365 | 3.3718 | 0.18573 | 3 | 0.55756
28828 | 9.945 | 1 | 365 | 11.2905 | 0.10678 | 11 | 0.39729
28834 | 7.8 | 1 | 365 | 8.8553 | 0.75041 | 9 | 0.60572
28838 | 6.24 | 1 | 365 | 7.0842 | 0.40033 | 7 | 0.48458
28845 | 7.54 | 1 | 365 | 8.5601 | 0.85873 | 9 | 0.41886
28854 | 7.8 | 1 | 365 | 8.8553 | 0.75041 | 9 | 0.60572
28773 | 4.88 | 1 | 365 | 5.5402 | 0.73616 | 6 | 0.2764
28855 | 7.02 | 1 | 365 | 7.9698 | 0.075371 | 8 | 0.045149
28772 | 6.885 | 1 | 365 | 7.8165 | 0.61238 | 8 | 0.4289
28858 | 8.84 | 1 | 365 | 10.036 | 0.31713 | 10 | 0.35315
28819 | 2.6 | 1 | 365 | 2.9518 | 0.9168 | 3 | 0.86857
25092 | 13.52 | 1 | 365 | 15.3492 | 0.36738 | 15 | 0.71658
28774 | 6.84 | 1 | 365 | 7.7654 | 0.45805 | 8 | 0.22348
25228 | 3.12 | 1 | 365 | 3.5421 | 0.70016 | 4 | 0.24229
28775 | 4.42 | 1 | 365 | 5.018 | 0.15857 | 5 | 0.17658
28777 | 9.975 | 1 | 365 | 11.3246 | 0.20966 | 11 | 0.53424
28863 | 3.9 | 1 | 365 | 4.4277 | 0.37521 | 4 | 0.80286
28736 | 6.5 | 1 | 365 | 7.3794 | 0.29201 | 7 | 0.67143
28848 | 6.24 | 1 | 365 | 7.0842 | 0.40033 | 7 | 0.48458
25335 | 2.08 | 1 | 365 | 2.3614 | 0.13344 | 2 | 0.49486
28868 | 3.57 | 1 | 365 | 4.053 | 0.24346 | 4 | 0.29646
28778 | 3.64 | 1 | 365 | 4.1325 | 0.48353 | 4 | 0.616
28673 | 8.64 | 1 | 365 | 9.809 | 0.63123 | 10 | 0.44018
29398 | 6.867 | 1 | 365 | 7.7961 | 0.55065 | 8 | 0.34673
25614 | 12.74 | 1 | 365 | 14.4637 | 0.69234 | 15 | 0.15601
28654 | 7.54 | 1 | 365 | 8.5601 | 0.85873 | 9 | 0.41886
26936 | 4.16 | 1 | 365 | 4.7228 | 0.26689 | 4 | 0.98972
28650 | 11.44 | 1 | 365 | 12.9878 | 0.23394 | 13 | 0.22172
28763 | 4.16 | 1 | 365 | 4.7228 | 0.26689 | 4 | 0.98972
28652 | 4.94 | 1 | 365 | 5.6084 | 0.94193 | 6 | 0.55029
28779 | 3.64 | 1 | 365 | 4.1325 | 0.48353 | 4 | 0.616
28782 | 10.66 | 1 | 365 | 12.1023 | 0.5589 | 12 | 0.66115
26937 | 3.825 | 1 | 365 | 4.3425 | 0.11799 | 4 | 0.4605
27252 | 10.2 | 1 | 365 | 11.58 | 0.98131 | 12 | 0.56133
28657 | 7.8 | 1 | 365 | 8.8553 | 0.75041 | 9 | 0.60572
28658 | 8.84 | 1 | 365 | 10.036 | 0.31713 | 10 | 0.35315
28632 | 5.2 | 1 | 365 | 5.9035 | 0.83361 | 6 | 0.73715
28660 | 9.88 | 1 | 365 | 11.2167 | 0.88386 | 12 | 0.10058
28659 | 6.76 | 1 | 365 | 7.6746 | 0.18369 | 7 | 0.85829
28646 | 5.04 | 1 | 365 | 5.7219 | 0.28488 | 6 | 0.0067734
28637 | 4.16 | 1 | 365 | 4.7228 | 0.26689 | 4 | 0.98972
28661 | 8.32 | 1 | 365 | 9.4457 | 0.53377 | 9 | 0.97944
28530 | 12.24 | 1 | 365 | 13.896 | 0.97757 | 14 | 0.87359
28622 | 5.98 | 1 | 365 | 6.7891 | 0.50865 | 7 | 0.29772
28664 | 11.18 | 1 | 365 | 12.6926 | 0.34226 | 13 | 0.034866
28663 | 9.36 | 1 | 365 | 10.6264 | 0.10049 | 10 | 0.72686
28665 | 8.58 | 1 | 365 | 9.7408 | 0.42545 | 10 | 0.16629
28870 | 8.25 | 1 | 365 | 9.3662 | 0.29371 | 9 | 0.6599
28873 | 6.24 | 1 | 365 | 7.0842 | 0.40033 | 7 | 0.48458
28666 | 6.76 | 1 | 365 | 7.6746 | 0.18369 | 7 | 0.85829
28876 | 5.98 | 1 | 365 | 6.7891 | 0.50865 | 7 | 0.29772
28881 | 7.02 | 1 | 365 | 7.9698 | 0.075371 | 8 | 0.045149
28667 | 9.18 | 1 | 365 | 10.422 | 0.48318 | 10 | 0.90519
28884 | 6.24 | 1 | 365 | 7.0842 | 0.40033 | 7 | 0.48458
28668 | 3.9 | 1 | 365 | 4.4277 | 0.37521 | 4 | 0.80286
28875 | 3.575 | 1 | 365 | 4.0587 | 0.26061 | 4 | 0.31929
28670 | 9.275 | 1 | 365 | 10.5299 | 0.80898 | 11 | 0.33885
28669 | 4.42 | 1 | 365 | 5.018 | 0.15857 | 5 | 0.17658
28891 | 5.61 | 1 | 365 | 6.369 | 0.23972 | 6 | 0.60873
28671 | 5.72 | 1 | 365 | 6.4939 | 0.61697 | 7 | 0.11086
28807 | 4.41 | 1 | 365 | 5.0067 | 0.12427 | 5 | 0.13093
28830 | 12.6 | 1 | 365 | 14.3047 | 0.2122 | 14 | 0.51693
28835 | 5.46 | 1 | 365 | 6.1987 | 0.72529 | 6 | 0.924
28837 | 9.15 | 1 | 365 | 10.388 | 0.38029 | 10 | 0.76825
28842 | 6.5 | 1 | 365 | 7.3794 | 0.29201 | 7 | 0.67143
28844 | 4.68 | 1 | 365 | 5.3132 | 0.050247 | 5 | 0.36343
28851 | 3.06 | 1 | 365 | 3.474 | 0.49439 | 3 | 0.9684
28853 | 9.81 | 1 | 365 | 11.1373 | 0.64379 | 11 | 0.78104
28860 | 7.125 | 1 | 365 | 8.089 | 0.43547 | 8 | 0.52446
28864 | 7.98 | 1 | 365 | 9.0597 | 0.36773 | 9 | 0.42739
28893 | 5.72 | 1 | 365 | 6.4939 | 0.61697 | 7 | 0.11086
28895 | 2.6 | 1 | 365 | 2.9518 | 0.9168 | 3 | 0.86857
28172 | 6.5 | 1 | 365 | 7.3794 | 0.29201 | 7 | 0.67143
28900 | 7.8 | 1 | 365 | 8.8553 | 0.75041 | 9 | 0.60572
28177 | 2.805 | 1 | 365 | 3.1845 | 0.61986 | 3 | 0.80436
28221 | 5.46 | 1 | 365 | 6.1987 | 0.72529 | 6 | 0.924
28897 | 5.98 | 1 | 365 | 6.7891 | 0.50865 | 7 | 0.29772
28230 | 9.88 | 1 | 365 | 11.2167 | 0.88386 | 12 | 0.10058
28224 | 2.6 | 1 | 365 | 2.9518 | 0.9168 | 3 | 0.86857
28242 | 3.64 | 1 | 365 | 4.1325 | 0.48353 | 4 | 0.616
28872 | 4.94 | 1 | 365 | 5.6084 | 0.94193 | 6 | 0.55029
28235 | 10.14 | 1 | 365 | 11.5119 | 0.77554 | 12 | 0.28744
28888 | 11.395 | 1 | 365 | 12.9367 | 0.079608 | 13 | 0.016306
28154 | 4.16 | 1 | 365 | 4.7228 | 0.26689 | 4 | 0.98972
28898 | 7.8 | 1 | 365 | 8.8553 | 0.75041 | 9 | 0.60572
28847 | 7.28 | 1 | 365 | 8.265 | 0.96705 | 9 | 0.23201
28903 | 4.16 | 1 | 365 | 4.7228 | 0.26689 | 4 | 0.98972
28245 | 6.12 | 1 | 365 | 6.948 | 0.98878 | 7 | 0.9368
28926 | 3.64 | 1 | 365 | 4.1325 | 0.48353 | 4 | 0.616
28843 | 5.46 | 1 | 365 | 6.1987 | 0.72529 | 6 | 0.924
28928 | 5.98 | 1 | 365 | 6.7891 | 0.50865 | 7 | 0.29772
28846 | 3.9 | 1 | 365 | 4.4277 | 0.37521 | 4 | 0.80286
28849 | 7.28 | 1 | 365 | 8.265 | 0.96705 | 9 | 0.23201
28962 | 3.12 | 1 | 365 | 3.5421 | 0.70016 | 4 | 0.24229
28865 | 8.06 | 1 | 365 | 9.1505 | 0.64209 | 9 | 0.79258
28966 | 2.08 | 1 | 365 | 2.3614 | 0.13344 | 2 | 0.49486
28866 | 5.2 | 1 | 365 | 5.9035 | 0.83361 | 6 | 0.73715
28971 | 9.36 | 1 | 365 | 10.6264 | 0.10049 | 10 | 0.72686
28867 | 6.76 | 1 | 365 | 7.6746 | 0.18369 | 7 | 0.85829
28880 | 6.21 | 1 | 365 | 7.0502 | 0.29744 | 7 | 0.34763
28896 | 11.55 | 1 | 365 | 13.1127 | 0.61119 | 13 | 0.72386
28910 | 6.54 | 1 | 365 | 7.4248 | 0.42919 | 7 | 0.85403
28887 | 12.15 | 1 | 365 | 13.7938 | 0.66891 | 14 | 0.46276
28894 | 9.7 | 1 | 365 | 11.0124 | 0.26654 | 11 | 0.27891
29502 | 3.51 | 1 | 365 | 3.9849 | 0.037685 | 4 | 0.022574
28899 | 9.9 | 1 | 365 | 11.2394 | 0.95245 | 12 | 0.19188
28902 | 5.1 | 1 | 365 | 5.79 | 0.49065 | 6 | 0.28066
28904 | 10.35 | 1 | 365 | 11.7503 | 0.49574 | 12 | 0.24605
28906 | 3.64 | 1 | 365 | 4.1325 | 0.48353 | 4 | 0.616
28907 | 6.375 | 1 | 365 | 7.2375 | 0.86332 | 8 | 0.10083
28908 | 3.12 | 1 | 365 | 3.5421 | 0.70016 | 4 | 0.24229
28913 | 8.12 | 1 | 365 | 9.2186 | 0.84786 | 10 | 0.066468
28915 | 13.4 | 1 | 365 | 15.213 | 0.95584 | 16 | 0.1688
28916 | 4.48 | 1 | 365 | 5.0861 | 0.36434 | 5 | 0.45047
28917 | 9.66 | 1 | 365 | 10.967 | 0.12936 | 11 | 0.096316
28920 | 10.53 | 1 | 365 | 11.9547 | 0.11306 | 12 | 0.067723
28922 | 4.25 | 1 | 365 | 4.825 | 0.57554 | 5 | 0.40055
28923 | 7.2 | 1 | 365 | 8.1741 | 0.69269 | 8 | 0.86682
28924 | 7.8 | 1 | 365 | 8.8553 | 0.75041 | 9 | 0.60572
28925 | 6.72 | 1 | 365 | 7.6292 | 0.046509 | 7 | 0.6757
28929 | 9.72 | 1 | 365 | 11.0351 | 0.33513 | 11 | 0.37021
28931 | 10.464 | 1 | 365 | 11.8797 | 0.88671 | 12 | 0.76644
28934 | 11.118 | 1 | 365 | 12.6222 | 0.12963 | 12 | 0.75185
28936 | 7.5 | 1 | 365 | 8.5147 | 0.72155 | 9 | 0.23627
28938 | 12.24 | 1 | 365 | 13.896 | 0.97757 | 14 | 0.87359
28942 | 6.24 | 1 | 365 | 7.0842 | 0.40033 | 7 | 0.48458
28672 | 10.26 | 1 | 365 | 11.6481 | 0.18708 | 11 | 0.83522
28945 | 5.98 | 1 | 365 | 6.7891 | 0.50865 | 7 | 0.29772
28951 | 4.16 | 1 | 365 | 4.7228 | 0.26689 | 4 | 0.98972
28953 | 3.38 | 1 | 365 | 3.8373 | 0.59185 | 4 | 0.42915
28678 | 7.395 | 1 | 365 | 8.3955 | 0.36145 | 8 | 0.75696
28909 | 11.285 | 1 | 365 | 12.8118 | 0.70236 | 13 | 0.51417
24730 | 7.8 | 1 | 365 | 8.8553 | 0.75041 | 9 | 0.60572
28157 | 8.06 | 1 | 365 | 9.1505 | 0.64209 | 9 | 0.79258
28178 | 5.72 | 1 | 365 | 6.4939 | 0.61697 | 7 | 0.11086
28206 | 3.64 | 1 | 365 | 4.1325 | 0.48353 | 4 | 0.616
28218 | 8.84 | 1 | 365 | 10.036 | 0.31713 | 10 | 0.35315
29118 | 4.98 | 1 | 365 | 5.6538 | 0.079109 | 5 | 0.73288
29120 | 6.725 | 1 | 365 | 7.6349 | 0.063657 | 7 | 0.69852
29121 | 4.725 | 1 | 365 | 5.3643 | 0.20458 | 5 | 0.56885
29123 | 7.725 | 1 | 365 | 8.7702 | 0.4932 | 9 | 0.26336
28228 | 8.84 | 1 | 365 | 10.036 | 0.31713 | 10 | 0.35315
28266 | 7.8 | 1 | 365 | 8.8553 | 0.75041 | 9 | 0.60572
29125 | 7.96 | 1 | 365 | 9.037 | 0.29914 | 9 | 0.33609
28237 | 3.12 | 1 | 365 | 3.5421 | 0.70016 | 4 | 0.24229
28271 | 4.68 | 1 | 365 | 5.3132 | 0.050247 | 5 | 0.36343
29127 | 4.98 | 1 | 365 | 5.6538 | 0.079109 | 5 | 0.73288
29129 | 6.215 | 1 | 365 | 7.0559 | 0.31459 | 7 | 0.37046
25208 | 4.68 | 1 | 365 | 5.3132 | 0.050247 | 5 | 0.36343
29131 | 4.295 | 1 | 365 | 4.8761 | 0.72987 | 5 | 0.60597
28289 | 7.28 | 1 | 365 | 8.265 | 0.96705 | 9 | 0.23201
29133 | 6.82 | 1 | 365 | 7.7427 | 0.38946 | 8 | 0.13218
28292 | 3.12 | 1 | 365 | 3.5421 | 0.70016 | 4 | 0.24229
29144 | 8.25 | 1 | 365 | 9.3662 | 0.29371 | 9 | 0.6599
29151 | 8.8 | 1 | 365 | 9.9906 | 0.17995 | 10 | 0.17056
28298 | 6.24 | 1 | 365 | 7.0842 | 0.40033 | 7 | 0.48458
29156 | 7.65 | 1 | 365 | 8.685 | 0.23598 | 8 | 0.921
29182 | 6.72 | 1 | 365 | 7.6292 | 0.046509 | 7 | 0.6757
28316 | 2.805 | 1 | 365 | 3.1845 | 0.61986 | 3 | 0.80436
29212 | 7.84 | 1 | 365 | 8.9007 | 0.88759 | 9 | 0.78831
28309 | 6.76 | 1 | 365 | 7.6746 | 0.18369 | 7 | 0.85829
29263 | 4.68 | 1 | 365 | 5.3132 | 0.050247 | 5 | 0.36343
28318 | 9.1 | 1 | 365 | 10.3312 | 0.20881 | 10 | 0.54001
28306 | 9.36 | 1 | 365 | 10.6264 | 0.10049 | 10 | 0.72686
28327 | 7.54 | 1 | 365 | 8.5601 | 0.85873 | 9 | 0.41886
28355 | 3.64 | 1 | 365 | 4.1325 | 0.48353 | 4 | 0.616
29269 | 4.59 | 1 | 365 | 5.211 | 0.74159 | 5 | 0.9526
23585 | 3.9 | 1 | 365 | 4.4277 | 0.37521 | 4 | 0.80286
29272 | 9.88 | 1 | 365 | 11.2167 | 0.88386 | 12 | 0.10058
29275 | 9.69 | 1 | 365 | 11.001 | 0.23224 | 11 | 0.23326
28680 | 4.56 | 1 | 365 | 5.1769 | 0.6387 | 5 | 0.81565
28978 | 2.08 | 1 | 365 | 2.3614 | 0.13344 | 2 | 0.49486
28681 | 4.42 | 1 | 365 | 5.018 | 0.15857 | 5 | 0.17658
29176 | 7.8 | 1 | 365 | 8.8553 | 0.75041 | 9 | 0.60572
28683 | 6.63 | 1 | 365 | 7.527 | 0.73785 | 8 | 0.26486
29184 | 6.76 | 1 | 365 | 7.6746 | 0.18369 | 7 | 0.85829
28711 | 8.06 | 1 | 365 | 9.1505 | 0.64209 | 9 | 0.79258
28382 | 2.34 | 1 | 365 | 2.6566 | 0.025124 | 2 | 0.68172
28404 | 9.1 | 1 | 365 | 10.3312 | 0.20881 | 10 | 0.54001
28682 | 5.98 | 1 | 365 | 6.7891 | 0.50865 | 7 | 0.29772
28684 | 4.94 | 1 | 365 | 5.6084 | 0.94193 | 6 | 0.55029
28398 | 4.16 | 1 | 365 | 4.7228 | 0.26689 | 4 | 0.98972
28685 | 11.44 | 1 | 365 | 12.9878 | 0.23394 | 13 | 0.22172
23368 | 5.72 | 1 | 365 | 6.4939 | 0.61697 | 7 | 0.11086
29190 | 7.28 | 1 | 365 | 8.265 | 0.96705 | 9 | 0.23201
28686 | 8.32 | 1 | 365 | 9.4457 | 0.53377 | 9 | 0.97944
28436 | 7.54 | 1 | 365 | 8.5601 | 0.85873 | 9 | 0.41886
28687 | 13 | 1 | 365 | 14.7588 | 0.58402 | 15 | 0.34287
29193 | 5.2 | 1 | 365 | 5.9035 | 0.83361 | 6 | 0.73715
28700 | 7.02 | 1 | 365 | 7.9698 | 0.075371 | 8 | 0.045149
28702 | 5.72 | 1 | 365 | 6.4939 | 0.61697 | 7 | 0.11086
28857 | 7.54 | 1 | 365 | 8.5601 | 0.85873 | 9 | 0.41886
29107 | 9.625 | 1 | 365 | 10.9272 | 0.0093225 | 10 | 0.93655
28035 | 7.28 | 1 | 365 | 8.265 | 0.96705 | 9 | 0.23201
28869 | 8.32 | 1 | 365 | 9.4457 | 0.53377 | 9 | 0.97944
29132 | 10.14 | 1 | 365 | 11.5119 | 0.77554 | 12 | 0.28744
29137 | 4.59 | 1 | 365 | 5.211 | 0.74159 | 5 | 0.9526
28017 | 4.16 | 1 | 365 | 4.7228 | 0.26689 | 4 | 0.98972
28878 | 5.72 | 1 | 365 | 6.4939 | 0.61697 | 7 | 0.11086
29139 | 9.36 | 1 | 365 | 10.6264 | 0.10049 | 10 | 0.72686
28038 | 6.5 | 1 | 365 | 7.3794 | 0.29201 | 7 | 0.67143
29143 | 10.66 | 1 | 365 | 12.1023 | 0.5589 | 12 | 0.66115
28882 | 7.28 | 1 | 365 | 8.265 | 0.96705 | 9 | 0.23201
29149 | 5.355 | 1 | 365 | 6.0795 | 0.36519 | 6 | 0.4447
29195 | 13 | 1 | 365 | 14.7588 | 0.58402 | 15 | 0.34287
28885 | 4.68 | 1 | 365 | 5.3132 | 0.050247 | 5 | 0.36343
29206 | 6.24 | 1 | 365 | 7.0842 | 0.40033 | 7 | 0.48458
28890 | 6.5 | 1 | 365 | 7.3794 | 0.29201 | 7 | 0.67143
29519 | 11.115 | 1 | 365 | 12.6188 | 0.11934 | 12 | 0.73815
29211 | 6.375 | 1 | 365 | 7.2375 | 0.86332 | 8 | 0.10083
28892 | 4.42 | 1 | 365 | 5.018 | 0.15857 | 5 | 0.17658
29216 | 5.98 | 1 | 365 | 6.7891 | 0.50865 | 7 | 0.29772
28901 | 6.76 | 1 | 365 | 7.6746 | 0.18369 | 7 | 0.85829
29221 | 10.14 | 1 | 365 | 11.5119 | 0.77554 | 12 | 0.28744
29226 | 10.66 | 1 | 365 | 12.1023 | 0.5589 | 12 | 0.66115
28879 | 7.28 | 1 | 365 | 8.265 | 0.96705 | 9 | 0.23201
29231 | 8.32 | 1 | 365 | 9.4457 | 0.53377 | 9 | 0.97944
28937 | 6.24 | 1 | 365 | 7.0842 | 0.40033 | 7 | 0.48458
28940 | 5.98 | 1 | 365 | 6.7891 | 0.50865 | 7 | 0.29772
28939 | 2.08 | 1 | 365 | 2.3614 | 0.13344 | 2 | 0.49486
28941 | 10.4 | 1 | 365 | 11.8071 | 0.66722 | 12 | 0.47429
28946 | 10.14 | 1 | 365 | 11.5119 | 0.77554 | 12 | 0.28744
28955 | 4.68 | 1 | 365 | 5.3132 | 0.050247 | 5 | 0.36343
28957 | 5.98 | 1 | 365 | 6.7891 | 0.50865 | 7 | 0.29772
28960 | 8.58 | 1 | 365 | 9.7408 | 0.42545 | 10 | 0.16629
28973 | 4.68 | 1 | 365 | 5.3132 | 0.050247 | 5 | 0.36343
28970 | 7.8 | 1 | 365 | 8.8553 | 0.75041 | 9 | 0.60572
28964 | 7.8 | 1 | 365 | 8.8553 | 0.75041 | 9 | 0.60572
29564 | 9.62 | 1 | 365 | 10.9215 | 0.99217 | 11 | 0.91372
28974 | 9.1 | 1 | 365 | 10.3312 | 0.20881 | 10 | 0.54001
28976 | 6.76 | 1 | 365 | 7.6746 | 0.18369 | 7 | 0.85829
28979 | 4.94 | 1 | 365 | 5.6084 | 0.94193 | 6 | 0.55029
28982 | 5.2 | 1 | 365 | 5.9035 | 0.83361 | 6 | 0.73715
28984 | 2.86 | 1 | 365 | 3.2469 | 0.80848 | 4 | 0.055431
28985 | 7.8 | 1 | 365 | 8.8553 | 0.75041 | 9 | 0.60572
28986 | 7.28 | 1 | 365 | 8.265 | 0.96705 | 9 | 0.23201
28989 | 5.46 | 1 | 365 | 6.1987 | 0.72529 | 6 | 0.924
29026 | 1.82 | 1 | 365 | 2.0662 | 0.24176 | 2 | 0.308
29042 | 10.215 | 1 | 365 | 11.597 | 0.032751 | 11 | 0.6298
29053 | 6.215 | 1 | 365 | 7.0559 | 0.31459 | 7 | 0.37046
29054 | 8.47 | 1 | 365 | 9.616 | 0.048204 | 9 | 0.66416
29055 | 3.725 | 1 | 365 | 4.229 | 0.77504 | 5 | 0.0040141
29056 | 2.98 | 1 | 365 | 3.3832 | 0.22003 | 3 | 0.60321
29109 | 6.725 | 1 | 365 | 7.6349 | 0.063657 | 7 | 0.69852
29105 | 8.829 | 1 | 365 | 10.0235 | 0.27941 | 10 | 0.30294
29111 | 5.47 | 1 | 365 | 6.2101 | 0.75958 | 6 | 0.96965
29113 | 3.47 | 1 | 365 | 3.9395 | 0.9005 | 4 | 0.83998
29116 | 5.545 | 1 | 365 | 6.2952 | 0.016799 | 6 | 0.31202
28972 | 4.27 | 1 | 365 | 4.8477 | 0.64414 | 5 | 0.49185
28959 | 8 | 1 | 365 | 9.0824 | 0.43632 | 9 | 0.51869
29016 | 6 | 1 | 365 | 6.8118 | 0.57724 | 7 | 0.38902
27558 | 7.02 | 1 | 365 | 7.9698 | 0.075371 | 8 | 0.045149
29092 | 5.5 | 1 | 365 | 6.2441 | 0.86247 | 7 | 0.1066
29090 | 11.25 | 1 | 365 | 12.7721 | 0.58232 | 13 | 0.3544
29094 | 6.75 | 1 | 365 | 7.6632 | 0.1494 | 7 | 0.81264
29096 | 11.825 | 1 | 365 | 13.4249 | 0.55431 | 13 | 0.97919
29100 | 11.18 | 1 | 365 | 12.6926 | 0.34226 | 13 | 0.034866
29057 | 3.9 | 1 | 365 | 4.4277 | 0.37521 | 4 | 0.80286
28541 | 5.72 | 1 | 365 | 6.4939 | 0.61697 | 7 | 0.11086
28981 | 6.12 | 1 | 365 | 6.948 | 0.98878 | 7 | 0.9368
28983 | 4.16 | 1 | 365 | 4.7228 | 0.26689 | 4 | 0.98972
28988 | 9.18 | 1 | 365 | 10.422 | 0.48318 | 10 | 0.90519
29000 | 7.395 | 1 | 365 | 8.3955 | 0.36145 | 8 | 0.75696
29001 | 8.32 | 1 | 365 | 9.4457 | 0.53377 | 9 | 0.97944
29004 | 7.395 | 1 | 365 | 8.3955 | 0.36145 | 8 | 0.75696
29007 | 11.73 | 1 | 365 | 13.317 | 0.2285 | 13 | 0.54553
29012 | 3.38 | 1 | 365 | 3.8373 | 0.59185 | 4 | 0.42915
29011 | 4.24 | 1 | 365 | 4.8137 | 0.54125 | 5 | 0.3549
29023 | 9.36 | 1 | 365 | 10.6264 | 0.10049 | 10 | 0.72686
28793 | 3.75 | 1 | 365 | 4.2574 | 0.86078 | 5 | 0.11813
29031 | 4.94 | 1 | 365 | 5.6084 | 0.94193 | 6 | 0.55029
29034 | 4.68 | 1 | 365 | 5.3132 | 0.050247 | 5 | 0.36343
29038 | 9.62 | 1 | 365 | 10.9215 | 0.99217 | 11 | 0.91372
29040 | 6.24 | 1 | 365 | 7.0842 | 0.40033 | 7 | 0.48458
29046 | 5.2 | 1 | 365 | 5.9035 | 0.83361 | 6 | 0.73715
29051 | 2.04 | 1 | 365 | 2.316 | 0.99626 | 3 | 0.31227
29063 | 4.42 | 1 | 365 | 5.018 | 0.15857 | 5 | 0.17658
29070 | 12.48 | 1 | 365 | 14.1685 | 0.80066 | 14 | 0.96915
29075 | 16.12 | 1 | 365 | 18.301 | 0.28418 | 18 | 0.58516
29087 | 6.5 | 1 | 365 | 7.3794 | 0.29201 | 7 | 0.67143
29088 | 3.9 | 1 | 365 | 4.4277 | 0.37521 | 4 | 0.80286
29089 | 8.84 | 1 | 365 | 10.036 | 0.31713 | 10 | 0.35315
29093 | 3.12 | 1 | 365 | 3.5421 | 0.70016 | 4 | 0.24229
23707 | 3.9 | 1 | 365 | 4.4277 | 0.37521 | 4 | 0.80286
22039 | 3.9 | 1 | 365 | 4.4277 | 0.37521 | 4 | 0.80286
28540 | 10.92 | 1 | 365 | 12.3974 | 0.45058 | 12 | 0.84801
28548 | 10.92 | 1 | 365 | 12.3974 | 0.45058 | 12 | 0.84801
28554 | 4.94 | 1 | 365 | 5.6084 | 0.94193 | 6 | 0.55029
27218 | 4.16 | 1 | 365 | 4.7228 | 0.26689 | 4 | 0.98972
24170 | 11.96 | 1 | 365 | 13.5781 | 0.017298 | 13 | 0.59544
28550 | 4.16 | 1 | 365 | 4.7228 | 0.26689 | 4 | 0.98972
28557 | 16.83 | 1 | 365 | 19.107 | 0.71916 | 19 | 0.82619
28559 | 5.61 | 1 | 365 | 6.369 | 0.23972 | 6 | 0.60873
23564 | 4.94 | 1 | 365 | 5.6084 | 0.94193 | 6 | 0.55029
22398 | 5.2 | 1 | 365 | 5.9035 | 0.83361 | 6 | 0.73715
28602 | 4.94 | 1 | 365 | 5.6084 | 0.94193 | 6 | 0.55029
28610 | 7.8 | 1 | 365 | 8.8553 | 0.75041 | 9 | 0.60572
27222 | 4.94 | 1 | 365 | 5.6084 | 0.94193 | 6 | 0.55029
29232 | 3.06 | 1 | 365 | 3.474 | 0.49439 | 3 | 0.9684
29237 | 10.66 | 1 | 365 | 12.1023 | 0.5589 | 12 | 0.66115
29240 | 9.1 | 1 | 365 | 10.3312 | 0.20881 | 10 | 0.54001
29222 | 2.04 | 1 | 365 | 2.316 | 0.99626 | 3 | 0.31227
29252 | 4.32 | 1 | 365 | 4.9045 | 0.81561 | 5 | 0.72009
29267 | 7.28 | 1 | 365 | 8.265 | 0.96705 | 9 | 0.23201
28567 | 4.68 | 1 | 365 | 5.3132 | 0.050247 | 5 | 0.36343
20784 | 9.62 | 1 | 365 | 10.9215 | 0.99217 | 11 | 0.91372
29261 | 4.845 | 1 | 365 | 5.5005 | 0.61612 | 6 | 0.11663
24327 | 14.3 | 1 | 365 | 16.2347 | 0.042422 | 16 | 0.27715
24344 | 7.96 | 1 | 365 | 9.037 | 0.29914 | 9 | 0.33609
25077 | 12.74 | 1 | 365 | 14.4637 | 0.69234 | 15 | 0.15601
24849 | 562.115 | 0.8 | 365 | 510.5335 | 0.2367 | 510 | 0.77023
25606 | 54.72 | 0.9 | 365 | 55.9111 | 0.89799 | 56 | 0.80904
26755 | 4.845 | 1 | 365 | 5.5005 | 0.61612 | 6 | 0.11663
26861 | 3.85 | 1 | 365 | 4.3709 | 0.20373 | 4 | 0.57462
27067 | 3.98 | 1 | 365 | 4.5185 | 0.64957 | 5 | 0.16805
28100 | 10.4 | 1 | 365 | 11.8071 | 0.66722 | 12 | 0.47429
28123 | 12.1 | 1 | 365 | 13.7371 | 0.49743 | 14 | 0.23452
28126 | 14.56 | 1 | 365 | 16.5299 | 0.9341 | 17 | 0.46401
28256 | 10.14 | 1 | 365 | 11.5119 | 0.77554 | 12 | 0.28744
28428 | 10.4 | 1 | 365 | 11.8071 | 0.66722 | 12 | 0.47429
24324 | 4.68 | 1 | 365 | 5.3132 | 0.050247 | 5 | 0.36343
24101 | 6.24 | 1 | 365 | 7.0842 | 0.40033 | 7 | 0.48458
28619 | 8.32 | 1 | 365 | 9.4457 | 0.53377 | 9 | 0.97944
28609 | 4.68 | 1 | 365 | 5.3132 | 0.050247 | 5 | 0.36343
28712 | 8.32 | 1 | 365 | 9.4457 | 0.53377 | 9 | 0.97944
28615 | 4.08 | 1 | 365 | 4.632 | 0.99252 | 5 | 0.62453
28564 | 3.64 | 1 | 365 | 4.1325 | 0.48353 | 4 | 0.616
28594 | 7.8 | 1 | 365 | 8.8553 | 0.75041 | 9 | 0.60572
28633 | 2.86 | 1 | 365 | 3.2469 | 0.80848 | 4 | 0.055431
28644 | 3.12 | 1 | 365 | 3.5421 | 0.70016 | 4 | 0.24229
28784 | 8.16 | 1 | 365 | 9.264 | 0.98505 | 10 | 0.24906
28647 | 7.02 | 1 | 365 | 7.9698 | 0.075371 | 8 | 0.045149
28800 | 3.64 | 1 | 365 | 4.1325 | 0.48353 | 4 | 0.616
28442 | 6.24 | 1 | 365 | 7.0842 | 0.40033 | 7 | 0.48458
28454 | 14.04 | 1 | 365 | 15.9396 | 0.15074 | 16 | 0.090297
28469 | 11.7 | 1 | 365 | 13.283 | 0.12562 | 13 | 0.40858
29276 | 12.24 | 1 | 365 | 13.896 | 0.97757 | 14 | 0.87359
28963 | 7.65 | 1 | 365 | 8.685 | 0.23598 | 8 | 0.921
28713 | 8.32 | 1 | 365 | 9.4457 | 0.53377 | 9 | 0.97944
28740 | 5.98 | 1 | 365 | 6.7891 | 0.50865 | 7 | 0.29772
28721 | 7.28 | 1 | 365 | 8.265 | 0.96705 | 9 | 0.23201
29283 | 3.38 | 1 | 365 | 3.8373 | 0.59185 | 4 | 0.42915
28760 | 11.18 | 1 | 365 | 12.6926 | 0.34226 | 13 | 0.034866
29277 | 8.06 | 1 | 365 | 9.1505 | 0.64209 | 9 | 0.79258
24856 | 2.08 | 1 | 365 | 2.3614 | 0.13344 | 2 | 0.49486
28734 | 9.69 | 1 | 365 | 11.001 | 0.23224 | 11 | 0.23326
29336 | 10.2 | 1 | 365 | 11.58 | 0.98131 | 12 | 0.56133
28715 | 4.94 | 1 | 365 | 5.6084 | 0.94193 | 6 | 0.55029
29337 | 8.16 | 1 | 365 | 9.264 | 0.98505 | 10 | 0.24906
28717 | 4.68 | 1 | 365 | 5.3132 | 0.050247 | 5 | 0.36343
28719 | 4.16 | 1 | 365 | 4.7228 | 0.26689 | 4 | 0.98972
29338 | 7.14 | 1 | 365 | 8.106 | 0.48692 | 8 | 0.59293
28726 | 15.6 | 1 | 365 | 17.7106 | 0.50082 | 18 | 0.21144
29335 | 6.16 | 1 | 365 | 6.9934 | 0.12597 | 7 | 0.11939
29348 | 9.52 | 1 | 365 | 10.808 | 0.64922 | 11 | 0.45724
28943 | 11.475 | 1 | 365 | 13.0275 | 0.35397 | 13 | 0.38149
29352 | 8.16 | 1 | 365 | 9.264 | 0.98505 | 10 | 0.24906
29339 | 6.885 | 1 | 365 | 7.8165 | 0.61238 | 8 | 0.4289
29356 | 9.8 | 1 | 365 | 11.1259 | 0.60949 | 11 | 0.73539
29350 | 7.56 | 1 | 365 | 8.5828 | 0.92732 | 9 | 0.51016
29255 | 5.61 | 1 | 365 | 6.369 | 0.23972 | 6 | 0.60873
29345 | 9.075 | 1 | 365 | 10.3028 | 0.12308 | 10 | 0.42589
29369 | 6.44 | 1 | 365 | 7.3113 | 0.086238 | 7 | 0.39754
29365 | 13.72 | 1 | 365 | 15.5763 | 0.053289 | 15 | 0.62955
29367 | 4.48 | 1 | 365 | 5.0861 | 0.36434 | 5 | 0.45047
29373 | 4.2 | 1 | 365 | 4.7682 | 0.40407 | 5 | 0.17231
29375 | 4.76 | 1 | 365 | 5.404 | 0.32461 | 5 | 0.72862
29379 | 3.92 | 1 | 365 | 4.4504 | 0.4438 | 4 | 0.89416
29386 | 5.225 | 1 | 365 | 5.9319 | 0.91935 | 6 | 0.85127
29403 | 8.32 | 1 | 365 | 9.4457 | 0.53377 | 9 | 0.97944
29250 | 8.415 | 1 | 365 | 9.5535 | 0.85958 | 10 | 0.41309
29401 | 3.64 | 1 | 365 | 4.1325 | 0.48353 | 4 | 0.616
29114 | 5.2 | 1 | 365 | 5.9035 | 0.83361 | 6 | 0.73715
29319 | 7 | 1 | 365 | 7.9471 | 0.00678 | 7 | 0.95385
29324 | 5 | 1 | 365 | 5.6765 | 0.1477 | 5 | 0.82418
29320 | 9.36 | 1 | 365 | 10.6264 | 0.10049 | 10 | 0.72686
29326 | 8.84 | 1 | 365 | 10.036 | 0.31713 | 10 | 0.35315
29328 | 6.6 | 1 | 365 | 7.493 | 0.63496 | 8 | 0.12792
29330 | 8.415 | 1 | 365 | 9.5535 | 0.85958 | 10 | 0.41309
29332 | 5.2 | 1 | 365 | 5.9035 | 0.83361 | 6 | 0.73715
29390 | 5.98 | 1 | 365 | 6.7891 | 0.50865 | 7 | 0.29772
29382 | 4.42 | 1 | 365 | 5.018 | 0.15857 | 5 | 0.17658
29377 | 4.16 | 1 | 365 | 4.7228 | 0.26689 | 4 | 0.98972
29371 | 5.1 | 1 | 365 | 5.79 | 0.49065 | 6 | 0.28066
29333 | 7.65 | 1 | 365 | 8.685 | 0.23598 | 8 | 0.921
29331 | 3.12 | 1 | 365 | 3.5421 | 0.70016 | 4 | 0.24229
29327 | 8.32 | 1 | 365 | 9.4457 | 0.53377 | 9 | 0.97944
29298 | 5.2 | 1 | 365 | 5.9035 | 0.83361 | 6 | 0.73715
29299 | 4.94 | 1 | 365 | 5.6084 | 0.94193 | 6 | 0.55029
29117 | 10.4 | 1 | 365 | 11.8071 | 0.66722 | 12 | 0.47429
29128 | 20.91 | 1 | 365 | 23.739 | 0.71168 | 24 | 0.45072
29300 | 3.18 | 1 | 365 | 3.6102 | 0.90594 | 4 | 0.51618
29124 | 5.98 | 1 | 365 | 6.7891 | 0.50865 | 7 | 0.29772
29141 | 7.02 | 1 | 365 | 7.9698 | 0.075371 | 8 | 0.045149
29175 | 5.46 | 1 | 365 | 6.1987 | 0.72529 | 6 | 0.924
29135 | 6.24 | 1 | 365 | 7.0842 | 0.40033 | 7 | 0.48458
29346 | 4.08 | 1 | 365 | 4.632 | 0.99252 | 5 | 0.62453
29302 | 5.98 | 1 | 365 | 6.7891 | 0.50865 | 7 | 0.29772
28790 | 5.2 | 1 | 365 | 5.9035 | 0.83361 | 6 | 0.73715
29019 | 3.64 | 1 | 365 | 4.1325 | 0.48353 | 4 | 0.616
27763 | 5.39 | 1 | 365 | 6.1192 | 0.48522 | 6 | 0.60447
29030 | 9.88 | 1 | 365 | 11.2167 | 0.88386 | 12 | 0.10058
29308 | 9.075 | 1 | 365 | 10.3028 | 0.12308 | 10 | 0.42589
29039 | 10.14 | 1 | 365 | 11.5119 | 0.77554 | 12 | 0.28744
29340 | 16.225 | 1 | 365 | 18.4202 | 0.64429 | 19 | 0.064464
29280 | 10.725 | 1 | 365 | 12.176 | 0.78182 | 12 | 0.95787
29279 | 8.64 | 1 | 365 | 9.809 | 0.63123 | 10 | 0.44018
29310 | 5.2 | 1 | 365 | 5.9035 | 0.83361 | 6 | 0.73715
29341 | 3.08 | 1 | 365 | 3.4967 | 0.56298 | 4 | 0.059695
29050 | 7.395 | 1 | 365 | 8.3955 | 0.36145 | 8 | 0.75696
29343 | 4.48 | 1 | 365 | 5.0861 | 0.36434 | 5 | 0.45047
29311 | 4.16 | 1 | 365 | 4.7228 | 0.26689 | 4 | 0.98972
29281 | 3.92 | 1 | 365 | 4.4504 | 0.4438 | 4 | 0.89416
29344 | 9.625 | 1 | 365 | 10.9272 | 0.0093225 | 10 | 0.93655
29293 | 6.72 | 1 | 365 | 7.6292 | 0.046509 | 7 | 0.6757
29307 | 8.06 | 1 | 365 | 9.1505 | 0.64209 | 9 | 0.79258
29314 | 3.38 | 1 | 365 | 3.8373 | 0.59185 | 4 | 0.42915
29342 | 3.64 | 1 | 365 | 4.1325 | 0.48353 | 4 | 0.616
29316 | 2.12 | 1 | 365 | 2.4068 | 0.27062 | 2 | 0.67745
29353 | 7.84 | 1 | 365 | 8.9007 | 0.88759 | 9 | 0.78831
27866 | 16.9 | 1 | 365 | 19.1865 | 0.95923 | 20 | 0.14573
29103 | 7.28 | 1 | 365 | 8.265 | 0.96705 | 9 | 0.23201
29108 | 3.12 | 1 | 365 | 3.5421 | 0.70016 | 4 | 0.24229
29284 | 6.76 | 1 | 365 | 7.6746 | 0.18369 | 7 | 0.85829
29368 | 8.06 | 1 | 365 | 9.1505 | 0.64209 | 9 | 0.79258
29110 | 6.76 | 1 | 365 | 7.6746 | 0.18369 | 7 | 0.85829
29360 | 7.54 | 1 | 365 | 8.5601 | 0.85873 | 9 | 0.41886
29372 | 3.64 | 1 | 365 | 4.1325 | 0.48353 | 4 | 0.616
29361 | 6.375 | 1 | 365 | 7.2375 | 0.86332 | 8 | 0.10083
29374 | 7.975 | 1 | 365 | 9.054 | 0.35058 | 9 | 0.40457
29404 | 4.59 | 1 | 365 | 5.211 | 0.74159 | 5 | 0.9526
29412 | 7.95 | 1 | 365 | 9.0256 | 0.26484 | 9 | 0.29045
29378 | 9.36 | 1 | 365 | 10.6264 | 0.10049 | 10 | 0.72686
29417 | 3.64 | 1 | 365 | 4.1325 | 0.48353 | 4 | 0.616
29469 | 11.18 | 1 | 365 | 12.6926 | 0.34226 | 13 | 0.034866
29380 | 6.12 | 1 | 365 | 6.948 | 0.98878 | 7 | 0.9368
29407 | 7.28 | 1 | 365 | 8.265 | 0.96705 | 9 | 0.23201
29381 | 8.58 | 1 | 365 | 9.7408 | 0.42545 | 10 | 0.16629
29408 | 4.68 | 1 | 365 | 5.3132 | 0.050247 | 5 | 0.36343
29383 | 8.32 | 1 | 365 | 9.4457 | 0.53377 | 9 | 0.97944
29409 | 8.84 | 1 | 365 | 10.036 | 0.31713 | 10 | 0.35315
29413 | 5.46 | 1 | 365 | 6.1987 | 0.72529 | 6 | 0.924
29414 | 7.28 | 1 | 365 | 8.265 | 0.96705 | 9 | 0.23201
29415 | 5.2 | 1 | 365 | 5.9035 | 0.83361 | 6 | 0.73715
29418 | 5.72 | 1 | 365 | 6.4939 | 0.61697 | 7 | 0.11086
29419 | 7.8 | 1 | 365 | 8.8553 | 0.75041 | 9 | 0.60572
29429 | 7.02 | 1 | 365 | 7.9698 | 0.075371 | 8 | 0.045149
29433 | 5.98 | 1 | 365 | 6.7891 | 0.50865 | 7 | 0.29772
29435 | 5.2 | 1 | 365 | 5.9035 | 0.83361 | 6 | 0.73715
29424 | 6.12 | 1 | 365 | 6.948 | 0.98878 | 7 | 0.9368
29426 | 10.71 | 1 | 365 | 12.159 | 0.73037 | 12 | 0.88939
29428 | 7.6 | 1 | 365 | 8.6282 | 0.064504 | 8 | 0.69275
29430 | 6.867 | 1 | 365 | 7.7961 | 0.55065 | 8 | 0.34673
29431 | 9.045 | 1 | 365 | 10.2688 | 0.020189 | 10 | 0.28894
29434 | 4.905 | 1 | 365 | 5.5686 | 0.82189 | 6 | 0.39052
29436 | 6.867 | 1 | 365 | 7.7961 | 0.55065 | 8 | 0.34673
29462 | 5.2 | 1 | 365 | 5.9035 | 0.83361 | 6 | 0.73715
29384 | 9.88 | 1 | 365 | 11.2167 | 0.88386 | 12 | 0.10058
29464 | 9.81 | 1 | 365 | 11.1373 | 0.64379 | 11 | 0.78104
29465 | 9.18 | 1 | 365 | 10.422 | 0.48318 | 10 | 0.90519
29387 | 3.12 | 1 | 365 | 3.5421 | 0.70016 | 4 | 0.24229
29467 | 5.7 | 1 | 365 | 6.4712 | 0.54838 | 7 | 0.019565
29388 | 9.36 | 1 | 365 | 10.6264 | 0.10049 | 10 | 0.72686
29391 | 5.2 | 1 | 365 | 5.9035 | 0.83361 | 6 | 0.73715
29243 | 6.76 | 1 | 365 | 7.6746 | 0.18369 | 7 | 0.85829
29242 | 4.16 | 1 | 365 | 4.7228 | 0.26689 | 4 | 0.98972
29235 | 13.26 | 1 | 365 | 15.054 | 0.4757 | 15 | 0.52973
29443 | 7.7 | 1 | 365 | 8.7418 | 0.40746 | 9 | 0.14924
29233 | 4.42 | 1 | 365 | 5.018 | 0.15857 | 5 | 0.17658
29438 | 6.325 | 1 | 365 | 7.1807 | 0.69184 | 7 | 0.87259
29439 | 8.84 | 1 | 365 | 10.036 | 0.31713 | 10 | 0.35315
29227 | 5.46 | 1 | 365 | 6.1987 | 0.72529 | 6 | 0.924
29440 | 10.175 | 1 | 365 | 11.5516 | 0.89557 | 12 | 0.44721
29223 | 5.61 | 1 | 365 | 6.369 | 0.23972 | 6 | 0.60873
29441 | 5.5 | 1 | 365 | 6.2441 | 0.86247 | 7 | 0.1066
29218 | 11.18 | 1 | 365 | 12.6926 | 0.34226 | 13 | 0.034866
29442 | 5.5 | 1 | 365 | 6.2441 | 0.86247 | 7 | 0.1066
29444 | 6.5 | 1 | 365 | 7.3794 | 0.29201 | 7 | 0.67143
29215 | 6.24 | 1 | 365 | 7.0842 | 0.40033 | 7 | 0.48458
29445 | 4.42 | 1 | 365 | 5.018 | 0.15857 | 5 | 0.17658
29366 | 9.62 | 1 | 365 | 10.9215 | 0.99217 | 11 | 0.91372
29210 | 3.64 | 1 | 365 | 4.1325 | 0.48353 | 4 | 0.616
29446 | 9.35 | 1 | 365 | 10.615 | 0.066199 | 10 | 0.68122
29447 | 6.6 | 1 | 365 | 7.493 | 0.63496 | 8 | 0.12792
29448 | 5.775 | 1 | 365 | 6.5563 | 0.80559 | 7 | 0.36193
29449 | 12.1 | 1 | 365 | 13.7371 | 0.49743 | 14 | 0.23452
29450 | 7.975 | 1 | 365 | 9.054 | 0.35058 | 9 | 0.40457
29451 | 4.95 | 1 | 365 | 5.6197 | 0.97622 | 6 | 0.59594
29452 | 17.1 | 1 | 365 | 19.4136 | 0.64513 | 20 | 0.058696
29219 | 6.76 | 1 | 365 | 7.6746 | 0.18369 | 7 | 0.85829
29453 | 5.355 | 1 | 365 | 6.0795 | 0.36519 | 6 | 0.4447
29455 | 6.05 | 1 | 365 | 6.8685 | 0.74872 | 7 | 0.61726
29354 | 9.24 | 1 | 365 | 10.4901 | 0.68895 | 11 | 0.17908
29192 | 2.6 | 1 | 365 | 2.9518 | 0.9168 | 3 | 0.86857
29289 | 11.475 | 1 | 365 | 13.0275 | 0.35397 | 13 | 0.38149
29194 | 8.32 | 1 | 365 | 9.4457 | 0.53377 | 9 | 0.97944
29290 | 19.24 | 1 | 365 | 21.8431 | 0.98435 | 22 | 0.82744
29457 | 11.825 | 1 | 365 | 13.4249 | 0.55431 | 13 | 0.97919
29186 | 13.52 | 1 | 365 | 15.3492 | 0.36738 | 15 | 0.71658
29458 | 4.75 | 1 | 365 | 5.3927 | 0.29031 | 5 | 0.68297
29459 | 4.41 | 1 | 365 | 5.0067 | 0.12427 | 5 | 0.13093
29183 | 13 | 1 | 365 | 14.7588 | 0.58402 | 15 | 0.34287
29362 | 5.04 | 1 | 365 | 5.7219 | 0.28488 | 6 | 0.0067734
29291 | 8.16 | 1 | 365 | 9.264 | 0.98505 | 10 | 0.24906
29178 | 13.52 | 1 | 365 | 15.3492 | 0.36738 | 15 | 0.71658
29292 | 8.58 | 1 | 365 | 9.7408 | 0.42545 | 10 | 0.16629
29177 | 11.7 | 1 | 365 | 13.283 | 0.12562 | 13 | 0.40858
29170 | 8.84 | 1 | 365 | 10.036 | 0.31713 | 10 | 0.35315
29295 | 9.88 | 1 | 365 | 11.2167 | 0.88386 | 12 | 0.10058
29167 | 3.12 | 1 | 365 | 3.5421 | 0.70016 | 4 | 0.24229
29209 | 6.76 | 1 | 365 | 7.6746 | 0.18369 | 7 | 0.85829
29147 | 7.54 | 1 | 365 | 8.5601 | 0.85873 | 9 | 0.41886
29174 | 13.52 | 1 | 365 | 15.3492 | 0.36738 | 15 | 0.71658
29529 | 11.985 | 1 | 365 | 13.6065 | 0.10304 | 13 | 0.70956
29454 | 7.15 | 1 | 365 | 8.1174 | 0.52121 | 8 | 0.63858
29288 | 4.08 | 1 | 365 | 4.632 | 0.99252 | 5 | 0.62453
29531 | 9.88 | 1 | 365 | 11.2167 | 0.88386 | 12 | 0.10058
29159 | 3.64 | 1 | 365 | 4.1325 | 0.48353 | 4 | 0.616
29456 | 8.4 | 1 | 365 | 9.5365 | 0.80814 | 10 | 0.34462
29294 | 6.5 | 1 | 365 | 7.3794 | 0.29201 | 7 | 0.67143
29168 | 6.76 | 1 | 365 | 7.6746 | 0.18369 | 7 | 0.85829
29274 | 4.42 | 1 | 365 | 5.018 | 0.15857 | 5 | 0.17658
29363 | 5.46 | 1 | 365 | 6.1987 | 0.72529 | 6 | 0.924
29296 | 9.88 | 1 | 365 | 11.2167 | 0.88386 | 12 | 0.10058
29583 | 5.2 | 1 | 365 | 5.9035 | 0.83361 | 6 | 0.73715
29165 | 9.1 | 1 | 365 | 10.3312 | 0.20881 | 10 | 0.54001
29587 | 3.9 | 1 | 365 | 4.4277 | 0.37521 | 4 | 0.80286
28344 | 7.395 | 1 | 365 | 8.3955 | 0.36145 | 8 | 0.75696
29656 | 8.32 | 1 | 365 | 9.4457 | 0.53377 | 9 | 0.97944
28617 | 3.38 | 1 | 365 | 3.8373 | 0.59185 | 4 | 0.42915
29158 | 4.335 | 1 | 365 | 4.9215 | 0.86706 | 5 | 0.78856
29646 | 2.34 | 1 | 365 | 2.6566 | 0.025124 | 2 | 0.68172
29146 | 11.7 | 1 | 365 | 13.283 | 0.12562 | 13 | 0.40858
29648 | 11.18 | 1 | 365 | 12.6926 | 0.34226 | 13 | 0.034866
29145 | 6.5 | 1 | 365 | 7.3794 | 0.29201 | 7 | 0.67143
27699 | 6.24 | 1 | 365 | 7.0842 | 0.40033 | 7 | 0.48458
29647 | 6.5 | 1 | 365 | 7.3794 | 0.29201 | 7 | 0.67143
19937 | 7.395 | 1 | 365 | 8.3955 | 0.36145 | 8 | 0.75696
29592 | 5.46 | 1 | 365 | 6.1987 | 0.72529 | 6 | 0.924
29153 | 7.395 | 1 | 365 | 8.3955 | 0.36145 | 8 | 0.75696
29650 | 8.32 | 1 | 365 | 9.4457 | 0.53377 | 9 | 0.97944
29600 | 9.88 | 1 | 365 | 11.2167 | 0.88386 | 12 | 0.10058
29618 | 5.98 | 1 | 365 | 6.7891 | 0.50865 | 7 | 0.29772
29653 | 5.83 | 1 | 365 | 6.6188 | 0.99422 | 7 | 0.61299
29639 | 7.54 | 1 | 365 | 8.5601 | 0.85873 | 9 | 0.41886
29578 | 6.375 | 1 | 365 | 7.2375 | 0.86332 | 8 | 0.10083
29636 | 4.68 | 1 | 365 | 5.3132 | 0.050247 | 5 | 0.36343
29470 | 6.24 | 1 | 365 | 7.0842 | 0.40033 | 7 | 0.48458
29472 | 8.06 | 1 | 365 | 9.1505 | 0.64209 | 9 | 0.79258
29576 | 8 | 1 | 365 | 9.0824 | 0.43632 | 9 | 0.51869
29471 | 7.848 | 1 | 365 | 8.9098 | 0.91503 | 9 | 0.82483
29474 | 9.1 | 1 | 365 | 10.3312 | 0.20881 | 10 | 0.54001
29586 | 5.72 | 1 | 365 | 6.4939 | 0.61697 | 7 | 0.11086
29477 | 9.36 | 1 | 365 | 10.6264 | 0.10049 | 10 | 0.72686
29478 | 5.2 | 1 | 365 | 5.9035 | 0.83361 | 6 | 0.73715
29659 | 3.64 | 1 | 365 | 4.1325 | 0.48353 | 4 | 0.616
29479 | 4.16 | 1 | 365 | 4.7228 | 0.26689 | 4 | 0.98972
29598 | 14.3 | 1 | 365 | 16.2347 | 0.042422 | 16 | 0.27715
29485 | 2.86 | 1 | 365 | 3.2469 | 0.80848 | 4 | 0.055431
29615 | 10.66 | 1 | 365 | 12.1023 | 0.5589 | 12 | 0.66115
29486 | 8.25 | 1 | 365 | 9.3662 | 0.29371 | 9 | 0.6599
29511 | 8.25 | 1 | 365 | 9.3662 | 0.29371 | 9 | 0.6599
29617 | 9.1 | 1 | 365 | 10.3312 | 0.20881 | 10 | 0.54001
29473 | 5.1 | 1 | 365 | 5.79 | 0.49065 | 6 | 0.28066
29620 | 4.94 | 1 | 365 | 5.6084 | 0.94193 | 6 | 0.55029
29475 | 11 | 1 | 365 | 12.4883 | 0.72494 | 13 | 0.2132
29490 | 9.1 | 1 | 365 | 10.3312 | 0.20881 | 10 | 0.54001
29673 | 4.68 | 1 | 365 | 5.3132 | 0.050247 | 5 | 0.36343
27057 | 9.075 | 1 | 365 | 10.3028 | 0.12308 | 10 | 0.42589
29706 | 5.2 | 1 | 365 | 5.9035 | 0.83361 | 6 | 0.73715
29708 | 6.63 | 1 | 365 | 7.527 | 0.73785 | 8 | 0.26486
29707 | 6.24 | 1 | 365 | 7.0842 | 0.40033 | 7 | 0.48458
29712 | 7.8 | 1 | 365 | 8.8553 | 0.75041 | 9 | 0.60572
28914 | 9.9 | 1 | 365 | 11.2394 | 0.95245 | 12 | 0.19188
29716 | 10.64 | 1 | 365 | 12.0795 | 0.49031 | 12 | 0.56986
29717 | 12 | 1 | 365 | 13.6236 | 0.15448 | 13 | 0.77803
29718 | 4.42 | 1 | 365 | 5.018 | 0.15857 | 5 | 0.17658
29720 | 9.12 | 1 | 365 | 10.3539 | 0.2774 | 10 | 0.6313
29723 | 6.75 | 1 | 365 | 7.6632 | 0.1494 | 7 | 0.81264
29722 | 7.98 | 1 | 365 | 9.0597 | 0.36773 | 9 | 0.42739
29728 | 8.925 | 1 | 365 | 10.1325 | 0.60864 | 10 | 0.74116
29495 | 3.38 | 1 | 365 | 3.8373 | 0.59185 | 4 | 0.42915
29729 | 5.49 | 1 | 365 | 6.2328 | 0.82817 | 7 | 0.06095
29501 | 6.375 | 1 | 365 | 7.2375 | 0.86332 | 8 | 0.10083
29504 | 6.76 | 1 | 365 | 7.6746 | 0.18369 | 7 | 0.85829
29507 | 11.96 | 1 | 365 | 13.5781 | 0.017298 | 13 | 0.59544
29461 | 10.92 | 1 | 365 | 12.3974 | 0.45058 | 12 | 0.84801
29509 | 10.14 | 1 | 365 | 11.5119 | 0.77554 | 12 | 0.28744
29726 | 10.2 | 1 | 365 | 11.58 | 0.98131 | 12 | 0.56133
29512 | 5.98 | 1 | 365 | 6.7891 | 0.50865 | 7 | 0.29772
29732 | 6 | 1 | 365 | 6.8118 | 0.57724 | 7 | 0.38902
24267 | 8.5 | 1 | 365 | 9.65 | 0.15109 | 9 | 0.80111
28911 | 52 | 0.9 | 365 | 53.1319 | 0.50247 | 53 | 0.63432
29514 | 4.64 | 1 | 365 | 5.2678 | 0.91307 | 6 | 0.18084
25227 | 9.25 | 1 | 365 | 10.5015 | 0.72325 | 11 | 0.22473
25212 | 16.2 | 1 | 365 | 18.3918 | 0.55855 | 18 | 0.95034
29515 | 7.28 | 1 | 365 | 8.265 | 0.96705 | 9 | 0.23201
29734 | 7.28 | 1 | 365 | 8.265 | 0.96705 | 9 | 0.23201
25914 | 12.6 | 1 | 365 | 14.3047 | 0.2122 | 14 | 0.51693
29641 | 6.76 | 1 | 365 | 7.6746 | 0.18369 | 7 | 0.85829
29715 | 11.4 | 1 | 365 | 12.9424 | 0.096756 | 13 | 0.03913
25741 | 12.3 | 1 | 365 | 13.9641 | 0.18334 | 14 | 0.14748
29736 | 14.3 | 1 | 365 | 16.2347 | 0.042422 | 16 | 0.27715
26675 | 9.75 | 1 | 365 | 11.0691 | 0.43801 | 11 | 0.50715
21200 | 996.93 | 0.9 | 365 | 1018.6296 | 0.11018 | 1018 | 0.73976
29739 | 6.725 | 1 | 365 | 7.6349 | 0.063657 | 7 | 0.69852
29740 | 4.94 | 1 | 365 | 5.6084 | 0.94193 | 6 | 0.55029
29508 | 2.85 | 1 | 365 | 3.2356 | 0.77419 | 4 | 0.0097826
29644 | 9.435 | 1 | 365 | 10.7115 | 0.35771 | 11 | 0.069228
29638 | 7.02 | 1 | 365 | 7.9698 | 0.075371 | 8 | 0.045149
29584 | 5.72 | 1 | 365 | 6.4939 | 0.61697 | 7 | 0.11086
29585 | 10.14 | 1 | 365 | 11.5119 | 0.77554 | 12 | 0.28744
29634 | 2.08 | 1 | 365 | 2.3614 | 0.13344 | 2 | 0.49486
29588 | 5.2 | 1 | 365 | 5.9035 | 0.83361 | 6 | 0.73715
29590 | 5.1 | 1 | 365 | 5.79 | 0.49065 | 6 | 0.28066
29595 | 7.54 | 1 | 365 | 8.5601 | 0.85873 | 9 | 0.41886
29614 | 9.36 | 1 | 365 | 10.6264 | 0.10049 | 10 | 0.72686
29612 | 2.6 | 1 | 365 | 2.9518 | 0.9168 | 3 | 0.86857
29743 | 7 | 1 | 365 | 7.9471 | 0.00678 | 7 | 0.95385
29597 | 7.02 | 1 | 365 | 7.9698 | 0.075371 | 8 | 0.045149
29602 | 4.16 | 1 | 365 | 4.7228 | 0.26689 | 4 | 0.98972
29744 | 13 | 1 | 365 | 14.7588 | 0.58402 | 15 | 0.34287
29604 | 4.16 | 1 | 365 | 4.7228 | 0.26689 | 4 | 0.98972
29735 | 7.15 | 1 | 365 | 8.1174 | 0.52121 | 8 | 0.63858
29607 | 3.18 | 1 | 365 | 3.6102 | 0.90594 | 4 | 0.51618
29745 | 8.68 | 1 | 365 | 9.8544 | 0.76841 | 10 | 0.62278
29621 | 6.5 | 1 | 365 | 7.3794 | 0.29201 | 7 | 0.67143
29626 | 4.68 | 1 | 365 | 5.3132 | 0.050247 | 5 | 0.36343
29503 | 13.23 | 1 | 365 | 15.02 | 0.37281 | 15 | 0.39278
29510 | 9.18 | 1 | 365 | 10.422 | 0.48318 | 10 | 0.90519
29747 | 4.4 | 1 | 365 | 4.9953 | 0.089976 | 5 | 0.085278
29749 | 4.68 | 1 | 365 | 5.3132 | 0.050247 | 5 | 0.36343
29746 | 8.47 | 1 | 365 | 9.616 | 0.048204 | 9 | 0.66416
29761 | 8.47 | 1 | 365 | 9.616 | 0.048204 | 9 | 0.66416
29500 | 8.7 | 1 | 365 | 9.8771 | 0.837 | 10 | 0.71407
29516 | 10.8 | 1 | 365 | 12.2612 | 0.039032 | 12 | 0.30023
29517 | 9.18 | 1 | 365 | 10.422 | 0.48318 | 10 | 0.90519
29520 | 9.12 | 1 | 365 | 10.3539 | 0.2774 | 10 | 0.6313
29521 | 8.58 | 1 | 365 | 9.7408 | 0.42545 | 10 | 0.16629
29522 | 9.36 | 1 | 365 | 10.6264 | 0.10049 | 10 | 0.72686
28510 | 9.1 | 1 | 365 | 10.3312 | 0.20881 | 10 | 0.54001
29558 | 9.36 | 1 | 365 | 10.6264 | 0.10049 | 10 | 0.72686
28515 | 10.71 | 1 | 365 | 12.159 | 0.73037 | 12 | 0.88939
28518 | 18 | 1 | 365 | 20.4353 | 0.73172 | 21 | 0.16705
29561 | 9.88 | 1 | 365 | 11.2167 | 0.88386 | 12 | 0.10058
29482 | 5.775 | 1 | 365 | 6.5563 | 0.80559 | 7 | 0.36193
28738 | 2.8 | 1 | 365 | 3.1788 | 0.60271 | 3 | 0.78154
29488 | 9.625 | 1 | 365 | 10.9272 | 0.0093225 | 10 | 0.93655
16997 | 5.2 | 1 | 365 | 5.9035 | 0.83361 | 6 | 0.73715
29489 | 4.5 | 1 | 365 | 5.1088 | 0.43293 | 5 | 0.54176
29329 | 9.25 | 1 | 365 | 10.5015 | 0.72325 | 11 | 0.22473
29491 | 7.425 | 1 | 365 | 8.4296 | 0.46433 | 8 | 0.89391
29493 | 14.535 | 1 | 365 | 16.5015 | 0.84836 | 17 | 0.34989
29505 | 5.775 | 1 | 365 | 6.5563 | 0.80559 | 7 | 0.36193
29506 | 4.59 | 1 | 365 | 5.211 | 0.74159 | 5 | 0.9526
29643 | 3.66 | 1 | 365 | 4.1552 | 0.55212 | 4 | 0.7073
29637 | 6.5 | 1 | 365 | 7.3794 | 0.29201 | 7 | 0.67143
28980 | 10.92 | 1 | 365 | 12.3974 | 0.45058 | 12 | 0.84801
27375 | 4.68 | 1 | 365 | 5.3132 | 0.050247 | 5 | 0.36343
23596 | 6.24 | 1 | 365 | 7.0842 | 0.40033 | 7 | 0.48458
16877 | 4.08 | 1 | 365 | 4.632 | 0.99252 | 5 | 0.62453
27777 | 5.46 | 1 | 365 | 6.1987 | 0.72529 | 6 | 0.924
27867 | 4.42 | 1 | 365 | 5.018 | 0.15857 | 5 | 0.17658
29769 | 8.47 | 1 | 365 | 9.616 | 0.048204 | 9 | 0.66416
29790 | 11.985 | 1 | 365 | 13.6065 | 0.10304 | 13 | 0.70956
29792 | 6.72 | 1 | 365 | 7.6292 | 0.046509 | 7 | 0.6757
29805 | 7.5 | 1 | 365 | 8.5147 | 0.72155 | 9 | 0.23627
29806 | 10.14 | 1 | 365 | 11.5119 | 0.77554 | 12 | 0.28744
29807 | 9.35 | 1 | 365 | 10.615 | 0.066199 | 10 | 0.68122
29808 | 9.72 | 1 | 365 | 11.0351 | 0.33513 | 11 | 0.37021
29809 | 4.32 | 1 | 365 | 4.9045 | 0.81561 | 5 | 0.72009
29811 | 7.7 | 1 | 365 | 8.7418 | 0.40746 | 9 | 0.14924
29812 | 7.25 | 1 | 365 | 8.2309 | 0.86416 | 9 | 0.095061
29814 | 10.455 | 1 | 365 | 11.8695 | 0.85584 | 12 | 0.72536
29815 | 7.425 | 1 | 365 | 8.4296 | 0.46433 | 8 | 0.89391
29816 | 10.725 | 1 | 365 | 12.176 | 0.78182 | 12 | 0.95787
29817 | 8.67 | 1 | 365 | 9.843 | 0.73411 | 10 | 0.57713
29899 | 10.8 | 1 | 365 | 12.2612 | 0.039032 | 12 | 0.30023
29903 | 8.835 | 1 | 365 | 10.0303 | 0.29999 | 10 | 0.33033
29905 | 4.578 | 1 | 365 | 5.1974 | 0.70043 | 5 | 0.89782
29909 | 5.6 | 1 | 365 | 6.3577 | 0.20542 | 6 | 0.56308
29887 | 7.5 | 1 | 365 | 8.5147 | 0.72155 | 9 | 0.23627
29574 | 7.848 | 1 | 365 | 8.9098 | 0.91503 | 9 | 0.82483
30452 | 8.37 | 1 | 365 | 9.5024 | 0.70525 | 10 | 0.20768
30454 | 2.52 | 1 | 365 | 2.8609 | 0.64244 | 3 | 0.50339
30456 | 8.505 | 1 | 365 | 9.6557 | 0.16824 | 9 | 0.82393
30458 | 7.14 | 1 | 365 | 8.106 | 0.48692 | 8 | 0.59293
30460 | 6.24 | 1 | 365 | 7.0842 | 0.40033 | 7 | 0.48458
30461 | 6.75 | 1 | 365 | 7.6632 | 0.1494 | 7 | 0.81264
30463 | 9.81 | 1 | 365 | 11.1373 | 0.64379 | 11 | 0.78104
30465 | 5.4 | 1 | 365 | 6.1306 | 0.51952 | 6 | 0.65011
9693 | 4.25 | 1 | 365 | 4.825 | 0.57554 | 5 | 0.40055
24864 | 3.38 | 1 | 365 | 3.8373 | 0.59185 | 4 | 0.42915
13496 | 4.335 | 1 | 365 | 4.9215 | 0.86706 | 5 | 0.78856
21882 | 3.12 | 1 | 365 | 3.5421 | 0.70016 | 4 | 0.24229
29534 | 5.61 | 1 | 365 | 6.369 | 0.23972 | 6 | 0.60873
29535 | 9.36 | 1 | 365 | 10.6264 | 0.10049 | 10 | 0.72686
29536 | 5.72 | 1 | 365 | 6.4939 | 0.61697 | 7 | 0.11086
29537 | 7.28 | 1 | 365 | 8.265 | 0.96705 | 9 | 0.23201
29538 | 6.9 | 1 | 365 | 7.8335 | 0.66383 | 8 | 0.49737
29539 | 6.24 | 1 | 365 | 7.0842 | 0.40033 | 7 | 0.48458
29540 | 5.4 | 1 | 365 | 6.1306 | 0.51952 | 6 | 0.65011
29541 | 9.88 | 1 | 365 | 11.2167 | 0.88386 | 12 | 0.10058
29544 | 3.12 | 1 | 365 | 3.5421 | 0.70016 | 4 | 0.24229
29545 | 5.1 | 1 | 365 | 5.79 | 0.49065 | 6 | 0.28066
29546 | 5.4 | 1 | 365 | 6.1306 | 0.51952 | 6 | 0.65011
29819 | 4.95 | 1 | 365 | 5.6197 | 0.97622 | 6 | 0.59594
29547 | 8.235 | 1 | 365 | 9.3492 | 0.24226 | 9 | 0.59142
29548 | 7.56 | 1 | 365 | 8.5828 | 0.92732 | 9 | 0.51016
29550 | 5.72 | 1 | 365 | 6.4939 | 0.61697 | 7 | 0.11086
29551 | 7.28 | 1 | 365 | 8.265 | 0.96705 | 9 | 0.23201
29553 | 5.1 | 1 | 365 | 5.79 | 0.49065 | 6 | 0.28066
29554 | 5.2 | 1 | 365 | 5.9035 | 0.83361 | 6 | 0.73715
29820 | 6.5 | 1 | 365 | 7.3794 | 0.29201 | 7 | 0.67143
29555 | 3.12 | 1 | 365 | 3.5421 | 0.70016 | 4 | 0.24229
29556 | 14.84 | 1 | 365 | 16.8478 | 0.89437 | 17 | 0.74217
29557 | 5.46 | 1 | 365 | 6.1987 | 0.72529 | 6 | 0.924
29821 | 3.825 | 1 | 365 | 4.3425 | 0.11799 | 4 | 0.4605
29559 | 7.14 | 1 | 365 | 8.106 | 0.48692 | 8 | 0.59293
29560 | 6.24 | 1 | 365 | 7.0842 | 0.40033 | 7 | 0.48458
29562 | 4.335 | 1 | 365 | 4.9215 | 0.86706 | 5 | 0.78856
29822 | 6.875 | 1 | 365 | 7.8052 | 0.57809 | 8 | 0.38325
29563 | 4.8 | 1 | 365 | 5.4494 | 0.46179 | 5 | 0.91121
29565 | 3 | 1 | 365 | 3.4059 | 0.28862 | 3 | 0.69451
29823 | 5.865 | 1 | 365 | 6.6585 | 0.11425 | 6 | 0.77276
29566 | 4.68 | 1 | 365 | 5.3132 | 0.050247 | 5 | 0.36343
29825 | 8.75 | 1 | 365 | 9.9338 | 0.008475 | 9 | 0.94231
29567 | 10 | 1 | 365 | 11.353 | 0.2954 | 11 | 0.64836
29830 | 11.18 | 1 | 365 | 12.6926 | 0.34226 | 13 | 0.034866
29831 | 8.25 | 1 | 365 | 9.3662 | 0.29371 | 9 | 0.6599
29568 | 5.98 | 1 | 365 | 6.7891 | 0.50865 | 7 | 0.29772
29832 | 5.25 | 1 | 365 | 5.9603 | 0.005085 | 5 | 0.96539
29569 | 6.48 | 1 | 365 | 7.3567 | 0.22342 | 7 | 0.58014
29570 | 7.8 | 1 | 365 | 8.8553 | 0.75041 | 9 | 0.60572
29833 | 3 | 1 | 365 | 3.4059 | 0.28862 | 3 | 0.69451
29834 | 5 | 1 | 365 | 5.6765 | 0.1477 | 5 | 0.82418
29571 | 11.18 | 1 | 365 | 12.6926 | 0.34226 | 13 | 0.034866
29840 | 9.72 | 1 | 365 | 11.0351 | 0.33513 | 11 | 0.37021
29572 | 7.848 | 1 | 365 | 8.9098 | 0.91503 | 9 | 0.82483
29573 | 8.32 | 1 | 365 | 9.4457 | 0.53377 | 9 | 0.97944
29842 | 5.6 | 1 | 365 | 6.3577 | 0.20542 | 6 | 0.56308
29518 | 7.7 | 1 | 365 | 8.7418 | 0.40746 | 9 | 0.14924
29855 | 5.2 | 1 | 365 | 5.9035 | 0.83361 | 6 | 0.73715
29863 | 6 | 1 | 365 | 6.8118 | 0.57724 | 7 | 0.38902
29857 | 4.53 | 1 | 365 | 5.1429 | 0.53582 | 5 | 0.67871
29594 | 297.36 | 0.9 | 365 | 303.8325 | 0.82721 | 304 | 0.65967
30554 | 5.06 | 1 | 365 | 5.7446 | 0.35347 | 6 | 0.09807
29858 | 6.3 | 1 | 365 | 7.1524 | 0.6061 | 7 | 0.75847
30553 | 6.12 | 1 | 365 | 6.948 | 0.98878 | 7 | 0.9368
30576 | 3.92 | 1 | 365 | 4.4504 | 0.4438 | 4 | 0.89416
30588 | 9.36 | 1 | 365 | 10.6264 | 0.10049 | 10 | 0.72686
29870 | 5.04 | 1 | 365 | 5.7219 | 0.28488 | 6 | 0.0067734
30625 | 9 | 1 | 365 | 10.2177 | 0.86586 | 11 | 0.083524
29877 | 7.29 | 1 | 365 | 8.2763 | 0.0013466 | 8 | 0.27765
30484 | 11.34 | 1 | 365 | 12.8743 | 0.89098 | 13 | 0.76524
29879 | 5.355 | 1 | 365 | 6.0795 | 0.36519 | 6 | 0.4447
29850 | 48.069 | 0.9 | 365 | 49.1153 | 0.3691 | 49 | 0.48439
29880 | 11.2 | 1 | 365 | 12.7153 | 0.41085 | 13 | 0.12616
29882 | 6.76 | 1 | 365 | 7.6746 | 0.18369 | 7 | 0.85829
29859 | 6.5 | 1 | 365 | 7.3794 | 0.29201 | 7 | 0.67143
30516 | 27.52 | 0.9 | 365 | 28.119 | 0.94285 | 29 | 0.061858
29894 | 2.86 | 1 | 365 | 3.2469 | 0.80848 | 4 | 0.055431
30495 | 9.12 | 1 | 365 | 10.3539 | 0.2774 | 10 | 0.6313
30496 | 3.12 | 1 | 365 | 3.5421 | 0.70016 | 4 | 0.24229
29895 | 4.575 | 1 | 365 | 5.194 | 0.69015 | 5 | 0.88412
30498 | 5.1 | 1 | 365 | 5.79 | 0.49065 | 6 | 0.28066
30499 | 5.72 | 1 | 365 | 6.4939 | 0.61697 | 7 | 0.11086
30515 | 3.9 | 1 | 365 | 4.4277 | 0.37521 | 4 | 0.80286
30517 | 8.835 | 1 | 365 | 10.0303 | 0.29999 | 10 | 0.33033
30518 | 5 | 1 | 365 | 5.6765 | 0.1477 | 5 | 0.82418
30627 | 4 | 1 | 365 | 4.5412 | 0.71816 | 5 | 0.25934
30519 | 5.625 | 1 | 365 | 6.386 | 0.29116 | 6 | 0.6772
30522 | 6.84 | 1 | 365 | 7.7654 | 0.45805 | 8 | 0.22348
30467 | 11.4 | 1 | 365 | 12.9424 | 0.096756 | 13 | 0.03913
30630 | 8.829 | 1 | 365 | 10.0235 | 0.27941 | 10 | 0.30294
30470 | 5.2 | 1 | 365 | 5.9035 | 0.83361 | 6 | 0.73715
30628 | 7.56 | 1 | 365 | 8.5828 | 0.92732 | 9 | 0.51016
30471 | 3.42 | 1 | 365 | 3.8827 | 0.72903 | 4 | 0.61174
30629 | 5.88 | 1 | 365 | 6.6755 | 0.1657 | 6 | 0.84124
30631 | 3.36 | 1 | 365 | 3.8146 | 0.52325 | 4 | 0.33785
30632 | 7.28 | 1 | 365 | 8.265 | 0.96705 | 9 | 0.23201
30640 | 11.66 | 1 | 365 | 13.2376 | 0.98844 | 14 | 0.22599
30642 | 3.36 | 1 | 365 | 3.8146 | 0.52325 | 4 | 0.33785
30575 | 9.88 | 1 | 365 | 11.2167 | 0.88386 | 12 | 0.10058
30577 | 6.885 | 1 | 365 | 7.8165 | 0.61238 | 8 | 0.4289
30583 | 6.76 | 1 | 365 | 7.6746 | 0.18369 | 7 | 0.85829
30586 | 6.5 | 1 | 365 | 7.3794 | 0.29201 | 7 | 0.67143
30600 | 9.62 | 1 | 365 | 10.9215 | 0.99217 | 11 | 0.91372
30598 | 6.24 | 1 | 365 | 7.0842 | 0.40033 | 7 | 0.48458
30608 | 8.925 | 1 | 365 | 10.1325 | 0.60864 | 10 | 0.74116
30606 | 6.24 | 1 | 365 | 7.0842 | 0.40033 | 7 | 0.48458
30610 | 5.98 | 1 | 365 | 6.7891 | 0.50865 | 7 | 0.29772
30615 | 8.32 | 1 | 365 | 9.4457 | 0.53377 | 9 | 0.97944
30620 | 8.06 | 1 | 365 | 9.1505 | 0.64209 | 9 | 0.79258
30618 | 5.72 | 1 | 365 | 6.4939 | 0.61697 | 7 | 0.11086
30621 | 8.06 | 1 | 365 | 9.1505 | 0.64209 | 9 | 0.79258
30623 | 5.72 | 1 | 365 | 6.4939 | 0.61697 | 7 | 0.11086
30611 | 9.9 | 1 | 365 | 11.2394 | 0.95245 | 12 | 0.19188
30626 | 5.46 | 1 | 365 | 6.1987 | 0.72529 | 6 | 0.924
30619 | 9.945 | 1 | 365 | 11.2905 | 0.10678 | 11 | 0.39729
30476 | 8.04 | 1 | 365 | 9.1278 | 0.5735 | 9 | 0.70128
30478 | 12.96 | 1 | 365 | 14.7134 | 0.44684 | 15 | 0.16027
30479 | 3.12 | 1 | 365 | 3.5421 | 0.70016 | 4 | 0.24229
30480 | 4.42 | 1 | 365 | 5.018 | 0.15857 | 5 | 0.17658
30487 | 5.46 | 1 | 365 | 6.1987 | 0.72529 | 6 | 0.924
30488 | 6.5 | 1 | 365 | 7.3794 | 0.29201 | 7 | 0.67143
30489 | 7.8 | 1 | 365 | 8.8553 | 0.75041 | 9 | 0.60572
30490 | 7.54 | 1 | 365 | 8.5601 | 0.85873 | 9 | 0.41886
30506 | 4.68 | 1 | 365 | 5.3132 | 0.050247 | 5 | 0.36343
30507 | 4.48 | 1 | 365 | 5.0861 | 0.36434 | 5 | 0.45047
30497 | 11.4 | 1 | 365 | 12.9424 | 0.096756 | 13 | 0.03913
30508 | 5.04 | 1 | 365 | 5.7219 | 0.28488 | 6 | 0.0067734
30509 | 6.5 | 1 | 365 | 7.3794 | 0.29201 | 7 | 0.67143
30510 | 7.28 | 1 | 365 | 8.265 | 0.96705 | 9 | 0.23201
30511 | 8.84 | 1 | 365 | 10.036 | 0.31713 | 10 | 0.35315
30648 | 8.06 | 1 | 365 | 9.1505 | 0.64209 | 9 | 0.79258
30529 | 9.69 | 1 | 365 | 11.001 | 0.23224 | 11 | 0.23326
30530 | 8.1 | 1 | 365 | 9.1959 | 0.77927 | 9 | 0.97517
30534 | 5.4 | 1 | 365 | 6.1306 | 0.51952 | 6 | 0.65011
30535 | 14.835 | 1 | 365 | 16.8421 | 0.87723 | 17 | 0.71934
30537 | 8.28 | 1 | 365 | 9.4003 | 0.39659 | 9 | 0.79684
30539 | 8.12 | 1 | 365 | 9.2186 | 0.84786 | 10 | 0.066468
30541 | 9.81 | 1 | 365 | 11.1373 | 0.64379 | 11 | 0.78104
30564 | 4.48 | 1 | 365 | 5.0861 | 0.36434 | 5 | 0.45047
30473 | 5.4 | 1 | 365 | 6.1306 | 0.51952 | 6 | 0.65011
30475 | 10.08 | 1 | 365 | 11.4438 | 0.56976 | 12 | 0.013547
30654 | 7.75 | 1 | 365 | 8.7985 | 0.57893 | 9 | 0.37748
30655 | 7.395 | 1 | 365 | 8.3955 | 0.36145 | 8 | 0.75696
29778 | 12.22 | 1 | 365 | 13.8733 | 0.90898 | 14 | 0.7823
29780 | 4.16 | 1 | 365 | 4.7228 | 0.26689 | 4 | 0.98972
29912 | 6.375 | 1 | 365 | 7.2375 | 0.86332 | 8 | 0.10083
29187 | 6.63 | 1 | 365 | 7.527 | 0.73785 | 8 | 0.26486
26777 | 7.395 | 1 | 365 | 8.3955 | 0.36145 | 8 | 0.75696
30008 | 6.5 | 1 | 365 | 7.3794 | 0.29201 | 7 | 0.67143
29939 | 5.5 | 1 | 365 | 6.2441 | 0.86247 | 7 | 0.1066
29940 | 11.22 | 1 | 365 | 12.738 | 0.47944 | 13 | 0.21746
29942 | 7.65 | 1 | 365 | 8.685 | 0.23598 | 8 | 0.921
29956 | 9.45 | 1 | 365 | 10.7285 | 0.40915 | 11 | 0.1377
29955 | 6.3 | 1 | 365 | 7.1524 | 0.6061 | 7 | 0.75847
29954 | 8.25 | 1 | 365 | 9.3662 | 0.29371 | 9 | 0.6599
30438 | 11.825 | 1 | 365 | 13.4249 | 0.55431 | 13 | 0.97919
30441 | 10.66 | 1 | 365 | 12.1023 | 0.5589 | 12 | 0.66115
30442 | 7.7 | 1 | 365 | 8.7418 | 0.40746 | 9 | 0.14924
29962 | 10.2 | 1 | 365 | 11.58 | 0.98131 | 12 | 0.56133
30482 | 3.6 | 1 | 365 | 4.0871 | 0.34634 | 4 | 0.43341
29965 | 7.15 | 1 | 365 | 8.1174 | 0.52121 | 8 | 0.63858
30483 | 3.12 | 1 | 365 | 3.5421 | 0.70016 | 4 | 0.24229
30025 | 6.065 | 1 | 365 | 6.8856 | 0.80016 | 7 | 0.68573
30019 | 10.215 | 1 | 365 | 11.597 | 0.032751 | 11 | 0.6298
29756 | 10.455 | 1 | 365 | 11.8695 | 0.85584 | 12 | 0.72536
29351 | 7.28 | 1 | 365 | 8.265 | 0.96705 | 9 | 0.23201
29359 | 7.84 | 1 | 365 | 8.9007 | 0.88759 | 9 | 0.78831
30349 | 5.98 | 1 | 365 | 6.7891 | 0.50865 | 7 | 0.29772
30446 | 5.46 | 1 | 365 | 6.1987 | 0.72529 | 6 | 0.924
30145 | 6.625 | 1 | 365 | 7.5213 | 0.7207 | 8 | 0.24204
30201 | 4.95 | 1 | 365 | 5.6197 | 0.97622 | 6 | 0.59594
30411 | 7.28 | 1 | 365 | 8.265 | 0.96705 | 9 | 0.23201
30485 | 6.1 | 1 | 365 | 6.9253 | 0.92019 | 7 | 0.8455
25544 | 68.4 | 0.9 | 365 | 69.8888 | 0.12248 | 70 | 0.011304
30486 | 6.1 | 1 | 365 | 6.9253 | 0.92019 | 7 | 0.8455
31193 | 5.232 | 1 | 365 | 5.9399 | 0.94335 | 6 | 0.88322
31194 | 6.54 | 1 | 365 | 7.4248 | 0.42919 | 7 | 0.85403
31195 | 9.483 | 1 | 365 | 10.766 | 0.52233 | 11 | 0.28834
31196 | 6.867 | 1 | 365 | 7.7961 | 0.55065 | 8 | 0.34673
31197 | 4.86 | 1 | 365 | 5.5175 | 0.66756 | 6 | 0.1851
30491 | 5.72 | 1 | 365 | 6.4939 | 0.61697 | 7 | 0.11086
30492 | 5.4 | 1 | 365 | 6.1306 | 0.51952 | 6 | 0.65011
30493 | 8.91 | 1 | 365 | 10.1155 | 0.5572 | 10 | 0.67269
30494 | 12.753 | 1 | 365 | 14.4784 | 0.73692 | 15 | 0.21535
31199 | 2.44 | 1 | 365 | 2.7701 | 0.36808 | 3 | 0.1382
31200 | 7.194 | 1 | 365 | 8.1673 | 0.67211 | 8 | 0.83943
31201 | 6.3 | 1 | 365 | 7.1524 | 0.6061 | 7 | 0.75847
30500 | 5.1 | 1 | 365 | 5.79 | 0.49065 | 6 | 0.28066
31202 | 6.54 | 1 | 365 | 7.4248 | 0.42919 | 7 | 0.85403
31203 | 3.795 | 1 | 365 | 4.3084 | 0.015104 | 4 | 0.32355
30502 | 6.1 | 1 | 365 | 6.9253 | 0.92019 | 7 | 0.8455
31210 | 12.74 | 1 | 365 | 14.4637 | 0.69234 | 15 | 0.15601
30503 | 8.12 | 1 | 365 | 9.2186 | 0.84786 | 10 | 0.066468
31215 | 7.848 | 1 | 365 | 8.9098 | 0.91503 | 9 | 0.82483
31234 | 13.8 | 1 | 365 | 15.6671 | 0.32765 | 15 | 0.99474
31236 | 7.28 | 1 | 365 | 8.265 | 0.96705 | 9 | 0.23201
30512 | 6.76 | 1 | 365 | 7.6746 | 0.18369 | 7 | 0.85829
30513 | 9.88 | 1 | 365 | 11.2167 | 0.88386 | 12 | 0.10058
30523 | 6.84 | 1 | 365 | 7.7654 | 0.45805 | 8 | 0.22348
30526 | 7.14 | 1 | 365 | 8.106 | 0.48692 | 8 | 0.59293
30527 | 7.84 | 1 | 365 | 8.9007 | 0.88759 | 9 | 0.78831
30543 | 8.32 | 1 | 365 | 9.4457 | 0.53377 | 9 | 0.97944
30545 | 5.2 | 1 | 365 | 5.9035 | 0.83361 | 6 | 0.73715
30555 | 6.9 | 1 | 365 | 7.8335 | 0.66383 | 8 | 0.49737
30557 | 7.28 | 1 | 365 | 8.265 | 0.96705 | 9 | 0.23201
30561 | 3.38 | 1 | 365 | 3.8373 | 0.59185 | 4 | 0.42915
30565 | 3.64 | 1 | 365 | 4.1325 | 0.48353 | 4 | 0.616
30568 | 9.69 | 1 | 365 | 11.001 | 0.23224 | 11 | 0.23326
30602 | 6.54 | 1 | 365 | 7.4248 | 0.42919 | 7 | 0.85403
30607 | 6.44 | 1 | 365 | 7.3113 | 0.086238 | 7 | 0.39754
30609 | 5.2 | 1 | 365 | 5.9035 | 0.83361 | 6 | 0.73715
30614 | 5.928 | 1 | 365 | 6.73 | 0.33031 | 7 | 0.060348
30617 | 5.1 | 1 | 365 | 5.79 | 0.49065 | 6 | 0.28066
30547 | 10.791 | 1 | 365 | 12.251 | 0.0081661 | 12 | 0.25915
29794 | 5.886 | 1 | 365 | 6.6824 | 0.18627 | 6 | 0.86862
31070 | 5.8 | 1 | 365 | 6.5847 | 0.89133 | 7 | 0.47605
30938 | 6.875 | 1 | 365 | 7.8052 | 0.57809 | 8 | 0.38325
30892 | 4.16 | 1 | 365 | 4.7228 | 0.26689 | 4 | 0.98972
30946 | 4.125 | 1 | 365 | 4.6831 | 0.14685 | 4 | 0.82995
30954 | 12.5 | 1 | 365 | 14.1912 | 0.86925 | 15 | 0.06045
30505 | 2.75 | 1 | 365 | 3.1221 | 0.43124 | 3 | 0.5533
30501 | 12.75 | 1 | 365 | 14.475 | 0.72663 | 15 | 0.20166
30472 | 10.75 | 1 | 365 | 12.2044 | 0.86755 | 13 | 0.071987
30663 | 7.848 | 1 | 365 | 8.9098 | 0.91503 | 9 | 0.82483
30664 | 5.2 | 1 | 365 | 5.9035 | 0.83361 | 6 | 0.73715
30666 | 7.28 | 1 | 365 | 8.265 | 0.96705 | 9 | 0.23201
30667 | 9.3 | 1 | 365 | 10.5583 | 0.89472 | 11 | 0.45297
30668 | 6.24 | 1 | 365 | 7.0842 | 0.40033 | 7 | 0.48458
30669 | 7.28 | 1 | 365 | 8.265 | 0.96705 | 9 | 0.23201
30670 | 5.2 | 1 | 365 | 5.9035 | 0.83361 | 6 | 0.73715
30673 | 8.4 | 1 | 365 | 9.5365 | 0.80814 | 10 | 0.34462
30679 | 7.28 | 1 | 365 | 8.265 | 0.96705 | 9 | 0.23201
30680 | 7.28 | 1 | 365 | 8.265 | 0.96705 | 9 | 0.23201
30682 | 7.28 | 1 | 365 | 8.265 | 0.96705 | 9 | 0.23201
30686 | 7.28 | 1 | 365 | 8.265 | 0.96705 | 9 | 0.23201
30689 | 4.16 | 1 | 365 | 4.7228 | 0.26689 | 4 | 0.98972
30693 | 2.86 | 1 | 365 | 3.2469 | 0.80848 | 4 | 0.055431
30695 | 2.805 | 1 | 365 | 3.1845 | 0.61986 | 3 | 0.80436
30699 | 2.08 | 1 | 365 | 2.3614 | 0.13344 | 2 | 0.49486
30700 | 9.36 | 1 | 365 | 10.6264 | 0.10049 | 10 | 0.72686
30701 | 4.68 | 1 | 365 | 5.3132 | 0.050247 | 5 | 0.36343
31216 | 10.14 | 1 | 365 | 11.5119 | 0.77554 | 12 | 0.28744
30702 | 7.28 | 1 | 365 | 8.265 | 0.96705 | 9 | 0.23201
31219 | 9.36 | 1 | 365 | 10.6264 | 0.10049 | 10 | 0.72686
31224 | 8.32 | 1 | 365 | 9.4457 | 0.53377 | 9 | 0.97944
29389 | 4.59 | 1 | 365 | 5.211 | 0.74159 | 5 | 0.9526
31228 | 7.395 | 1 | 365 | 8.3955 | 0.36145 | 8 | 0.75696
31237 | 7.02 | 1 | 365 | 7.9698 | 0.075371 | 8 | 0.045149
31243 | 5.72 | 1 | 365 | 6.4939 | 0.61697 | 7 | 0.11086
31245 | 4.94 | 1 | 365 | 5.6084 | 0.94193 | 6 | 0.55029
31246 | 5.72 | 1 | 365 | 6.4939 | 0.61697 | 7 | 0.11086
31248 | 4.16 | 1 | 365 | 4.7228 | 0.26689 | 4 | 0.98972
28656 | 7.28 | 1 | 365 | 8.265 | 0.96705 | 9 | 0.23201
28438 | 3.825 | 1 | 365 | 4.3425 | 0.11799 | 4 | 0.4605
28776 | 10.4 | 1 | 365 | 11.8071 | 0.66722 | 12 | 0.47429
30703 | 4.59 | 1 | 365 | 5.211 | 0.74159 | 5 | 0.9526
28399 | 2.86 | 1 | 365 | 3.2469 | 0.80848 | 4 | 0.055431
28977 | 8.37 | 1 | 365 | 9.5024 | 0.70525 | 10 | 0.20768
28993 | 4.08 | 1 | 365 | 4.632 | 0.99252 | 5 | 0.62453
29148 | 9.945 | 1 | 365 | 11.2905 | 0.10678 | 11 | 0.39729
29347 | 20.91 | 1 | 365 | 23.739 | 0.71168 | 24 | 0.45072
29396 | 5.46 | 1 | 365 | 6.1987 | 0.72529 | 6 | 0.924
28662 | 5.4 | 1 | 365 | 6.1306 | 0.51952 | 6 | 0.65011
28618 | 6.76 | 1 | 365 | 7.6746 | 0.18369 | 7 | 0.85829
28524 | 2.86 | 1 | 365 | 3.2469 | 0.80848 | 4 | 0.055431
28497 | 9.275 | 1 | 365 | 10.5299 | 0.80898 | 11 | 0.33885
28138 | 5.2 | 1 | 365 | 5.9035 | 0.83361 | 6 | 0.73715
28186 | 5.98 | 1 | 365 | 6.7891 | 0.50865 | 7 | 0.29772
31251 | 2.6 | 1 | 365 | 2.9518 | 0.9168 | 3 | 0.86857
31255 | 7.8 | 1 | 365 | 8.8553 | 0.75041 | 9 | 0.60572
29220 | 8.58 | 1 | 365 | 9.7408 | 0.42545 | 10 | 0.16629
27555 | 5.46 | 1 | 365 | 6.1987 | 0.72529 | 6 | 0.924
22568 | 3.38 | 1 | 365 | 3.8373 | 0.59185 | 4 | 0.42915
29229 | 2.86 | 1 | 365 | 3.2469 | 0.80848 | 4 | 0.055431
28261 | 8.32 | 1 | 365 | 9.4457 | 0.53377 | 9 | 0.97944
28263 | 7.28 | 1 | 365 | 8.265 | 0.96705 | 9 | 0.23201
28273 | 8.06 | 1 | 365 | 9.1505 | 0.64209 | 9 | 0.79258
28620 | 11.96 | 1 | 365 | 13.5781 | 0.017298 | 13 | 0.59544
28385 | 5.98 | 1 | 365 | 6.7891 | 0.50865 | 7 | 0.29772
30705 | 13.26 | 1 | 365 | 15.054 | 0.4757 | 15 | 0.52973
28539 | 5.4 | 1 | 365 | 6.1306 | 0.51952 | 6 | 0.65011
20529 | 6.24 | 1 | 365 | 7.0842 | 0.40033 | 7 | 0.48458
28905 | 6.24 | 1 | 365 | 7.0842 | 0.40033 | 7 | 0.48458
29152 | 2.08 | 1 | 365 | 2.3614 | 0.13344 | 2 | 0.49486
30708 | 12.74 | 1 | 365 | 14.4637 | 0.69234 | 15 | 0.15601
30711 | 10.92 | 1 | 365 | 12.3974 | 0.45058 | 12 | 0.84801
30709 | 11.7 | 1 | 365 | 13.283 | 0.12562 | 13 | 0.40858
30715 | 5.72 | 1 | 365 | 6.4939 | 0.61697 | 7 | 0.11086
30719 | 5.355 | 1 | 365 | 6.0795 | 0.36519 | 6 | 0.4447
30720 | 5.46 | 1 | 365 | 6.1987 | 0.72529 | 6 | 0.924
30718 | 9.69 | 1 | 365 | 11.001 | 0.23224 | 11 | 0.23326
30721 | 4.94 | 1 | 365 | 5.6084 | 0.94193 | 6 | 0.55029
30723 | 7.59 | 1 | 365 | 8.6169 | 0.030209 | 8 | 0.64711
30725 | 9.12 | 1 | 365 | 10.3539 | 0.2774 | 10 | 0.6313
30726 | 6 | 1 | 365 | 6.8118 | 0.57724 | 7 | 0.38902
30729 | 6.84 | 1 | 365 | 7.7654 | 0.45805 | 8 | 0.22348
30730 | 4.845 | 1 | 365 | 5.5005 | 0.61612 | 6 | 0.11663
30748 | 7.2 | 1 | 365 | 8.1741 | 0.69269 | 8 | 0.86682
30750 | 9.38 | 1 | 365 | 10.6491 | 0.16909 | 10 | 0.81816
30754 | 5.04 | 1 | 365 | 5.7219 | 0.28488 | 6 | 0.0067734
30749 | 10.92 | 1 | 365 | 12.3974 | 0.45058 | 12 | 0.84801
30755 | 10.6 | 1 | 365 | 12.0341 | 0.35312 | 12 | 0.38726
30758 | 10.4 | 1 | 365 | 11.8071 | 0.66722 | 12 | 0.47429
30756 | 4.8 | 1 | 365 | 5.4494 | 0.46179 | 5 | 0.91121
30757 | 10.8 | 1 | 365 | 12.2612 | 0.039032 | 12 | 0.30023
30760 | 7.2 | 1 | 365 | 8.1741 | 0.69269 | 8 | 0.86682
30762 | 8.502 | 1 | 365 | 9.6523 | 0.15795 | 9 | 0.81024
30981 | 6.625 | 1 | 365 | 7.5213 | 0.7207 | 8 | 0.24204
30982 | 7.2 | 1 | 365 | 8.1741 | 0.69269 | 8 | 0.86682
31144 | 6.885 | 1 | 365 | 7.8165 | 0.61238 | 8 | 0.4289
31145 | 6.6 | 1 | 365 | 7.493 | 0.63496 | 8 | 0.12792
31146 | 10.8 | 1 | 365 | 12.2612 | 0.039032 | 12 | 0.30023
31147 | 13.26 | 1 | 365 | 15.054 | 0.4757 | 15 | 0.52973
31148 | 10.005 | 1 | 365 | 11.3586 | 0.31255 | 11 | 0.67118
31149 | 10.26 | 1 | 365 | 11.6481 | 0.18708 | 11 | 0.83522
31150 | 8.502 | 1 | 365 | 9.6523 | 0.15795 | 9 | 0.81024
31190 | 9.18 | 1 | 365 | 10.422 | 0.48318 | 10 | 0.90519
31192 | 11.385 | 1 | 365 | 12.9253 | 0.045313 | 12 | 0.97066
30970 | 9.975 | 1 | 365 | 11.3246 | 0.20966 | 11 | 0.53424
30765 | 9.945 | 1 | 365 | 11.2905 | 0.10678 | 11 | 0.39729
31004 | 5.886 | 1 | 365 | 6.6824 | 0.18627 | 6 | 0.86862
30769 | 9.62 | 1 | 365 | 10.9215 | 0.99217 | 11 | 0.91372
31007 | 5.232 | 1 | 365 | 5.9399 | 0.94335 | 6 | 0.88322
31011 | 6.54 | 1 | 365 | 7.4248 | 0.42919 | 7 | 0.85403
31034 | 4.48 | 1 | 365 | 5.0861 | 0.36434 | 5 | 0.45047
31037 | 3.5 | 1 | 365 | 3.9735 | 0.00339 | 3 | 0.97693
31044 | 4.5 | 1 | 365 | 5.1088 | 0.43293 | 5 | 0.54176
31061 | 11.772 | 1 | 365 | 13.3647 | 0.37254 | 13 | 0.73725
31068 | 7.8 | 1 | 365 | 8.8553 | 0.75041 | 9 | 0.60572
30766 | 7.5 | 1 | 365 | 8.5147 | 0.72155 | 9 | 0.23627
30772 | 9.62 | 1 | 365 | 10.9215 | 0.99217 | 11 | 0.91372
30261 | 3.9 | 1 | 365 | 4.4277 | 0.37521 | 4 | 0.80286
31151 | 4.59 | 1 | 365 | 5.211 | 0.74159 | 5 | 0.9526
31154 | 9.81 | 1 | 365 | 11.1373 | 0.64379 | 11 | 0.78104
31152 | 8.96 | 1 | 365 | 10.1723 | 0.72868 | 10 | 0.90093
31156 | 5.559 | 1 | 365 | 6.3111 | 0.064813 | 6 | 0.37592
31157 | 8.5 | 1 | 365 | 9.65 | 0.15109 | 9 | 0.80111
31158 | 3.05 | 1 | 365 | 3.4627 | 0.4601 | 3 | 0.92275
31159 | 3.9 | 1 | 365 | 4.4277 | 0.37521 | 4 | 0.80286
31161 | 7.25 | 1 | 365 | 8.2309 | 0.86416 | 9 | 0.095061
31160 | 8.32 | 1 | 365 | 9.4457 | 0.53377 | 9 | 0.97944
31162 | 4.5 | 1 | 365 | 5.1088 | 0.43293 | 5 | 0.54176
23957 | 4.4 | 1 | 365 | 4.9953 | 0.089976 | 5 | 0.085278
30775 | 9.36 | 1 | 365 | 10.6264 | 0.10049 | 10 | 0.72686
30777 | 8.415 | 1 | 365 | 9.5535 | 0.85958 | 10 | 0.41309
29370 | 6.5 | 1 | 365 | 7.3794 | 0.29201 | 7 | 0.67143
30780 | 7.8 | 1 | 365 | 8.8553 | 0.75041 | 9 | 0.60572
31163 | 6.24 | 1 | 365 | 7.0842 | 0.40033 | 7 | 0.48458
31164 | 6.6 | 1 | 365 | 7.493 | 0.63496 | 8 | 0.12792
31165 | 7.54 | 1 | 365 | 8.5601 | 0.85873 | 9 | 0.41886
31168 | 17.08 | 1 | 365 | 19.3909 | 0.57654 | 19 | 0.9674
31172 | 6.71 | 1 | 365 | 7.6178 | 0.012213 | 7 | 0.63005
30793 | 7.28 | 1 | 365 | 8.265 | 0.96705 | 9 | 0.23201
30796 | 8.1 | 1 | 365 | 9.1959 | 0.77927 | 9 | 0.97517
30795 | 7.28 | 1 | 365 | 8.265 | 0.96705 | 9 | 0.23201
30818 | 12.24 | 1 | 365 | 13.896 | 0.97757 | 14 | 0.87359
31174 | 3.355 | 1 | 365 | 3.8089 | 0.50611 | 4 | 0.31502
31175 | 8.235 | 1 | 365 | 9.3492 | 0.24226 | 9 | 0.59142
30822 | 8.265 | 1 | 365 | 9.3832 | 0.34515 | 9 | 0.72837
30823 | 7.02 | 1 | 365 | 7.9698 | 0.075371 | 8 | 0.045149
31176 | 7 | 1 | 365 | 7.9471 | 0.00678 | 7 | 0.95385
30771 | 9.6 | 1 | 365 | 10.8988 | 0.92358 | 11 | 0.82243
31177 | 8.24 | 1 | 365 | 9.3548 | 0.25941 | 9 | 0.61425
30824 | 7.28 | 1 | 365 | 8.265 | 0.96705 | 9 | 0.23201
31181 | 5 | 1 | 365 | 5.6765 | 0.1477 | 5 | 0.82418
30830 | 9.045 | 1 | 365 | 10.2688 | 0.020189 | 10 | 0.28894
30613 | 7.28 | 1 | 365 | 8.265 | 0.96705 | 9 | 0.23201
30831 | 5.4 | 1 | 365 | 6.1306 | 0.51952 | 6 | 0.65011
31182 | 8.25 | 1 | 365 | 9.3662 | 0.29371 | 9 | 0.6599
31183 | 10 | 1 | 365 | 11.353 | 0.2954 | 11 | 0.64836
31185 | 13.8 | 1 | 365 | 15.6671 | 0.32765 | 15 | 0.99474
31186 | 11.772 | 1 | 365 | 13.3647 | 0.37254 | 13 | 0.73725
31188 | 5.04 | 1 | 365 | 5.7219 | 0.28488 | 6 | 0.0067734
31189 | 4.42 | 1 | 365 | 5.018 | 0.15857 | 5 | 0.17658
30897 | 3.9 | 1 | 365 | 4.4277 | 0.37521 | 4 | 0.80286
30899 | 3.825 | 1 | 365 | 4.3425 | 0.11799 | 4 | 0.4605
30909 | 3.57 | 1 | 365 | 4.053 | 0.24346 | 4 | 0.29646
30834 | 5.04 | 1 | 365 | 5.7219 | 0.28488 | 6 | 0.0067734
30961 | 7.2 | 1 | 365 | 8.1741 | 0.69269 | 8 | 0.86682
30962 | 8.8 | 1 | 365 | 9.9906 | 0.17995 | 10 | 0.17056
30965 | 9.625 | 1 | 365 | 10.9272 | 0.0093225 | 10 | 0.93655
30973 | 6.6 | 1 | 365 | 7.493 | 0.63496 | 8 | 0.12792
30976 | 9 | 1 | 365 | 10.2177 | 0.86586 | 11 | 0.083524
30977 | 5 | 1 | 365 | 5.6765 | 0.1477 | 5 | 0.82418
31016 | 5.4 | 1 | 365 | 6.1306 | 0.51952 | 6 | 0.65011
31021 | 4.32 | 1 | 365 | 4.9045 | 0.81561 | 5 | 0.72009
30836 | 7.2 | 1 | 365 | 8.1741 | 0.69269 | 8 | 0.86682
31022 | 3.25 | 1 | 365 | 3.6897 | 0.146 | 3 | 0.83572
29591 | 12.48 | 1 | 365 | 14.1685 | 0.80066 | 14 | 0.96915
30821 | 7.28 | 1 | 365 | 8.265 | 0.96705 | 9 | 0.23201
31257 | 12.22 | 1 | 365 | 13.8733 | 0.90898 | 14 | 0.7823
29248 | 7.54 | 1 | 365 | 8.5601 | 0.85873 | 9 | 0.41886
31263 | 9.945 | 1 | 365 | 11.2905 | 0.10678 | 11 | 0.39729
31268 | 7.54 | 1 | 365 | 8.5601 | 0.85873 | 9 | 0.41886
31300 | 6.5 | 1 | 365 | 7.3794 | 0.29201 | 7 | 0.67143
31369 | 4.42 | 1 | 365 | 5.018 | 0.15857 | 5 | 0.17658
31372 | 4.16 | 1 | 365 | 4.7228 | 0.26689 | 4 | 0.98972
31376 | 3.38 | 1 | 365 | 3.8373 | 0.59185 | 4 | 0.42915
31382 | 8.06 | 1 | 365 | 9.1505 | 0.64209 | 9 | 0.79258
31392 | 10.14 | 1 | 365 | 11.5119 | 0.77554 | 12 | 0.28744
31393 | 9.1 | 1 | 365 | 10.3312 | 0.20881 | 10 | 0.54001
31394 | 6.12 | 1 | 365 | 6.948 | 0.98878 | 7 | 0.9368
30847 | 7.28 | 1 | 365 | 8.265 | 0.96705 | 9 | 0.23201
31396 | 3.12 | 1 | 365 | 3.5421 | 0.70016 | 4 | 0.24229
28148 | 6.76 | 1 | 365 | 7.6746 | 0.18369 | 7 | 0.85829
28333 | 4.16 | 1 | 365 | 4.7228 | 0.26689 | 4 | 0.98972
28347 | 5.2 | 1 | 365 | 5.9035 | 0.83361 | 6 | 0.73715
28337 | 8.58 | 1 | 365 | 9.7408 | 0.42545 | 10 | 0.16629
28356 | 4.42 | 1 | 365 | 5.018 | 0.15857 | 5 | 0.17658
28357 | 5.72 | 1 | 365 | 6.4939 | 0.61697 | 7 | 0.11086
29241 | 6.24 | 1 | 365 | 7.0842 | 0.40033 | 7 | 0.48458
30856 | 6.9 | 1 | 365 | 7.8335 | 0.66383 | 8 | 0.49737
28362 | 6.24 | 1 | 365 | 7.0842 | 0.40033 | 7 | 0.48458
30859 | 4.5 | 1 | 365 | 5.1088 | 0.43293 | 5 | 0.54176
28390 | 5.2 | 1 | 365 | 5.9035 | 0.83361 | 6 | 0.73715
28396 | 5.46 | 1 | 365 | 6.1987 | 0.72529 | 6 | 0.924
28420 | 3.9 | 1 | 365 | 4.4277 | 0.37521 | 4 | 0.80286
27901 | 6.76 | 1 | 365 | 7.6746 | 0.18369 | 7 | 0.85829
28538 | 6.24 | 1 | 365 | 7.0842 | 0.40033 | 7 | 0.48458
29239 | 8.58 | 1 | 365 | 9.7408 | 0.42545 | 10 | 0.16629
31261 | 9.86 | 1 | 365 | 11.194 | 0.81526 | 12 | 0.009283
31072 | 7.848 | 1 | 365 | 8.9098 | 0.91503 | 9 | 0.82483
31276 | 24.525 | 1 | 365 | 27.8431 | 0.10947 | 27 | 0.9526
31289 | 10.26 | 1 | 365 | 11.6481 | 0.18708 | 11 | 0.83522
31284 | 9.9 | 1 | 365 | 11.2394 | 0.95245 | 12 | 0.19188
31317 | 13.734 | 1 | 365 | 15.5922 | 0.1013 | 15 | 0.69346
31321 | 3.99 | 1 | 365 | 4.5298 | 0.68386 | 5 | 0.2137
31331 | 8.835 | 1 | 365 | 10.0303 | 0.29999 | 10 | 0.33033
31332 | 11.445 | 1 | 365 | 12.9935 | 0.25109 | 13 | 0.24455
31341 | 10.5 | 1 | 365 | 11.9206 | 0.01017 | 11 | 0.93078
31027 | 7.65 | 1 | 365 | 8.685 | 0.23598 | 8 | 0.921
31338 | 16.677 | 1 | 365 | 18.9333 | 0.19444 | 19 | 0.12777
31345 | 5.98 | 1 | 365 | 6.7891 | 0.50865 | 7 | 0.29772
31348 | 5.2 | 1 | 365 | 5.9035 | 0.83361 | 6 | 0.73715
31350 | 4.75 | 1 | 365 | 5.3927 | 0.29031 | 5 | 0.68297
31366 | 4.59 | 1 | 365 | 5.211 | 0.74159 | 5 | 0.9526
31029 | 6.5 | 1 | 365 | 7.3794 | 0.29201 | 7 | 0.67143
31294 | 4.95 | 1 | 365 | 5.6197 | 0.97622 | 6 | 0.59594
26930 | 7.84 | 1 | 365 | 8.9007 | 0.88759 | 9 | 0.78831
31033 | 4.95 | 1 | 365 | 5.6197 | 0.97622 | 6 | 0.59594
31336 | 10.2 | 1 | 365 | 11.58 | 0.98131 | 12 | 0.56133
31036 | 6 | 1 | 365 | 6.8118 | 0.57724 | 7 | 0.38902
31301 | 6.375 | 1 | 365 | 7.2375 | 0.86332 | 8 | 0.10083
31040 | 6.75 | 1 | 365 | 7.6632 | 0.1494 | 7 | 0.81264
31097 | 12.375 | 1 | 365 | 14.0493 | 0.44056 | 14 | 0.48985
31102 | 7.7 | 1 | 365 | 8.7418 | 0.40746 | 9 | 0.14924
31104 | 11.825 | 1 | 365 | 13.4249 | 0.55431 | 13 | 0.97919
31114 | 7.975 | 1 | 365 | 9.054 | 0.35058 | 9 | 0.40457
31116 | 6.325 | 1 | 365 | 7.1807 | 0.69184 | 7 | 0.87259
31119 | 8.525 | 1 | 365 | 9.6784 | 0.23683 | 9 | 0.91523
31121 | 4.32 | 1 | 365 | 4.9045 | 0.81561 | 5 | 0.72009
31138 | 4.86 | 1 | 365 | 5.5175 | 0.66756 | 6 | 0.1851
30913 | 2.34 | 1 | 365 | 2.6566 | 0.025124 | 2 | 0.68172
30928 | 14.3 | 1 | 365 | 16.2347 | 0.042422 | 16 | 0.27715
30975 | 5.2 | 1 | 365 | 5.9035 | 0.83361 | 6 | 0.73715
30978 | 6.24 | 1 | 365 | 7.0842 | 0.40033 | 7 | 0.48458
29203 | 5.1 | 1 | 365 | 5.79 | 0.49065 | 6 | 0.28066
28045 | 3.57 | 1 | 365 | 4.053 | 0.24346 | 4 | 0.29646
29259 | 4.08 | 1 | 365 | 4.632 | 0.99252 | 5 | 0.62453
29236 | 8.32 | 1 | 365 | 9.4457 | 0.53377 | 9 | 0.97944
30862 | 3.92 | 1 | 365 | 4.4504 | 0.4438 | 4 | 0.89416
29214 | 6.5 | 1 | 365 | 7.3794 | 0.29201 | 7 | 0.67143
31410 | 6.75 | 1 | 365 | 7.6632 | 0.1494 | 7 | 0.81264
31412 | 10.71 | 1 | 365 | 12.159 | 0.73037 | 12 | 0.88939
31413 | 6.84 | 1 | 365 | 7.7654 | 0.45805 | 8 | 0.22348
31414 | 8.68 | 1 | 365 | 9.8544 | 0.76841 | 10 | 0.62278
31415 | 9.88 | 1 | 365 | 11.2167 | 0.88386 | 12 | 0.10058
31416 | 11.04 | 1 | 365 | 12.5337 | 0.86212 | 13 | 0.39579
31417 | 10.08 | 1 | 365 | 11.4438 | 0.56976 | 12 | 0.013547
31204 | 7.82 | 1 | 365 | 8.878 | 0.819 | 9 | 0.69702
31577 | 3.06 | 1 | 365 | 3.474 | 0.49439 | 3 | 0.9684
31581 | 8.67 | 1 | 365 | 9.843 | 0.73411 | 10 | 0.57713
31583 | 8.54 | 1 | 365 | 9.6954 | 0.28827 | 9 | 0.9837
31585 | 8.502 | 1 | 365 | 9.6523 | 0.15795 | 9 | 0.81024
31589 | 11.445 | 1 | 365 | 12.9935 | 0.25109 | 13 | 0.24455
31590 | 11.285 | 1 | 365 | 12.8118 | 0.70236 | 13 | 0.51417
30868 | 3.27 | 1 | 365 | 3.7124 | 0.2146 | 3 | 0.92701
31602 | 4.32 | 1 | 365 | 4.9045 | 0.81561 | 5 | 0.72009
30872 | 6.84 | 1 | 365 | 7.7654 | 0.45805 | 8 | 0.22348
31611 | 8.37 | 1 | 365 | 9.5024 | 0.70525 | 10 | 0.20768
31724 | 8.925 | 1 | 365 | 10.1325 | 0.60864 | 10 | 0.74116
31746 | 6 | 1 | 365 | 6.8118 | 0.57724 | 7 | 0.38902
31753 | 7.32 | 1 | 365 | 8.3104 | 0.10423 | 8 | 0.4146
31778 | 8.55 | 1 | 365 | 9.7068 | 0.32257 | 10 | 0.029348
31717 | 6.21 | 1 | 365 | 7.0502 | 0.29744 | 7 | 0.34763
31767 | 7.28 | 1 | 365 | 8.265 | 0.96705 | 9 | 0.23201
30881 | 5.72 | 1 | 365 | 6.4939 | 0.61697 | 7 | 0.11086
31788 | 4.86 | 1 | 365 | 5.5175 | 0.66756 | 6 | 0.1851
31790 | 5.7 | 1 | 365 | 6.4712 | 0.54838 | 7 | 0.019565
30839 | 9.88 | 1 | 365 | 11.2167 | 0.88386 | 12 | 0.10058
29730 | 9.975 | 1 | 365 | 11.3246 | 0.20966 | 11 | 0.53424
30891 | 4.68 | 1 | 365 | 5.3132 | 0.050247 | 5 | 0.36343
31840 | 11.73 | 1 | 365 | 13.317 | 0.2285 | 13 | 0.54553
31842 | 10.64 | 1 | 365 | 12.0795 | 0.49031 | 12 | 0.56986
29714 | 8.1 | 1 | 365 | 9.1959 | 0.77927 | 9 | 0.97517
31772 | 8.84 | 1 | 365 | 10.036 | 0.31713 | 10 | 0.35315
32006 | 12.75 | 1 | 365 | 14.475 | 0.72663 | 15 | 0.20166
32007 | 9.405 | 1 | 365 | 10.6775 | 0.25482 | 10 | 0.93228
32009 | 6.555 | 1 | 365 | 7.4419 | 0.48063 | 7 | 0.9225
32008 | 10.8 | 1 | 365 | 12.2612 | 0.039032 | 12 | 0.30023
32012 | 12.42 | 1 | 365 | 14.1004 | 0.59489 | 14 | 0.69526
32013 | 9.483 | 1 | 365 | 10.766 | 0.52233 | 11 | 0.28834
32015 | 8.502 | 1 | 365 | 9.6523 | 0.15795 | 9 | 0.81024
32016 | 12.22 | 1 | 365 | 13.8733 | 0.90898 | 14 | 0.7823
32017 | 11.55 | 1 | 365 | 13.1127 | 0.61119 | 13 | 0.72386
32024 | 11.22 | 1 | 365 | 12.738 | 0.47944 | 13 | 0.21746
32018 | 1.53 | 1 | 365 | 1.737 | 0.2472 | 1 | 0.9842
32027 | 10.725 | 1 | 365 | 12.176 | 0.78182 | 12 | 0.95787
32022 | 14.04 | 1 | 365 | 15.9396 | 0.15074 | 16 | 0.090297
32026 | 10.175 | 1 | 365 | 11.5516 | 0.89557 | 12 | 0.44721
32021 | 12.42 | 1 | 365 | 14.1004 | 0.59489 | 14 | 0.69526
32029 | 7.41 | 1 | 365 | 8.4125 | 0.41289 | 8 | 0.82543
32054 | 4.32 | 1 | 365 | 4.9045 | 0.81561 | 5 | 0.72009
32058 | 6.27 | 1 | 365 | 7.1183 | 0.50322 | 7 | 0.62152
31411 | 3.15 | 1 | 365 | 3.5762 | 0.80305 | 4 | 0.37923
32063 | 8.32 | 1 | 365 | 9.4457 | 0.53377 | 9 | 0.97944
31514 | 5.175 | 1 | 365 | 5.8752 | 0.74787 | 6 | 0.62303
31518 | 7.2 | 1 | 365 | 8.1741 | 0.69269 | 8 | 0.86682
31520 | 10.2 | 1 | 365 | 11.58 | 0.98131 | 12 | 0.56133
31525 | 5.7 | 1 | 365 | 6.4712 | 0.54838 | 7 | 0.019565
31530 | 7.2 | 1 | 365 | 8.1741 | 0.69269 | 8 | 0.86682
32075 | 7.8 | 1 | 365 | 8.8553 | 0.75041 | 9 | 0.60572
31532 | 4.8 | 1 | 365 | 5.4494 | 0.46179 | 5 | 0.91121
32068 | 6.12 | 1 | 365 | 6.948 | 0.98878 | 7 | 0.9368
31539 | 8.55 | 1 | 365 | 9.7068 | 0.32257 | 10 | 0.029348
32090 | 12.15 | 1 | 365 | 13.7938 | 0.66891 | 14 | 0.46276
31578 | 15.9 | 1 | 365 | 18.0512 | 0.52969 | 18 | 0.58089
32081 | 10.14 | 1 | 365 | 11.5119 | 0.77554 | 12 | 0.28744
31582 | 6.75 | 1 | 365 | 7.6632 | 0.1494 | 7 | 0.81264
31584 | 3.75 | 1 | 365 | 4.2574 | 0.86078 | 5 | 0.11813
31586 | 0.5 | 1 | 365 | 0.56765 | 0.71477 | 1 | 0.28242
31591 | 6.555 | 1 | 365 | 7.4419 | 0.48063 | 7 | 0.9225
31595 | 11.25 | 1 | 365 | 12.7721 | 0.58232 | 13 | 0.3544
31599 | 5.6 | 1 | 365 | 6.3577 | 0.20542 | 6 | 0.56308
31604 | 5.04 | 1 | 365 | 5.7219 | 0.28488 | 6 | 0.0067734
31631 | 23.37 | 1 | 365 | 26.5319 | 0.14835 | 26 | 0.68022
31642 | 7.848 | 1 | 365 | 8.9098 | 0.91503 | 9 | 0.82483
30948 | 43.12 | 0.9 | 365 | 44.0586 | 0.093588 | 44 | 0.15216
32088 | 4 | 1 | 365 | 4.5412 | 0.71816 | 5 | 0.25934
31621 | 32.94 | 0.9 | 365 | 33.657 | 0.67214 | 34 | 0.32913
31450 | 10.4 | 1 | 365 | 11.8071 | 0.66722 | 12 | 0.47429
31456 | 7.02 | 1 | 365 | 7.9698 | 0.075371 | 8 | 0.045149
31462 | 10.8 | 1 | 365 | 12.2612 | 0.039032 | 12 | 0.30023
31468 | 10.8 | 1 | 365 | 12.2612 | 0.039032 | 12 | 0.30023
31399 | 2.55 | 1 | 365 | 2.895 | 0.74533 | 3 | 0.64033
31508 | 2.76 | 1 | 365 | 3.1334 | 0.46553 | 3 | 0.59895
32087 | 9.52 | 1 | 365 | 10.808 | 0.64922 | 11 | 0.45724
32101 | 8.1 | 1 | 365 | 9.1959 | 0.77927 | 9 | 0.97517
32093 | 11.7 | 1 | 365 | 13.283 | 0.12562 | 13 | 0.40858
32103 | 6.6 | 1 | 365 | 7.493 | 0.63496 | 8 | 0.12792
32108 | 8.1 | 1 | 365 | 9.1959 | 0.77927 | 9 | 0.97517
32134 | 6.72 | 1 | 365 | 7.6292 | 0.046509 | 7 | 0.6757
32131 | 3.924 | 1 | 365 | 4.4549 | 0.45751 | 4 | 0.91242
30698 | 9.35 | 1 | 365 | 10.615 | 0.066199 | 10 | 0.68122
31418 | 9.75 | 1 | 365 | 11.0691 | 0.43801 | 11 | 0.50715
31877 | 5.7 | 1 | 365 | 6.4712 | 0.54838 | 7 | 0.019565
31893 | 5.67 | 1 | 365 | 6.4371 | 0.44549 | 6 | 0.88262
31945 | 4.8 | 1 | 365 | 5.4494 | 0.46179 | 5 | 0.91121
31973 | 10.26 | 1 | 365 | 11.6481 | 0.18708 | 11 | 0.83522
31821 | 3.12 | 1 | 365 | 3.5421 | 0.70016 | 4 | 0.24229
31822 | 6.875 | 1 | 365 | 7.8052 | 0.57809 | 8 | 0.38325
31824 | 13.52 | 1 | 365 | 15.3492 | 0.36738 | 15 | 0.71658
31826 | 10.725 | 1 | 365 | 12.176 | 0.78182 | 12 | 0.95787
31828 | 6.05 | 1 | 365 | 6.8685 | 0.74872 | 7 | 0.61726
31829 | 9.075 | 1 | 365 | 10.3028 | 0.12308 | 10 | 0.42589
31637 | 7.54 | 1 | 365 | 8.5601 | 0.85873 | 9 | 0.41886
27949 | 4.65 | 1 | 365 | 5.2791 | 0.94736 | 6 | 0.22649
31997 | 7.14 | 1 | 365 | 8.106 | 0.48692 | 8 | 0.59293
31665 | 7.8 | 1 | 365 | 8.8553 | 0.75041 | 9 | 0.60572
31670 | 3.9 | 1 | 365 | 4.4277 | 0.37521 | 4 | 0.80286
32685 | 5.32 | 1 | 365 | 6.0398 | 0.24515 | 6 | 0.28493
32688 | 6.21 | 1 | 365 | 7.0502 | 0.29744 | 7 | 0.34763
32757 | 13.23 | 1 | 365 | 15.02 | 0.37281 | 15 | 0.39278
32848 | 5.76 | 1 | 365 | 6.5393 | 0.75415 | 7 | 0.29346
32932 | 7.56 | 1 | 365 | 8.5828 | 0.92732 | 9 | 0.51016
33015 | 7 | 1 | 365 | 7.9471 | 0.00678 | 7 | 0.95385
32978 | 8.12 | 1 | 365 | 9.2186 | 0.84786 | 10 | 0.066468
33047 | 6.325 | 1 | 365 | 7.1807 | 0.69184 | 7 | 0.87259
33086 | 10.5 | 1 | 365 | 11.9206 | 0.01017 | 11 | 0.93078
32140 | 10.8 | 1 | 365 | 12.2612 | 0.039032 | 12 | 0.30023
32144 | 6 | 1 | 365 | 6.8118 | 0.57724 | 7 | 0.38902
32156 | 5.6 | 1 | 365 | 6.3577 | 0.20542 | 6 | 0.56308
32159 | 11.7 | 1 | 365 | 13.283 | 0.12562 | 13 | 0.40858
31881 | 7.54 | 1 | 365 | 8.5601 | 0.85873 | 9 | 0.41886
32164 | 6.12 | 1 | 365 | 6.948 | 0.98878 | 7 | 0.9368
31905 | 8.58 | 1 | 365 | 9.7408 | 0.42545 | 10 | 0.16629
32166 | 8.67 | 1 | 365 | 9.843 | 0.73411 | 10 | 0.57713
32174 | 12.2 | 1 | 365 | 13.8506 | 0.84039 | 14 | 0.691
31907 | 3.64 | 1 | 365 | 4.1325 | 0.48353 | 4 | 0.616
31913 | 5.2 | 1 | 365 | 5.9035 | 0.83361 | 6 | 0.73715
32936 | 8.37 | 1 | 365 | 9.5024 | 0.70525 | 10 | 0.20768
32940 | 7.695 | 1 | 365 | 8.7361 | 0.39031 | 9 | 0.12641
32993 | 17.1 | 1 | 365 | 19.4136 | 0.64513 | 20 | 0.058696
32187 | 6.76 | 1 | 365 | 7.6746 | 0.18369 | 7 | 0.85829
32994 | 10.24 | 1 | 365 | 11.6254 | 0.11849 | 11 | 0.74392
32995 | 11.2 | 1 | 365 | 12.7153 | 0.41085 | 13 | 0.12616
33003 | 5.2 | 1 | 365 | 5.9035 | 0.83361 | 6 | 0.73715
33023 | 10.53 | 1 | 365 | 11.9547 | 0.11306 | 12 | 0.067723
33031 | 6.75 | 1 | 365 | 7.6632 | 0.1494 | 7 | 0.81264
31918 | 4.16 | 1 | 365 | 4.7228 | 0.26689 | 4 | 0.98972
33034 | 5.13 | 1 | 365 | 5.8241 | 0.59354 | 6 | 0.41761
31934 | 4.42 | 1 | 365 | 5.018 | 0.15857 | 5 | 0.17658
33036 | 6.6 | 1 | 365 | 7.493 | 0.63496 | 8 | 0.12792
31963 | 10.66 | 1 | 365 | 12.1023 | 0.5589 | 12 | 0.66115
33038 | 3.92 | 1 | 365 | 4.4504 | 0.4438 | 4 | 0.89416
33039 | 4.88 | 1 | 365 | 5.5402 | 0.73616 | 6 | 0.2764
33043 | 6.71 | 1 | 365 | 7.6178 | 0.012213 | 7 | 0.63005
33042 | 8.06 | 1 | 365 | 9.1505 | 0.64209 | 9 | 0.79258
32114 | 7.02 | 1 | 365 | 7.9698 | 0.075371 | 8 | 0.045149
33020 | 6.875 | 1 | 365 | 7.8052 | 0.57809 | 8 | 0.38325
32040 | 3.64 | 1 | 365 | 4.1325 | 0.48353 | 4 | 0.616
33128 | 6.84 | 1 | 365 | 7.7654 | 0.45805 | 8 | 0.22348
32047 | 8.84 | 1 | 365 | 10.036 | 0.31713 | 10 | 0.35315
32044 | 6.76 | 1 | 365 | 7.6746 | 0.18369 | 7 | 0.85829
33134 | 6.27 | 1 | 365 | 7.1183 | 0.50322 | 7 | 0.62152
32048 | 4.42 | 1 | 365 | 5.018 | 0.15857 | 5 | 0.17658
32053 | 8.58 | 1 | 365 | 9.7408 | 0.42545 | 10 | 0.16629
32067 | 12.74 | 1 | 365 | 14.4637 | 0.69234 | 15 | 0.15601
32080 | 4.68 | 1 | 365 | 5.3132 | 0.050247 | 5 | 0.36343
32448 | 7.02 | 1 | 365 | 7.9698 | 0.075371 | 8 | 0.045149
32454 | 8.32 | 1 | 365 | 9.4457 | 0.53377 | 9 | 0.97944
32461 | 3.38 | 1 | 365 | 3.8373 | 0.59185 | 4 | 0.42915
32702 | 4.16 | 1 | 365 | 4.7228 | 0.26689 | 4 | 0.98972
32471 | 6.76 | 1 | 365 | 7.6746 | 0.18369 | 7 | 0.85829
29964 | 4.59 | 1 | 365 | 5.211 | 0.74159 | 5 | 0.9526
32473 | 5.98 | 1 | 365 | 6.7891 | 0.50865 | 7 | 0.29772
33009 | 5.13 | 1 | 365 | 5.8241 | 0.59354 | 6 | 0.41761
32475 | 8.06 | 1 | 365 | 9.1505 | 0.64209 | 9 | 0.79258
32898 | 7.848 | 1 | 365 | 8.9098 | 0.91503 | 9 | 0.82483
32899 | 3.35 | 1 | 365 | 3.8032 | 0.48896 | 4 | 0.2922
31658 | 9.6 | 1 | 365 | 10.8988 | 0.92358 | 11 | 0.82243
33000 | 10.725 | 1 | 365 | 12.176 | 0.78182 | 12 | 0.95787
33005 | 4.76 | 1 | 365 | 5.404 | 0.32461 | 5 | 0.72862
33007 | 16.9 | 1 | 365 | 19.1865 | 0.95923 | 20 | 0.14573
31760 | 4.1 | 1 | 365 | 4.6547 | 0.061114 | 4 | 0.71583
33008 | 10.8 | 1 | 365 | 12.2612 | 0.039032 | 12 | 0.30023
32089 | 3.12 | 1 | 365 | 3.5421 | 0.70016 | 4 | 0.24229
33028 | 11.59 | 1 | 365 | 13.1581 | 0.74837 | 13 | 0.90645
32094 | 3.64 | 1 | 365 | 4.1325 | 0.48353 | 4 | 0.616
33033 | 6.24 | 1 | 365 | 7.0842 | 0.40033 | 7 | 0.48458
32509 | 8.25 | 1 | 365 | 9.3662 | 0.29371 | 9 | 0.6599
30807 | 7.65 | 1 | 365 | 8.685 | 0.23598 | 8 | 0.921
33035 | 16.38 | 1 | 365 | 18.5961 | 0.17587 | 18 | 0.77201
33064 | 11.76 | 1 | 365 | 13.3511 | 0.33139 | 13 | 0.68247
32125 | 5.98 | 1 | 365 | 6.7891 | 0.50865 | 7 | 0.29772
32997 | 6.27 | 1 | 365 | 7.1183 | 0.50322 | 7 | 0.62152
32084 | 7.395 | 1 | 365 | 8.3955 | 0.36145 | 8 | 0.75696
33056 | 9.945 | 1 | 365 | 11.2905 | 0.10678 | 11 | 0.39729
32684 | 7.15 | 1 | 365 | 8.1174 | 0.52121 | 8 | 0.63858
29605 | 22.72 | 1 | 365 | 25.7939 | 0.91915 | 26 | 0.71307
28088 | 117.8 | 0.9 | 365 | 120.3641 | 0.59983 | 120 | 0.96391
28150 | 159.12 | 0.9 | 365 | 162.5835 | 0.13756 | 162 | 0.72103
28168 | 263 | 0.9 | 365 | 268.7246 | 0.77212 | 269 | 0.49668
32687 | 9.625 | 1 | 365 | 10.9272 | 0.0093225 | 10 | 0.93655
32161 | 6.5 | 1 | 365 | 7.3794 | 0.29201 | 7 | 0.67143
32521 | 4.86 | 1 | 365 | 5.5175 | 0.66756 | 6 | 0.1851
32690 | 9.9 | 1 | 365 | 11.2394 | 0.95245 | 12 | 0.19188
32692 | 7.7 | 1 | 365 | 8.7418 | 0.40746 | 9 | 0.14924
32693 | 11.5 | 1 | 365 | 13.0559 | 0.43971 | 13 | 0.49561
32204 | 11.44 | 1 | 365 | 12.9878 | 0.23394 | 13 | 0.22172
32695 | 11.5 | 1 | 365 | 13.0559 | 0.43971 | 13 | 0.49561
32552 | 14.04 | 1 | 365 | 15.9396 | 0.15074 | 16 | 0.090297
32698 | 6.75 | 1 | 365 | 7.6632 | 0.1494 | 7 | 0.81264
32554 | 12.9 | 1 | 365 | 14.6453 | 0.24107 | 14 | 0.88638
32558 | 6 | 1 | 365 | 6.8118 | 0.57724 | 7 | 0.38902
32563 | 4.59 | 1 | 365 | 5.211 | 0.74159 | 5 | 0.9526
32728 | 6.875 | 1 | 365 | 7.8052 | 0.57809 | 8 | 0.38325
32572 | 5.61 | 1 | 365 | 6.369 | 0.23972 | 6 | 0.60873
32744 | 8.16 | 1 | 365 | 9.264 | 0.98505 | 10 | 0.24906
32561 | 8.32 | 1 | 365 | 9.4457 | 0.53377 | 9 | 0.97944
32755 | 4.4 | 1 | 365 | 4.9953 | 0.089976 | 5 | 0.085278
32570 | 7.42 | 1 | 365 | 8.4239 | 0.44719 | 8 | 0.87108
32760 | 8.25 | 1 | 365 | 9.3662 | 0.29371 | 9 | 0.6599
32597 | 8.06 | 1 | 365 | 9.1505 | 0.64209 | 9 | 0.79258
32624 | 6 | 1 | 365 | 6.8118 | 0.57724 | 7 | 0.38902
32775 | 6.325 | 1 | 365 | 7.1807 | 0.69184 | 7 | 0.87259
32585 | 8.84 | 1 | 365 | 10.036 | 0.31713 | 10 | 0.35315
19755 | 9.88 | 1 | 365 | 11.2167 | 0.88386 | 12 | 0.10058
32626 | 2.86 | 1 | 365 | 3.2469 | 0.80848 | 4 | 0.055431
32630 | 6.48 | 1 | 365 | 7.3567 | 0.22342 | 7 | 0.58014
32633 | 5.225 | 1 | 365 | 5.9319 | 0.91935 | 6 | 0.85127
32779 | 8.52 | 1 | 365 | 9.6727 | 0.21968 | 9 | 0.8924
32636 | 8.25 | 1 | 365 | 9.3662 | 0.29371 | 9 | 0.6599
32644 | 9.075 | 1 | 365 | 10.3028 | 0.12308 | 10 | 0.42589
32647 | 7.14 | 1 | 365 | 8.106 | 0.48692 | 8 | 0.59293
32667 | 7.8 | 1 | 365 | 8.8553 | 0.75041 | 9 | 0.60572
32671 | 10.8 | 1 | 365 | 12.2612 | 0.039032 | 12 | 0.30023
32670 | 8.67 | 1 | 365 | 9.843 | 0.73411 | 10 | 0.57713
32672 | 10.66 | 1 | 365 | 12.1023 | 0.5589 | 12 | 0.66115
32782 | 7.65 | 1 | 365 | 8.685 | 0.23598 | 8 | 0.921
32786 | 10.45 | 1 | 365 | 11.8638 | 0.83869 | 12 | 0.70254
32789 | 7.56 | 1 | 365 | 8.5828 | 0.92732 | 9 | 0.51016
32673 | 4.675 | 1 | 365 | 5.3075 | 0.033099 | 5 | 0.34061
32794 | 8.25 | 1 | 365 | 9.3662 | 0.29371 | 9 | 0.6599
32805 | 5.5 | 1 | 365 | 6.2441 | 0.86247 | 7 | 0.1066
32810 | 10.455 | 1 | 365 | 11.8695 | 0.85584 | 12 | 0.72536
32813 | 11.25 | 1 | 365 | 12.7721 | 0.58232 | 13 | 0.3544
32817 | 4.4 | 1 | 365 | 4.9953 | 0.089976 | 5 | 0.085278
32839 | 5.775 | 1 | 365 | 6.5563 | 0.80559 | 7 | 0.36193
32843 | 11.5 | 1 | 365 | 13.0559 | 0.43971 | 13 | 0.49561
32847 | 9.75 | 1 | 365 | 11.0691 | 0.43801 | 11 | 0.50715
32870 | 5.5 | 1 | 365 | 6.2441 | 0.86247 | 7 | 0.1066
32676 | 4.8 | 1 | 365 | 5.4494 | 0.46179 | 5 | 0.91121
32874 | 9.9 | 1 | 365 | 11.2394 | 0.95245 | 12 | 0.19188
32881 | 7.15 | 1 | 365 | 8.1174 | 0.52121 | 8 | 0.63858
32677 | 9.18 | 1 | 365 | 10.422 | 0.48318 | 10 | 0.90519
32883 | 9.75 | 1 | 365 | 11.0691 | 0.43801 | 11 | 0.50715
32679 | 6.6 | 1 | 365 | 7.493 | 0.63496 | 8 | 0.12792
32648 | 9.62 | 1 | 365 | 10.9215 | 0.99217 | 11 | 0.91372
32886 | 10 | 1 | 365 | 11.353 | 0.2954 | 11 | 0.64836
32887 | 5.72 | 1 | 365 | 6.4939 | 0.61697 | 7 | 0.11086
32682 | 14.4 | 1 | 365 | 16.3483 | 0.38538 | 16 | 0.73364
32683 | 6.5 | 1 | 365 | 7.3794 | 0.29201 | 7 | 0.67143
32686 | 2.86 | 1 | 365 | 3.2469 | 0.80848 | 4 | 0.055431
33146 | 5.98 | 1 | 365 | 6.7891 | 0.50865 | 7 | 0.29772
32697 | 8.84 | 1 | 365 | 10.036 | 0.31713 | 10 | 0.35315
33148 | 5.72 | 1 | 365 | 6.4939 | 0.61697 | 7 | 0.11086
32774 | 16.575 | 1 | 365 | 18.8175 | 0.84463 | 19 | 0.66216
32785 | 5.46 | 1 | 365 | 6.1987 | 0.72529 | 6 | 0.924
32791 | 14.535 | 1 | 365 | 16.5015 | 0.84836 | 17 | 0.34989
32800 | 2.08 | 1 | 365 | 2.3614 | 0.13344 | 2 | 0.49486
32816 | 9.88 | 1 | 365 | 11.2167 | 0.88386 | 12 | 0.10058
32818 | 16.32 | 1 | 365 | 18.528 | 0.97009 | 19 | 0.49812
32822 | 3.64 | 1 | 365 | 4.1325 | 0.48353 | 4 | 0.616
32830 | 7.28 | 1 | 365 | 8.265 | 0.96705 | 9 | 0.23201
33144 | 3.64 | 1 | 365 | 4.1325 | 0.48353 | 4 | 0.616
32827 | 6.24 | 1 | 365 | 7.0842 | 0.40033 | 7 | 0.48458
33155 | 3.6 | 1 | 365 | 4.0871 | 0.34634 | 4 | 0.43341
32851 | 9.88 | 1 | 365 | 11.2167 | 0.88386 | 12 | 0.10058
33159 | 7.56 | 1 | 365 | 8.5828 | 0.92732 | 9 | 0.51016
33165 | 6.9 | 1 | 365 | 7.8335 | 0.66383 | 8 | 0.49737
33167 | 9.483 | 1 | 365 | 10.766 | 0.52233 | 11 | 0.28834
33169 | 8.16 | 1 | 365 | 9.264 | 0.98505 | 10 | 0.24906
33176 | 5.4 | 1 | 365 | 6.1306 | 0.51952 | 6 | 0.65011
33182 | 2.86 | 1 | 365 | 3.2469 | 0.80848 | 4 | 0.055431
33183 | 11.18 | 1 | 365 | 12.6926 | 0.34226 | 13 | 0.034866
33185 | 3.9 | 1 | 365 | 4.4277 | 0.37521 | 4 | 0.80286
33193 | 4.905 | 1 | 365 | 5.5686 | 0.82189 | 6 | 0.39052
33199 | 6.095 | 1 | 365 | 6.9196 | 0.90305 | 7 | 0.82268
32869 | 7.02 | 1 | 365 | 7.9698 | 0.075371 | 8 | 0.045149
30746 | 5.1 | 1 | 365 | 5.79 | 0.49065 | 6 | 0.28066
32862 | 7.54 | 1 | 365 | 8.5601 | 0.85873 | 9 | 0.41886
32879 | 2.08 | 1 | 365 | 2.3614 | 0.13344 | 2 | 0.49486
32890 | 7.28 | 1 | 365 | 8.265 | 0.96705 | 9 | 0.23201
32895 | 10.4 | 1 | 365 | 11.8071 | 0.66722 | 12 | 0.47429
33224 | 2.86 | 1 | 365 | 3.2469 | 0.80848 | 4 | 0.055431
33096 | 4.94 | 1 | 365 | 5.6084 | 0.94193 | 6 | 0.55029
33104 | 8.16 | 1 | 365 | 9.264 | 0.98505 | 10 | 0.24906
33115 | 5.1 | 1 | 365 | 5.79 | 0.49065 | 6 | 0.28066
27549 | 4.16 | 1 | 365 | 4.7228 | 0.26689 | 4 | 0.98972
33124 | 4.94 | 1 | 365 | 5.6084 | 0.94193 | 6 | 0.55029
33126 | 3.78 | 1 | 365 | 4.2914 | 0.96366 | 5 | 0.25508
33138 | 7.28 | 1 | 365 | 8.265 | 0.96705 | 9 | 0.23201
33143 | 7.8 | 1 | 365 | 8.8553 | 0.75041 | 9 | 0.60572
33905 | 5.5 | 1 | 365 | 6.2441 | 0.86247 | 7 | 0.1066
33910 | 4 | 1 | 365 | 4.5412 | 0.71816 | 5 | 0.25934
33977 | 6.3 | 1 | 365 | 7.1524 | 0.6061 | 7 | 0.75847
33979 | 5.04 | 1 | 365 | 5.7219 | 0.28488 | 6 | 0.0067734
33980 | 4.8 | 1 | 365 | 5.4494 | 0.46179 | 5 | 0.91121
33981 | 6 | 1 | 365 | 6.8118 | 0.57724 | 7 | 0.38902
33874 | 4.16 | 1 | 365 | 4.7228 | 0.26689 | 4 | 0.98972
33197 | 21.84 | 1 | 365 | 24.7949 | 0.90115 | 25 | 0.69602
33467 | 5.2 | 1 | 365 | 5.9035 | 0.83361 | 6 | 0.73715
33878 | 4.69 | 1 | 365 | 5.3245 | 0.084543 | 5 | 0.40908
32064 | 4.16 | 1 | 365 | 4.7228 | 0.26689 | 4 | 0.98972
32196 | 7.41 | 1 | 365 | 8.4125 | 0.41289 | 8 | 0.82543
28506 | 13.26 | 1 | 365 | 15.054 | 0.4757 | 15 | 0.52973
33288 | 12.48 | 1 | 365 | 14.1685 | 0.80066 | 14 | 0.96915
28509 | 10.66 | 1 | 365 | 12.1023 | 0.5589 | 12 | 0.66115
33889 | 5.2 | 1 | 365 | 5.9035 | 0.83361 | 6 | 0.73715
28753 | 11.96 | 1 | 365 | 13.5781 | 0.017298 | 13 | 0.59544
33284 | 2.97 | 1 | 365 | 3.3718 | 0.18573 | 3 | 0.55756
33892 | 3.3 | 1 | 365 | 3.7465 | 0.31748 | 4 | 0.063959
28877 | 8.58 | 1 | 365 | 9.7408 | 0.42545 | 10 | 0.16629
33899 | 5.72 | 1 | 365 | 6.4939 | 0.61697 | 7 | 0.11086
33301 | 10 | 1 | 365 | 11.353 | 0.2954 | 11 | 0.64836
28883 | 5.46 | 1 | 365 | 6.1987 | 0.72529 | 6 | 0.924
33304 | 4.335 | 1 | 365 | 4.9215 | 0.86706 | 5 | 0.78856
33904 | 3.64 | 1 | 365 | 4.1325 | 0.48353 | 4 | 0.616
28886 | 16.64 | 1 | 365 | 18.8913 | 0.067546 | 18 | 0.95887
28889 | 11.92 | 1 | 365 | 13.5327 | 0.88012 | 14 | 0.41285
32885 | 3.12 | 1 | 365 | 3.5421 | 0.70016 | 4 | 0.24229
29021 | 10.08 | 1 | 365 | 11.4438 | 0.56976 | 12 | 0.013547
26873 | 8.58 | 1 | 365 | 9.7408 | 0.42545 | 10 | 0.16629
29189 | 11 | 1 | 365 | 12.4883 | 0.72494 | 13 | 0.2132
33202 | 9.8 | 1 | 365 | 11.1259 | 0.60949 | 11 | 0.73539
31593 | 7.425 | 1 | 365 | 8.4296 | 0.46433 | 8 | 0.89391
33306 | 8.84 | 1 | 365 | 10.036 | 0.31713 | 10 | 0.35315
33360 | 6 | 1 | 365 | 6.8118 | 0.57724 | 7 | 0.38902
29357 | 10.4 | 1 | 365 | 11.8071 | 0.66722 | 12 | 0.47429
33361 | 3.75 | 1 | 365 | 4.2574 | 0.86078 | 5 | 0.11813
29364 | 13.2 | 1 | 365 | 14.9859 | 0.26993 | 15 | 0.25584
33369 | 4.25 | 1 | 365 | 4.825 | 0.57554 | 5 | 0.40055
29376 | 12.24 | 1 | 365 | 13.896 | 0.97757 | 14 | 0.87359
33367 | 4.16 | 1 | 365 | 4.7228 | 0.26689 | 4 | 0.98972
29410 | 12.48 | 1 | 365 | 14.1685 | 0.80066 | 14 | 0.96915
29476 | 13.26 | 1 | 365 | 15.054 | 0.4757 | 15 | 0.52973
33913 | 5.2 | 1 | 365 | 5.9035 | 0.83361 | 6 | 0.73715
33915 | 5.46 | 1 | 365 | 6.1987 | 0.72529 | 6 | 0.924
33917 | 16.5 | 1 | 365 | 18.7324 | 0.58741 | 19 | 0.31979
33918 | 6.54 | 1 | 365 | 7.4248 | 0.42919 | 7 | 0.85403
33920 | 6.12 | 1 | 365 | 6.948 | 0.98878 | 7 | 0.9368
33923 | 7.848 | 1 | 365 | 8.9098 | 0.91503 | 9 | 0.82483
34002 | 5.6 | 1 | 365 | 6.3577 | 0.20542 | 6 | 0.56308
34027 | 5.886 | 1 | 365 | 6.6824 | 0.18627 | 6 | 0.86862
28547 | 10.6 | 1 | 365 | 12.0341 | 0.35312 | 12 | 0.38726
29397 | 20.01 | 1 | 365 | 22.7173 | 0.6251 | 23 | 0.34237
34029 | 6 | 1 | 365 | 6.8118 | 0.57724 | 7 | 0.38902
29844 | 176.15 | 0.9 | 365 | 179.9842 | 0.70212 | 180 | 0.68628
29867 | 10.5 | 1 | 365 | 11.9206 | 0.01017 | 11 | 0.93078
34031 | 6.555 | 1 | 365 | 7.4419 | 0.48063 | 7 | 0.9225
29871 | 6 | 1 | 365 | 6.8118 | 0.57724 | 7 | 0.38902
29878 | 10.5 | 1 | 365 | 11.9206 | 0.01017 | 11 | 0.93078
34033 | 7.14 | 1 | 365 | 8.106 | 0.48692 | 8 | 0.59293
22670 | 148.8 | 1 | 365 | 168.932 | 0.31555 | 169 | 0.2476
34034 | 4.16 | 1 | 365 | 4.7228 | 0.26689 | 4 | 0.98972
22652 | 592.62 | 0.9 | 365 | 605.5192 | 0.1726 | 605 | 0.6918
34036 | 7.56 | 1 | 365 | 8.5828 | 0.92732 | 9 | 0.51016
30504 | 4.5 | 1 | 365 | 5.1088 | 0.43293 | 5 | 0.54176
30660 | 10.137 | 1 | 365 | 11.5085 | 0.76525 | 12 | 0.27374
34028 | 7.2 | 1 | 365 | 8.1741 | 0.69269 | 8 | 0.86682
30827 | 8.25 | 1 | 365 | 9.3662 | 0.29371 | 9 | 0.6599
34067 | 4.86 | 1 | 365 | 5.5175 | 0.66756 | 6 | 0.1851
33985 | 5.4 | 1 | 365 | 6.1306 | 0.51952 | 6 | 0.65011
33994 | 10.07 | 1 | 365 | 11.4324 | 0.53547 | 11 | 0.9679
31081 | 9.69 | 1 | 365 | 11.001 | 0.23224 | 11 | 0.23326
31173 | 7.32 | 1 | 365 | 8.3104 | 0.10423 | 8 | 0.4146
31445 | 3.8 | 1 | 365 | 4.3141 | 0.032252 | 4 | 0.34638
30264 | 87.75 | 0.9 | 365 | 89.66 | 0.84792 | 90 | 0.50792
31198 | 30.16 | 0.9 | 365 | 30.8165 | 0.091434 | 30 | 0.90791
33998 | 9.3 | 1 | 365 | 10.5583 | 0.89472 | 11 | 0.45297
34014 | 2.75 | 1 | 365 | 3.1221 | 0.43124 | 3 | 0.5533
31819 | 8.06 | 1 | 365 | 9.1505 | 0.64209 | 9 | 0.79258
33781 | 11.1 | 1 | 365 | 12.6018 | 0.067894 | 12 | 0.66968
32443 | 10.07 | 1 | 365 | 11.4324 | 0.53547 | 11 | 0.9679
30801 | 5.886 | 1 | 365 | 6.6824 | 0.18627 | 6 | 0.86862
13124 | 82 | 1 | 365 | 93.0943 | 0.22228 | 93 | 0.31655
34061 | 7.8 | 1 | 365 | 8.8553 | 0.75041 | 9 | 0.60572
33163 | 5 | 1 | 365 | 5.6765 | 0.1477 | 5 | 0.82418
25924 | 9.9 | 1 | 365 | 11.2394 | 0.95245 | 12 | 0.19188
28181 | 8.06 | 1 | 365 | 9.1505 | 0.64209 | 9 | 0.79258
33179 | 7.25 | 1 | 365 | 8.2309 | 0.86416 | 9 | 0.095061
33190 | 6.75 | 1 | 365 | 7.6632 | 0.1494 | 7 | 0.81264
33203 | 9.38 | 1 | 365 | 10.6491 | 0.16909 | 10 | 0.81816
34078 | 6 | 1 | 365 | 6.8118 | 0.57724 | 7 | 0.38902
34099 | 9.6 | 1 | 365 | 10.8988 | 0.92358 | 11 | 0.82243
34115 | 5.4 | 1 | 365 | 6.1306 | 0.51952 | 6 | 0.65011
34174 | 6.6 | 1 | 365 | 7.493 | 0.63496 | 8 | 0.12792
34259 | 8.745 | 1 | 365 | 9.9282 | 0.99133 | 10 | 0.91949
34176 | 8.525 | 1 | 365 | 9.6784 | 0.23683 | 9 | 0.91523
34332 | 12 | 1 | 365 | 13.6236 | 0.15448 | 13 | 0.77803
34340 | 9.54 | 1 | 365 | 10.8307 | 0.71781 | 11 | 0.54854
34280 | 6 | 1 | 365 | 6.8118 | 0.57724 | 7 | 0.38902
34386 | 9.3 | 1 | 365 | 10.5583 | 0.89472 | 11 | 0.45297
34129 | 6.625 | 1 | 365 | 7.5213 | 0.7207 | 8 | 0.24204
34341 | 7.42 | 1 | 365 | 8.4239 | 0.44719 | 8 | 0.87108
34135 | 14.84 | 1 | 365 | 16.8478 | 0.89437 | 17 | 0.74217
34460 | 8.37 | 1 | 365 | 9.5024 | 0.70525 | 10 | 0.20768
34262 | 4.2 | 1 | 365 | 4.7682 | 0.40407 | 5 | 0.17231
30956 | 5.5 | 1 | 365 | 6.2441 | 0.86247 | 7 | 0.1066
31307 | 9.75 | 1 | 365 | 11.0691 | 0.43801 | 11 | 0.50715
34629 | 5.83 | 1 | 365 | 6.6188 | 0.99422 | 7 | 0.61299
34633 | 11.4 | 1 | 365 | 12.9424 | 0.096756 | 13 | 0.03913
34636 | 7.54 | 1 | 365 | 8.5601 | 0.85873 | 9 | 0.41886
31305 | 7.975 | 1 | 365 | 9.054 | 0.35058 | 9 | 0.40457
34650 | 5.4 | 1 | 365 | 6.1306 | 0.51952 | 6 | 0.65011
34658 | 7.155 | 1 | 365 | 8.123 | 0.53836 | 8 | 0.6614
31402 | 12.1 | 1 | 365 | 13.7371 | 0.49743 | 14 | 0.23452
31400 | 5.865 | 1 | 365 | 6.6585 | 0.11425 | 6 | 0.77276
32740 | 6.6 | 1 | 365 | 7.493 | 0.63496 | 8 | 0.12792
33990 | 7.975 | 1 | 365 | 9.054 | 0.35058 | 9 | 0.40457
34328 | 5.7 | 1 | 365 | 6.4712 | 0.54838 | 7 | 0.019565
34495 | 9.52 | 1 | 365 | 10.808 | 0.64922 | 11 | 0.45724
34511 | 6.213 | 1 | 365 | 7.0536 | 0.30773 | 7 | 0.36133
34521 | 4.251 | 1 | 365 | 4.8261 | 0.57897 | 5 | 0.40512
34526 | 5.2 | 1 | 365 | 5.9035 | 0.83361 | 6 | 0.73715
29603 | 7.02 | 1 | 365 | 7.9698 | 0.075371 | 8 | 0.045149
32703 | 131.04 | 0.9 | 365 | 133.8923 | 0.46623 | 134 | 0.3585
29601 | 11.96 | 1 | 365 | 13.5781 | 0.017298 | 13 | 0.59544
32662 | 317.72 | 0.9 | 365 | 324.6356 | 0.6701 | 325 | 0.30572
29623 | 14.04 | 1 | 365 | 15.9396 | 0.15074 | 16 | 0.090297
34561 | 12.42 | 1 | 365 | 14.1004 | 0.59489 | 14 | 0.69526
34564 | 9.9 | 1 | 365 | 11.2394 | 0.95245 | 12 | 0.19188
29630 | 11.44 | 1 | 365 | 12.9878 | 0.23394 | 13 | 0.22172
34570 | 9.18 | 1 | 365 | 10.422 | 0.48318 | 10 | 0.90519
34574 | 3.924 | 1 | 365 | 4.4549 | 0.45751 | 4 | 0.91242
29191 | 6.5 | 1 | 365 | 7.3794 | 0.29201 | 7 | 0.67143
34582 | 5.985 | 1 | 365 | 6.7947 | 0.5258 | 7 | 0.32054
34586 | 7.194 | 1 | 365 | 8.1673 | 0.67211 | 8 | 0.83943
34590 | 3.78 | 1 | 365 | 4.2914 | 0.96366 | 5 | 0.25508
33448 | 13.42 | 1 | 365 | 15.2357 | 0.024427 | 15 | 0.2601
33247 | 10.5 | 1 | 365 | 11.9206 | 0.01017 | 11 | 0.93078
33040 | 10.5 | 1 | 365 | 11.9206 | 0.01017 | 11 | 0.93078
32079 | 5.2 | 1 | 365 | 5.9035 | 0.83361 | 6 | 0.73715
34704 | 5.7 | 1 | 365 | 6.4712 | 0.54838 | 7 | 0.019565
34365 | 5.4 | 1 | 365 | 6.1306 | 0.51952 | 6 | 0.65011
7388 | 653.31 | 0.9 | 365 | 667.5302 | 0.4975 | 668 | 0.027706
28691 | 5.3 | 1 | 365 | 6.0171 | 0.17656 | 6 | 0.19363
34457 | 3.9 | 1 | 365 | 4.4277 | 0.37521 | 4 | 0.80286
33881 | 8.84 | 1 | 365 | 10.036 | 0.31713 | 10 | 0.35315
34479 | 3.9 | 1 | 365 | 4.4277 | 0.37521 | 4 | 0.80286
34579 | 2.34 | 1 | 365 | 2.6566 | 0.025124 | 2 | 0.68172
34089 | 9.62 | 1 | 365 | 10.9215 | 0.99217 | 11 | 0.91372
34635 | 6.76 | 1 | 365 | 7.6746 | 0.18369 | 7 | 0.85829
27580 | 16.065 | 1 | 365 | 18.2385 | 0.09556 | 18 | 0.33409
34105 | 5.72 | 1 | 365 | 6.4939 | 0.61697 | 7 | 0.11086
34665 | 5.04 | 1 | 365 | 5.7219 | 0.28488 | 6 | 0.0067734
34132 | 11.7 | 1 | 365 | 13.283 | 0.12562 | 13 | 0.40858
34136 | 2.86 | 1 | 365 | 3.2469 | 0.80848 | 4 | 0.055431
34144 | 9.36 | 1 | 365 | 10.6264 | 0.10049 | 10 | 0.72686
34149 | 5.2 | 1 | 365 | 5.9035 | 0.83361 | 6 | 0.73715
34158 | 8.32 | 1 | 365 | 9.4457 | 0.53377 | 9 | 0.97944
34162 | 3.64 | 1 | 365 | 4.1325 | 0.48353 | 4 | 0.616
34175 | 3.38 | 1 | 365 | 3.8373 | 0.59185 | 4 | 0.42915
34182 | 5.83 | 1 | 365 | 6.6188 | 0.99422 | 7 | 0.61299
34191 | 7.02 | 1 | 365 | 7.9698 | 0.075371 | 8 | 0.045149
34201 | 13.52 | 1 | 365 | 15.3492 | 0.36738 | 15 | 0.71658
34215 | 4.42 | 1 | 365 | 5.018 | 0.15857 | 5 | 0.17658
34214 | 10.865 | 1 | 365 | 12.335 | 0.26195 | 12 | 0.59694
34220 | 5.2 | 1 | 365 | 5.9035 | 0.83361 | 6 | 0.73715
34223 | 8.58 | 1 | 365 | 9.7408 | 0.42545 | 10 | 0.16629
34241 | 6.24 | 1 | 365 | 7.0842 | 0.40033 | 7 | 0.48458
34242 | 3.38 | 1 | 365 | 3.8373 | 0.59185 | 4 | 0.42915
34291 | 7.8 | 1 | 365 | 8.8553 | 0.75041 | 9 | 0.60572
34305 | 7.685 | 1 | 365 | 8.7247 | 0.35601 | 9 | 0.080765
34309 | 7.28 | 1 | 365 | 8.265 | 0.96705 | 9 | 0.23201
34311 | 12.19 | 1 | 365 | 13.8393 | 0.80609 | 14 | 0.64535
34314 | 6.24 | 1 | 365 | 7.0842 | 0.40033 | 7 | 0.48458
33074 | 5.5 | 1 | 365 | 6.2441 | 0.86247 | 7 | 0.1066
23470 | 5.1 | 1 | 365 | 5.79 | 0.49065 | 6 | 0.28066
34737 | 7.02 | 1 | 365 | 7.9698 | 0.075371 | 8 | 0.045149
34764 | 4.68 | 1 | 365 | 5.3132 | 0.050247 | 5 | 0.36343
34782 | 7.84 | 1 | 365 | 8.9007 | 0.88759 | 9 | 0.78831
34808 | 3.7 | 1 | 365 | 4.2006 | 0.6893 | 4 | 0.88989
34888 | 7.56 | 1 | 365 | 8.5828 | 0.92732 | 9 | 0.51016
34889 | 5.7 | 1 | 365 | 6.4712 | 0.54838 | 7 | 0.019565
34905 | 8.75 | 1 | 365 | 9.9338 | 0.008475 | 9 | 0.94231
34906 | 6.54 | 1 | 365 | 7.4248 | 0.42919 | 7 | 0.85403
33932 | 41.856 | 0.9 | 365 | 42.7671 | 0.19214 | 42 | 0.9592
33995 | 185.64 | 0.9 | 365 | 189.6807 | 0.99383 | 190 | 0.67454
33453 | 8.525 | 1 | 365 | 9.6784 | 0.23683 | 9 | 0.91523
32877 | 5.775 | 1 | 365 | 6.5563 | 0.80559 | 7 | 0.36193
34154 | 6.3 | 1 | 365 | 7.1524 | 0.6061 | 7 | 0.75847
34140 | 11.13 | 1 | 365 | 12.6358 | 0.17078 | 12 | 0.80662
34108 | 7.155 | 1 | 365 | 8.123 | 0.53836 | 8 | 0.6614
33373 | 4.08 | 1 | 365 | 4.632 | 0.99252 | 5 | 0.62453
34074 | 15.6 | 1 | 365 | 17.7106 | 0.50082 | 18 | 0.21144
34071 | 5.61 | 1 | 365 | 6.369 | 0.23972 | 6 | 0.60873
33938 | 5.4 | 1 | 365 | 6.1306 | 0.51952 | 6 | 0.65011
33937 | 9.35 | 1 | 365 | 10.615 | 0.066199 | 10 | 0.68122
33824 | 9 | 1 | 365 | 10.2177 | 0.86586 | 11 | 0.083524
33818 | 5.775 | 1 | 365 | 6.5563 | 0.80559 | 7 | 0.36193
33802 | 10.8 | 1 | 365 | 12.2612 | 0.039032 | 12 | 0.30023
34898 | 6.89 | 1 | 365 | 7.8222 | 0.62953 | 8 | 0.45172
33780 | 5.4 | 1 | 365 | 6.1306 | 0.51952 | 6 | 0.65011
33770 | 4.8 | 1 | 365 | 5.4494 | 0.46179 | 5 | 0.91121
33747 | 4.505 | 1 | 365 | 5.1145 | 0.45008 | 5 | 0.56459
34904 | 6.875 | 1 | 365 | 7.8052 | 0.57809 | 8 | 0.38325
34716 | 6.36 | 1 | 365 | 7.2205 | 0.81187 | 8 | 0.032357
34625 | 6.095 | 1 | 365 | 6.9196 | 0.90305 | 7 | 0.82268
33390 | 9.12 | 1 | 365 | 10.3539 | 0.2774 | 10 | 0.6313
33394 | 9.544 | 1 | 365 | 10.8353 | 0.73153 | 11 | 0.56679
33395 | 4.845 | 1 | 365 | 5.5005 | 0.61612 | 6 | 0.11663
33398 | 6.75 | 1 | 365 | 7.6632 | 0.1494 | 7 | 0.81264
33402 | 4.68 | 1 | 365 | 5.3132 | 0.050247 | 5 | 0.36343
33403 | 7.905 | 1 | 365 | 8.9745 | 0.11051 | 9 | 0.085029
33563 | 12.19 | 1 | 365 | 13.8393 | 0.80609 | 14 | 0.64535
33411 | 2.75 | 1 | 365 | 3.1221 | 0.43124 | 3 | 0.5533
33418 | 9.18 | 1 | 365 | 10.422 | 0.48318 | 10 | 0.90519
33424 | 9.315 | 1 | 365 | 10.5753 | 0.94617 | 11 | 0.52145
31298 | 5.75 | 1 | 365 | 6.528 | 0.71985 | 7 | 0.24781
34322 | 9.9 | 1 | 365 | 11.2394 | 0.95245 | 12 | 0.19188
33425 | 3.3 | 1 | 365 | 3.7465 | 0.31748 | 4 | 0.063959
31302 | 8.5 | 1 | 365 | 9.65 | 0.15109 | 9 | 0.80111
33430 | 3.5 | 1 | 365 | 3.9735 | 0.00339 | 3 | 0.97693
33438 | 7.75 | 1 | 365 | 8.7985 | 0.57893 | 9 | 0.37748
30573 | 9.36 | 1 | 365 | 10.6264 | 0.10049 | 10 | 0.72686
33609 | 11.13 | 1 | 365 | 12.6358 | 0.17078 | 12 | 0.80662
33432 | 4.41 | 1 | 365 | 5.0067 | 0.12427 | 5 | 0.13093
33441 | 7.59 | 1 | 365 | 8.6169 | 0.030209 | 8 | 0.64711
28431 | 17.16 | 1 | 365 | 19.4817 | 0.85091 | 20 | 0.33259
34828 | 4.94 | 1 | 365 | 5.6084 | 0.94193 | 6 | 0.55029
33442 | 7.56 | 1 | 365 | 8.5828 | 0.92732 | 9 | 0.51016
29196 | 17.85 | 1 | 365 | 20.265 | 0.21729 | 20 | 0.48232
32619 | 5.355 | 1 | 365 | 6.0795 | 0.36519 | 6 | 0.4447
29199 | 16.32 | 1 | 365 | 18.528 | 0.97009 | 19 | 0.49812
33443 | 6.03 | 1 | 365 | 6.8458 | 0.68013 | 7 | 0.52596
33281 | 6.24 | 1 | 365 | 7.0842 | 0.40033 | 7 | 0.48458
33444 | 5.67 | 1 | 365 | 6.4371 | 0.44549 | 6 | 0.88262
29513 | 10.4 | 1 | 365 | 11.8071 | 0.66722 | 12 | 0.47429
33184 | 6.12 | 1 | 365 | 6.948 | 0.98878 | 7 | 0.9368
33449 | 11 | 1 | 365 | 12.4883 | 0.72494 | 13 | 0.2132
30056 | 5.46 | 1 | 365 | 6.1987 | 0.72529 | 6 | 0.924
30126 | 7.975 | 1 | 365 | 9.054 | 0.35058 | 9 | 0.40457
30128 | 3.64 | 1 | 365 | 4.1325 | 0.48353 | 4 | 0.616
32492 | 4.08 | 1 | 365 | 4.632 | 0.99252 | 5 | 0.62453
30341 | 10.4 | 1 | 365 | 11.8071 | 0.66722 | 12 | 0.47429
33450 | 6.24 | 1 | 365 | 7.0842 | 0.40033 | 7 | 0.48458
33468 | 6.6 | 1 | 365 | 7.493 | 0.63496 | 8 | 0.12792
31055 | 11.5 | 1 | 365 | 13.0559 | 0.43971 | 13 | 0.49561
33484 | 9.9 | 1 | 365 | 11.2394 | 0.95245 | 12 | 0.19188
31106 | 6.9 | 1 | 365 | 7.8335 | 0.66383 | 8 | 0.49737
31886 | 4.2 | 1 | 365 | 4.7682 | 0.40407 | 5 | 0.17231
31978 | 5.94 | 1 | 365 | 6.7437 | 0.37147 | 7 | 0.11513
33507 | 7.54 | 1 | 365 | 8.5601 | 0.85873 | 9 | 0.41886
33511 | 4.8 | 1 | 365 | 5.4494 | 0.46179 | 5 | 0.91121
33006 | 4.59 | 1 | 365 | 5.211 | 0.74159 | 5 | 0.9526
33207 | 4.77 | 1 | 365 | 5.4154 | 0.35891 | 5 | 0.77427
33517 | 7.685 | 1 | 365 | 8.7247 | 0.35601 | 9 | 0.080765
32970 | 7.8 | 1 | 365 | 8.8553 | 0.75041 | 9 | 0.60572
33520 | 8.502 | 1 | 365 | 9.6523 | 0.15795 | 9 | 0.81024
33420 | 9.62 | 1 | 365 | 10.9215 | 0.99217 | 11 | 0.91372
33656 | 5.545 | 1 | 365 | 6.2952 | 0.016799 | 6 | 0.31202
33671 | 8.925 | 1 | 365 | 10.1325 | 0.60864 | 10 | 0.74116
33675 | 6.25 | 1 | 365 | 7.0956 | 0.43462 | 7 | 0.53022
33681 | 8.5 | 1 | 365 | 9.65 | 0.15109 | 9 | 0.80111
33720 | 10.07 | 1 | 365 | 11.4324 | 0.53547 | 11 | 0.9679
33729 | 10.64 | 1 | 365 | 12.0795 | 0.49031 | 12 | 0.56986
27502 | 10.965 | 1 | 365 | 12.4485 | 0.60491 | 13 | 0.053427
27628 | 10.4 | 1 | 365 | 11.8071 | 0.66722 | 12 | 0.47429
27693 | 3.38 | 1 | 365 | 3.8373 | 0.59185 | 4 | 0.42915
31673 | 6.24 | 1 | 365 | 7.0842 | 0.40033 | 7 | 0.48458
33789 | 10.8 | 1 | 365 | 12.2612 | 0.039032 | 12 | 0.30023
31668 | 4.16 | 1 | 365 | 4.7228 | 0.26689 | 4 | 0.98972
31053 | 9.36 | 1 | 365 | 10.6264 | 0.10049 | 10 | 0.72686
31544 | 4.94 | 1 | 365 | 5.6084 | 0.94193 | 6 | 0.55029
31556 | 9.36 | 1 | 365 | 10.6264 | 0.10049 | 10 | 0.72686
31540 | 2.6 | 1 | 365 | 2.9518 | 0.9168 | 3 | 0.86857
24890 | 7.54 | 1 | 365 | 8.5601 | 0.85873 | 9 | 0.41886
30603 | 9.18 | 1 | 365 | 10.422 | 0.48318 | 10 | 0.90519
30652 | 7.8 | 1 | 365 | 8.8553 | 0.75041 | 9 | 0.60572
29721 | 16.12 | 1 | 365 | 18.301 | 0.28418 | 18 | 0.58516
29580 | 3.12 | 1 | 365 | 3.5421 | 0.70016 | 4 | 0.24229
30440 | 9.9 | 1 | 365 | 11.2394 | 0.95245 | 12 | 0.19188
26910 | 7.02 | 1 | 365 | 7.9698 | 0.075371 | 8 | 0.045149
33472 | 8.06 | 1 | 365 | 9.1505 | 0.64209 | 9 | 0.79258
33106 | 11.96 | 1 | 365 | 13.5781 | 0.017298 | 13 | 0.59544
33299 | 7.28 | 1 | 365 | 8.265 | 0.96705 | 9 | 0.23201
33801 | 12 | 1 | 365 | 13.6236 | 0.15448 | 13 | 0.77803
33072 | 7.8 | 1 | 365 | 8.8553 | 0.75041 | 9 | 0.60572
25129 | 5.2 | 1 | 365 | 5.9035 | 0.83361 | 6 | 0.73715
33805 | 12.42 | 1 | 365 | 14.1004 | 0.59489 | 14 | 0.69526
29067 | 15.08 | 1 | 365 | 17.1203 | 0.71746 | 17 | 0.83773
28961 | 3.825 | 1 | 365 | 4.3425 | 0.11799 | 4 | 0.4605
25148 | 4.68 | 1 | 365 | 5.3132 | 0.050247 | 5 | 0.36343
24887 | 7.8 | 1 | 365 | 8.8553 | 0.75041 | 9 | 0.60572
33822 | 8.1 | 1 | 365 | 9.1959 | 0.77927 | 9 | 0.97517
28948 | 8.32 | 1 | 365 | 9.4457 | 0.53377 | 9 | 0.97944
24261 | 9.62 | 1 | 365 | 10.9215 | 0.99217 | 11 | 0.91372
28611 | 9.1 | 1 | 365 | 10.3312 | 0.20881 | 10 | 0.54001
28460 | 4.505 | 1 | 365 | 5.1145 | 0.45008 | 5 | 0.56459
23133 | 4.42 | 1 | 365 | 5.018 | 0.15857 | 5 | 0.17658
24208 | 9.62 | 1 | 365 | 10.9215 | 0.99217 | 11 | 0.91372
23113 | 3.06 | 1 | 365 | 3.474 | 0.49439 | 3 | 0.9684
28426 | 6.5 | 1 | 365 | 7.3794 | 0.29201 | 7 | 0.67143
23077 | 14.04 | 1 | 365 | 15.9396 | 0.15074 | 16 | 0.090297
27972 | 3.9 | 1 | 365 | 4.4277 | 0.37521 | 4 | 0.80286
25480 | 3.9 | 1 | 365 | 4.4277 | 0.37521 | 4 | 0.80286
25478 | 4.94 | 1 | 365 | 5.6084 | 0.94193 | 6 | 0.55029
22438 | 4.05 | 1 | 365 | 4.5979 | 0.88964 | 5 | 0.48759
29268 | 6.12 | 1 | 365 | 6.948 | 0.98878 | 7 | 0.9368
30595 | 9.88 | 1 | 365 | 11.2167 | 0.88386 | 12 | 0.10058
23905 | 5.3 | 1 | 365 | 6.0171 | 0.17656 | 6 | 0.19363
23869 | 8.58 | 1 | 365 | 9.7408 | 0.42545 | 10 | 0.16629
23738 | 5.2 | 1 | 365 | 5.9035 | 0.83361 | 6 | 0.73715
29668 | 9.88 | 1 | 365 | 11.2167 | 0.88386 | 12 | 0.10058
33896 | 10.26 | 1 | 365 | 11.6481 | 0.18708 | 11 | 0.83522
30563 | 10.791 | 1 | 365 | 12.251 | 0.0081661 | 12 | 0.25915
35077 | 6.6 | 1 | 365 | 7.493 | 0.63496 | 8 | 0.12792
35103 | 8.91 | 1 | 365 | 10.1155 | 0.5572 | 10 | 0.67269
34926 | 13.2 | 1 | 365 | 14.9859 | 0.26993 | 15 | 0.25584
35124 | 5.99 | 1 | 365 | 6.8004 | 0.54294 | 7 | 0.34337
34945 | 6.095 | 1 | 365 | 6.9196 | 0.90305 | 7 | 0.82268
28048 | 7.54 | 1 | 365 | 8.5601 | 0.85873 | 9 | 0.41886
28330 | 1.82 | 1 | 365 | 2.0662 | 0.24176 | 2 | 0.308
34984 | 9 | 1 | 365 | 10.2177 | 0.86586 | 11 | 0.083524
28758 | 10.92 | 1 | 365 | 12.3974 | 0.45058 | 12 | 0.84801
34994 | 11.7 | 1 | 365 | 13.283 | 0.12562 | 13 | 0.40858
34929 | 4.8 | 1 | 365 | 5.4494 | 0.46179 | 5 | 0.91121
34934 | 7.2 | 1 | 365 | 8.1741 | 0.69269 | 8 | 0.86682
34958 | 4.77 | 1 | 365 | 5.4154 | 0.35891 | 5 | 0.77427
35031 | 7.2 | 1 | 365 | 8.1741 | 0.69269 | 8 | 0.86682
33769 | 13.515 | 1 | 365 | 15.3435 | 0.35023 | 15 | 0.69376
33836 | 6.3 | 1 | 365 | 7.1524 | 0.6061 | 7 | 0.75847
33940 | 10.175 | 1 | 365 | 11.5516 | 0.89557 | 12 | 0.44721
35107 | 8.215 | 1 | 365 | 9.3265 | 0.17367 | 9 | 0.50013
29126 | 5.46 | 1 | 365 | 6.1987 | 0.72529 | 6 | 0.924
33830 | 5.04 | 1 | 365 | 5.7219 | 0.28488 | 6 | 0.0067734
34166 | 16.8 | 1 | 365 | 19.073 | 0.61627 | 19 | 0.68924
33840 | 4.48 | 1 | 365 | 5.0861 | 0.36434 | 5 | 0.45047
34722 | 12.3 | 1 | 365 | 13.9641 | 0.18334 | 14 | 0.14748
29154 | 5.98 | 1 | 365 | 6.7891 | 0.50865 | 7 | 0.29772
34939 | 6 | 1 | 365 | 6.8118 | 0.57724 | 7 | 0.38902
33853 | 4.2 | 1 | 365 | 4.7682 | 0.40407 | 5 | 0.17231
33927 | 4 | 1 | 365 | 4.5412 | 0.71816 | 5 | 0.25934
33926 | 3.825 | 1 | 365 | 4.3425 | 0.11799 | 4 | 0.4605
30980 | 11.34 | 1 | 365 | 12.8743 | 0.89098 | 13 | 0.76524
33925 | 7.14 | 1 | 365 | 8.106 | 0.48692 | 8 | 0.59293
33860 | 4.16 | 1 | 365 | 4.7228 | 0.26689 | 4 | 0.98972
33921 | 3 | 1 | 365 | 3.4059 | 0.28862 | 3 | 0.69451
29198 | 5.2 | 1 | 365 | 5.9035 | 0.83361 | 6 | 0.73715
29230 | 20.8 | 1 | 365 | 23.6142 | 0.33443 | 23 | 0.94859
33445 | 18 | 1 | 365 | 20.4353 | 0.73172 | 21 | 0.16705
28071 | 6.24 | 1 | 365 | 7.0842 | 0.40033 | 7 | 0.48458
35183 | 11.5 | 1 | 365 | 13.0559 | 0.43971 | 13 | 0.49561
35224 | 9.45 | 1 | 365 | 10.7285 | 0.40915 | 11 | 0.1377
35256 | 9.5 | 1 | 365 | 10.7853 | 0.58063 | 11 | 0.36594
35166 | 11.4 | 1 | 365 | 12.9424 | 0.096756 | 13 | 0.03913
37643 | 10.25 | 1 | 365 | 11.6368 | 0.15278 | 11 | 0.78957
34907 | 3.57 | 1 | 365 | 4.053 | 0.24346 | 4 | 0.29646
34921 | 11.1 | 1 | 365 | 12.6018 | 0.067894 | 12 | 0.66968
27256 | 2.08 | 1 | 365 | 2.3614 | 0.13344 | 2 | 0.49486
35400 | 6.3 | 1 | 365 | 7.1524 | 0.6061 | 7 | 0.75847
35439 | 5.04 | 1 | 365 | 5.7219 | 0.28488 | 6 | 0.0067734
35448 | 10.8 | 1 | 365 | 12.2612 | 0.039032 | 12 | 0.30023
28247 | 5.1 | 1 | 365 | 5.79 | 0.49065 | 6 | 0.28066
36871 | 5.225 | 1 | 365 | 5.9319 | 0.91935 | 6 | 0.85127
28254 | 4.16 | 1 | 365 | 4.7228 | 0.26689 | 4 | 0.98972
24944 | 3.64 | 1 | 365 | 4.1325 | 0.48353 | 4 | 0.616
36900 | 11 | 1 | 365 | 12.4883 | 0.72494 | 13 | 0.2132
36915 | 5.4 | 1 | 365 | 6.1306 | 0.51952 | 6 | 0.65011
36887 | 7.02 | 1 | 365 | 7.9698 | 0.075371 | 8 | 0.045149
36964 | 6 | 1 | 365 | 6.8118 | 0.57724 | 7 | 0.38902
36980 | 6.48 | 1 | 365 | 7.3567 | 0.22342 | 7 | 0.58014
36988 | 6.63 | 1 | 365 | 7.527 | 0.73785 | 8 | 0.26486
37002 | 7.56 | 1 | 365 | 8.5828 | 0.92732 | 9 | 0.51016
37110 | 3.92 | 1 | 365 | 4.4504 | 0.4438 | 4 | 0.89416
37119 | 6.9 | 1 | 365 | 7.8335 | 0.66383 | 8 | 0.49737
37124 | 6.44 | 1 | 365 | 7.3113 | 0.086238 | 7 | 0.39754
36563 | 9.6 | 1 | 365 | 10.8988 | 0.92358 | 11 | 0.82243
36564 | 4.2 | 1 | 365 | 4.7682 | 0.40407 | 5 | 0.17231
37127 | 6.6 | 1 | 365 | 7.493 | 0.63496 | 8 | 0.12792
37195 | 13.407 | 1 | 365 | 15.2209 | 0.97984 | 16 | 0.20076
37232 | 7.2 | 1 | 365 | 8.1741 | 0.69269 | 8 | 0.86682
37338 | 4.425 | 1 | 365 | 5.0237 | 0.17571 | 5 | 0.1994
37342 | 2.45 | 1 | 365 | 2.7815 | 0.40237 | 3 | 0.18385
37353 | 8.91 | 1 | 365 | 10.1155 | 0.5572 | 10 | 0.67269
37360 | 6.24 | 1 | 365 | 7.0842 | 0.40033 | 7 | 0.48458
37420 | 9.72 | 1 | 365 | 11.0351 | 0.33513 | 11 | 0.37021
37350 | 10 | 1 | 365 | 11.353 | 0.2954 | 11 | 0.64836
37423 | 7.14 | 1 | 365 | 8.106 | 0.48692 | 8 | 0.59293
37432 | 10.25 | 1 | 365 | 11.6368 | 0.15278 | 11 | 0.78957
37441 | 12.06 | 1 | 365 | 13.6917 | 0.36025 | 14 | 0.051922
37443 | 3 | 1 | 365 | 3.4059 | 0.28862 | 3 | 0.69451
37453 | 6.54 | 1 | 365 | 7.4248 | 0.42919 | 7 | 0.85403
37032 | 4.95 | 1 | 365 | 5.6197 | 0.97622 | 6 | 0.59594
37038 | 9.1 | 1 | 365 | 10.3312 | 0.20881 | 10 | 0.54001
35070 | 13.77 | 1 | 365 | 15.633 | 0.22477 | 15 | 0.85779
36907 | 6.76 | 1 | 365 | 7.6746 | 0.18369 | 7 | 0.85829
27648 | 8.06 | 1 | 365 | 9.1505 | 0.64209 | 9 | 0.79258
37141 | 7.02 | 1 | 365 | 7.9698 | 0.075371 | 8 | 0.045149
37179 | 4.675 | 1 | 365 | 5.3075 | 0.033099 | 5 | 0.34061
37187 | 9.275 | 1 | 365 | 10.5299 | 0.80898 | 11 | 0.33885
37188 | 9.45 | 1 | 365 | 10.7285 | 0.40915 | 11 | 0.1377
37215 | 9.35 | 1 | 365 | 10.615 | 0.066199 | 10 | 0.68122
37253 | 4.24 | 1 | 365 | 4.8137 | 0.54125 | 5 | 0.3549
37269 | 10.2 | 1 | 365 | 11.58 | 0.98131 | 12 | 0.56133
37258 | 6 | 1 | 365 | 6.8118 | 0.57724 | 7 | 0.38902
37302 | 8.525 | 1 | 365 | 9.6784 | 0.23683 | 9 | 0.91523
37332 | 9.99 | 1 | 365 | 11.3416 | 0.2611 | 11 | 0.60271
31088 | 6.36 | 1 | 365 | 7.2205 | 0.81187 | 8 | 0.032357
37306 | 11.18 | 1 | 365 | 12.6926 | 0.34226 | 13 | 0.034866
37050 | 4.675 | 1 | 365 | 5.3075 | 0.033099 | 5 | 0.34061
37349 | 7.28 | 1 | 365 | 8.265 | 0.96705 | 9 | 0.23201
37434 | 9.9 | 1 | 365 | 11.2394 | 0.95245 | 12 | 0.19188
37439 | 9.805 | 1 | 365 | 11.1316 | 0.62664 | 11 | 0.75822
31754 | 9.18 | 1 | 365 | 10.422 | 0.48318 | 10 | 0.90519
31729 | 4.41 | 1 | 365 | 5.0067 | 0.12427 | 5 | 0.13093
31682 | 7.95 | 1 | 365 | 9.0256 | 0.26484 | 9 | 0.29045
31297 | 3.71 | 1 | 365 | 4.2119 | 0.72359 | 4 | 0.93554
31290 | 7.65 | 1 | 365 | 8.685 | 0.23598 | 8 | 0.921
31275 | 6.12 | 1 | 365 | 6.948 | 0.98878 | 7 | 0.9368
31271 | 8.88 | 1 | 365 | 10.0814 | 0.45432 | 10 | 0.53574
31269 | 3.71 | 1 | 365 | 4.2119 | 0.72359 | 4 | 0.93554
31262 | 10.2 | 1 | 365 | 11.58 | 0.98131 | 12 | 0.56133
31256 | 5.1 | 1 | 365 | 5.79 | 0.49065 | 6 | 0.28066
31253 | 6.89 | 1 | 365 | 7.8222 | 0.62953 | 8 | 0.45172
31122 | 6 | 1 | 365 | 6.8118 | 0.57724 | 7 | 0.38902
31073 | 8.75 | 1 | 365 | 9.9338 | 0.008475 | 9 | 0.94231
31032 | 6.36 | 1 | 365 | 7.2205 | 0.81187 | 8 | 0.032357
31024 | 11.66 | 1 | 365 | 13.2376 | 0.98844 | 14 | 0.22599
31009 | 4.24 | 1 | 365 | 4.8137 | 0.54125 | 5 | 0.3549
30990 | 6.89 | 1 | 365 | 7.8222 | 0.62953 | 8 | 0.45172
30940 | 6.36 | 1 | 365 | 7.2205 | 0.81187 | 8 | 0.032357
30926 | 4.24 | 1 | 365 | 4.8137 | 0.54125 | 5 | 0.3549
30895 | 9.18 | 1 | 365 | 10.422 | 0.48318 | 10 | 0.90519
29937 | 4.8 | 1 | 365 | 5.4494 | 0.46179 | 5 | 0.91121
27110 | 4.24 | 1 | 365 | 4.8137 | 0.54125 | 5 | 0.3549
27091 | 7.65 | 1 | 365 | 8.685 | 0.23598 | 8 | 0.921
37460 | 7.56 | 1 | 365 | 8.5828 | 0.92732 | 9 | 0.51016
36207 | 7.28 | 1 | 365 | 8.265 | 0.96705 | 9 | 0.23201
31295 | 5.52 | 1 | 365 | 6.2668 | 0.93106 | 7 | 0.19789
27117 | 3.71 | 1 | 365 | 4.2119 | 0.72359 | 4 | 0.93554
27120 | 7.65 | 1 | 365 | 8.685 | 0.23598 | 8 | 0.921
27125 | 5.3 | 1 | 365 | 6.0171 | 0.17656 | 6 | 0.19363
27130 | 5.39 | 1 | 365 | 6.1192 | 0.48522 | 6 | 0.60447
27134 | 9.18 | 1 | 365 | 10.422 | 0.48318 | 10 | 0.90519
27133 | 6.39 | 1 | 365 | 7.2545 | 0.91476 | 8 | 0.1693
27132 | 7.42 | 1 | 365 | 8.4239 | 0.44719 | 8 | 0.87108
27378 | 12.6 | 1 | 365 | 14.3047 | 0.2122 | 14 | 0.51693
27076 | 36 | 0.9 | 365 | 36.7836 | 0.1171 | 36 | 0.90069
36173 | 6.75 | 1 | 365 | 7.6632 | 0.1494 | 7 | 0.81264
36642 | 6.72 | 1 | 365 | 7.6292 | 0.046509 | 7 | 0.6757
36640 | 5.7 | 1 | 365 | 6.4712 | 0.54838 | 7 | 0.019565
36637 | 12.19 | 1 | 365 | 13.8393 | 0.80609 | 14 | 0.64535
36627 | 3.92 | 1 | 365 | 4.4504 | 0.4438 | 4 | 0.89416
37373 | 9 | 1 | 365 | 10.2177 | 0.86586 | 11 | 0.083524
36883 | 8.06 | 1 | 365 | 9.1505 | 0.64209 | 9 | 0.79258
33391 | 8.75 | 1 | 365 | 9.9338 | 0.008475 | 9 | 0.94231
36694 | 3.42 | 1 | 365 | 3.8827 | 0.72903 | 4 | 0.61174
36757 | 7.92 | 1 | 365 | 8.9915 | 0.16196 | 9 | 0.1535
36691 | 3.78 | 1 | 365 | 4.2914 | 0.96366 | 5 | 0.25508
36772 | 18.3 | 1 | 365 | 20.7759 | 0.76058 | 21 | 0.5365
36776 | 9 | 1 | 365 | 10.2177 | 0.86586 | 11 | 0.083524
36912 | 5.1 | 1 | 365 | 5.79 | 0.49065 | 6 | 0.28066
36942 | 10.005 | 1 | 365 | 11.3586 | 0.31255 | 11 | 0.67118
37440 | 10 | 1 | 365 | 11.353 | 0.2954 | 11 | 0.64836
36656 | 9.945 | 1 | 365 | 11.2905 | 0.10678 | 11 | 0.39729
37328 | 4.8 | 1 | 365 | 5.4494 | 0.46179 | 5 | 0.91121
37343 | 6.75 | 1 | 365 | 7.6632 | 0.1494 | 7 | 0.81264
37382 | 3.12 | 1 | 365 | 3.5421 | 0.70016 | 4 | 0.24229
37384 | 9 | 1 | 365 | 10.2177 | 0.86586 | 11 | 0.083524
37394 | 7.8 | 1 | 365 | 8.8553 | 0.75041 | 9 | 0.60572
37397 | 6.4 | 1 | 365 | 7.2659 | 0.94906 | 8 | 0.21495
37400 | 5.2 | 1 | 365 | 5.9035 | 0.83361 | 6 | 0.73715
35397 | 9.72 | 1 | 365 | 11.0351 | 0.33513 | 11 | 0.37021
35524 | 9.54 | 1 | 365 | 10.8307 | 0.71781 | 11 | 0.54854
37404 | 11.88 | 1 | 365 | 13.4873 | 0.74294 | 14 | 0.23025
35537 | 7.28 | 1 | 365 | 8.265 | 0.96705 | 9 | 0.23201
37421 | 6.75 | 1 | 365 | 7.6632 | 0.1494 | 7 | 0.81264
35528 | 7.14 | 1 | 365 | 8.106 | 0.48692 | 8 | 0.59293
36770 | 12 | 1 | 365 | 13.6236 | 0.15448 | 13 | 0.77803
36920 | 10.2 | 1 | 365 | 11.58 | 0.98131 | 12 | 0.56133
35540 | 5.46 | 1 | 365 | 6.1987 | 0.72529 | 6 | 0.924
35541 | 4.68 | 1 | 365 | 5.3132 | 0.050247 | 5 | 0.36343
31293 | 4.24 | 1 | 365 | 4.8137 | 0.54125 | 5 | 0.3549
30391 | 13.005 | 1 | 365 | 14.7645 | 0.60117 | 15 | 0.36569
27135 | 7.95 | 1 | 365 | 9.0256 | 0.26484 | 9 | 0.29045
34292 | 8.215 | 1 | 365 | 9.3265 | 0.17367 | 9 | 0.50013
29898 | 8.06 | 1 | 365 | 9.1505 | 0.64209 | 9 | 0.79258
27137 | 6.89 | 1 | 365 | 7.8222 | 0.62953 | 8 | 0.45172
27141 | 6.63 | 1 | 365 | 7.527 | 0.73785 | 8 | 0.26486
28513 | 3.71 | 1 | 365 | 4.2119 | 0.72359 | 4 | 0.93554
35586 | 5.1 | 1 | 365 | 5.79 | 0.49065 | 6 | 0.28066
28519 | 11.66 | 1 | 365 | 13.2376 | 0.98844 | 14 | 0.22599
35588 | 7.155 | 1 | 365 | 8.123 | 0.53836 | 8 | 0.6614
31046 | 4.32 | 1 | 365 | 4.9045 | 0.81561 | 5 | 0.72009
35615 | 6.24 | 1 | 365 | 7.0842 | 0.40033 | 7 | 0.48458
27522 | 9.62 | 1 | 365 | 10.9215 | 0.99217 | 11 | 0.91372
31130 | 3.36 | 1 | 365 | 3.8146 | 0.52325 | 4 | 0.33785
31066 | 4.8 | 1 | 365 | 5.4494 | 0.46179 | 5 | 0.91121
35634 | 7.8 | 1 | 365 | 8.8553 | 0.75041 | 9 | 0.60572
35718 | 11 | 1 | 365 | 12.4883 | 0.72494 | 13 | 0.2132
28570 | 13.77 | 1 | 365 | 15.633 | 0.22477 | 15 | 0.85779
35726 | 9.18 | 1 | 365 | 10.422 | 0.48318 | 10 | 0.90519
37316 | 12.2 | 1 | 365 | 13.8506 | 0.84039 | 14 | 0.691
35732 | 34.1 | 0.9 | 365 | 34.8422 | 0.25258 | 35 | 0.094817
37648 | 1.44 | 1 | 365 | 1.6348 | 0.93854 | 2 | 0.57336
32355 | 6 | 1 | 365 | 6.8118 | 0.57724 | 7 | 0.38902
37659 | 9.6 | 1 | 365 | 10.8988 | 0.92358 | 11 | 0.82243
32348 | 8.48 | 1 | 365 | 9.6273 | 0.082499 | 9 | 0.70981
37661 | 5.5 | 1 | 365 | 6.2441 | 0.86247 | 7 | 0.1066
37662 | 9 | 1 | 365 | 10.2177 | 0.86586 | 11 | 0.083524
37665 | 6.3 | 1 | 365 | 7.1524 | 0.6061 | 7 | 0.75847
35751 | 5.185 | 1 | 365 | 5.8865 | 0.78216 | 6 | 0.66867
35769 | 9.18 | 1 | 365 | 10.422 | 0.48318 | 10 | 0.90519
35779 | 5.2 | 1 | 365 | 5.9035 | 0.83361 | 6 | 0.73715
35783 | 10.5 | 1 | 365 | 11.9206 | 0.01017 | 11 | 0.93078
35787 | 5.4 | 1 | 365 | 6.1306 | 0.51952 | 6 | 0.65011
35620 | 3.5 | 1 | 365 | 3.9735 | 0.00339 | 3 | 0.97693
37670 | 8.745 | 1 | 365 | 9.9282 | 0.99133 | 10 | 0.91949
37673 | 7.83 | 1 | 365 | 8.8894 | 0.8533 | 9 | 0.74267
35383 | 4.77 | 1 | 365 | 5.4154 | 0.35891 | 5 | 0.77427
35137 | 5.4 | 1 | 365 | 6.1306 | 0.51952 | 6 | 0.65011
18385 | 2.34 | 1 | 365 | 2.6566 | 0.025124 | 2 | 0.68172
31466 | 5.98 | 1 | 365 | 6.7891 | 0.50865 | 7 | 0.29772
17339 | 5.88 | 1 | 365 | 6.6755 | 0.1657 | 6 | 0.84124
17814 | 5.865 | 1 | 365 | 6.6585 | 0.11425 | 6 | 0.77276
35560 | 9.945 | 1 | 365 | 11.2905 | 0.10678 | 11 | 0.39729
35852 | 9.6 | 1 | 365 | 10.8988 | 0.92358 | 11 | 0.82243
35864 | 8.1 | 1 | 365 | 9.1959 | 0.77927 | 9 | 0.97517
31489 | 12.48 | 1 | 365 | 14.1685 | 0.80066 | 14 | 0.96915
35582 | 4.94 | 1 | 365 | 5.6084 | 0.94193 | 6 | 0.55029
35590 | 6.76 | 1 | 365 | 7.6746 | 0.18369 | 7 | 0.85829
31600 | 5.95 | 1 | 365 | 6.755 | 0.40576 | 7 | 0.16077
35591 | 10.14 | 1 | 365 | 11.5119 | 0.77554 | 12 | 0.28744
35599 | 10.92 | 1 | 365 | 12.3974 | 0.45058 | 12 | 0.84801
27768 | 5.565 | 1 | 365 | 6.3179 | 0.08539 | 6 | 0.40331
27511 | 11.96 | 1 | 365 | 13.5781 | 0.017298 | 13 | 0.59544
18789 | 3.43 | 1 | 365 | 3.8941 | 0.76332 | 4 | 0.65739
36061 | 3.12 | 1 | 365 | 3.5421 | 0.70016 | 4 | 0.24229
36048 | 2.08 | 1 | 365 | 2.3614 | 0.13344 | 2 | 0.49486
36068 | 8.1 | 1 | 365 | 9.1959 | 0.77927 | 9 | 0.97517
36073 | 3.38 | 1 | 365 | 3.8373 | 0.59185 | 4 | 0.42915
31725 | 9.88 | 1 | 365 | 11.2167 | 0.88386 | 12 | 0.10058
36225 | 4.2 | 1 | 365 | 4.7682 | 0.40407 | 5 | 0.17231
17004 | 5.355 | 1 | 365 | 6.0795 | 0.36519 | 6 | 0.4447
36255 | 6.47 | 1 | 365 | 7.3454 | 0.18912 | 7 | 0.53449
36112 | 2.86 | 1 | 365 | 3.2469 | 0.80848 | 4 | 0.055431
36284 | 12 | 1 | 365 | 13.6236 | 0.15448 | 13 | 0.77803
36328 | 11.475 | 1 | 365 | 13.0275 | 0.35397 | 13 | 0.38149
36293 | 16.65 | 1 | 365 | 18.9027 | 0.10184 | 19 | 0.0045194
36305 | 7.8 | 1 | 365 | 8.8553 | 0.75041 | 9 | 0.60572
36556 | 10.92 | 1 | 365 | 12.3974 | 0.45058 | 12 | 0.84801
36566 | 11.2 | 1 | 365 | 12.7153 | 0.41085 | 13 | 0.12616
36580 | 12.65 | 1 | 365 | 14.3615 | 0.38368 | 14 | 0.74518
36895 | 5 | 1 | 365 | 5.6765 | 0.1477 | 5 | 0.82418
36693 | 8.84 | 1 | 365 | 10.036 | 0.31713 | 10 | 0.35315
36724 | 10.175 | 1 | 365 | 11.5516 | 0.89557 | 12 | 0.44721
36875 | 7.25 | 1 | 365 | 8.2309 | 0.86416 | 9 | 0.095061
36710 | 10.71 | 1 | 365 | 12.159 | 0.73037 | 12 | 0.88939
36968 | 4.95 | 1 | 365 | 5.6197 | 0.97622 | 6 | 0.59594
21315 | 5.46 | 1 | 365 | 6.1987 | 0.72529 | 6 | 0.924
21333 | 2.295 | 1 | 365 | 2.6055 | 0.87079 | 3 | 0.4763
35487 | 6.5 | 1 | 365 | 7.3794 | 0.29201 | 7 | 0.67143
21606 | 6.5 | 1 | 365 | 7.3794 | 0.29201 | 7 | 0.67143
21711 | 5.46 | 1 | 365 | 6.1987 | 0.72529 | 6 | 0.924
21816 | 4.42 | 1 | 365 | 5.018 | 0.15857 | 5 | 0.17658
36925 | 6.5 | 1 | 365 | 7.3794 | 0.29201 | 7 | 0.67143
37013 | 9.9 | 1 | 365 | 11.2394 | 0.95245 | 12 | 0.19188
31504 | 9.81 | 1 | 365 | 11.1373 | 0.64379 | 11 | 0.78104
37329 | 3.25 | 1 | 365 | 3.6897 | 0.146 | 3 | 0.83572
36407 | 13.08 | 1 | 365 | 14.8497 | 0.85838 | 15 | 0.70805
37369 | 7.625 | 1 | 365 | 8.6566 | 0.15024 | 8 | 0.80687
37419 | 10.25 | 1 | 365 | 11.6368 | 0.15278 | 11 | 0.78957
36535 | 7.2 | 1 | 365 | 8.1741 | 0.69269 | 8 | 0.86682
36950 | 10.4 | 1 | 365 | 11.8071 | 0.66722 | 12 | 0.47429
36544 | 5.1 | 1 | 365 | 5.79 | 0.49065 | 6 | 0.28066
36548 | 12 | 1 | 365 | 13.6236 | 0.15448 | 13 | 0.77803
34054 | 7.51 | 1 | 365 | 8.5261 | 0.75585 | 9 | 0.28192
36550 | 6.9 | 1 | 365 | 7.8335 | 0.66383 | 8 | 0.49737
36567 | 5.232 | 1 | 365 | 5.9399 | 0.94335 | 6 | 0.88322
16847 | 9.435 | 1 | 365 | 10.7115 | 0.35771 | 11 | 0.069228
36568 | 6.3 | 1 | 365 | 7.1524 | 0.6061 | 7 | 0.75847
36569 | 11.18 | 1 | 365 | 12.6926 | 0.34226 | 13 | 0.034866
37096 | 6.5 | 1 | 365 | 7.3794 | 0.29201 | 7 | 0.67143
36570 | 6 | 1 | 365 | 6.8118 | 0.57724 | 7 | 0.38902
36571 | 4.86 | 1 | 365 | 5.5175 | 0.66756 | 6 | 0.1851
37666 | 5.559 | 1 | 365 | 6.3111 | 0.064813 | 6 | 0.37592
36572 | 9.1 | 1 | 365 | 10.3312 | 0.20881 | 10 | 0.54001
36573 | 4.68 | 1 | 365 | 5.3132 | 0.050247 | 5 | 0.36343
17387 | 9.62 | 1 | 365 | 10.9215 | 0.99217 | 11 | 0.91372
36574 | 11.4 | 1 | 365 | 12.9424 | 0.096756 | 13 | 0.03913
36575 | 12.255 | 1 | 365 | 13.9131 | 0.029013 | 13 | 0.94207
36576 | 10.791 | 1 | 365 | 12.251 | 0.0081661 | 12 | 0.25915
36595 | 6 | 1 | 365 | 6.8118 | 0.57724 | 7 | 0.38902
36635 | 5.4 | 1 | 365 | 6.1306 | 0.51952 | 6 | 0.65011
17495 | 6.375 | 1 | 365 | 7.2375 | 0.86332 | 8 | 0.10083
34685 | 5.7 | 1 | 365 | 6.4712 | 0.54838 | 7 | 0.019565
33882 | 5.4 | 1 | 365 | 6.1306 | 0.51952 | 6 | 0.65011
36791 | 8.75 | 1 | 365 | 9.9338 | 0.008475 | 9 | 0.94231
15956 | 6.125 | 1 | 365 | 6.9537 | 0.0059325 | 6 | 0.95962
36813 | 8.4 | 1 | 365 | 9.5365 | 0.80814 | 10 | 0.34462
15787 | 6.75 | 1 | 365 | 7.6632 | 0.1494 | 7 | 0.81264
36614 | 2.7 | 1 | 365 | 3.0653 | 0.25976 | 3 | 0.32506
36841 | 6.6 | 1 | 365 | 7.493 | 0.63496 | 8 | 0.12792
37222 | 7.02 | 1 | 365 | 7.9698 | 0.075371 | 8 | 0.045149
37667 | 9.3 | 1 | 365 | 10.5583 | 0.89472 | 11 | 0.45297
37664 | 3.597 | 1 | 365 | 4.0837 | 0.33606 | 4 | 0.41972
37639 | 9.975 | 1 | 365 | 11.3246 | 0.20966 | 11 | 0.53424
37637 | 3.3 | 1 | 365 | 3.7465 | 0.31748 | 4 | 0.063959
37623 | 11.34 | 1 | 365 | 12.8743 | 0.89098 | 13 | 0.76524
35748 | 14.388 | 1 | 365 | 16.3346 | 0.34422 | 16 | 0.67886
24438 | 9.483 | 1 | 365 | 10.766 | 0.52233 | 11 | 0.28834
35742 | 5.25 | 1 | 365 | 5.9603 | 0.005085 | 5 | 0.96539
35752 | 9.75 | 1 | 365 | 11.0691 | 0.43801 | 11 | 0.50715
35773 | 5 | 1 | 365 | 5.6765 | 0.1477 | 5 | 0.82418
32678 | 4.42 | 1 | 365 | 5.018 | 0.15857 | 5 | 0.17658
33692 | 3.57 | 1 | 365 | 4.053 | 0.24346 | 4 | 0.29646
37008 | 5.46 | 1 | 365 | 6.1987 | 0.72529 | 6 | 0.924
32944 | 12.19 | 1 | 365 | 13.8393 | 0.80609 | 14 | 0.64535
23069 | 12.75 | 1 | 365 | 14.475 | 0.72663 | 15 | 0.20166
35494 | 3.64 | 1 | 365 | 4.1325 | 0.48353 | 4 | 0.616
35868 | 5.83 | 1 | 365 | 6.6188 | 0.99422 | 7 | 0.61299
36107 | 4.32 | 1 | 365 | 4.9045 | 0.81561 | 5 | 0.72009
36838 | 4.77 | 1 | 365 | 5.4154 | 0.35891 | 5 | 0.77427
37341 | 24.57 | 1 | 365 | 27.8942 | 0.2638 | 28 | 0.15802
17295 | 4.68 | 1 | 365 | 5.3132 | 0.050247 | 5 | 0.36343
14897 | 6.63 | 1 | 365 | 7.527 | 0.73785 | 8 | 0.26486
35781 | 15.95 | 1 | 365 | 18.108 | 0.70116 | 18 | 0.80913
30612 | 8.58 | 1 | 365 | 9.7408 | 0.42545 | 10 | 0.16629
36869 | 4.42 | 1 | 365 | 5.018 | 0.15857 | 5 | 0.17658
23706 | 5.1 | 1 | 365 | 5.79 | 0.49065 | 6 | 0.28066
37671 | 7.56 | 1 | 365 | 8.5828 | 0.92732 | 9 | 0.51016
35565 | 13.26 | 1 | 365 | 15.054 | 0.4757 | 15 | 0.52973
35558 | 11.18 | 1 | 365 | 12.6926 | 0.34226 | 13 | 0.034866
37348 | 4.8 | 1 | 365 | 5.4494 | 0.46179 | 5 | 0.91121
36762 | 5.559 | 1 | 365 | 6.3111 | 0.064813 | 6 | 0.37592
25896 | 9 | 1 | 365 | 10.2177 | 0.86586 | 11 | 0.083524
27533 | 13.75 | 1 | 365 | 15.6103 | 0.15617 | 15 | 0.76649
34514 | 11.13 | 1 | 365 | 12.6358 | 0.17078 | 12 | 0.80662
28766 | 3.9 | 1 | 365 | 4.4277 | 0.37521 | 4 | 0.80286
30937 | 6.24 | 1 | 365 | 7.0842 | 0.40033 | 7 | 0.48458
34371 | 3.9 | 1 | 365 | 4.4277 | 0.37521 | 4 | 0.80286
25575 | 5.46 | 1 | 365 | 6.1987 | 0.72529 | 6 | 0.924
33919 | 7 | 1 | 365 | 7.9471 | 0.00678 | 7 | 0.95385
36970 | 5.75 | 1 | 365 | 6.528 | 0.71985 | 7 | 0.24781
31765 | 4.08 | 1 | 365 | 4.632 | 0.99252 | 5 | 0.62453
18437 | 6.885 | 1 | 365 | 7.8165 | 0.61238 | 8 | 0.4289
35762 | 15 | 1 | 365 | 17.0294 | 0.4431 | 17 | 0.47254
35784 | 15.95 | 1 | 365 | 18.108 | 0.70116 | 18 | 0.80913
31744 | 10.2 | 1 | 365 | 11.58 | 0.98131 | 12 | 0.56133
37312 | 10.26 | 1 | 365 | 11.6481 | 0.18708 | 11 | 0.83522
30932 | 8.84 | 1 | 365 | 10.036 | 0.31713 | 10 | 0.35315
16780 | 446.71 | 0.9 | 365 | 456.4333 | 0.80883 | 457 | 0.2421
28493 | 4.94 | 1 | 365 | 5.6084 | 0.94193 | 6 | 0.55029
31140 | 5.5 | 1 | 365 | 6.2441 | 0.86247 | 7 | 0.1066
37649 | 9.18 | 1 | 365 | 10.422 | 0.48318 | 10 | 0.90519
29552 | 4.94 | 1 | 365 | 5.6084 | 0.94193 | 6 | 0.55029
17708 | 2.08 | 1 | 365 | 2.3614 | 0.13344 | 2 | 0.49486
33890 | 10.5 | 1 | 365 | 11.9206 | 0.01017 | 11 | 0.93078
36910 | 3.5 | 1 | 365 | 3.9735 | 0.00339 | 3 | 0.97693
33291 | 3.64 | 1 | 365 | 4.1325 | 0.48353 | 4 | 0.616
36765 | 12.1 | 1 | 365 | 13.7371 | 0.49743 | 14 | 0.23452
37336 | 4.32 | 1 | 365 | 4.9045 | 0.81561 | 5 | 0.72009
37101 | 15 | 1 | 365 | 17.0294 | 0.4431 | 17 | 0.47254
37103 | 12 | 1 | 365 | 13.6236 | 0.15448 | 13 | 0.77803
35612 | 7.8 | 1 | 365 | 8.8553 | 0.75041 | 9 | 0.60572
35743 | 5.75 | 1 | 365 | 6.528 | 0.71985 | 7 | 0.24781
35750 | 22 | 1 | 365 | 24.9765 | 0.44988 | 25 | 0.42639
35747 | 9 | 1 | 365 | 10.2177 | 0.86586 | 11 | 0.083524
35739 | 22 | 1 | 365 | 24.9765 | 0.44988 | 25 | 0.42639
35735 | 18.425 | 1 | 365 | 20.9178 | 0.18927 | 21 | 0.1071
35741 | 12 | 1 | 365 | 13.6236 | 0.15448 | 13 | 0.77803
27254 | 24.77 | 1 | 365 | 28.1213 | 0.94971 | 29 | 0.070988
37654 | 1.44 | 1 | 365 | 1.6348 | 0.93854 | 2 | 0.57336
29095 | 11.7 | 1 | 365 | 13.283 | 0.12562 | 13 | 0.40858
29098 | 14.04 | 1 | 365 | 15.9396 | 0.15074 | 16 | 0.090297
29099 | 18.615 | 1 | 365 | 21.1335 | 0.84089 | 21 | 0.97442
29081 | 7.685 | 1 | 365 | 8.7247 | 0.35601 | 9 | 0.080765
29160 | 3.9 | 1 | 365 | 4.4277 | 0.37521 | 4 | 0.80286
29163 | 11.7 | 1 | 365 | 13.283 | 0.12562 | 13 | 0.40858
29180 | 4.68 | 1 | 365 | 5.3132 | 0.050247 | 5 | 0.36343
29185 | 7.28 | 1 | 365 | 8.265 | 0.96705 | 9 | 0.23201
29166 | 8.58 | 1 | 365 | 9.7408 | 0.42545 | 10 | 0.16629
29247 | 5.3 | 1 | 365 | 6.0171 | 0.17656 | 6 | 0.19363
29256 | 13.25 | 1 | 365 | 15.0427 | 0.4414 | 15 | 0.48408
29260 | 2.34 | 1 | 365 | 2.6566 | 0.025124 | 2 | 0.68172
29271 | 3.64 | 1 | 365 | 4.1325 | 0.48353 | 4 | 0.616
29282 | 3.445 | 1 | 365 | 3.9111 | 0.81477 | 4 | 0.72586
29285 | 8.32 | 1 | 365 | 9.4457 | 0.53377 | 9 | 0.97944
29301 | 18.72 | 1 | 365 | 21.2527 | 0.20099 | 21 | 0.45373
29312 | 3.9 | 1 | 365 | 4.4277 | 0.37521 | 4 | 0.80286
29313 | 4.77 | 1 | 365 | 5.4154 | 0.35891 | 5 | 0.77427
29315 | 5.98 | 1 | 365 | 6.7891 | 0.50865 | 7 | 0.29772
29318 | 10.07 | 1 | 365 | 11.4324 | 0.53547 | 11 | 0.9679
29321 | 4.94 | 1 | 365 | 5.6084 | 0.94193 | 6 | 0.55029
29322 | 10.4 | 1 | 365 | 11.8071 | 0.66722 | 12 | 0.47429
29323 | 11.44 | 1 | 365 | 12.9878 | 0.23394 | 13 | 0.22172
29325 | 5.72 | 1 | 365 | 6.4939 | 0.61697 | 7 | 0.11086
29385 | 11.7 | 1 | 365 | 13.283 | 0.12562 | 13 | 0.40858
29484 | 8.32 | 1 | 365 | 9.4457 | 0.53377 | 9 | 0.97944
28730 | 4.94 | 1 | 365 | 5.6084 | 0.94193 | 6 | 0.55029
29526 | 11.7 | 1 | 365 | 13.283 | 0.12562 | 13 | 0.40858
29525 | 3.975 | 1 | 365 | 4.5128 | 0.63242 | 5 | 0.14522
29527 | 7.02 | 1 | 365 | 7.9698 | 0.075371 | 8 | 0.045149
29528 | 2.08 | 1 | 365 | 2.3614 | 0.13344 | 2 | 0.49486
29530 | 10.92 | 1 | 365 | 12.3974 | 0.45058 | 12 | 0.84801
29532 | 6.24 | 1 | 365 | 7.0842 | 0.40033 | 7 | 0.48458
29533 | 8.32 | 1 | 365 | 9.4457 | 0.53377 | 9 | 0.97944
29542 | 11.96 | 1 | 365 | 13.5781 | 0.017298 | 13 | 0.59544
29543 | 4.505 | 1 | 365 | 5.1145 | 0.45008 | 5 | 0.56459
29616 | 3.57 | 1 | 365 | 4.053 | 0.24346 | 4 | 0.29646
29599 | 4.42 | 1 | 365 | 5.018 | 0.15857 | 5 | 0.17658
29629 | 5.3 | 1 | 365 | 6.0171 | 0.17656 | 6 | 0.19363
29640 | 14.04 | 1 | 365 | 15.9396 | 0.15074 | 16 | 0.090297
29645 | 4.845 | 1 | 365 | 5.5005 | 0.61612 | 6 | 0.11663
29657 | 4.68 | 1 | 365 | 5.3132 | 0.050247 | 5 | 0.36343
29651 | 7.54 | 1 | 365 | 8.5601 | 0.85873 | 9 | 0.41886
29654 | 5.98 | 1 | 365 | 6.7891 | 0.50865 | 7 | 0.29772
29649 | 5.2 | 1 | 365 | 5.9035 | 0.83361 | 6 | 0.73715
29652 | 9.62 | 1 | 365 | 10.9215 | 0.99217 | 11 | 0.91372
29655 | 3.12 | 1 | 365 | 3.5421 | 0.70016 | 4 | 0.24229
29658 | 8.84 | 1 | 365 | 10.036 | 0.31713 | 10 | 0.35315
29660 | 8.06 | 1 | 365 | 9.1505 | 0.64209 | 9 | 0.79258
29661 | 10.71 | 1 | 365 | 12.159 | 0.73037 | 12 | 0.88939
29664 | 3.71 | 1 | 365 | 4.2119 | 0.72359 | 4 | 0.93554
29666 | 6.24 | 1 | 365 | 7.0842 | 0.40033 | 7 | 0.48458
29667 | 5.72 | 1 | 365 | 6.4939 | 0.61697 | 7 | 0.11086
29671 | 9.88 | 1 | 365 | 11.2167 | 0.88386 | 12 | 0.10058
29674 | 8.925 | 1 | 365 | 10.1325 | 0.60864 | 10 | 0.74116
29675 | 10.2 | 1 | 365 | 11.58 | 0.98131 | 12 | 0.56133
29677 | 5.98 | 1 | 365 | 6.7891 | 0.50865 | 7 | 0.29772
29678 | 4.77 | 1 | 365 | 5.4154 | 0.35891 | 5 | 0.77427
29702 | 4.16 | 1 | 365 | 4.7228 | 0.26689 | 4 | 0.98972
29701 | 7.02 | 1 | 365 | 7.9698 | 0.075371 | 8 | 0.045149
29681 | 8.84 | 1 | 365 | 10.036 | 0.31713 | 10 | 0.35315
29683 | 4.94 | 1 | 365 | 5.6084 | 0.94193 | 6 | 0.55029
29684 | 4.845 | 1 | 365 | 5.5005 | 0.61612 | 6 | 0.11663
29685 | 9.1 | 1 | 365 | 10.3312 | 0.20881 | 10 | 0.54001
29687 | 10.14 | 1 | 365 | 11.5119 | 0.77554 | 12 | 0.28744
29688 | 4.16 | 1 | 365 | 4.7228 | 0.26689 | 4 | 0.98972
29689 | 14.3 | 1 | 365 | 16.2347 | 0.042422 | 16 | 0.27715
29690 | 7.28 | 1 | 365 | 8.265 | 0.96705 | 9 | 0.23201
29691 | 8.06 | 1 | 365 | 9.1505 | 0.64209 | 9 | 0.79258
29692 | 8.67 | 1 | 365 | 9.843 | 0.73411 | 10 | 0.57713
29694 | 6.24 | 1 | 365 | 7.0842 | 0.40033 | 7 | 0.48458
29693 | 4.94 | 1 | 365 | 5.6084 | 0.94193 | 6 | 0.55029
29695 | 8.48 | 1 | 365 | 9.6273 | 0.082499 | 9 | 0.70981
29696 | 2.6 | 1 | 365 | 2.9518 | 0.9168 | 3 | 0.86857
29697 | 12.74 | 1 | 365 | 14.4637 | 0.69234 | 15 | 0.15601
29698 | 8.085 | 1 | 365 | 9.1789 | 0.72783 | 9 | 0.9067
29699 | 5.46 | 1 | 365 | 6.1987 | 0.72529 | 6 | 0.924
29700 | 5.98 | 1 | 365 | 6.7891 | 0.50865 | 7 | 0.29772
29709 | 3.38 | 1 | 365 | 3.8373 | 0.59185 | 4 | 0.42915
29711 | 4.68 | 1 | 365 | 5.3132 | 0.050247 | 5 | 0.36343
29713 | 2.88 | 1 | 365 | 3.2697 | 0.87708 | 4 | 0.14673
32911 | 14.025 | 1 | 365 | 15.9225 | 0.099299 | 16 | 0.021825
28862 | 8.58 | 1 | 365 | 9.7408 | 0.42545 | 10 | 0.16629
28725 | 9.36 | 1 | 365 | 10.6264 | 0.10049 | 10 | 0.72686
28722 | 5.83 | 1 | 365 | 6.6188 | 0.99422 | 7 | 0.61299
28710 | 5.565 | 1 | 365 | 6.3179 | 0.08539 | 6 | 0.40331
28709 | 11.7 | 1 | 365 | 13.283 | 0.12562 | 13 | 0.40858
28708 | 7.28 | 1 | 365 | 8.265 | 0.96705 | 9 | 0.23201
28707 | 7.54 | 1 | 365 | 8.5601 | 0.85873 | 9 | 0.41886
28706 | 9.1 | 1 | 365 | 10.3312 | 0.20881 | 10 | 0.54001
28705 | 7.02 | 1 | 365 | 7.9698 | 0.075371 | 8 | 0.045149
28703 | 5.2 | 1 | 365 | 5.9035 | 0.83361 | 6 | 0.73715
28697 | 11.985 | 1 | 365 | 13.6065 | 0.10304 | 13 | 0.70956
28696 | 15.08 | 1 | 365 | 17.1203 | 0.71746 | 17 | 0.83773
28695 | 9.36 | 1 | 365 | 10.6264 | 0.10049 | 10 | 0.72686
28693 | 7.28 | 1 | 365 | 8.265 | 0.96705 | 9 | 0.23201
28690 | 14.04 | 1 | 365 | 15.9396 | 0.15074 | 16 | 0.090297
28689 | 9.36 | 1 | 365 | 10.6264 | 0.10049 | 10 | 0.72686
28692 | 12.74 | 1 | 365 | 14.4637 | 0.69234 | 15 | 0.15601
28704 | 6.76 | 1 | 365 | 7.6746 | 0.18369 | 7 | 0.85829
28595 | 9.36 | 1 | 365 | 10.6264 | 0.10049 | 10 | 0.72686
28596 | 3.38 | 1 | 365 | 3.8373 | 0.59185 | 4 | 0.42915
28638 | 4.94 | 1 | 365 | 5.6084 | 0.94193 | 6 | 0.55029
28578 | 6.76 | 1 | 365 | 7.6746 | 0.18369 | 7 | 0.85829
28674 | 10.4 | 1 | 365 | 11.8071 | 0.66722 | 12 | 0.47429
28675 | 7.54 | 1 | 365 | 8.5601 | 0.85873 | 9 | 0.41886
28676 | 8.32 | 1 | 365 | 9.4457 | 0.53377 | 9 | 0.97944
28679 | 13.26 | 1 | 365 | 15.054 | 0.4757 | 15 | 0.52973
28701 | 13 | 1 | 365 | 14.7588 | 0.58402 | 15 | 0.34287
28786 | 4.68 | 1 | 365 | 5.3132 | 0.050247 | 5 | 0.36343
28792 | 5.865 | 1 | 365 | 6.6585 | 0.11425 | 6 | 0.77276
28789 | 8.58 | 1 | 365 | 9.7408 | 0.42545 | 10 | 0.16629
28797 | 9.945 | 1 | 365 | 11.2905 | 0.10678 | 11 | 0.39729
29767 | 9.18 | 1 | 365 | 10.422 | 0.48318 | 10 | 0.90519
29775 | 11.7 | 1 | 365 | 13.283 | 0.12562 | 13 | 0.40858
29777 | 4.16 | 1 | 365 | 4.7228 | 0.26689 | 4 | 0.98972
29779 | 2.6 | 1 | 365 | 2.9518 | 0.9168 | 3 | 0.86857
29781 | 4.94 | 1 | 365 | 5.6084 | 0.94193 | 6 | 0.55029
28796 | 9.275 | 1 | 365 | 10.5299 | 0.80898 | 11 | 0.33885
29785 | 9.275 | 1 | 365 | 10.5299 | 0.80898 | 11 | 0.33885
29786 | 4.68 | 1 | 365 | 5.3132 | 0.050247 | 5 | 0.36343
28801 | 10.4 | 1 | 365 | 11.8071 | 0.66722 | 12 | 0.47429
28806 | 6.76 | 1 | 365 | 7.6746 | 0.18369 | 7 | 0.85829
29798 | 2.08 | 1 | 365 | 2.3614 | 0.13344 | 2 | 0.49486
28810 | 8.84 | 1 | 365 | 10.036 | 0.31713 | 10 | 0.35315
29804 | 5.72 | 1 | 365 | 6.4939 | 0.61697 | 7 | 0.11086
29810 | 2.6 | 1 | 365 | 2.9518 | 0.9168 | 3 | 0.86857
28813 | 3.64 | 1 | 365 | 4.1325 | 0.48353 | 4 | 0.616
29813 | 10.07 | 1 | 365 | 11.4324 | 0.53547 | 11 | 0.9679
28818 | 9.18 | 1 | 365 | 10.422 | 0.48318 | 10 | 0.90519
28820 | 3.825 | 1 | 365 | 4.3425 | 0.11799 | 4 | 0.4605
29818 | 13.77 | 1 | 365 | 15.633 | 0.22477 | 15 | 0.85779
28829 | 6.48 | 1 | 365 | 7.3567 | 0.22342 | 7 | 0.58014
29824 | 3.9 | 1 | 365 | 4.4277 | 0.37521 | 4 | 0.80286
28831 | 11.96 | 1 | 365 | 13.5781 | 0.017298 | 13 | 0.59544
28833 | 2.6 | 1 | 365 | 2.9518 | 0.9168 | 3 | 0.86857
29826 | 4.42 | 1 | 365 | 5.018 | 0.15857 | 5 | 0.17658
28841 | 10.4 | 1 | 365 | 11.8071 | 0.66722 | 12 | 0.47429
29827 | 5.46 | 1 | 365 | 6.1987 | 0.72529 | 6 | 0.924
28839 | 4.16 | 1 | 365 | 4.7228 | 0.26689 | 4 | 0.98972
29873 | 4.94 | 1 | 365 | 5.6084 | 0.94193 | 6 | 0.55029
28840 | 8.84 | 1 | 365 | 10.036 | 0.31713 | 10 | 0.35315
29883 | 5.72 | 1 | 365 | 6.4939 | 0.61697 | 7 | 0.11086
28861 | 8.06 | 1 | 365 | 9.1505 | 0.64209 | 9 | 0.79258
28859 | 5.72 | 1 | 365 | 6.4939 | 0.61697 | 7 | 0.11086
29888 | 7.95 | 1 | 365 | 9.0256 | 0.26484 | 9 | 0.29045
29891 | 6.095 | 1 | 365 | 6.9196 | 0.90305 | 7 | 0.82268
28930 | 13.52 | 1 | 365 | 15.3492 | 0.36738 | 15 | 0.71658
28935 | 4.42 | 1 | 365 | 5.018 | 0.15857 | 5 | 0.17658
29892 | 5.3 | 1 | 365 | 6.0171 | 0.17656 | 6 | 0.19363
28949 | 7.54 | 1 | 365 | 8.5601 | 0.85873 | 9 | 0.41886
29896 | 9.88 | 1 | 365 | 11.2167 | 0.88386 | 12 | 0.10058
29900 | 4.42 | 1 | 365 | 5.018 | 0.15857 | 5 | 0.17658
29904 | 7.02 | 1 | 365 | 7.9698 | 0.075371 | 8 | 0.045149
29906 | 5.98 | 1 | 365 | 6.7891 | 0.50865 | 7 | 0.29772
29907 | 3.38 | 1 | 365 | 3.8373 | 0.59185 | 4 | 0.42915
28969 | 6.24 | 1 | 365 | 7.0842 | 0.40033 | 7 | 0.48458
29930 | 7.8 | 1 | 365 | 8.8553 | 0.75041 | 9 | 0.60572
28990 | 9.88 | 1 | 365 | 11.2167 | 0.88386 | 12 | 0.10058
29929 | 10.455 | 1 | 365 | 11.8695 | 0.85584 | 12 | 0.72536
28991 | 7.54 | 1 | 365 | 8.5601 | 0.85873 | 9 | 0.41886
29932 | 5.98 | 1 | 365 | 6.7891 | 0.50865 | 7 | 0.29772
29928 | 9.36 | 1 | 365 | 10.6264 | 0.10049 | 10 | 0.72686
28992 | 8.32 | 1 | 365 | 9.4457 | 0.53377 | 9 | 0.97944
29927 | 11.7 | 1 | 365 | 13.283 | 0.12562 | 13 | 0.40858
28996 | 8.32 | 1 | 365 | 9.4457 | 0.53377 | 9 | 0.97944
29910 | 4.16 | 1 | 365 | 4.7228 | 0.26689 | 4 | 0.98972
29926 | 10.14 | 1 | 365 | 11.5119 | 0.77554 | 12 | 0.28744
29003 | 8.745 | 1 | 365 | 9.9282 | 0.99133 | 10 | 0.91949
29911 | 10.14 | 1 | 365 | 11.5119 | 0.77554 | 12 | 0.28744
29002 | 17.94 | 1 | 365 | 20.3672 | 0.52595 | 20 | 0.89316
29913 | 6.36 | 1 | 365 | 7.2205 | 0.81187 | 8 | 0.032357
29009 | 4.24 | 1 | 365 | 4.8137 | 0.54125 | 5 | 0.3549
29925 | 8.32 | 1 | 365 | 9.4457 | 0.53377 | 9 | 0.97944
29008 | 6.095 | 1 | 365 | 6.9196 | 0.90305 | 7 | 0.82268
29923 | 9.01 | 1 | 365 | 10.229 | 0.90016 | 11 | 0.12917
29917 | 6.095 | 1 | 365 | 6.9196 | 0.90305 | 7 | 0.82268
29014 | 9.1 | 1 | 365 | 10.3312 | 0.20881 | 10 | 0.54001
29015 | 6.5 | 1 | 365 | 7.3794 | 0.29201 | 7 | 0.67143
29914 | 8.32 | 1 | 365 | 9.4457 | 0.53377 | 9 | 0.97944
29915 | 7.385 | 1 | 365 | 8.3842 | 0.32715 | 8 | 0.71131
29018 | 11.7 | 1 | 365 | 13.283 | 0.12562 | 13 | 0.40858
29916 | 5.98 | 1 | 365 | 6.7891 | 0.50865 | 7 | 0.29772
29020 | 7.155 | 1 | 365 | 8.123 | 0.53836 | 8 | 0.6614
29922 | 8.215 | 1 | 365 | 9.3265 | 0.17367 | 9 | 0.50013
29025 | 9.36 | 1 | 365 | 10.6264 | 0.10049 | 10 | 0.72686
29934 | 6.24 | 1 | 365 | 7.0842 | 0.40033 | 7 | 0.48458
29027 | 8.215 | 1 | 365 | 9.3265 | 0.17367 | 9 | 0.50013
29933 | 4.68 | 1 | 365 | 5.3132 | 0.050247 | 5 | 0.36343
29919 | 9.275 | 1 | 365 | 10.5299 | 0.80898 | 11 | 0.33885
29028 | 5.72 | 1 | 365 | 6.4939 | 0.61697 | 7 | 0.11086
29029 | 8.215 | 1 | 365 | 9.3265 | 0.17367 | 9 | 0.50013
29032 | 7.02 | 1 | 365 | 7.9698 | 0.075371 | 8 | 0.045149
29935 | 11.44 | 1 | 365 | 12.9878 | 0.23394 | 13 | 0.22172
29035 | 8.925 | 1 | 365 | 10.1325 | 0.60864 | 10 | 0.74116
29941 | 5.94 | 1 | 365 | 6.7437 | 0.37147 | 7 | 0.11513
29033 | 2.6 | 1 | 365 | 2.9518 | 0.9168 | 3 | 0.86857
29037 | 6.5 | 1 | 365 | 7.3794 | 0.29201 | 7 | 0.67143
29036 | 8.84 | 1 | 365 | 10.036 | 0.31713 | 10 | 0.35315
29944 | 2.08 | 1 | 365 | 2.3614 | 0.13344 | 2 | 0.49486
29041 | 3.12 | 1 | 365 | 3.5421 | 0.70016 | 4 | 0.24229
29043 | 4.16 | 1 | 365 | 4.7228 | 0.26689 | 4 | 0.98972
29045 | 5.72 | 1 | 365 | 6.4939 | 0.61697 | 7 | 0.11086
29945 | 7.28 | 1 | 365 | 8.265 | 0.96705 | 9 | 0.23201
29946 | 2.6 | 1 | 365 | 2.9518 | 0.9168 | 3 | 0.86857
29049 | 13 | 1 | 365 | 14.7588 | 0.58402 | 15 | 0.34287
29947 | 12.74 | 1 | 365 | 14.4637 | 0.69234 | 15 | 0.15601
29060 | 8.06 | 1 | 365 | 9.1505 | 0.64209 | 9 | 0.79258
29059 | 4.24 | 1 | 365 | 4.8137 | 0.54125 | 5 | 0.3549
29948 | 8 | 1 | 365 | 9.0824 | 0.43632 | 9 | 0.51869
29065 | 4.42 | 1 | 365 | 5.018 | 0.15857 | 5 | 0.17658
29064 | 12.48 | 1 | 365 | 14.1685 | 0.80066 | 14 | 0.96915
29949 | 4.68 | 1 | 365 | 5.3132 | 0.050247 | 5 | 0.36343
29950 | 7.8 | 1 | 365 | 8.8553 | 0.75041 | 9 | 0.60572
29951 | 12.455 | 1 | 365 | 14.1401 | 0.71492 | 14 | 0.85503
29952 | 4.68 | 1 | 365 | 5.3132 | 0.050247 | 5 | 0.36343
29953 | 12.22 | 1 | 365 | 13.8733 | 0.90898 | 14 | 0.7823
29068 | 8.84 | 1 | 365 | 10.036 | 0.31713 | 10 | 0.35315
29958 | 3.9 | 1 | 365 | 4.4277 | 0.37521 | 4 | 0.80286
29069 | 7.905 | 1 | 365 | 8.9745 | 0.11051 | 9 | 0.085029
29959 | 7.02 | 1 | 365 | 7.9698 | 0.075371 | 8 | 0.045149
29961 | 14.045 | 1 | 365 | 15.9452 | 0.16789 | 16 | 0.11312
29071 | 5.83 | 1 | 365 | 6.6188 | 0.99422 | 7 | 0.61299
29963 | 4.16 | 1 | 365 | 4.7228 | 0.26689 | 4 | 0.98972
29073 | 11.22 | 1 | 365 | 12.738 | 0.47944 | 13 | 0.21746
29966 | 9.18 | 1 | 365 | 10.422 | 0.48318 | 10 | 0.90519
29072 | 11.96 | 1 | 365 | 13.5781 | 0.017298 | 13 | 0.59544
29967 | 13.78 | 1 | 365 | 15.6444 | 0.25906 | 15 | 0.90344
29074 | 3.12 | 1 | 365 | 3.5421 | 0.70016 | 4 | 0.24229
29968 | 12.72 | 1 | 365 | 14.441 | 0.62375 | 15 | 0.064714
29076 | 9.1 | 1 | 365 | 10.3312 | 0.20881 | 10 | 0.54001
29079 | 10.14 | 1 | 365 | 11.5119 | 0.77554 | 12 | 0.28744
29969 | 9.88 | 1 | 365 | 11.2167 | 0.88386 | 12 | 0.10058
29082 | 7.28 | 1 | 365 | 8.265 | 0.96705 | 9 | 0.23201
29083 | 8.215 | 1 | 365 | 9.3265 | 0.17367 | 9 | 0.50013
29971 | 2.805 | 1 | 365 | 3.1845 | 0.61986 | 3 | 0.80436
29084 | 8.58 | 1 | 365 | 9.7408 | 0.42545 | 10 | 0.16629
29972 | 4.16 | 1 | 365 | 4.7228 | 0.26689 | 4 | 0.98972
29086 | 8.215 | 1 | 365 | 9.3265 | 0.17367 | 9 | 0.50013
29975 | 9.9 | 1 | 365 | 11.2394 | 0.95245 | 12 | 0.19188
30006 | 5.2 | 1 | 365 | 5.9035 | 0.83361 | 6 | 0.73715
29976 | 14.04 | 1 | 365 | 15.9396 | 0.15074 | 16 | 0.090297
30007 | 6.36 | 1 | 365 | 7.2205 | 0.81187 | 8 | 0.032357
29977 | 8.06 | 1 | 365 | 9.1505 | 0.64209 | 9 | 0.79258
30009 | 3.315 | 1 | 365 | 3.7635 | 0.36893 | 4 | 0.13243
30010 | 7.685 | 1 | 365 | 8.7247 | 0.35601 | 9 | 0.080765
30011 | 5.035 | 1 | 365 | 5.7162 | 0.26773 | 5 | 0.98395
30014 | 8.58 | 1 | 365 | 9.7408 | 0.42545 | 10 | 0.16629
30013 | 11.18 | 1 | 365 | 12.6926 | 0.34226 | 13 | 0.034866
30015 | 10.4 | 1 | 365 | 11.8071 | 0.66722 | 12 | 0.47429
30016 | 7.8 | 1 | 365 | 8.8553 | 0.75041 | 9 | 0.60572
30018 | 10.92 | 1 | 365 | 12.3974 | 0.45058 | 12 | 0.84801
29979 | 12.72 | 1 | 365 | 14.441 | 0.62375 | 15 | 0.064714
29980 | 11.7 | 1 | 365 | 13.283 | 0.12562 | 13 | 0.40858
29981 | 5.1 | 1 | 365 | 5.79 | 0.49065 | 6 | 0.28066
29982 | 6.89 | 1 | 365 | 7.8222 | 0.62953 | 8 | 0.45172
29983 | 5.2 | 1 | 365 | 5.9035 | 0.83361 | 6 | 0.73715
30020 | 4.68 | 1 | 365 | 5.3132 | 0.050247 | 5 | 0.36343
29984 | 13.52 | 1 | 365 | 15.3492 | 0.36738 | 15 | 0.71658
29985 | 6.12 | 1 | 365 | 6.948 | 0.98878 | 7 | 0.9368
29986 | 3.9 | 1 | 365 | 4.4277 | 0.37521 | 4 | 0.80286
30134 | 10.14 | 1 | 365 | 11.5119 | 0.77554 | 12 | 0.28744
30024 | 7.02 | 1 | 365 | 7.9698 | 0.075371 | 8 | 0.045149
30132 | 6.24 | 1 | 365 | 7.0842 | 0.40033 | 7 | 0.48458
30136 | 4.16 | 1 | 365 | 4.7228 | 0.26689 | 4 | 0.98972
30023 | 10.14 | 1 | 365 | 11.5119 | 0.77554 | 12 | 0.28744
30135 | 10.2 | 1 | 365 | 11.58 | 0.98131 | 12 | 0.56133
30139 | 13.52 | 1 | 365 | 15.3492 | 0.36738 | 15 | 0.71658
30026 | 11.44 | 1 | 365 | 12.9878 | 0.23394 | 13 | 0.22172
30140 | 4.16 | 1 | 365 | 4.7228 | 0.26689 | 4 | 0.98972
30141 | 12.22 | 1 | 365 | 13.8733 | 0.90898 | 14 | 0.7823
30021 | 7.54 | 1 | 365 | 8.5601 | 0.85873 | 9 | 0.41886
30029 | 4.24 | 1 | 365 | 4.8137 | 0.54125 | 5 | 0.3549
30137 | 3.9 | 1 | 365 | 4.4277 | 0.37521 | 4 | 0.80286
29987 | 2.86 | 1 | 365 | 3.2469 | 0.80848 | 4 | 0.055431
30027 | 2.86 | 1 | 365 | 3.2469 | 0.80848 | 4 | 0.055431
29988 | 6.5 | 1 | 365 | 7.3794 | 0.29201 | 7 | 0.67143
30143 | 6.24 | 1 | 365 | 7.0842 | 0.40033 | 7 | 0.48458
30028 | 12.74 | 1 | 365 | 14.4637 | 0.69234 | 15 | 0.15601
30144 | 11.18 | 1 | 365 | 12.6926 | 0.34226 | 13 | 0.034866
30030 | 10.66 | 1 | 365 | 12.1023 | 0.5589 | 12 | 0.66115
30147 | 9.1 | 1 | 365 | 10.3312 | 0.20881 | 10 | 0.54001
30149 | 4.42 | 1 | 365 | 5.018 | 0.15857 | 5 | 0.17658
30151 | 6.24 | 1 | 365 | 7.0842 | 0.40033 | 7 | 0.48458
30152 | 5.72 | 1 | 365 | 6.4939 | 0.61697 | 7 | 0.11086
30150 | 7.395 | 1 | 365 | 8.3955 | 0.36145 | 8 | 0.75696
30153 | 5.98 | 1 | 365 | 6.7891 | 0.50865 | 7 | 0.29772
30155 | 2.7 | 1 | 365 | 3.0653 | 0.25976 | 3 | 0.32506
30156 | 6.625 | 1 | 365 | 7.5213 | 0.7207 | 8 | 0.24204
29989 | 5.72 | 1 | 365 | 6.4939 | 0.61697 | 7 | 0.11086
29990 | 5.98 | 1 | 365 | 6.7891 | 0.50865 | 7 | 0.29772
30157 | 7.02 | 1 | 365 | 7.9698 | 0.075371 | 8 | 0.045149
29991 | 2.08 | 1 | 365 | 2.3614 | 0.13344 | 2 | 0.49486
30158 | 8.58 | 1 | 365 | 9.7408 | 0.42545 | 10 | 0.16629
29992 | 3.38 | 1 | 365 | 3.8373 | 0.59185 | 4 | 0.42915
29993 | 9.1 | 1 | 365 | 10.3312 | 0.20881 | 10 | 0.54001
30159 | 4.94 | 1 | 365 | 5.6084 | 0.94193 | 6 | 0.55029
30160 | 5.98 | 1 | 365 | 6.7891 | 0.50865 | 7 | 0.29772
29994 | 5.98 | 1 | 365 | 6.7891 | 0.50865 | 7 | 0.29772
30161 | 6.24 | 1 | 365 | 7.0842 | 0.40033 | 7 | 0.48458
30162 | 5.2 | 1 | 365 | 5.9035 | 0.83361 | 6 | 0.73715
30163 | 5.46 | 1 | 365 | 6.1987 | 0.72529 | 6 | 0.924
29995 | 5.72 | 1 | 365 | 6.4939 | 0.61697 | 7 | 0.11086
30164 | 6.5 | 1 | 365 | 7.3794 | 0.29201 | 7 | 0.67143
30166 | 9.88 | 1 | 365 | 11.2167 | 0.88386 | 12 | 0.10058
30167 | 6.24 | 1 | 365 | 7.0842 | 0.40033 | 7 | 0.48458
30168 | 8.84 | 1 | 365 | 10.036 | 0.31713 | 10 | 0.35315
30171 | 5.2 | 1 | 365 | 5.9035 | 0.83361 | 6 | 0.73715
30172 | 8.58 | 1 | 365 | 9.7408 | 0.42545 | 10 | 0.16629
29996 | 14.04 | 1 | 365 | 15.9396 | 0.15074 | 16 | 0.090297
29997 | 10.92 | 1 | 365 | 12.3974 | 0.45058 | 12 | 0.84801
29998 | 8.32 | 1 | 365 | 9.4457 | 0.53377 | 9 | 0.97944
29999 | 8.925 | 1 | 365 | 10.1325 | 0.60864 | 10 | 0.74116
30000 | 10.14 | 1 | 365 | 11.5119 | 0.77554 | 12 | 0.28744
30001 | 8.32 | 1 | 365 | 9.4457 | 0.53377 | 9 | 0.97944
30003 | 10.4 | 1 | 365 | 11.8071 | 0.66722 | 12 | 0.47429
30196 | 5.61 | 1 | 365 | 6.369 | 0.23972 | 6 | 0.60873
30195 | 11.66 | 1 | 365 | 13.2376 | 0.98844 | 14 | 0.22599
30194 | 7.685 | 1 | 365 | 8.7247 | 0.35601 | 9 | 0.080765
30198 | 5.2 | 1 | 365 | 5.9035 | 0.83361 | 6 | 0.73715
30199 | 5.72 | 1 | 365 | 6.4939 | 0.61697 | 7 | 0.11086
30197 | 6.5 | 1 | 365 | 7.3794 | 0.29201 | 7 | 0.67143
30200 | 7.02 | 1 | 365 | 7.9698 | 0.075371 | 8 | 0.045149
30203 | 8.84 | 1 | 365 | 10.036 | 0.31713 | 10 | 0.35315
30202 | 7.95 | 1 | 365 | 9.0256 | 0.26484 | 9 | 0.29045
30207 | 5.83 | 1 | 365 | 6.6188 | 0.99422 | 7 | 0.61299
30212 | 8.58 | 1 | 365 | 9.7408 | 0.42545 | 10 | 0.16629
30213 | 6.12 | 1 | 365 | 6.948 | 0.98878 | 7 | 0.9368
30206 | 3.12 | 1 | 365 | 3.5421 | 0.70016 | 4 | 0.24229
30217 | 14.04 | 1 | 365 | 15.9396 | 0.15074 | 16 | 0.090297
30219 | 8.32 | 1 | 365 | 9.4457 | 0.53377 | 9 | 0.97944
30221 | 4.24 | 1 | 365 | 4.8137 | 0.54125 | 5 | 0.3549
30222 | 4.94 | 1 | 365 | 5.6084 | 0.94193 | 6 | 0.55029
30224 | 3.64 | 1 | 365 | 4.1325 | 0.48353 | 4 | 0.616
30228 | 4.16 | 1 | 365 | 4.7228 | 0.26689 | 4 | 0.98972
30233 | 6.76 | 1 | 365 | 7.6746 | 0.18369 | 7 | 0.85829
30034 | 5.46 | 1 | 365 | 6.1987 | 0.72529 | 6 | 0.924
30031 | 4.16 | 1 | 365 | 4.7228 | 0.26689 | 4 | 0.98972
30230 | 7.28 | 1 | 365 | 8.265 | 0.96705 | 9 | 0.23201
30033 | 2.08 | 1 | 365 | 2.3614 | 0.13344 | 2 | 0.49486
30036 | 5.2 | 1 | 365 | 5.9035 | 0.83361 | 6 | 0.73715
30234 | 4.505 | 1 | 365 | 5.1145 | 0.45008 | 5 | 0.56459
30035 | 9.36 | 1 | 365 | 10.6264 | 0.10049 | 10 | 0.72686
30038 | 9.805 | 1 | 365 | 11.1316 | 0.62664 | 11 | 0.75822
30204 | 9.805 | 1 | 365 | 11.1316 | 0.62664 | 11 | 0.75822
30040 | 5.72 | 1 | 365 | 6.4939 | 0.61697 | 7 | 0.11086
30231 | 6.24 | 1 | 365 | 7.0842 | 0.40033 | 7 | 0.48458
30037 | 5.72 | 1 | 365 | 6.4939 | 0.61697 | 7 | 0.11086
30235 | 5.72 | 1 | 365 | 6.4939 | 0.61697 | 7 | 0.11086
30239 | 5.98 | 1 | 365 | 6.7891 | 0.50865 | 7 | 0.29772
30041 | 14.04 | 1 | 365 | 15.9396 | 0.15074 | 16 | 0.090297
30039 | 5.46 | 1 | 365 | 6.1987 | 0.72529 | 6 | 0.924
30238 | 9.1 | 1 | 365 | 10.3312 | 0.20881 | 10 | 0.54001
30044 | 9.1 | 1 | 365 | 10.3312 | 0.20881 | 10 | 0.54001
30243 | 7.8 | 1 | 365 | 8.8553 | 0.75041 | 9 | 0.60572
30042 | 8.48 | 1 | 365 | 9.6273 | 0.082499 | 9 | 0.70981
30241 | 4.42 | 1 | 365 | 5.018 | 0.15857 | 5 | 0.17658
30244 | 7.54 | 1 | 365 | 8.5601 | 0.85873 | 9 | 0.41886
30043 | 2.34 | 1 | 365 | 2.6566 | 0.025124 | 2 | 0.68172
30045 | 7.02 | 1 | 365 | 7.9698 | 0.075371 | 8 | 0.045149
30245 | 6.5 | 1 | 365 | 7.3794 | 0.29201 | 7 | 0.67143
30246 | 5.565 | 1 | 365 | 6.3179 | 0.08539 | 6 | 0.40331
30046 | 6.5 | 1 | 365 | 7.3794 | 0.29201 | 7 | 0.67143
30047 | 2.6 | 1 | 365 | 2.9518 | 0.9168 | 3 | 0.86857
30050 | 5.72 | 1 | 365 | 6.4939 | 0.61697 | 7 | 0.11086
30048 | 6.24 | 1 | 365 | 7.0842 | 0.40033 | 7 | 0.48458
30049 | 7.02 | 1 | 365 | 7.9698 | 0.075371 | 8 | 0.045149
30053 | 9.275 | 1 | 365 | 10.5299 | 0.80898 | 11 | 0.33885
30051 | 7.54 | 1 | 365 | 8.5601 | 0.85873 | 9 | 0.41886
30054 | 7.28 | 1 | 365 | 8.265 | 0.96705 | 9 | 0.23201
30055 | 7.28 | 1 | 365 | 8.265 | 0.96705 | 9 | 0.23201
30060 | 6.625 | 1 | 365 | 7.5213 | 0.7207 | 8 | 0.24204
30058 | 11.44 | 1 | 365 | 12.9878 | 0.23394 | 13 | 0.22172
30061 | 9.945 | 1 | 365 | 11.2905 | 0.10678 | 11 | 0.39729
30064 | 5.2 | 1 | 365 | 5.9035 | 0.83361 | 6 | 0.73715
30066 | 11.96 | 1 | 365 | 13.5781 | 0.017298 | 13 | 0.59544
30063 | 6.24 | 1 | 365 | 7.0842 | 0.40033 | 7 | 0.48458
30067 | 5.565 | 1 | 365 | 6.3179 | 0.08539 | 6 | 0.40331
30072 | 6.5 | 1 | 365 | 7.3794 | 0.29201 | 7 | 0.67143
30069 | 6.76 | 1 | 365 | 7.6746 | 0.18369 | 7 | 0.85829
30074 | 8.84 | 1 | 365 | 10.036 | 0.31713 | 10 | 0.35315
30076 | 6.5 | 1 | 365 | 7.3794 | 0.29201 | 7 | 0.67143
30075 | 2.08 | 1 | 365 | 2.3614 | 0.13344 | 2 | 0.49486
30079 | 6.625 | 1 | 365 | 7.5213 | 0.7207 | 8 | 0.24204
30078 | 6.89 | 1 | 365 | 7.8222 | 0.62953 | 8 | 0.45172
30080 | 9.62 | 1 | 365 | 10.9215 | 0.99217 | 11 | 0.91372
30083 | 4.24 | 1 | 365 | 4.8137 | 0.54125 | 5 | 0.3549
30081 | 8.215 | 1 | 365 | 9.3265 | 0.17367 | 9 | 0.50013
30084 | 3.64 | 1 | 365 | 4.1325 | 0.48353 | 4 | 0.616
30082 | 4.68 | 1 | 365 | 5.3132 | 0.050247 | 5 | 0.36343
30086 | 4.68 | 1 | 365 | 5.3132 | 0.050247 | 5 | 0.36343
30085 | 7.95 | 1 | 365 | 9.0256 | 0.26484 | 9 | 0.29045
30087 | 7.8 | 1 | 365 | 8.8553 | 0.75041 | 9 | 0.60572
30088 | 5.46 | 1 | 365 | 6.1987 | 0.72529 | 6 | 0.924
30090 | 3.12 | 1 | 365 | 3.5421 | 0.70016 | 4 | 0.24229
30093 | 7.54 | 1 | 365 | 8.5601 | 0.85873 | 9 | 0.41886
30092 | 7.8 | 1 | 365 | 8.8553 | 0.75041 | 9 | 0.60572
30095 | 2.6 | 1 | 365 | 2.9518 | 0.9168 | 3 | 0.86857
30094 | 6.24 | 1 | 365 | 7.0842 | 0.40033 | 7 | 0.48458
30097 | 5.46 | 1 | 365 | 6.1987 | 0.72529 | 6 | 0.924
30100 | 10.14 | 1 | 365 | 11.5119 | 0.77554 | 12 | 0.28744
30096 | 4.68 | 1 | 365 | 5.3132 | 0.050247 | 5 | 0.36343
30099 | 11.96 | 1 | 365 | 13.5781 | 0.017298 | 13 | 0.59544
30102 | 6.095 | 1 | 365 | 6.9196 | 0.90305 | 7 | 0.82268
30104 | 8.32 | 1 | 365 | 9.4457 | 0.53377 | 9 | 0.97944
30105 | 5.3 | 1 | 365 | 6.0171 | 0.17656 | 6 | 0.19363
30106 | 9.54 | 1 | 365 | 10.8307 | 0.71781 | 11 | 0.54854
30250 | 5.98 | 1 | 365 | 6.7891 | 0.50865 | 7 | 0.29772
30251 | 3.57 | 1 | 365 | 4.053 | 0.24346 | 4 | 0.29646
30252 | 2.385 | 1 | 365 | 2.7077 | 0.17945 | 2 | 0.88713
30253 | 3.12 | 1 | 365 | 3.5421 | 0.70016 | 4 | 0.24229
30254 | 3.9 | 1 | 365 | 4.4277 | 0.37521 | 4 | 0.80286
30236 | 9.435 | 1 | 365 | 10.7115 | 0.35771 | 11 | 0.069228
30214 | 7.54 | 1 | 365 | 8.5601 | 0.85873 | 9 | 0.41886
30107 | 8.84 | 1 | 365 | 10.036 | 0.31713 | 10 | 0.35315
30108 | 3.71 | 1 | 365 | 4.2119 | 0.72359 | 4 | 0.93554
30192 | 8.58 | 1 | 365 | 9.7408 | 0.42545 | 10 | 0.16629
30109 | 4.42 | 1 | 365 | 5.018 | 0.15857 | 5 | 0.17658
30215 | 5.46 | 1 | 365 | 6.1987 | 0.72529 | 6 | 0.924
30111 | 7.42 | 1 | 365 | 8.4239 | 0.44719 | 8 | 0.87108
30112 | 10.92 | 1 | 365 | 12.3974 | 0.45058 | 12 | 0.84801
30114 | 4.68 | 1 | 365 | 5.3132 | 0.050247 | 5 | 0.36343
30223 | 9.945 | 1 | 365 | 11.2905 | 0.10678 | 11 | 0.39729
30117 | 8.84 | 1 | 365 | 10.036 | 0.31713 | 10 | 0.35315
30185 | 4.42 | 1 | 365 | 5.018 | 0.15857 | 5 | 0.17658
30118 | 14.04 | 1 | 365 | 15.9396 | 0.15074 | 16 | 0.090297
30119 | 3.12 | 1 | 365 | 3.5421 | 0.70016 | 4 | 0.24229
30220 | 4.42 | 1 | 365 | 5.018 | 0.15857 | 5 | 0.17658
30120 | 12.22 | 1 | 365 | 13.8733 | 0.90898 | 14 | 0.7823
30232 | 10.335 | 1 | 365 | 11.7333 | 0.4443 | 12 | 0.17758
30103 | 9.88 | 1 | 365 | 11.2167 | 0.88386 | 12 | 0.10058
30127 | 3.12 | 1 | 365 | 3.5421 | 0.70016 | 4 | 0.24229
30242 | 11.66 | 1 | 365 | 13.2376 | 0.98844 | 14 | 0.22599
30266 | 9.62 | 1 | 365 | 10.9215 | 0.99217 | 11 | 0.91372
30174 | 7.54 | 1 | 365 | 8.5601 | 0.85873 | 9 | 0.41886
30262 | 8.06 | 1 | 365 | 9.1505 | 0.64209 | 9 | 0.79258
30176 | 6.76 | 1 | 365 | 7.6746 | 0.18369 | 7 | 0.85829
30175 | 7.54 | 1 | 365 | 8.5601 | 0.85873 | 9 | 0.41886
30265 | 6.24 | 1 | 365 | 7.0842 | 0.40033 | 7 | 0.48458
30179 | 9.62 | 1 | 365 | 10.9215 | 0.99217 | 11 | 0.91372
30263 | 4.42 | 1 | 365 | 5.018 | 0.15857 | 5 | 0.17658
30180 | 8.745 | 1 | 365 | 9.9282 | 0.99133 | 10 | 0.91949
30255 | 9.1 | 1 | 365 | 10.3312 | 0.20881 | 10 | 0.54001
30267 | 5.46 | 1 | 365 | 6.1987 | 0.72529 | 6 | 0.924
30183 | 5.72 | 1 | 365 | 6.4939 | 0.61697 | 7 | 0.11086
30270 | 6.89 | 1 | 365 | 7.8222 | 0.62953 | 8 | 0.45172
30184 | 4.16 | 1 | 365 | 4.7228 | 0.26689 | 4 | 0.98972
30182 | 8.16 | 1 | 365 | 9.264 | 0.98505 | 10 | 0.24906
30268 | 5.98 | 1 | 365 | 6.7891 | 0.50865 | 7 | 0.29772
30186 | 5.46 | 1 | 365 | 6.1987 | 0.72529 | 6 | 0.924
30275 | 5.72 | 1 | 365 | 6.4939 | 0.61697 | 7 | 0.11086
30187 | 4.94 | 1 | 365 | 5.6084 | 0.94193 | 6 | 0.55029
30279 | 10.14 | 1 | 365 | 11.5119 | 0.77554 | 12 | 0.28744
30191 | 8.415 | 1 | 365 | 9.5535 | 0.85958 | 10 | 0.41309
30276 | 9.1 | 1 | 365 | 10.3312 | 0.20881 | 10 | 0.54001
30190 | 8.32 | 1 | 365 | 9.4457 | 0.53377 | 9 | 0.97944
30272 | 7.02 | 1 | 365 | 7.9698 | 0.075371 | 8 | 0.045149
30189 | 11.18 | 1 | 365 | 12.6926 | 0.34226 | 13 | 0.034866
30278 | 5.2 | 1 | 365 | 5.9035 | 0.83361 | 6 | 0.73715
30282 | 10.4 | 1 | 365 | 11.8071 | 0.66722 | 12 | 0.47429
30193 | 9.1 | 1 | 365 | 10.3312 | 0.20881 | 10 | 0.54001
30280 | 6.24 | 1 | 365 | 7.0842 | 0.40033 | 7 | 0.48458
30281 | 8.32 | 1 | 365 | 9.4457 | 0.53377 | 9 | 0.97944
30294 | 7.28 | 1 | 365 | 8.265 | 0.96705 | 9 | 0.23201
30286 | 2.915 | 1 | 365 | 3.3094 | 0.99711 | 4 | 0.3065
30292 | 9.275 | 1 | 365 | 10.5299 | 0.80898 | 11 | 0.33885
30297 | 11.395 | 1 | 365 | 12.9367 | 0.079608 | 13 | 0.016306
30304 | 3.9 | 1 | 365 | 4.4277 | 0.37521 | 4 | 0.80286
30306 | 7.95 | 1 | 365 | 9.0256 | 0.26484 | 9 | 0.29045
30299 | 5.98 | 1 | 365 | 6.7891 | 0.50865 | 7 | 0.29772
30308 | 8.48 | 1 | 365 | 9.6273 | 0.082499 | 9 | 0.70981
30316 | 10.92 | 1 | 365 | 12.3974 | 0.45058 | 12 | 0.84801
30309 | 11.7 | 1 | 365 | 13.283 | 0.12562 | 13 | 0.40858
30320 | 14.04 | 1 | 365 | 15.9396 | 0.15074 | 16 | 0.090297
30319 | 4.68 | 1 | 365 | 5.3132 | 0.050247 | 5 | 0.36343
30307 | 10.4 | 1 | 365 | 11.8071 | 0.66722 | 12 | 0.47429
30322 | 2.86 | 1 | 365 | 3.2469 | 0.80848 | 4 | 0.055431
30311 | 5.46 | 1 | 365 | 6.1987 | 0.72529 | 6 | 0.924
30303 | 11.18 | 1 | 365 | 12.6926 | 0.34226 | 13 | 0.034866
30329 | 5.72 | 1 | 365 | 6.4939 | 0.61697 | 7 | 0.11086
30313 | 7.8 | 1 | 365 | 8.8553 | 0.75041 | 9 | 0.60572
30327 | 4.845 | 1 | 365 | 5.5005 | 0.61612 | 6 | 0.11663
30312 | 13.78 | 1 | 365 | 15.6444 | 0.25906 | 15 | 0.90344
30332 | 11.18 | 1 | 365 | 12.6926 | 0.34226 | 13 | 0.034866
30323 | 7.02 | 1 | 365 | 7.9698 | 0.075371 | 8 | 0.045149
30334 | 4.94 | 1 | 365 | 5.6084 | 0.94193 | 6 | 0.55029
30277 | 3.12 | 1 | 365 | 3.5421 | 0.70016 | 4 | 0.24229
30340 | 8.58 | 1 | 365 | 9.7408 | 0.42545 | 10 | 0.16629
30345 | 8.32 | 1 | 365 | 9.4457 | 0.53377 | 9 | 0.97944
30330 | 4.68 | 1 | 365 | 5.3132 | 0.050247 | 5 | 0.36343
30685 | 5.98 | 1 | 365 | 6.7891 | 0.50865 | 7 | 0.29772
30690 | 3.445 | 1 | 365 | 3.9111 | 0.81477 | 4 | 0.72586
30305 | 7.8 | 1 | 365 | 8.8553 | 0.75041 | 9 | 0.60572
30743 | 3.12 | 1 | 365 | 3.5421 | 0.70016 | 4 | 0.24229
30358 | 10.07 | 1 | 365 | 11.4324 | 0.53547 | 11 | 0.9679
30360 | 5.2 | 1 | 365 | 5.9035 | 0.83361 | 6 | 0.73715
30362 | 10.92 | 1 | 365 | 12.3974 | 0.45058 | 12 | 0.84801
30747 | 10.4 | 1 | 365 | 11.8071 | 0.66722 | 12 | 0.47429
30364 | 7.28 | 1 | 365 | 8.265 | 0.96705 | 9 | 0.23201
30752 | 5.3 | 1 | 365 | 6.0171 | 0.17656 | 6 | 0.19363
30759 | 5.46 | 1 | 365 | 6.1987 | 0.72529 | 6 | 0.924
30768 | 9.36 | 1 | 365 | 10.6264 | 0.10049 | 10 | 0.72686
30767 | 4.42 | 1 | 365 | 5.018 | 0.15857 | 5 | 0.17658
30774 | 11.7 | 1 | 365 | 13.283 | 0.12562 | 13 | 0.40858
30367 | 5.565 | 1 | 365 | 6.3179 | 0.08539 | 6 | 0.40331
30368 | 6.76 | 1 | 365 | 7.6746 | 0.18369 | 7 | 0.85829
30226 | 7.28 | 1 | 365 | 8.265 | 0.96705 | 9 | 0.23201
30776 | 7.8 | 1 | 365 | 8.8553 | 0.75041 | 9 | 0.60572
30764 | 4.68 | 1 | 365 | 5.3132 | 0.050247 | 5 | 0.36343
30377 | 5.46 | 1 | 365 | 6.1987 | 0.72529 | 6 | 0.924
30687 | 6.76 | 1 | 365 | 7.6746 | 0.18369 | 7 | 0.85829
30374 | 5.83 | 1 | 365 | 6.6188 | 0.99422 | 7 | 0.61299
29884 | 7.28 | 1 | 365 | 8.265 | 0.96705 | 9 | 0.23201
30344 | 10.4 | 1 | 365 | 11.8071 | 0.66722 | 12 | 0.47429
29776 | 8.32 | 1 | 365 | 9.4457 | 0.53377 | 9 | 0.97944
30786 | 3.12 | 1 | 365 | 3.5421 | 0.70016 | 4 | 0.24229
30380 | 5.98 | 1 | 365 | 6.7891 | 0.50865 | 7 | 0.29772
30782 | 7.8 | 1 | 365 | 8.8553 | 0.75041 | 9 | 0.60572
29758 | 9.36 | 1 | 365 | 10.6264 | 0.10049 | 10 | 0.72686
30790 | 2.805 | 1 | 365 | 3.1845 | 0.61986 | 3 | 0.80436
29731 | 4.335 | 1 | 365 | 4.9215 | 0.86706 | 5 | 0.78856
29719 | 9.88 | 1 | 365 | 11.2167 | 0.88386 | 12 | 0.10058
29635 | 3.315 | 1 | 365 | 3.7635 | 0.36893 | 4 | 0.13243
29624 | 2.86 | 1 | 365 | 3.2469 | 0.80848 | 4 | 0.055431
30800 | 4.68 | 1 | 365 | 5.3132 | 0.050247 | 5 | 0.36343
30805 | 4.16 | 1 | 365 | 4.7228 | 0.26689 | 4 | 0.98972
30017 | 4.68 | 1 | 365 | 5.3132 | 0.050247 | 5 | 0.36343
30815 | 6.24 | 1 | 365 | 7.0842 | 0.40033 | 7 | 0.48458
28677 | 7.28 | 1 | 365 | 8.265 | 0.96705 | 9 | 0.23201
30817 | 7.02 | 1 | 365 | 7.9698 | 0.075371 | 8 | 0.045149
30819 | 6.12 | 1 | 365 | 6.948 | 0.98878 | 7 | 0.9368
30820 | 4.24 | 1 | 365 | 4.8137 | 0.54125 | 5 | 0.3549
29606 | 9.62 | 1 | 365 | 10.9215 | 0.99217 | 11 | 0.91372
29217 | 9.88 | 1 | 365 | 11.2167 | 0.88386 | 12 | 0.10058
30835 | 7.95 | 1 | 365 | 9.0256 | 0.26484 | 9 | 0.29045
30636 | 11.18 | 1 | 365 | 12.6926 | 0.34226 | 13 | 0.034866
30921 | 9.275 | 1 | 365 | 10.5299 | 0.80898 | 11 | 0.33885
30851 | 13.78 | 1 | 365 | 15.6444 | 0.25906 | 15 | 0.90344
30922 | 4.16 | 1 | 365 | 4.7228 | 0.26689 | 4 | 0.98972
30864 | 5.72 | 1 | 365 | 6.4939 | 0.61697 | 7 | 0.11086
30924 | 7.8 | 1 | 365 | 8.8553 | 0.75041 | 9 | 0.60572
30863 | 2.08 | 1 | 365 | 2.3614 | 0.13344 | 2 | 0.49486
30927 | 7.28 | 1 | 365 | 8.265 | 0.96705 | 9 | 0.23201
30929 | 6.5 | 1 | 365 | 7.3794 | 0.29201 | 7 | 0.67143
30873 | 10.07 | 1 | 365 | 11.4324 | 0.53547 | 11 | 0.9679
30875 | 5.98 | 1 | 365 | 6.7891 | 0.50865 | 7 | 0.29772
30879 | 5.98 | 1 | 365 | 6.7891 | 0.50865 | 7 | 0.29772
30930 | 6.24 | 1 | 365 | 7.0842 | 0.40033 | 7 | 0.48458
30878 | 8.48 | 1 | 365 | 9.6273 | 0.082499 | 9 | 0.70981
30935 | 3.78 | 1 | 365 | 4.2914 | 0.96366 | 5 | 0.25508
30884 | 4.16 | 1 | 365 | 4.7228 | 0.26689 | 4 | 0.98972
30936 | 11.44 | 1 | 365 | 12.9878 | 0.23394 | 13 | 0.22172
30943 | 7.54 | 1 | 365 | 8.5601 | 0.85873 | 9 | 0.41886
30941 | 6.24 | 1 | 365 | 7.0842 | 0.40033 | 7 | 0.48458
30888 | 5.2 | 1 | 365 | 5.9035 | 0.83361 | 6 | 0.73715
30658 | 8.06 | 1 | 365 | 9.1505 | 0.64209 | 9 | 0.79258
29270 | 8.68 | 1 | 365 | 9.8544 | 0.76841 | 10 | 0.62278
29748 | 3.36 | 1 | 365 | 3.8146 | 0.52325 | 4 | 0.33785
29750 | 3.64 | 1 | 365 | 4.1325 | 0.48353 | 4 | 0.616
29753 | 4.4 | 1 | 365 | 4.9953 | 0.089976 | 5 | 0.085278
29757 | 17.595 | 1 | 365 | 19.9755 | 0.34276 | 20 | 0.31829
29760 | 5.6 | 1 | 365 | 6.3577 | 0.20542 | 6 | 0.56308
29763 | 7 | 1 | 365 | 7.9471 | 0.00678 | 7 | 0.95385
29765 | 7.7 | 1 | 365 | 8.7418 | 0.40746 | 9 | 0.14924
29762 | 9 | 1 | 365 | 10.2177 | 0.86586 | 11 | 0.083524
30890 | 4.94 | 1 | 365 | 5.6084 | 0.94193 | 6 | 0.55029
30893 | 7.42 | 1 | 365 | 8.4239 | 0.44719 | 8 | 0.87108
30392 | 7.685 | 1 | 365 | 8.7247 | 0.35601 | 9 | 0.080765
30393 | 3.18 | 1 | 365 | 3.6102 | 0.90594 | 4 | 0.51618
30398 | 8.84 | 1 | 365 | 10.036 | 0.31713 | 10 | 0.35315
30896 | 7.54 | 1 | 365 | 8.5601 | 0.85873 | 9 | 0.41886
30900 | 7.28 | 1 | 365 | 8.265 | 0.96705 | 9 | 0.23201
28003 | 2.7 | 1 | 365 | 3.0653 | 0.25976 | 3 | 0.32506
28141 | 10.12 | 1 | 365 | 11.4892 | 0.70694 | 12 | 0.19614
28158 | 12.3 | 1 | 365 | 13.9641 | 0.18334 | 14 | 0.14748
30951 | 10.92 | 1 | 365 | 12.3974 | 0.45058 | 12 | 0.84801
24624 | 11.18 | 1 | 365 | 12.6926 | 0.34226 | 13 | 0.034866
30944 | 7.8 | 1 | 365 | 8.8553 | 0.75041 | 9 | 0.60572
25995 | 11.825 | 1 | 365 | 13.4249 | 0.55431 | 13 | 0.97919
30958 | 8.84 | 1 | 365 | 10.036 | 0.31713 | 10 | 0.35315
28912 | 18.36 | 1 | 365 | 20.844 | 0.96635 | 21 | 0.81039
30957 | 3.12 | 1 | 365 | 3.5421 | 0.70016 | 4 | 0.24229
29006 | 6.7 | 1 | 365 | 7.6065 | 0.97792 | 8 | 0.5844
6704 | 5999.93 | 0.8 | 365 | 5449.3572 | 0.59995 | 5449 | 0.95717
30960 | 6.24 | 1 | 365 | 7.0842 | 0.40033 | 7 | 0.48458
30974 | 7.54 | 1 | 365 | 8.5601 | 0.85873 | 9 | 0.41886
28921 | 7.02 | 1 | 365 | 7.9698 | 0.075371 | 8 | 0.045149
27716 | 3.315 | 1 | 365 | 3.7635 | 0.36893 | 4 | 0.13243
27850 | 6.375 | 1 | 365 | 7.2375 | 0.86332 | 8 | 0.10083
27868 | 5.355 | 1 | 365 | 6.0795 | 0.36519 | 6 | 0.4447
30052 | 13.26 | 1 | 365 | 15.054 | 0.4757 | 15 | 0.52973
29862 | 6.63 | 1 | 365 | 7.527 | 0.73785 | 8 | 0.26486
30057 | 5.775 | 1 | 365 | 6.5563 | 0.80559 | 7 | 0.36193
27873 | 7.14 | 1 | 365 | 8.106 | 0.48692 | 8 | 0.59293
28997 | 5.98 | 1 | 365 | 6.7891 | 0.50865 | 7 | 0.29772
28425 | 9.62 | 1 | 365 | 10.9215 | 0.99217 | 11 | 0.91372
31003 | 3.12 | 1 | 365 | 3.5421 | 0.70016 | 4 | 0.24229
28599 | 4.42 | 1 | 365 | 5.018 | 0.15857 | 5 | 0.17658
29062 | 2.86 | 1 | 365 | 3.2469 | 0.80848 | 4 | 0.055431
30979 | 5.2 | 1 | 365 | 5.9035 | 0.83361 | 6 | 0.73715
29136 | 5.46 | 1 | 365 | 6.1987 | 0.72529 | 6 | 0.924
31012 | 11.7 | 1 | 365 | 13.283 | 0.12562 | 13 | 0.40858
31014 | 9.62 | 1 | 365 | 10.9215 | 0.99217 | 11 | 0.91372
29197 | 13.26 | 1 | 365 | 15.054 | 0.4757 | 15 | 0.52973
30073 | 7.8 | 1 | 365 | 8.8553 | 0.75041 | 9 | 0.60572
31015 | 5.72 | 1 | 365 | 6.4939 | 0.61697 | 7 | 0.11086
30077 | 6.325 | 1 | 365 | 7.1807 | 0.69184 | 7 | 0.87259
31018 | 9.805 | 1 | 365 | 11.1316 | 0.62664 | 11 | 0.75822
25953 | 7.2 | 1 | 365 | 8.1741 | 0.69269 | 8 | 0.86682
31019 | 10.4 | 1 | 365 | 11.8071 | 0.66722 | 12 | 0.47429
31025 | 9.36 | 1 | 365 | 10.6264 | 0.10049 | 10 | 0.72686
30122 | 2.75 | 1 | 365 | 3.1221 | 0.43124 | 3 | 0.5533
31028 | 9.36 | 1 | 365 | 10.6264 | 0.10049 | 10 | 0.72686
30123 | 4.76 | 1 | 365 | 5.404 | 0.32461 | 5 | 0.72862
31026 | 10.92 | 1 | 365 | 12.3974 | 0.45058 | 12 | 0.84801
30124 | 11.48 | 1 | 365 | 13.0332 | 0.37112 | 13 | 0.40432
31031 | 8.16 | 1 | 365 | 9.264 | 0.98505 | 10 | 0.24906
30125 | 8.12 | 1 | 365 | 9.2186 | 0.84786 | 10 | 0.066468
31030 | 9.36 | 1 | 365 | 10.6264 | 0.10049 | 10 | 0.72686
30130 | 8.67 | 1 | 365 | 9.843 | 0.73411 | 10 | 0.57713
31035 | 10.66 | 1 | 365 | 12.1023 | 0.5589 | 12 | 0.66115
30133 | 8.25 | 1 | 365 | 9.3662 | 0.29371 | 9 | 0.6599
29710 | 11.73 | 1 | 365 | 13.317 | 0.2285 | 13 | 0.54553
31039 | 6.24 | 1 | 365 | 7.0842 | 0.40033 | 7 | 0.48458
31043 | 10.92 | 1 | 365 | 12.3974 | 0.45058 | 12 | 0.84801
30402 | 8.32 | 1 | 365 | 9.4457 | 0.53377 | 9 | 0.97944
31045 | 6.48 | 1 | 365 | 7.3567 | 0.22342 | 7 | 0.58014
31049 | 3.9 | 1 | 365 | 4.4277 | 0.37521 | 4 | 0.80286
30397 | 9.62 | 1 | 365 | 10.9215 | 0.99217 | 11 | 0.91372
31062 | 13.78 | 1 | 365 | 15.6444 | 0.25906 | 15 | 0.90344
30399 | 5.3 | 1 | 365 | 6.0171 | 0.17656 | 6 | 0.19363
30400 | 8.48 | 1 | 365 | 9.6273 | 0.082499 | 9 | 0.70981
31065 | 7.8 | 1 | 365 | 8.8553 | 0.75041 | 9 | 0.60572
30382 | 11.18 | 1 | 365 | 12.6926 | 0.34226 | 13 | 0.034866
30388 | 6.76 | 1 | 365 | 7.6746 | 0.18369 | 7 | 0.85829
31064 | 7.28 | 1 | 365 | 8.265 | 0.96705 | 9 | 0.23201
29978 | 9.35 | 1 | 365 | 10.615 | 0.066199 | 10 | 0.68122
31075 | 4.68 | 1 | 365 | 5.3132 | 0.050247 | 5 | 0.36343
30396 | 6.36 | 1 | 365 | 7.2205 | 0.81187 | 8 | 0.032357
31082 | 8.84 | 1 | 365 | 10.036 | 0.31713 | 10 | 0.35315
30403 | 4.42 | 1 | 365 | 5.018 | 0.15857 | 5 | 0.17658
31071 | 4.68 | 1 | 365 | 5.3132 | 0.050247 | 5 | 0.36343
29208 | 8.84 | 1 | 365 | 10.036 | 0.31713 | 10 | 0.35315
31086 | 14.045 | 1 | 365 | 15.9452 | 0.16789 | 16 | 0.11312
31091 | 2.34 | 1 | 365 | 2.6566 | 0.025124 | 2 | 0.68172
31095 | 3.9 | 1 | 365 | 4.4277 | 0.37521 | 4 | 0.80286
30404 | 5.46 | 1 | 365 | 6.1987 | 0.72529 | 6 | 0.924
30376 | 3.12 | 1 | 365 | 3.5421 | 0.70016 | 4 | 0.24229
30407 | 10.6 | 1 | 365 | 12.0341 | 0.35312 | 12 | 0.38726
30415 | 4.68 | 1 | 365 | 5.3132 | 0.050247 | 5 | 0.36343
30387 | 3.9 | 1 | 365 | 4.4277 | 0.37521 | 4 | 0.80286
30421 | 9.1 | 1 | 365 | 10.3312 | 0.20881 | 10 | 0.54001
30418 | 5.3 | 1 | 365 | 6.0171 | 0.17656 | 6 | 0.19363
30386 | 6.76 | 1 | 365 | 7.6746 | 0.18369 | 7 | 0.85829
30381 | 9.62 | 1 | 365 | 10.9215 | 0.99217 | 11 | 0.91372
30389 | 4.94 | 1 | 365 | 5.6084 | 0.94193 | 6 | 0.55029
30426 | 3.38 | 1 | 365 | 3.8373 | 0.59185 | 4 | 0.42915
30427 | 5.72 | 1 | 365 | 6.4939 | 0.61697 | 7 | 0.11086
30428 | 7.155 | 1 | 365 | 8.123 | 0.53836 | 8 | 0.6614
30430 | 7.905 | 1 | 365 | 8.9745 | 0.11051 | 9 | 0.085029
29416 | 9.625 | 1 | 365 | 10.9272 | 0.0093225 | 10 | 0.93655
30435 | 2.08 | 1 | 365 | 2.3614 | 0.13344 | 2 | 0.49486
29680 | 8.7 | 1 | 365 | 9.8771 | 0.837 | 10 | 0.71407
29768 | 6.44 | 1 | 365 | 7.3113 | 0.086238 | 7 | 0.39754
29772 | 20.7 | 1 | 365 | 23.5006 | 0.99148 | 24 | 0.49211
29774 | 7.2 | 1 | 365 | 8.1741 | 0.69269 | 8 | 0.86682
29782 | 9.9 | 1 | 365 | 11.2394 | 0.95245 | 12 | 0.19188
29783 | 8.8 | 1 | 365 | 9.9906 | 0.17995 | 10 | 0.17056
29784 | 5.225 | 1 | 365 | 5.9319 | 0.91935 | 6 | 0.85127
29788 | 7.44 | 1 | 365 | 8.4466 | 0.51578 | 8 | 0.96238
29787 | 7.14 | 1 | 365 | 8.106 | 0.48692 | 8 | 0.59293
29789 | 25 | 1 | 365 | 28.3824 | 0.7385 | 29 | 0.1209
29795 | 6.885 | 1 | 365 | 7.8165 | 0.61238 | 8 | 0.4289
29796 | 8.1 | 1 | 365 | 9.1959 | 0.77927 | 9 | 0.97517
29800 | 4.94 | 1 | 365 | 5.6084 | 0.94193 | 6 | 0.55029
29801 | 13.44 | 1 | 365 | 15.2584 | 0.093018 | 15 | 0.3514
29803 | 11.2 | 1 | 365 | 12.7153 | 0.41085 | 13 | 0.12616
29828 | 4.335 | 1 | 365 | 4.9215 | 0.86706 | 5 | 0.78856
29829 | 5.32 | 1 | 365 | 6.0398 | 0.24515 | 6 | 0.28493
30434 | 3.64 | 1 | 365 | 4.1325 | 0.48353 | 4 | 0.616
29754 | 6.93 | 1 | 365 | 7.8676 | 0.76671 | 8 | 0.63431
30437 | 6.36 | 1 | 365 | 7.2205 | 0.81187 | 8 | 0.032357
29797 | 8.8 | 1 | 365 | 9.9906 | 0.17995 | 10 | 0.17056
30443 | 5.46 | 1 | 365 | 6.1987 | 0.72529 | 6 | 0.924
30444 | 7.02 | 1 | 365 | 7.9698 | 0.075371 | 8 | 0.045149
30436 | 7.8 | 1 | 365 | 8.8553 | 0.75041 | 9 | 0.60572
30447 | 6.48 | 1 | 365 | 7.3567 | 0.22342 | 7 | 0.58014
30450 | 6.24 | 1 | 365 | 7.0842 | 0.40033 | 7 | 0.48458
30451 | 7.02 | 1 | 365 | 7.9698 | 0.075371 | 8 | 0.045149
30453 | 6.5 | 1 | 365 | 7.3794 | 0.29201 | 7 | 0.67143
30457 | 14.04 | 1 | 365 | 15.9396 | 0.15074 | 16 | 0.090297
30459 | 13 | 1 | 365 | 14.7588 | 0.58402 | 15 | 0.34287
30462 | 10.4 | 1 | 365 | 11.8071 | 0.66722 | 12 | 0.47429
30464 | 2.86 | 1 | 365 | 3.2469 | 0.80848 | 4 | 0.055431
30468 | 7.5 | 1 | 365 | 8.5147 | 0.72155 | 9 | 0.23627
30474 | 10.335 | 1 | 365 | 11.7333 | 0.4443 | 12 | 0.17758
30378 | 3.12 | 1 | 365 | 3.5421 | 0.70016 | 4 | 0.24229
30425 | 3.64 | 1 | 365 | 4.1325 | 0.48353 | 4 | 0.616
30536 | 7.28 | 1 | 365 | 8.265 | 0.96705 | 9 | 0.23201
30538 | 5.46 | 1 | 365 | 6.1987 | 0.72529 | 6 | 0.924
30540 | 5.2 | 1 | 365 | 5.9035 | 0.83361 | 6 | 0.73715
30542 | 7.28 | 1 | 365 | 8.265 | 0.96705 | 9 | 0.23201
30549 | 4.16 | 1 | 365 | 4.7228 | 0.26689 | 4 | 0.98972
30556 | 7.65 | 1 | 365 | 8.685 | 0.23598 | 8 | 0.921
30558 | 9.9 | 1 | 365 | 11.2394 | 0.95245 | 12 | 0.19188
30560 | 11.18 | 1 | 365 | 12.6926 | 0.34226 | 13 | 0.034866
30449 | 9.62 | 1 | 365 | 10.9215 | 0.99217 | 11 | 0.91372
30570 | 5.72 | 1 | 365 | 6.4939 | 0.61697 | 7 | 0.11086
30572 | 6.375 | 1 | 365 | 7.2375 | 0.86332 | 8 | 0.10083
30566 | 5.98 | 1 | 365 | 6.7891 | 0.50865 | 7 | 0.29772
30574 | 4.4 | 1 | 365 | 4.9953 | 0.089976 | 5 | 0.085278
30579 | 7.8 | 1 | 365 | 8.8553 | 0.75041 | 9 | 0.60572
30584 | 8.32 | 1 | 365 | 9.4457 | 0.53377 | 9 | 0.97944
30582 | 7.8 | 1 | 365 | 8.8553 | 0.75041 | 9 | 0.60572
30585 | 3.64 | 1 | 365 | 4.1325 | 0.48353 | 4 | 0.616
30589 | 7.8 | 1 | 365 | 8.8553 | 0.75041 | 9 | 0.60572
30591 | 8.84 | 1 | 365 | 10.036 | 0.31713 | 10 | 0.35315
30593 | 6.24 | 1 | 365 | 7.0842 | 0.40033 | 7 | 0.48458
30596 | 8.58 | 1 | 365 | 9.7408 | 0.42545 | 10 | 0.16629
30533 | 11.7 | 1 | 365 | 13.283 | 0.12562 | 13 | 0.40858
30622 | 12.48 | 1 | 365 | 14.1685 | 0.80066 | 14 | 0.96915
30624 | 8.06 | 1 | 365 | 9.1505 | 0.64209 | 9 | 0.79258
30635 | 10.92 | 1 | 365 | 12.3974 | 0.45058 | 12 | 0.84801
30638 | 3.64 | 1 | 365 | 4.1325 | 0.48353 | 4 | 0.616
30639 | 4.76 | 1 | 365 | 5.404 | 0.32461 | 5 | 0.72862
30657 | 6.75 | 1 | 365 | 7.6632 | 0.1494 | 7 | 0.81264
30665 | 7.28 | 1 | 365 | 8.265 | 0.96705 | 9 | 0.23201
30661 | 5.72 | 1 | 365 | 6.4939 | 0.61697 | 7 | 0.11086
30671 | 5.2 | 1 | 365 | 5.9035 | 0.83361 | 6 | 0.73715
30677 | 8.32 | 1 | 365 | 9.4457 | 0.53377 | 9 | 0.97944
30681 | 10.92 | 1 | 365 | 12.3974 | 0.45058 | 12 | 0.84801
30662 | 11.2 | 1 | 365 | 12.7153 | 0.41085 | 13 | 0.12616
30683 | 7.28 | 1 | 365 | 8.265 | 0.96705 | 9 | 0.23201
30684 | 11.6 | 1 | 365 | 13.1694 | 0.78266 | 13 | 0.9521
29835 | 9.69 | 1 | 365 | 11.001 | 0.23224 | 11 | 0.23326
29837 | 9.62 | 1 | 365 | 10.9215 | 0.99217 | 11 | 0.91372
29838 | 7.56 | 1 | 365 | 8.5828 | 0.92732 | 9 | 0.51016
29839 | 5.775 | 1 | 365 | 6.5563 | 0.80559 | 7 | 0.36193
29841 | 3.85 | 1 | 365 | 4.3709 | 0.20373 | 4 | 0.57462
29843 | 3.85 | 1 | 365 | 4.3709 | 0.20373 | 4 | 0.57462
29847 | 7.28 | 1 | 365 | 8.265 | 0.96705 | 9 | 0.23201
30211 | 11.22 | 1 | 365 | 12.738 | 0.47944 | 13 | 0.21746
29849 | 7.28 | 1 | 365 | 8.265 | 0.96705 | 9 | 0.23201
30216 | 6.63 | 1 | 365 | 7.527 | 0.73785 | 8 | 0.26486
29848 | 5.32 | 1 | 365 | 6.0398 | 0.24515 | 6 | 0.28493
29851 | 15.68 | 1 | 365 | 17.8014 | 0.77519 | 18 | 0.57663
30739 | 6.885 | 1 | 365 | 7.8165 | 0.61238 | 8 | 0.4289
29854 | 5.6 | 1 | 365 | 6.3577 | 0.20542 | 6 | 0.56308
29852 | 8.415 | 1 | 365 | 9.5535 | 0.85958 | 10 | 0.41309
29856 | 3.92 | 1 | 365 | 4.4504 | 0.4438 | 4 | 0.89416
29860 | 7 | 1 | 365 | 7.9471 | 0.00678 | 7 | 0.95385
29868 | 5.04 | 1 | 365 | 5.7219 | 0.28488 | 6 | 0.0067734
30071 | 4.2 | 1 | 365 | 4.7682 | 0.40407 | 5 | 0.17231
30146 | 10.8 | 1 | 365 | 12.2612 | 0.039032 | 12 | 0.30023
30012 | 10.215 | 1 | 365 | 11.597 | 0.032751 | 11 | 0.6298
30550 | 9.36 | 1 | 365 | 10.6264 | 0.10049 | 10 | 0.72686
30963 | 5.98 | 1 | 365 | 6.7891 | 0.50865 | 7 | 0.29772
30967 | 9.88 | 1 | 365 | 11.2167 | 0.88386 | 12 | 0.10058
30984 | 6.24 | 1 | 365 | 7.0842 | 0.40033 | 7 | 0.48458
30985 | 8.84 | 1 | 365 | 10.036 | 0.31713 | 10 | 0.35315
30992 | 7.02 | 1 | 365 | 7.9698 | 0.075371 | 8 | 0.045149
30945 | 6.24 | 1 | 365 | 7.0842 | 0.40033 | 7 | 0.48458
30991 | 5.98 | 1 | 365 | 6.7891 | 0.50865 | 7 | 0.29772
30993 | 6.24 | 1 | 365 | 7.0842 | 0.40033 | 7 | 0.48458
30955 | 7.8 | 1 | 365 | 8.8553 | 0.75041 | 9 | 0.60572
30996 | 9.36 | 1 | 365 | 10.6264 | 0.10049 | 10 | 0.72686
30997 | 8.06 | 1 | 365 | 9.1505 | 0.64209 | 9 | 0.79258
30998 | 7.02 | 1 | 365 | 7.9698 | 0.075371 | 8 | 0.045149
31006 | 5.61 | 1 | 365 | 6.369 | 0.23972 | 6 | 0.60873
30784 | 3.9 | 1 | 365 | 4.4277 | 0.37521 | 4 | 0.80286
30783 | 7.5 | 1 | 365 | 8.5147 | 0.72155 | 9 | 0.23627
31054 | 6.2 | 1 | 365 | 7.0388 | 0.26315 | 7 | 0.30198
31060 | 6.2 | 1 | 365 | 7.0388 | 0.26315 | 7 | 0.30198
31063 | 6.2 | 1 | 365 | 7.0388 | 0.26315 | 7 | 0.30198
31067 | 4.2 | 1 | 365 | 4.7682 | 0.40407 | 5 | 0.17231
31074 | 9 | 1 | 365 | 10.2177 | 0.86586 | 11 | 0.083524
31085 | 10.45 | 1 | 365 | 11.8638 | 0.83869 | 12 | 0.70254
31094 | 7.975 | 1 | 365 | 9.054 | 0.35058 | 9 | 0.40457
31112 | 12.925 | 1 | 365 | 14.6737 | 0.3268 | 15 | 0.0005053
31133 | 4.95 | 1 | 365 | 5.6197 | 0.97622 | 6 | 0.59594
31135 | 8.8 | 1 | 365 | 9.9906 | 0.17995 | 10 | 0.17056
31308 | 5.4 | 1 | 365 | 6.1306 | 0.51952 | 6 | 0.65011
31205 | 9.1 | 1 | 365 | 10.3312 | 0.20881 | 10 | 0.54001
31230 | 14.03 | 1 | 365 | 15.9282 | 0.11645 | 16 | 0.044649
31270 | 10 | 1 | 365 | 11.353 | 0.2954 | 11 | 0.64836
29625 | 70.72 | 0.9 | 365 | 72.2593 | 0.28336 | 72 | 0.54268
29575 | 204.08 | 0.9 | 365 | 208.5221 | 0.91047 | 209 | 0.43256
31258 | 9 | 1 | 365 | 10.2177 | 0.86586 | 11 | 0.083524
31259 | 7.5 | 1 | 365 | 8.5147 | 0.72155 | 9 | 0.23627
31265 | 4.5 | 1 | 365 | 5.1088 | 0.43293 | 5 | 0.54176
29411 | 12.81 | 1 | 365 | 14.5431 | 0.93241 | 15 | 0.47555
31309 | 6.21 | 1 | 365 | 7.0502 | 0.29744 | 7 | 0.34763
31316 | 5.215 | 1 | 365 | 5.9206 | 0.88505 | 6 | 0.80562
31322 | 5.47 | 1 | 365 | 6.2101 | 0.75958 | 6 | 0.96965
31320 | 6.3 | 1 | 365 | 7.1524 | 0.6061 | 7 | 0.75847
31324 | 8.67 | 1 | 365 | 9.843 | 0.73411 | 10 | 0.57713
31325 | 5.72 | 1 | 365 | 6.4939 | 0.61697 | 7 | 0.11086
31326 | 5.7 | 1 | 365 | 6.4712 | 0.54838 | 7 | 0.019565
31328 | 13.26 | 1 | 365 | 15.054 | 0.4757 | 15 | 0.52973
31330 | 10.455 | 1 | 365 | 11.8695 | 0.85584 | 12 | 0.72536
31333 | 3.85 | 1 | 365 | 4.3709 | 0.20373 | 4 | 0.57462
27715 | 3.64 | 1 | 365 | 4.1325 | 0.48353 | 4 | 0.616
29224 | 21.32 | 1 | 365 | 24.2045 | 0.11779 | 24 | 0.3223
27646 | 10.4 | 1 | 365 | 11.8071 | 0.66722 | 12 | 0.47429
19827 | 4.75 | 1 | 365 | 5.3927 | 0.29031 | 5 | 0.68297
29628 | 4.68 | 1 | 365 | 5.3132 | 0.050247 | 5 | 0.36343
30829 | 3.9 | 1 | 365 | 4.4277 | 0.37521 | 4 | 0.80286
31217 | 5.98 | 1 | 365 | 6.7891 | 0.50865 | 7 | 0.29772
27370 | 7 | 1 | 365 | 7.9471 | 0.00678 | 7 | 0.95385
27485 | 4.59 | 1 | 365 | 5.211 | 0.74159 | 5 | 0.9526
14617 | 5.61 | 1 | 365 | 6.369 | 0.23972 | 6 | 0.60873
19925 | 5.72 | 1 | 365 | 6.4939 | 0.61697 | 7 | 0.11086
31132 | 13.78 | 1 | 365 | 15.6444 | 0.25906 | 15 | 0.90344
31134 | 8.58 | 1 | 365 | 9.7408 | 0.42545 | 10 | 0.16629
31136 | 7.8 | 1 | 365 | 8.8553 | 0.75041 | 9 | 0.60572
31137 | 4.16 | 1 | 365 | 4.7228 | 0.26689 | 4 | 0.98972
31335 | 6.6 | 1 | 365 | 7.493 | 0.63496 | 8 | 0.12792
31139 | 10.4 | 1 | 365 | 11.8071 | 0.66722 | 12 | 0.47429
31551 | 3.64 | 1 | 365 | 4.1325 | 0.48353 | 4 | 0.616
31141 | 5.98 | 1 | 365 | 6.7891 | 0.50865 | 7 | 0.29772
27524 | 7.14 | 1 | 365 | 8.106 | 0.48692 | 8 | 0.59293
31557 | 3.9 | 1 | 365 | 4.4277 | 0.37521 | 4 | 0.80286
31142 | 6.5 | 1 | 365 | 7.3794 | 0.29201 | 7 | 0.67143
31554 | 5.46 | 1 | 365 | 6.1987 | 0.72529 | 6 | 0.924
31558 | 8.32 | 1 | 365 | 9.4457 | 0.53377 | 9 | 0.97944
31340 | 5.6 | 1 | 365 | 6.3577 | 0.20542 | 6 | 0.56308
31566 | 6.76 | 1 | 365 | 7.6746 | 0.18369 | 7 | 0.85829
31344 | 7.28 | 1 | 365 | 8.265 | 0.96705 | 9 | 0.23201
31565 | 7.8 | 1 | 365 | 8.8553 | 0.75041 | 9 | 0.60572
31568 | 3.12 | 1 | 365 | 3.5421 | 0.70016 | 4 | 0.24229
31343 | 9.36 | 1 | 365 | 10.6264 | 0.10049 | 10 | 0.72686
31346 | 10.36 | 1 | 365 | 11.7617 | 0.53003 | 12 | 0.2917
31552 | 7.14 | 1 | 365 | 8.106 | 0.48692 | 8 | 0.59293
31143 | 4.42 | 1 | 365 | 5.018 | 0.15857 | 5 | 0.17658
31553 | 3.06 | 1 | 365 | 3.474 | 0.49439 | 3 | 0.9684
31347 | 9.1 | 1 | 365 | 10.3312 | 0.20881 | 10 | 0.54001
29481 | 4.24 | 1 | 365 | 4.8137 | 0.54125 | 5 | 0.3549
31209 | 5.72 | 1 | 365 | 6.4939 | 0.61697 | 7 | 0.11086
31212 | 4.24 | 1 | 365 | 4.8137 | 0.54125 | 5 | 0.3549
31218 | 8.32 | 1 | 365 | 9.4457 | 0.53377 | 9 | 0.97944
31561 | 5.46 | 1 | 365 | 6.1987 | 0.72529 | 6 | 0.924
31220 | 6.5 | 1 | 365 | 7.3794 | 0.29201 | 7 | 0.67143
31562 | 11.18 | 1 | 365 | 12.6926 | 0.34226 | 13 | 0.034866
31225 | 2.08 | 1 | 365 | 2.3614 | 0.13344 | 2 | 0.49486
31563 | 6.24 | 1 | 365 | 7.0842 | 0.40033 | 7 | 0.48458
31567 | 5.98 | 1 | 365 | 6.7891 | 0.50865 | 7 | 0.29772
31569 | 9.88 | 1 | 365 | 11.2167 | 0.88386 | 12 | 0.10058
31233 | 4.68 | 1 | 365 | 5.3132 | 0.050247 | 5 | 0.36343
31235 | 4.68 | 1 | 365 | 5.3132 | 0.050247 | 5 | 0.36343
31571 | 6.5 | 1 | 365 | 7.3794 | 0.29201 | 7 | 0.67143
31570 | 9.1 | 1 | 365 | 10.3312 | 0.20881 | 10 | 0.54001
31485 | 7.02 | 1 | 365 | 7.9698 | 0.075371 | 8 | 0.045149
31499 | 6.5 | 1 | 365 | 7.3794 | 0.29201 | 7 | 0.67143
31505 | 7.54 | 1 | 365 | 8.5601 | 0.85873 | 9 | 0.41886
31460 | 5.72 | 1 | 365 | 6.4939 | 0.61697 | 7 | 0.11086
31421 | 6.5 | 1 | 365 | 7.3794 | 0.29201 | 7 | 0.67143
31470 | 3.12 | 1 | 365 | 3.5421 | 0.70016 | 4 | 0.24229
31436 | 6.76 | 1 | 365 | 7.6746 | 0.18369 | 7 | 0.85829
31473 | 5.98 | 1 | 365 | 6.7891 | 0.50865 | 7 | 0.29772
31475 | 3.12 | 1 | 365 | 3.5421 | 0.70016 | 4 | 0.24229
31441 | 8.58 | 1 | 365 | 9.7408 | 0.42545 | 10 | 0.16629
31497 | 13 | 1 | 365 | 14.7588 | 0.58402 | 15 | 0.34287
31479 | 8.84 | 1 | 365 | 10.036 | 0.31713 | 10 | 0.35315
31446 | 6.24 | 1 | 365 | 7.0842 | 0.40033 | 7 | 0.48458
31480 | 5.98 | 1 | 365 | 6.7891 | 0.50865 | 7 | 0.29772
31481 | 7.54 | 1 | 365 | 8.5601 | 0.85873 | 9 | 0.41886
31491 | 7.8 | 1 | 365 | 8.8553 | 0.75041 | 9 | 0.60572
31494 | 5.98 | 1 | 365 | 6.7891 | 0.50865 | 7 | 0.29772
31500 | 9.88 | 1 | 365 | 11.2167 | 0.88386 | 12 | 0.10058
31510 | 13 | 1 | 365 | 14.7588 | 0.58402 | 15 | 0.34287
31536 | 4.94 | 1 | 365 | 5.6084 | 0.94193 | 6 | 0.55029
31515 | 5.2 | 1 | 365 | 5.9035 | 0.83361 | 6 | 0.73715
31524 | 8.32 | 1 | 365 | 9.4457 | 0.53377 | 9 | 0.97944
31526 | 3.9 | 1 | 365 | 4.4277 | 0.37521 | 4 | 0.80286
31238 | 11.25 | 1 | 365 | 12.7721 | 0.58232 | 13 | 0.3544
31244 | 8.58 | 1 | 365 | 9.7408 | 0.42545 | 10 | 0.16629
31247 | 5.98 | 1 | 365 | 6.7891 | 0.50865 | 7 | 0.29772
29171 | 9.275 | 1 | 365 | 10.5299 | 0.80898 | 11 | 0.33885
29265 | 13.52 | 1 | 365 | 15.3492 | 0.36738 | 15 | 0.71658
29349 | 7.29 | 1 | 365 | 8.2763 | 0.0013466 | 8 | 0.27765
31349 | 5.6 | 1 | 365 | 6.3577 | 0.20542 | 6 | 0.56308
31250 | 6.095 | 1 | 365 | 6.9196 | 0.90305 | 7 | 0.82268
31351 | 6.72 | 1 | 365 | 7.6292 | 0.046509 | 7 | 0.6757
31254 | 4.16 | 1 | 365 | 4.7228 | 0.26689 | 4 | 0.98972
31353 | 3.57 | 1 | 365 | 4.053 | 0.24346 | 4 | 0.29646
31002 | 7.14 | 1 | 365 | 8.106 | 0.48692 | 8 | 0.59293
31264 | 4.68 | 1 | 365 | 5.3132 | 0.050247 | 5 | 0.36343
31354 | 8.68 | 1 | 365 | 9.8544 | 0.76841 | 10 | 0.62278
31274 | 8.32 | 1 | 365 | 9.4457 | 0.53377 | 9 | 0.97944
31281 | 5.72 | 1 | 365 | 6.4939 | 0.61697 | 7 | 0.11086
31010 | 5.2 | 1 | 365 | 5.9035 | 0.83361 | 6 | 0.73715
31356 | 10.6 | 1 | 365 | 12.0341 | 0.35312 | 12 | 0.38726
31357 | 3.64 | 1 | 365 | 4.1325 | 0.48353 | 4 | 0.616
31360 | 8.525 | 1 | 365 | 9.6784 | 0.23683 | 9 | 0.91523
31361 | 6.16 | 1 | 365 | 6.9934 | 0.12597 | 7 | 0.11939
31362 | 10.08 | 1 | 365 | 11.4438 | 0.56976 | 12 | 0.013547
31363 | 7.84 | 1 | 365 | 8.9007 | 0.88759 | 9 | 0.78831
30999 | 8.32 | 1 | 365 | 9.4457 | 0.53377 | 9 | 0.97944
31641 | 9.88 | 1 | 365 | 11.2167 | 0.88386 | 12 | 0.10058
30950 | 7.02 | 1 | 365 | 7.9698 | 0.075371 | 8 | 0.045149
31679 | 10.4 | 1 | 365 | 11.8071 | 0.66722 | 12 | 0.47429
31609 | 12.04 | 1 | 365 | 13.669 | 0.29166 | 13 | 0.96063
31635 | 9.435 | 1 | 365 | 10.7115 | 0.35771 | 11 | 0.069228
31755 | 13.52 | 1 | 365 | 15.3492 | 0.36738 | 15 | 0.71658
31638 | 6.3 | 1 | 365 | 7.1524 | 0.6061 | 7 | 0.75847
31762 | 5.2 | 1 | 365 | 5.9035 | 0.83361 | 6 | 0.73715
31617 | 4.68 | 1 | 365 | 5.3132 | 0.050247 | 5 | 0.36343
31763 | 6.24 | 1 | 365 | 7.0842 | 0.40033 | 7 | 0.48458
31768 | 5.72 | 1 | 365 | 6.4939 | 0.61697 | 7 | 0.11086
31632 | 8.58 | 1 | 365 | 9.7408 | 0.42545 | 10 | 0.16629
31634 | 5.72 | 1 | 365 | 6.4939 | 0.61697 | 7 | 0.11086
31769 | 4.68 | 1 | 365 | 5.3132 | 0.050247 | 5 | 0.36343
31636 | 5.2 | 1 | 365 | 5.9035 | 0.83361 | 6 | 0.73715
31639 | 8.58 | 1 | 365 | 9.7408 | 0.42545 | 10 | 0.16629
31646 | 9.36 | 1 | 365 | 10.6264 | 0.10049 | 10 | 0.72686
31648 | 5.2 | 1 | 365 | 5.9035 | 0.83361 | 6 | 0.73715
31630 | 3.445 | 1 | 365 | 3.9111 | 0.81477 | 4 | 0.72586
31118 | 7.848 | 1 | 365 | 8.9098 | 0.91503 | 9 | 0.82483
31613 | 6.25 | 1 | 365 | 7.0956 | 0.43462 | 7 | 0.53022
31397 | 7.125 | 1 | 365 | 8.089 | 0.43547 | 8 | 0.52446
31781 | 6.5 | 1 | 365 | 7.3794 | 0.29201 | 7 | 0.67143
31787 | 9.1 | 1 | 365 | 10.3312 | 0.20881 | 10 | 0.54001
31791 | 5.72 | 1 | 365 | 6.4939 | 0.61697 | 7 | 0.11086
31796 | 10.66 | 1 | 365 | 12.1023 | 0.5589 | 12 | 0.66115
31797 | 4.68 | 1 | 365 | 5.3132 | 0.050247 | 5 | 0.36343
31803 | 6.24 | 1 | 365 | 7.0842 | 0.40033 | 7 | 0.48458
31403 | 2.86 | 1 | 365 | 3.2469 | 0.80848 | 4 | 0.055431
31080 | 183.83 | 1 | 365 | 208.7015 | 0.45234 | 209 | 0.1538
31404 | 8.06 | 1 | 365 | 9.1505 | 0.64209 | 9 | 0.79258
31722 | 8.06 | 1 | 365 | 9.1505 | 0.64209 | 9 | 0.79258
31731 | 7.28 | 1 | 365 | 8.265 | 0.96705 | 9 | 0.23201
31405 | 12.48 | 1 | 365 | 14.1685 | 0.80066 | 14 | 0.96915
31741 | 8.06 | 1 | 365 | 9.1505 | 0.64209 | 9 | 0.79258
31406 | 4.505 | 1 | 365 | 5.1145 | 0.45008 | 5 | 0.56459
31342 | 13.44 | 1 | 365 | 15.2584 | 0.093018 | 15 | 0.3514
31337 | 5.6 | 1 | 365 | 6.3577 | 0.20542 | 6 | 0.56308
29846 | 25.5 | 0.9 | 365 | 26.055 | 0.70794 | 26 | 0.76299
31407 | 2.86 | 1 | 365 | 3.2469 | 0.80848 | 4 | 0.055431
31434 | 14.04 | 1 | 365 | 15.9396 | 0.15074 | 16 | 0.090297
31443 | 7.28 | 1 | 365 | 8.265 | 0.96705 | 9 | 0.23201
31454 | 8.9 | 1 | 365 | 10.1041 | 0.52291 | 10 | 0.62704
31455 | 3.9 | 1 | 365 | 4.4277 | 0.37521 | 4 | 0.80286
31465 | 10.14 | 1 | 365 | 11.5119 | 0.77554 | 12 | 0.28744
31463 | 5.2 | 1 | 365 | 5.9035 | 0.83361 | 6 | 0.73715
31471 | 11.44 | 1 | 365 | 12.9878 | 0.23394 | 13 | 0.22172
31472 | 7.54 | 1 | 365 | 8.5601 | 0.85873 | 9 | 0.41886
31474 | 12.455 | 1 | 365 | 14.1401 | 0.71492 | 14 | 0.85503
31476 | 5.46 | 1 | 365 | 6.1987 | 0.72529 | 6 | 0.924
31651 | 5.98 | 1 | 365 | 6.7891 | 0.50865 | 7 | 0.29772
31478 | 5.2 | 1 | 365 | 5.9035 | 0.83361 | 6 | 0.73715
31645 | 8.06 | 1 | 365 | 9.1505 | 0.64209 | 9 | 0.79258
31649 | 6.24 | 1 | 365 | 7.0842 | 0.40033 | 7 | 0.48458
31656 | 2.86 | 1 | 365 | 3.2469 | 0.80848 | 4 | 0.055431
31659 | 9.62 | 1 | 365 | 10.9215 | 0.99217 | 11 | 0.91372
31676 | 2.6 | 1 | 365 | 2.9518 | 0.9168 | 3 | 0.86857
31678 | 4.16 | 1 | 365 | 4.7228 | 0.26689 | 4 | 0.98972
31681 | 8.32 | 1 | 365 | 9.4457 | 0.53377 | 9 | 0.97944
31713 | 6.76 | 1 | 365 | 7.6746 | 0.18369 | 7 | 0.85829
31719 | 8.06 | 1 | 365 | 9.1505 | 0.64209 | 9 | 0.79258
31723 | 8.32 | 1 | 365 | 9.4457 | 0.53377 | 9 | 0.97944
31726 | 3.9 | 1 | 365 | 4.4277 | 0.37521 | 4 | 0.80286
31730 | 5.2 | 1 | 365 | 5.9035 | 0.83361 | 6 | 0.73715
31732 | 5.72 | 1 | 365 | 6.4939 | 0.61697 | 7 | 0.11086
31736 | 2.86 | 1 | 365 | 3.2469 | 0.80848 | 4 | 0.055431
31745 | 4.94 | 1 | 365 | 5.6084 | 0.94193 | 6 | 0.55029
31482 | 7.155 | 1 | 365 | 8.123 | 0.53836 | 8 | 0.6614
31483 | 7 | 1 | 365 | 7.9471 | 0.00678 | 7 | 0.95385
31488 | 7.8 | 1 | 365 | 8.8553 | 0.75041 | 9 | 0.60572
31748 | 7.54 | 1 | 365 | 8.5601 | 0.85873 | 9 | 0.41886
31751 | 5.2 | 1 | 365 | 5.9035 | 0.83361 | 6 | 0.73715
31756 | 7.8 | 1 | 365 | 8.8553 | 0.75041 | 9 | 0.60572
31490 | 4.49 | 1 | 365 | 5.0975 | 0.39863 | 5 | 0.49611
31506 | 7.28 | 1 | 365 | 8.265 | 0.96705 | 9 | 0.23201
31759 | 9.88 | 1 | 365 | 11.2167 | 0.88386 | 12 | 0.10058
31512 | 5.46 | 1 | 365 | 6.1987 | 0.72529 | 6 | 0.924
31761 | 7 | 1 | 365 | 7.9471 | 0.00678 | 7 | 0.95385
31773 | 7.8 | 1 | 365 | 8.8553 | 0.75041 | 9 | 0.60572
31776 | 7.28 | 1 | 365 | 8.265 | 0.96705 | 9 | 0.23201
31777 | 6.76 | 1 | 365 | 7.6746 | 0.18369 | 7 | 0.85829
31779 | 6.76 | 1 | 365 | 7.6746 | 0.18369 | 7 | 0.85829
31784 | 6.5 | 1 | 365 | 7.3794 | 0.29201 | 7 | 0.67143
31786 | 7.8 | 1 | 365 | 8.8553 | 0.75041 | 9 | 0.60572
31789 | 4.94 | 1 | 365 | 5.6084 | 0.94193 | 6 | 0.55029
31720 | 6.24 | 1 | 365 | 7.0842 | 0.40033 | 7 | 0.48458
31511 | 10.14 | 1 | 365 | 11.5119 | 0.77554 | 12 | 0.28744
31792 | 3.9 | 1 | 365 | 4.4277 | 0.37521 | 4 | 0.80286
31798 | 9.62 | 1 | 365 | 10.9215 | 0.99217 | 11 | 0.91372
31800 | 8.06 | 1 | 365 | 9.1505 | 0.64209 | 9 | 0.79258
31802 | 5.46 | 1 | 365 | 6.1987 | 0.72529 | 6 | 0.924
31804 | 5.72 | 1 | 365 | 6.4939 | 0.61697 | 7 | 0.11086
31806 | 9.62 | 1 | 365 | 10.9215 | 0.99217 | 11 | 0.91372
31619 | 5.1 | 1 | 365 | 5.79 | 0.49065 | 6 | 0.28066
31816 | 6.325 | 1 | 365 | 7.1807 | 0.69184 | 7 | 0.87259
31830 | 9.075 | 1 | 365 | 10.3028 | 0.12308 | 10 | 0.42589
31408 | 32.48 | 0.9 | 365 | 33.187 | 0.25231 | 33 | 0.43929
31304 | 156.96 | 0.9 | 365 | 160.3765 | 0.47054 | 160 | 0.84699
31845 | 8.96 | 1 | 365 | 10.1723 | 0.72868 | 10 | 0.90093
31855 | 3.42 | 1 | 365 | 3.8827 | 0.72903 | 4 | 0.61174
31865 | 3.99 | 1 | 365 | 4.5298 | 0.68386 | 5 | 0.2137
31519 | 8.4 | 1 | 365 | 9.5365 | 0.80814 | 10 | 0.34462
31419 | 4.94 | 1 | 365 | 5.6084 | 0.94193 | 6 | 0.55029
31807 | 8.84 | 1 | 365 | 10.036 | 0.31713 | 10 | 0.35315
31523 | 5.3 | 1 | 365 | 6.0171 | 0.17656 | 6 | 0.19363
31809 | 3.38 | 1 | 365 | 3.8373 | 0.59185 | 4 | 0.42915
31433 | 7.28 | 1 | 365 | 8.265 | 0.96705 | 9 | 0.23201
31743 | 2.6 | 1 | 365 | 2.9518 | 0.9168 | 3 | 0.86857
31810 | 6.5 | 1 | 365 | 7.3794 | 0.29201 | 7 | 0.67143
31424 | 8.32 | 1 | 365 | 9.4457 | 0.53377 | 9 | 0.97944
31801 | 7.28 | 1 | 365 | 8.265 | 0.96705 | 9 | 0.23201
31871 | 2.08 | 1 | 365 | 2.3614 | 0.13344 | 2 | 0.49486
31876 | 8.32 | 1 | 365 | 9.4457 | 0.53377 | 9 | 0.97944
31924 | 7.02 | 1 | 365 | 7.9698 | 0.075371 | 8 | 0.045149
31930 | 4.42 | 1 | 365 | 5.018 | 0.15857 | 5 | 0.17658
31528 | 6.24 | 1 | 365 | 7.0842 | 0.40033 | 7 | 0.48458
31608 | 4.68 | 1 | 365 | 5.3132 | 0.050247 | 5 | 0.36343
31597 | 11.7 | 1 | 365 | 13.283 | 0.12562 | 13 | 0.40858
31620 | 6.24 | 1 | 365 | 7.0842 | 0.40033 | 7 | 0.48458
31598 | 12.48 | 1 | 365 | 14.1685 | 0.80066 | 14 | 0.96915
31662 | 3.38 | 1 | 365 | 3.8373 | 0.59185 | 4 | 0.42915
31669 | 13 | 1 | 365 | 14.7588 | 0.58402 | 15 | 0.34287
31623 | 7.54 | 1 | 365 | 8.5601 | 0.85873 | 9 | 0.41886
31517 | 24.6 | 1 | 365 | 27.9283 | 0.36668 | 28 | 0.29497
31643 | 11.18 | 1 | 365 | 12.6926 | 0.34226 | 13 | 0.034866
31661 | 4.16 | 1 | 365 | 4.7228 | 0.26689 | 4 | 0.98972
31430 | 7.02 | 1 | 365 | 7.9698 | 0.075371 | 8 | 0.045149
29024 | 8.745 | 1 | 365 | 9.9282 | 0.99133 | 10 | 0.91949
31697 | 4.94 | 1 | 365 | 5.6084 | 0.94193 | 6 | 0.55029
31675 | 5.72 | 1 | 365 | 6.4939 | 0.61697 | 7 | 0.11086
31718 | 3.9 | 1 | 365 | 4.4277 | 0.37521 | 4 | 0.80286
31420 | 12.74 | 1 | 365 | 14.4637 | 0.69234 | 15 | 0.15601
31749 | 2.34 | 1 | 365 | 2.6566 | 0.025124 | 2 | 0.68172
31437 | 7.8 | 1 | 365 | 8.8553 | 0.75041 | 9 | 0.60572
31708 | 9.62 | 1 | 365 | 10.9215 | 0.99217 | 11 | 0.91372
31715 | 9.36 | 1 | 365 | 10.6264 | 0.10049 | 10 | 0.72686
31728 | 11.18 | 1 | 365 | 12.6926 | 0.34226 | 13 | 0.034866
31601 | 12.74 | 1 | 365 | 14.4637 | 0.69234 | 15 | 0.15601
31832 | 3.64 | 1 | 365 | 4.1325 | 0.48353 | 4 | 0.616
31775 | 8.06 | 1 | 365 | 9.1505 | 0.64209 | 9 | 0.79258
31603 | 13.26 | 1 | 365 | 15.054 | 0.4757 | 15 | 0.52973
31834 | 13 | 1 | 365 | 14.7588 | 0.58402 | 15 | 0.34287
31837 | 7.54 | 1 | 365 | 8.5601 | 0.85873 | 9 | 0.41886
31606 | 5.46 | 1 | 365 | 6.1987 | 0.72529 | 6 | 0.924
31610 | 9.88 | 1 | 365 | 11.2167 | 0.88386 | 12 | 0.10058
31616 | 4.42 | 1 | 365 | 5.018 | 0.15857 | 5 | 0.17658
31624 | 3.12 | 1 | 365 | 3.5421 | 0.70016 | 4 | 0.24229
31808 | 12.22 | 1 | 365 | 13.8733 | 0.90898 | 14 | 0.7823
31813 | 6.76 | 1 | 365 | 7.6746 | 0.18369 | 7 | 0.85829
31815 | 4.68 | 1 | 365 | 5.3132 | 0.050247 | 5 | 0.36343
31817 | 11.44 | 1 | 365 | 12.9878 | 0.23394 | 13 | 0.22172
31818 | 10.865 | 1 | 365 | 12.335 | 0.26195 | 12 | 0.59694
31850 | 3.9 | 1 | 365 | 4.4277 | 0.37521 | 4 | 0.80286
31852 | 5.46 | 1 | 365 | 6.1987 | 0.72529 | 6 | 0.924
31854 | 4.68 | 1 | 365 | 5.3132 | 0.050247 | 5 | 0.36343
31858 | 9.62 | 1 | 365 | 10.9215 | 0.99217 | 11 | 0.91372
31857 | 9.1 | 1 | 365 | 10.3312 | 0.20881 | 10 | 0.54001
31868 | 8.32 | 1 | 365 | 9.4457 | 0.53377 | 9 | 0.97944
31873 | 12.985 | 1 | 365 | 14.7418 | 0.53258 | 15 | 0.2744
31883 | 5.98 | 1 | 365 | 6.7891 | 0.50865 | 7 | 0.29772
31894 | 8.32 | 1 | 365 | 9.4457 | 0.53377 | 9 | 0.97944
31901 | 2.86 | 1 | 365 | 3.2469 | 0.80848 | 4 | 0.055431
31903 | 8.32 | 1 | 365 | 9.4457 | 0.53377 | 9 | 0.97944
31906 | 9.88 | 1 | 365 | 11.2167 | 0.88386 | 12 | 0.10058
31911 | 6.76 | 1 | 365 | 7.6746 | 0.18369 | 7 | 0.85829
31915 | 8.58 | 1 | 365 | 9.7408 | 0.42545 | 10 | 0.16629
31917 | 12.48 | 1 | 365 | 14.1685 | 0.80066 | 14 | 0.96915
31928 | 9.36 | 1 | 365 | 10.6264 | 0.10049 | 10 | 0.72686
31929 | 8.84 | 1 | 365 | 10.036 | 0.31713 | 10 | 0.35315
31931 | 2.86 | 1 | 365 | 3.2469 | 0.80848 | 4 | 0.055431
31933 | 5.3 | 1 | 365 | 6.0171 | 0.17656 | 6 | 0.19363
32224 | 4.9 | 1 | 365 | 5.563 | 0.80475 | 6 | 0.3677
32127 | 5.88 | 1 | 365 | 6.6755 | 0.1657 | 6 | 0.84124
32148 | 7.56 | 1 | 365 | 8.5828 | 0.92732 | 9 | 0.51016
31944 | 8.06 | 1 | 365 | 9.1505 | 0.64209 | 9 | 0.79258
31948 | 3.38 | 1 | 365 | 3.8373 | 0.59185 | 4 | 0.42915
31950 | 7.02 | 1 | 365 | 7.9698 | 0.075371 | 8 | 0.045149
31953 | 5.46 | 1 | 365 | 6.1987 | 0.72529 | 6 | 0.924
31965 | 5.2 | 1 | 365 | 5.9035 | 0.83361 | 6 | 0.73715
31982 | 7.28 | 1 | 365 | 8.265 | 0.96705 | 9 | 0.23201
31986 | 3.9 | 1 | 365 | 4.4277 | 0.37521 | 4 | 0.80286
31970 | 2.86 | 1 | 365 | 3.2469 | 0.80848 | 4 | 0.055431
31988 | 3.12 | 1 | 365 | 3.5421 | 0.70016 | 4 | 0.24229
31992 | 5.72 | 1 | 365 | 6.4939 | 0.61697 | 7 | 0.11086
31993 | 7.14 | 1 | 365 | 8.106 | 0.48692 | 8 | 0.59293
32005 | 5.5 | 1 | 365 | 6.2441 | 0.86247 | 7 | 0.1066
32041 | 5.46 | 1 | 365 | 6.1987 | 0.72529 | 6 | 0.924
32042 | 5.46 | 1 | 365 | 6.1987 | 0.72529 | 6 | 0.924
32049 | 4.16 | 1 | 365 | 4.7228 | 0.26689 | 4 | 0.98972
32046 | 4.68 | 1 | 365 | 5.3132 | 0.050247 | 5 | 0.36343
31935 | 9.36 | 1 | 365 | 10.6264 | 0.10049 | 10 | 0.72686
31633 | 10.4 | 1 | 365 | 11.8071 | 0.66722 | 12 | 0.47429
31640 | 12.22 | 1 | 365 | 13.8733 | 0.90898 | 14 | 0.7823
31946 | 7.02 | 1 | 365 | 7.9698 | 0.075371 | 8 | 0.045149
31955 | 9.88 | 1 | 365 | 11.2167 | 0.88386 | 12 | 0.10058
31957 | 7.02 | 1 | 365 | 7.9698 | 0.075371 | 8 | 0.045149
31961 | 11.18 | 1 | 365 | 12.6926 | 0.34226 | 13 | 0.034866
31972 | 7.28 | 1 | 365 | 8.265 | 0.96705 | 9 | 0.23201
31975 | 9.36 | 1 | 365 | 10.6264 | 0.10049 | 10 | 0.72686
31985 | 4.94 | 1 | 365 | 5.6084 | 0.94193 | 6 | 0.55029
31983 | 7.8 | 1 | 365 | 8.8553 | 0.75041 | 9 | 0.60572
31990 | 7.8 | 1 | 365 | 8.8553 | 0.75041 | 9 | 0.60572
31995 | 3.38 | 1 | 365 | 3.8373 | 0.59185 | 4 | 0.42915
31999 | 9.1 | 1 | 365 | 10.3312 | 0.20881 | 10 | 0.54001
32002 | 4.24 | 1 | 365 | 4.8137 | 0.54125 | 5 | 0.3549
31998 | 8.06 | 1 | 365 | 9.1505 | 0.64209 | 9 | 0.79258
32004 | 5.2 | 1 | 365 | 5.9035 | 0.83361 | 6 | 0.73715
31655 | 7.54 | 1 | 365 | 8.5601 | 0.85873 | 9 | 0.41886
31644 | 11.18 | 1 | 365 | 12.6926 | 0.34226 | 13 | 0.034866
31660 | 4.42 | 1 | 365 | 5.018 | 0.15857 | 5 | 0.17658
31647 | 12.48 | 1 | 365 | 14.1685 | 0.80066 | 14 | 0.96915
31666 | 7.28 | 1 | 365 | 8.265 | 0.96705 | 9 | 0.23201
31849 | 6.76 | 1 | 365 | 7.6746 | 0.18369 | 7 | 0.85829
31680 | 5.46 | 1 | 365 | 6.1987 | 0.72529 | 6 | 0.924
31889 | 9.1 | 1 | 365 | 10.3312 | 0.20881 | 10 | 0.54001
31689 | 11.96 | 1 | 365 | 13.5781 | 0.017298 | 13 | 0.59544
31698 | 6.76 | 1 | 365 | 7.6746 | 0.18369 | 7 | 0.85829
31704 | 7.8 | 1 | 365 | 8.8553 | 0.75041 | 9 | 0.60572
31709 | 5.46 | 1 | 365 | 6.1987 | 0.72529 | 6 | 0.924
31439 | 8.06 | 1 | 365 | 9.1505 | 0.64209 | 9 | 0.79258
31531 | 7.42 | 1 | 365 | 8.4239 | 0.44719 | 8 | 0.87108
31423 | 5.72 | 1 | 365 | 6.4939 | 0.61697 | 7 | 0.11086
31452 | 6.12 | 1 | 365 | 6.948 | 0.98878 | 7 | 0.9368
31449 | 5.2 | 1 | 365 | 5.9035 | 0.83361 | 6 | 0.73715
31535 | 8.84 | 1 | 365 | 10.036 | 0.31713 | 10 | 0.35315
31440 | 2.86 | 1 | 365 | 3.2469 | 0.80848 | 4 | 0.055431
32181 | 10.72 | 1 | 365 | 12.1704 | 0.76467 | 12 | 0.93504
32183 | 11.07 | 1 | 365 | 12.5677 | 0.96501 | 13 | 0.53273
32184 | 7.84 | 1 | 365 | 8.9007 | 0.88759 | 9 | 0.78831
32190 | 12 | 1 | 365 | 13.6236 | 0.15448 | 13 | 0.77803
31447 | 5.72 | 1 | 365 | 6.4939 | 0.61697 | 7 | 0.11086
31543 | 3.64 | 1 | 365 | 4.1325 | 0.48353 | 4 | 0.616
31458 | 5.46 | 1 | 365 | 6.1987 | 0.72529 | 6 | 0.924
32296 | 7.44 | 1 | 365 | 8.4466 | 0.51578 | 8 | 0.96238
20921 | 7.02 | 1 | 365 | 7.9698 | 0.075371 | 8 | 0.045149
32298 | 9.38 | 1 | 365 | 10.6491 | 0.16909 | 10 | 0.81816
31545 | 7.28 | 1 | 365 | 8.265 | 0.96705 | 9 | 0.23201
31546 | 4.94 | 1 | 365 | 5.6084 | 0.94193 | 6 | 0.55029
32327 | 6.76 | 1 | 365 | 7.6746 | 0.18369 | 7 | 0.85829
32328 | 7.28 | 1 | 365 | 8.265 | 0.96705 | 9 | 0.23201
32329 | 5.98 | 1 | 365 | 6.7891 | 0.50865 | 7 | 0.29772
32336 | 8.32 | 1 | 365 | 9.4457 | 0.53377 | 9 | 0.97944
32206 | 5.83 | 1 | 365 | 6.6188 | 0.99422 | 7 | 0.61299
32210 | 8.32 | 1 | 365 | 9.4457 | 0.53377 | 9 | 0.97944
32205 | 8.06 | 1 | 365 | 9.1505 | 0.64209 | 9 | 0.79258
32213 | 6.24 | 1 | 365 | 7.0842 | 0.40033 | 7 | 0.48458
32344 | 2.08 | 1 | 365 | 2.3614 | 0.13344 | 2 | 0.49486
31799 | 12.48 | 1 | 365 | 14.1685 | 0.80066 | 14 | 0.96915
31846 | 9.36 | 1 | 365 | 10.6264 | 0.10049 | 10 | 0.72686
31550 | 6.5 | 1 | 365 | 7.3794 | 0.29201 | 7 | 0.67143
32366 | 4.42 | 1 | 365 | 5.018 | 0.15857 | 5 | 0.17658
31843 | 5.46 | 1 | 365 | 6.1987 | 0.72529 | 6 | 0.924
32362 | 7.95 | 1 | 365 | 9.0256 | 0.26484 | 9 | 0.29045
31847 | 8.06 | 1 | 365 | 9.1505 | 0.64209 | 9 | 0.79258
32364 | 5.72 | 1 | 365 | 6.4939 | 0.61697 | 7 | 0.11086
31572 | 6.76 | 1 | 365 | 7.6746 | 0.18369 | 7 | 0.85829
27433 | 11.475 | 1 | 365 | 13.0275 | 0.35397 | 13 | 0.38149
32375 | 11.66 | 1 | 365 | 13.2376 | 0.98844 | 14 | 0.22599
32354 | 6.36 | 1 | 365 | 7.2205 | 0.81187 | 8 | 0.032357
32374 | 7.54 | 1 | 365 | 8.5601 | 0.85873 | 9 | 0.41886
32378 | 4.42 | 1 | 365 | 5.018 | 0.15857 | 5 | 0.17658
32391 | 9.435 | 1 | 365 | 10.7115 | 0.35771 | 11 | 0.069228
32389 | 7.8 | 1 | 365 | 8.8553 | 0.75041 | 9 | 0.60572
32043 | 4.94 | 1 | 365 | 5.6084 | 0.94193 | 6 | 0.55029
32393 | 10.335 | 1 | 365 | 11.7333 | 0.4443 | 12 | 0.17758
31861 | 6.5 | 1 | 365 | 7.3794 | 0.29201 | 7 | 0.67143
31851 | 8.58 | 1 | 365 | 9.7408 | 0.42545 | 10 | 0.16629
32403 | 3.9 | 1 | 365 | 4.4277 | 0.37521 | 4 | 0.80286
31885 | 6.5 | 1 | 365 | 7.3794 | 0.29201 | 7 | 0.67143
32405 | 11.22 | 1 | 365 | 12.738 | 0.47944 | 13 | 0.21746
31900 | 7.28 | 1 | 365 | 8.265 | 0.96705 | 9 | 0.23201
32209 | 9.36 | 1 | 365 | 10.6264 | 0.10049 | 10 | 0.72686
31904 | 5.46 | 1 | 365 | 6.1987 | 0.72529 | 6 | 0.924
32057 | 7.8 | 1 | 365 | 8.8553 | 0.75041 | 9 | 0.60572
31909 | 7.8 | 1 | 365 | 8.8553 | 0.75041 | 9 | 0.60572
31960 | 6.76 | 1 | 365 | 7.6746 | 0.18369 | 7 | 0.85829
31966 | 5.72 | 1 | 365 | 6.4939 | 0.61697 | 7 | 0.11086
31979 | 4.68 | 1 | 365 | 5.3132 | 0.050247 | 5 | 0.36343
31984 | 2.34 | 1 | 365 | 2.6566 | 0.025124 | 2 | 0.68172
32419 | 6.5 | 1 | 365 | 7.3794 | 0.29201 | 7 | 0.67143
31959 | 5.98 | 1 | 365 | 6.7891 | 0.50865 | 7 | 0.29772
31958 | 9.88 | 1 | 365 | 11.2167 | 0.88386 | 12 | 0.10058
32031 | 8.32 | 1 | 365 | 9.4457 | 0.53377 | 9 | 0.97944
28052 | 11.73 | 1 | 365 | 13.317 | 0.2285 | 13 | 0.54553
32060 | 7.54 | 1 | 365 | 8.5601 | 0.85873 | 9 | 0.41886
32055 | 10.14 | 1 | 365 | 11.5119 | 0.77554 | 12 | 0.28744
28025 | 8.58 | 1 | 365 | 9.7408 | 0.42545 | 10 | 0.16629
32268 | 5.2 | 1 | 365 | 5.9035 | 0.83361 | 6 | 0.73715
32279 | 6.5 | 1 | 365 | 7.3794 | 0.29201 | 7 | 0.67143
27835 | 7.54 | 1 | 365 | 8.5601 | 0.85873 | 9 | 0.41886
27834 | 7.8 | 1 | 365 | 8.8553 | 0.75041 | 9 | 0.60572
32288 | 7.42 | 1 | 365 | 8.4239 | 0.44719 | 8 | 0.87108
32291 | 13.52 | 1 | 365 | 15.3492 | 0.36738 | 15 | 0.71658
27829 | 7.28 | 1 | 365 | 8.265 | 0.96705 | 9 | 0.23201
32297 | 8.06 | 1 | 365 | 9.1505 | 0.64209 | 9 | 0.79258
29264 | 8.06 | 1 | 365 | 9.1505 | 0.64209 | 9 | 0.79258
32303 | 7.8 | 1 | 365 | 8.8553 | 0.75041 | 9 | 0.60572
27697 | 7.8 | 1 | 365 | 8.8553 | 0.75041 | 9 | 0.60572
32307 | 2.6 | 1 | 365 | 2.9518 | 0.9168 | 3 | 0.86857
27552 | 5.2 | 1 | 365 | 5.9035 | 0.83361 | 6 | 0.73715
32315 | 11.96 | 1 | 365 | 13.5781 | 0.017298 | 13 | 0.59544
27669 | 5.46 | 1 | 365 | 6.1987 | 0.72529 | 6 | 0.924
32321 | 4 | 1 | 365 | 4.5412 | 0.71816 | 5 | 0.25934
31310 | 70.125 | 0.9 | 365 | 71.6514 | 0.44684 | 72 | 0.098212
31880 | 57.46 | 0.9 | 365 | 58.7107 | 0.35523 | 59 | 0.065929
31267 | 675.18 | 0.9 | 365 | 689.8762 | 0.0011355 | 689 | 0.87737
13122 | 150.47 | 1 | 365 | 170.828 | 0.042884 | 170 | 0.87087
32258 | 3.64 | 1 | 365 | 4.1325 | 0.48353 | 4 | 0.616
32260 | 4.16 | 1 | 365 | 4.7228 | 0.26689 | 4 | 0.98972
32133 | 7.54 | 1 | 365 | 8.5601 | 0.85873 | 9 | 0.41886
32261 | 2.34 | 1 | 365 | 2.6566 | 0.025124 | 2 | 0.68172
32065 | 8.58 | 1 | 365 | 9.7408 | 0.42545 | 10 | 0.16629
32211 | 6.5 | 1 | 365 | 7.3794 | 0.29201 | 7 | 0.67143
32082 | 11.96 | 1 | 365 | 13.5781 | 0.017298 | 13 | 0.59544
32423 | 7.28 | 1 | 365 | 8.265 | 0.96705 | 9 | 0.23201
32425 | 4.68 | 1 | 365 | 5.3132 | 0.050247 | 5 | 0.36343
32217 | 7.8 | 1 | 365 | 8.8553 | 0.75041 | 9 | 0.60572
32427 | 8.84 | 1 | 365 | 10.036 | 0.31713 | 10 | 0.35315
32200 | 8.06 | 1 | 365 | 9.1505 | 0.64209 | 9 | 0.79258
32429 | 7.14 | 1 | 365 | 8.106 | 0.48692 | 8 | 0.59293
32431 | 3.38 | 1 | 365 | 3.8373 | 0.59185 | 4 | 0.42915
32434 | 6.6 | 1 | 365 | 7.493 | 0.63496 | 8 | 0.12792
32218 | 7.28 | 1 | 365 | 8.265 | 0.96705 | 9 | 0.23201
32440 | 10.4 | 1 | 365 | 11.8071 | 0.66722 | 12 | 0.47429
32519 | 9.36 | 1 | 365 | 10.6264 | 0.10049 | 10 | 0.72686
32435 | 11.13 | 1 | 365 | 12.6358 | 0.17078 | 12 | 0.80662
32532 | 7.15 | 1 | 365 | 8.1174 | 0.52121 | 8 | 0.63858
32201 | 11.44 | 1 | 365 | 12.9878 | 0.23394 | 13 | 0.22172
32253 | 10.132 | 1 | 365 | 11.5028 | 0.7481 | 12 | 0.25092
32442 | 11.44 | 1 | 365 | 12.9878 | 0.23394 | 13 | 0.22172
32444 | 11.44 | 1 | 365 | 12.9878 | 0.23394 | 13 | 0.22172
32576 | 10.455 | 1 | 365 | 11.8695 | 0.85584 | 12 | 0.72536
32445 | 9.88 | 1 | 365 | 11.2167 | 0.88386 | 12 | 0.10058
32581 | 6.6 | 1 | 365 | 7.493 | 0.63496 | 8 | 0.12792
32439 | 10.66 | 1 | 365 | 12.1023 | 0.5589 | 12 | 0.66115
32592 | 4.95 | 1 | 365 | 5.6197 | 0.97622 | 6 | 0.59594
32604 | 8.67 | 1 | 365 | 9.843 | 0.73411 | 10 | 0.57713
32453 | 5.72 | 1 | 365 | 6.4939 | 0.61697 | 7 | 0.11086
32614 | 5.775 | 1 | 365 | 6.5563 | 0.80559 | 7 | 0.36193
32450 | 8.415 | 1 | 365 | 9.5535 | 0.85958 | 10 | 0.41309
32456 | 7.95 | 1 | 365 | 9.0256 | 0.26484 | 9 | 0.29045
32460 | 9.36 | 1 | 365 | 10.6264 | 0.10049 | 10 | 0.72686
32463 | 4.42 | 1 | 365 | 5.018 | 0.15857 | 5 | 0.17658
32464 | 7.02 | 1 | 365 | 7.9698 | 0.075371 | 8 | 0.045149
32625 | 16.83 | 1 | 365 | 19.107 | 0.71916 | 19 | 0.82619
32467 | 5.72 | 1 | 365 | 6.4939 | 0.61697 | 7 | 0.11086
32468 | 9.1 | 1 | 365 | 10.3312 | 0.20881 | 10 | 0.54001
32472 | 4.59 | 1 | 365 | 5.211 | 0.74159 | 5 | 0.9526
32621 | 5.225 | 1 | 365 | 5.9319 | 0.91935 | 6 | 0.85127
32680 | 10.4 | 1 | 365 | 11.8071 | 0.66722 | 12 | 0.47429
32474 | 7.54 | 1 | 365 | 8.5601 | 0.85873 | 9 | 0.41886
32070 | 9.36 | 1 | 365 | 10.6264 | 0.10049 | 10 | 0.72686
32491 | 5.545 | 1 | 365 | 6.2952 | 0.016799 | 6 | 0.31202
32096 | 9.36 | 1 | 365 | 10.6264 | 0.10049 | 10 | 0.72686
32596 | 9.18 | 1 | 365 | 10.422 | 0.48318 | 10 | 0.90519
32092 | 6.76 | 1 | 365 | 7.6746 | 0.18369 | 7 | 0.85829
32478 | 4.725 | 1 | 365 | 5.3643 | 0.20458 | 5 | 0.56885
32603 | 6.885 | 1 | 365 | 7.8165 | 0.61238 | 8 | 0.4289
32487 | 6.96 | 1 | 365 | 7.9017 | 0.8696 | 8 | 0.77126
32605 | 7.14 | 1 | 365 | 8.106 | 0.48692 | 8 | 0.59293
32517 | 3.85 | 1 | 365 | 4.3709 | 0.20373 | 4 | 0.57462
28018 | 10.4 | 1 | 365 | 11.8071 | 0.66722 | 12 | 0.47429
32608 | 7.8 | 1 | 365 | 8.8553 | 0.75041 | 9 | 0.60572
32207 | 9.1 | 1 | 365 | 10.3312 | 0.20881 | 10 | 0.54001
32160 | 9.88 | 1 | 365 | 11.2167 | 0.88386 | 12 | 0.10058
32499 | 6.725 | 1 | 365 | 7.6349 | 0.063657 | 7 | 0.69852
32618 | 9.88 | 1 | 365 | 11.2167 | 0.88386 | 12 | 0.10058
32609 | 7.28 | 1 | 365 | 8.265 | 0.96705 | 9 | 0.23201
32091 | 7.54 | 1 | 365 | 8.5601 | 0.85873 | 9 | 0.41886
32611 | 7.28 | 1 | 365 | 8.265 | 0.96705 | 9 | 0.23201
32504 | 6.725 | 1 | 365 | 7.6349 | 0.063657 | 7 | 0.69852
32106 | 2.86 | 1 | 365 | 3.2469 | 0.80848 | 4 | 0.055431
32613 | 5.2 | 1 | 365 | 5.9035 | 0.83361 | 6 | 0.73715
32110 | 6.24 | 1 | 365 | 7.0842 | 0.40033 | 7 | 0.48458
32617 | 5.46 | 1 | 365 | 6.1987 | 0.72529 | 6 | 0.924
32507 | 6.725 | 1 | 365 | 7.6349 | 0.063657 | 7 | 0.69852
32508 | 4.95 | 1 | 365 | 5.6197 | 0.97622 | 6 | 0.59594
32167 | 6.24 | 1 | 365 | 7.0842 | 0.40033 | 7 | 0.48458
32176 | 5.98 | 1 | 365 | 6.7891 | 0.50865 | 7 | 0.29772
32117 | 4.68 | 1 | 365 | 5.3132 | 0.050247 | 5 | 0.36343
32162 | 4.94 | 1 | 365 | 5.6084 | 0.94193 | 6 | 0.55029
32259 | 11.44 | 1 | 365 | 12.9878 | 0.23394 | 13 | 0.22172
32263 | 9.88 | 1 | 365 | 11.2167 | 0.88386 | 12 | 0.10058
32192 | 9.88 | 1 | 365 | 11.2167 | 0.88386 | 12 | 0.10058
32270 | 7.54 | 1 | 365 | 8.5601 | 0.85873 | 9 | 0.41886
32195 | 8.84 | 1 | 365 | 10.036 | 0.31713 | 10 | 0.35315
32252 | 2.08 | 1 | 365 | 2.3614 | 0.13344 | 2 | 0.49486
32256 | 8.84 | 1 | 365 | 10.036 | 0.31713 | 10 | 0.35315
32513 | 7.905 | 1 | 365 | 8.9745 | 0.11051 | 9 | 0.085029
32138 | 8.58 | 1 | 365 | 9.7408 | 0.42545 | 10 | 0.16629
32353 | 6.5 | 1 | 365 | 7.3794 | 0.29201 | 7 | 0.67143
32512 | 5.565 | 1 | 365 | 6.3179 | 0.08539 | 6 | 0.40331
32363 | 4.94 | 1 | 365 | 5.6084 | 0.94193 | 6 | 0.55029
32255 | 11.7 | 1 | 365 | 13.283 | 0.12562 | 13 | 0.40858
32370 | 7.28 | 1 | 365 | 8.265 | 0.96705 | 9 | 0.23201
32122 | 5.72 | 1 | 365 | 6.4939 | 0.61697 | 7 | 0.11086
32511 | 7.975 | 1 | 365 | 9.054 | 0.35058 | 9 | 0.40457
32262 | 9.88 | 1 | 365 | 11.2167 | 0.88386 | 12 | 0.10058
32128 | 5.98 | 1 | 365 | 6.7891 | 0.50865 | 7 | 0.29772
32280 | 8.32 | 1 | 365 | 9.4457 | 0.53377 | 9 | 0.97944
32277 | 8.84 | 1 | 365 | 10.036 | 0.31713 | 10 | 0.35315
32285 | 6.76 | 1 | 365 | 7.6746 | 0.18369 | 7 | 0.85829
32275 | 10.66 | 1 | 365 | 12.1023 | 0.5589 | 12 | 0.66115
32158 | 6.24 | 1 | 365 | 7.0842 | 0.40033 | 7 | 0.48458
32689 | 4.94 | 1 | 365 | 5.6084 | 0.94193 | 6 | 0.55029
32694 | 6.24 | 1 | 365 | 7.0842 | 0.40033 | 7 | 0.48458
32681 | 9.36 | 1 | 365 | 10.6264 | 0.10049 | 10 | 0.72686
32299 | 7.54 | 1 | 365 | 8.5601 | 0.85873 | 9 | 0.41886
32724 | 6.5 | 1 | 365 | 7.3794 | 0.29201 | 7 | 0.67143
32725 | 7.28 | 1 | 365 | 8.265 | 0.96705 | 9 | 0.23201
32729 | 6.12 | 1 | 365 | 6.948 | 0.98878 | 7 | 0.9368
32739 | 3.9 | 1 | 365 | 4.4277 | 0.37521 | 4 | 0.80286
32741 | 8.84 | 1 | 365 | 10.036 | 0.31713 | 10 | 0.35315
32745 | 8.32 | 1 | 365 | 9.4457 | 0.53377 | 9 | 0.97944
32746 | 9.1 | 1 | 365 | 10.3312 | 0.20881 | 10 | 0.54001
32748 | 5.72 | 1 | 365 | 6.4939 | 0.61697 | 7 | 0.11086
32751 | 4.42 | 1 | 365 | 5.018 | 0.15857 | 5 | 0.17658
32754 | 5.2 | 1 | 365 | 5.9035 | 0.83361 | 6 | 0.73715
32752 | 13.52 | 1 | 365 | 15.3492 | 0.36738 | 15 | 0.71658
32762 | 6.5 | 1 | 365 | 7.3794 | 0.29201 | 7 | 0.67143
32311 | 5.98 | 1 | 365 | 6.7891 | 0.50865 | 7 | 0.29772
32764 | 3.38 | 1 | 365 | 3.8373 | 0.59185 | 4 | 0.42915
32766 | 8.84 | 1 | 365 | 10.036 | 0.31713 | 10 | 0.35315
33011 | 8.215 | 1 | 365 | 9.3265 | 0.17367 | 9 | 0.50013
33012 | 10.14 | 1 | 365 | 11.5119 | 0.77554 | 12 | 0.28744
33014 | 4.42 | 1 | 365 | 5.018 | 0.15857 | 5 | 0.17658
33017 | 8.84 | 1 | 365 | 10.036 | 0.31713 | 10 | 0.35315
33019 | 9.805 | 1 | 365 | 11.1316 | 0.62664 | 11 | 0.75822
33021 | 6.24 | 1 | 365 | 7.0842 | 0.40033 | 7 | 0.48458
33016 | 7.41 | 1 | 365 | 8.4125 | 0.41289 | 8 | 0.82543
33018 | 3.42 | 1 | 365 | 3.8827 | 0.72903 | 4 | 0.61174
33022 | 11.4 | 1 | 365 | 12.9424 | 0.096756 | 13 | 0.03913
33032 | 4.59 | 1 | 365 | 5.211 | 0.74159 | 5 | 0.9526
32139 | 2.86 | 1 | 365 | 3.2469 | 0.80848 | 4 | 0.055431
32145 | 3.64 | 1 | 365 | 4.1325 | 0.48353 | 4 | 0.616
32150 | 5.2 | 1 | 365 | 5.9035 | 0.83361 | 6 | 0.73715
32171 | 9.62 | 1 | 365 | 10.9215 | 0.99217 | 11 | 0.91372
32300 | 8.06 | 1 | 365 | 9.1505 | 0.64209 | 9 | 0.79258
32278 | 4.16 | 1 | 365 | 4.7228 | 0.26689 | 4 | 0.98972
32765 | 11.7 | 1 | 365 | 13.283 | 0.12562 | 13 | 0.40858
32286 | 10.92 | 1 | 365 | 12.3974 | 0.45058 | 12 | 0.84801
32294 | 5.72 | 1 | 365 | 6.4939 | 0.61697 | 7 | 0.11086
32305 | 8.32 | 1 | 365 | 9.4457 | 0.53377 | 9 | 0.97944
32770 | 4.16 | 1 | 365 | 4.7228 | 0.26689 | 4 | 0.98972
32522 | 3.38 | 1 | 365 | 3.8373 | 0.59185 | 4 | 0.42915
32516 | 5.46 | 1 | 365 | 6.1987 | 0.72529 | 6 | 0.924
32773 | 2.34 | 1 | 365 | 2.6566 | 0.025124 | 2 | 0.68172
32526 | 4.16 | 1 | 365 | 4.7228 | 0.26689 | 4 | 0.98972
32769 | 11.7 | 1 | 365 | 13.283 | 0.12562 | 13 | 0.40858
32778 | 3.9 | 1 | 365 | 4.4277 | 0.37521 | 4 | 0.80286
32781 | 8.32 | 1 | 365 | 9.4457 | 0.53377 | 9 | 0.97944
32555 | 6.24 | 1 | 365 | 7.0842 | 0.40033 | 7 | 0.48458
32589 | 9.36 | 1 | 365 | 10.6264 | 0.10049 | 10 | 0.72686
32599 | 8.06 | 1 | 365 | 9.1505 | 0.64209 | 9 | 0.79258
32783 | 3.12 | 1 | 365 | 3.5421 | 0.70016 | 4 | 0.24229
32623 | 9.1 | 1 | 365 | 10.3312 | 0.20881 | 10 | 0.54001
32634 | 9.88 | 1 | 365 | 11.2167 | 0.88386 | 12 | 0.10058
32641 | 7.28 | 1 | 365 | 8.265 | 0.96705 | 9 | 0.23201
32632 | 13 | 1 | 365 | 14.7588 | 0.58402 | 15 | 0.34287
32788 | 4.42 | 1 | 365 | 5.018 | 0.15857 | 5 | 0.17658
32643 | 6.76 | 1 | 365 | 7.6746 | 0.18369 | 7 | 0.85829
32645 | 9.36 | 1 | 365 | 10.6264 | 0.10049 | 10 | 0.72686
32657 | 11.75 | 1 | 365 | 13.3397 | 0.29709 | 13 | 0.63682
32287 | 5.46 | 1 | 365 | 6.1987 | 0.72529 | 6 | 0.924
32661 | 3.12 | 1 | 365 | 3.5421 | 0.70016 | 4 | 0.24229
32983 | 4.2 | 1 | 365 | 4.7682 | 0.40407 | 5 | 0.17231
32772 | 5.98 | 1 | 365 | 6.7891 | 0.50865 | 7 | 0.29772
32903 | 8.68 | 1 | 365 | 9.8544 | 0.76841 | 10 | 0.62278
32793 | 9.36 | 1 | 365 | 10.6264 | 0.10049 | 10 | 0.72686
32981 | 4.76 | 1 | 365 | 5.404 | 0.32461 | 5 | 0.72862
32809 | 8.32 | 1 | 365 | 9.4457 | 0.53377 | 9 | 0.97944
33048 | 5.5 | 1 | 365 | 6.2441 | 0.86247 | 7 | 0.1066
32797 | 6.76 | 1 | 365 | 7.6746 | 0.18369 | 7 | 0.85829
33049 | 4.2 | 1 | 365 | 4.7682 | 0.40407 | 5 | 0.17231
33050 | 5.04 | 1 | 365 | 5.7219 | 0.28488 | 6 | 0.0067734
32318 | 5.46 | 1 | 365 | 6.1987 | 0.72529 | 6 | 0.924
32799 | 7.02 | 1 | 365 | 7.9698 | 0.075371 | 8 | 0.045149
33051 | 4.2 | 1 | 365 | 4.7682 | 0.40407 | 5 | 0.17231
32806 | 9.36 | 1 | 365 | 10.6264 | 0.10049 | 10 | 0.72686
33057 | 5.88 | 1 | 365 | 6.6755 | 0.1657 | 6 | 0.84124
33062 | 3.66 | 1 | 365 | 4.1552 | 0.55212 | 4 | 0.7073
32808 | 4.16 | 1 | 365 | 4.7228 | 0.26689 | 4 | 0.98972
32823 | 6.5 | 1 | 365 | 7.3794 | 0.29201 | 7 | 0.67143
33087 | 4.8 | 1 | 365 | 5.4494 | 0.46179 | 5 | 0.91121
32826 | 3.9 | 1 | 365 | 4.4277 | 0.37521 | 4 | 0.80286
32829 | 5.46 | 1 | 365 | 6.1987 | 0.72529 | 6 | 0.924
33094 | 7.5 | 1 | 365 | 8.5147 | 0.72155 | 9 | 0.23627
33122 | 8.55 | 1 | 365 | 9.7068 | 0.32257 | 10 | 0.029348
32831 | 4.68 | 1 | 365 | 5.3132 | 0.050247 | 5 | 0.36343
13123 | 178.35 | 1 | 365 | 202.48 | 0.65846 | 203 | 0.1385
32834 | 11.44 | 1 | 365 | 12.9878 | 0.23394 | 13 | 0.22172
32308 | 9.1 | 1 | 365 | 10.3312 | 0.20881 | 10 | 0.54001
33065 | 3.12 | 1 | 365 | 3.5421 | 0.70016 | 4 | 0.24229
32310 | 3.9 | 1 | 365 | 4.4277 | 0.37521 | 4 | 0.80286
33054 | 4.68 | 1 | 365 | 5.3132 | 0.050247 | 5 | 0.36343
32361 | 3.64 | 1 | 365 | 4.1325 | 0.48353 | 4 | 0.616
32316 | 6.5 | 1 | 365 | 7.3794 | 0.29201 | 7 | 0.67143
33069 | 13.26 | 1 | 365 | 15.054 | 0.4757 | 15 | 0.52973
32383 | 9.36 | 1 | 365 | 10.6264 | 0.10049 | 10 | 0.72686
33085 | 7.28 | 1 | 365 | 8.265 | 0.96705 | 9 | 0.23201
32320 | 4.68 | 1 | 365 | 5.3132 | 0.050247 | 5 | 0.36343
33091 | 2.86 | 1 | 365 | 3.2469 | 0.80848 | 4 | 0.055431
32441 | 6.67 | 1 | 365 | 7.5724 | 0.87503 | 8 | 0.44746
32326 | 4.68 | 1 | 365 | 5.3132 | 0.050247 | 5 | 0.36343
32402 | 11.7 | 1 | 365 | 13.283 | 0.12562 | 13 | 0.40858
33093 | 14.04 | 1 | 365 | 15.9396 | 0.15074 | 16 | 0.090297
33099 | 3.12 | 1 | 365 | 3.5421 | 0.70016 | 4 | 0.24229
33102 | 6.5 | 1 | 365 | 7.3794 | 0.29201 | 7 | 0.67143
33105 | 9 | 1 | 365 | 10.2177 | 0.86586 | 11 | 0.083524
33107 | 5.565 | 1 | 365 | 6.3179 | 0.08539 | 6 | 0.40331
33108 | 5.98 | 1 | 365 | 6.7891 | 0.50865 | 7 | 0.29772
33111 | 8.48 | 1 | 365 | 9.6273 | 0.082499 | 9 | 0.70981
33110 | 3.9 | 1 | 365 | 4.4277 | 0.37521 | 4 | 0.80286
33113 | 7.35 | 1 | 365 | 8.3444 | 0.20712 | 8 | 0.55154
32430 | 9.75 | 1 | 365 | 11.0691 | 0.43801 | 11 | 0.50715
33119 | 8.884 | 1 | 365 | 10.086 | 0.46803 | 10 | 0.554
32446 | 9.36 | 1 | 365 | 10.6264 | 0.10049 | 10 | 0.72686
32455 | 2.86 | 1 | 365 | 3.2469 | 0.80848 | 4 | 0.055431
33123 | 9.88 | 1 | 365 | 11.2167 | 0.88386 | 12 | 0.10058
33130 | 6.12 | 1 | 365 | 6.948 | 0.98878 | 7 | 0.9368
32457 | 3.12 | 1 | 365 | 3.5421 | 0.70016 | 4 | 0.24229
33131 | 5.2 | 1 | 365 | 5.9035 | 0.83361 | 6 | 0.73715
33127 | 2.08 | 1 | 365 | 2.3614 | 0.13344 | 2 | 0.49486
32347 | 15.34 | 1 | 365 | 17.4154 | 0.60914 | 18 | 0.024584
33133 | 3.445 | 1 | 365 | 3.9111 | 0.81477 | 4 | 0.72586
33142 | 5.1 | 1 | 365 | 5.79 | 0.49065 | 6 | 0.28066
33147 | 5.46 | 1 | 365 | 6.1987 | 0.72529 | 6 | 0.924
33166 | 12.426 | 1 | 365 | 14.1072 | 0.61546 | 14 | 0.72265
33194 | 9 | 1 | 365 | 10.2177 | 0.86586 | 11 | 0.083524
3349 | 1339.2 | 1 | 365 | 1520.3884 | 0.83997 | 1521 | 0.22837
32824 | 4.16 | 1 | 365 | 4.7228 | 0.26689 | 4 | 0.98972
33208 | 5.13 | 1 | 365 | 5.8241 | 0.59354 | 6 | 0.41761
32369 | 9.1 | 1 | 365 | 10.3312 | 0.20881 | 10 | 0.54001
32845 | 3.64 | 1 | 365 | 4.1325 | 0.48353 | 4 | 0.616
32376 | 8.84 | 1 | 365 | 10.036 | 0.31713 | 10 | 0.35315
32396 | 7.8 | 1 | 365 | 8.8553 | 0.75041 | 9 | 0.60572
32371 | 3.64 | 1 | 365 | 4.1325 | 0.48353 | 4 | 0.616
1562 | 1328.04 | 1 | 365 | 1507.7185 | 0.5663 | 1508 | 0.2848
33217 | 11.44 | 1 | 365 | 12.9878 | 0.23394 | 13 | 0.22172
32406 | 3.64 | 1 | 365 | 4.1325 | 0.48353 | 4 | 0.616
32850 | 5.61 | 1 | 365 | 6.369 | 0.23972 | 6 | 0.60873
32846 | 4.77 | 1 | 365 | 5.4154 | 0.35891 | 5 | 0.77427
32855 | 4.75 | 1 | 365 | 5.3927 | 0.29031 | 5 | 0.68297
32098 | 10.4 | 1 | 365 | 11.8071 | 0.66722 | 12 | 0.47429
32861 | 7.8 | 1 | 365 | 8.8553 | 0.75041 | 9 | 0.60572
32172 | 10.53 | 1 | 365 | 11.9547 | 0.11306 | 12 | 0.067723
32859 | 10.66 | 1 | 365 | 12.1023 | 0.5589 | 12 | 0.66115
32860 | 5.98 | 1 | 365 | 6.7891 | 0.50865 | 7 | 0.29772
33150 | 8.06 | 1 | 365 | 9.1505 | 0.64209 | 9 | 0.79258
32867 | 6.5 | 1 | 365 | 7.3794 | 0.29201 | 7 | 0.67143
32872 | 5.98 | 1 | 365 | 6.7891 | 0.50865 | 7 | 0.29772
33153 | 5.46 | 1 | 365 | 6.1987 | 0.72529 | 6 | 0.924
32878 | 7.28 | 1 | 365 | 8.265 | 0.96705 | 9 | 0.23201
33154 | 7.54 | 1 | 365 | 8.5601 | 0.85873 | 9 | 0.41886
33156 | 4.68 | 1 | 365 | 5.3132 | 0.050247 | 5 | 0.36343
33162 | 4.94 | 1 | 365 | 5.6084 | 0.94193 | 6 | 0.55029
33168 | 11.7 | 1 | 365 | 13.283 | 0.12562 | 13 | 0.40858
33171 | 8.84 | 1 | 365 | 10.036 | 0.31713 | 10 | 0.35315
33175 | 3.9 | 1 | 365 | 4.4277 | 0.37521 | 4 | 0.80286
33178 | 10.07 | 1 | 365 | 11.4324 | 0.53547 | 11 | 0.9679
33181 | 3.64 | 1 | 365 | 4.1325 | 0.48353 | 4 | 0.616
32459 | 7.02 | 1 | 365 | 7.9698 | 0.075371 | 8 | 0.045149
32484 | 5.2 | 1 | 365 | 5.9035 | 0.83361 | 6 | 0.73715
32488 | 7.02 | 1 | 365 | 7.9698 | 0.075371 | 8 | 0.045149
33212 | 9.945 | 1 | 365 | 11.2905 | 0.10678 | 11 | 0.39729
32480 | 2.86 | 1 | 365 | 3.2469 | 0.80848 | 4 | 0.055431
32407 | 13.77 | 1 | 365 | 15.633 | 0.22477 | 15 | 0.85779
33218 | 11.7 | 1 | 365 | 13.283 | 0.12562 | 13 | 0.40858
32524 | 7.02 | 1 | 365 | 7.9698 | 0.075371 | 8 | 0.045149
32533 | 8.32 | 1 | 365 | 9.4457 | 0.53377 | 9 | 0.97944
33223 | 8.58 | 1 | 365 | 9.7408 | 0.42545 | 10 | 0.16629
33222 | 3.18 | 1 | 365 | 3.6102 | 0.90594 | 4 | 0.51618
32543 | 3.64 | 1 | 365 | 4.1325 | 0.48353 | 4 | 0.616
32575 | 10.4 | 1 | 365 | 11.8071 | 0.66722 | 12 | 0.47429
33233 | 3.64 | 1 | 365 | 4.1325 | 0.48353 | 4 | 0.616
33240 | 8.84 | 1 | 365 | 10.036 | 0.31713 | 10 | 0.35315
32580 | 3.12 | 1 | 365 | 3.5421 | 0.70016 | 4 | 0.24229
33235 | 9.88 | 1 | 365 | 11.2167 | 0.88386 | 12 | 0.10058
33234 | 4.42 | 1 | 365 | 5.018 | 0.15857 | 5 | 0.17658
33226 | 2.34 | 1 | 365 | 2.6566 | 0.025124 | 2 | 0.68172
33245 | 3.9 | 1 | 365 | 4.4277 | 0.37521 | 4 | 0.80286
33272 | 10.66 | 1 | 365 | 12.1023 | 0.5589 | 12 | 0.66115
33250 | 7.8 | 1 | 365 | 8.8553 | 0.75041 | 9 | 0.60572
33293 | 11.18 | 1 | 365 | 12.6926 | 0.34226 | 13 | 0.034866
33294 | 3.12 | 1 | 365 | 3.5421 | 0.70016 | 4 | 0.24229
33254 | 5.2 | 1 | 365 | 5.9035 | 0.83361 | 6 | 0.73715
33297 | 7.8 | 1 | 365 | 8.8553 | 0.75041 | 9 | 0.60572
33302 | 7.02 | 1 | 365 | 7.9698 | 0.075371 | 8 | 0.045149
33298 | 5.98 | 1 | 365 | 6.7891 | 0.50865 | 7 | 0.29772
33308 | 4.68 | 1 | 365 | 5.3132 | 0.050247 | 5 | 0.36343
33280 | 4.94 | 1 | 365 | 5.6084 | 0.94193 | 6 | 0.55029
32534 | 9.88 | 1 | 365 | 11.2167 | 0.88386 | 12 | 0.10058
33312 | 4.94 | 1 | 365 | 5.6084 | 0.94193 | 6 | 0.55029
32544 | 13 | 1 | 365 | 14.7588 | 0.58402 | 15 | 0.34287
33259 | 8.58 | 1 | 365 | 9.7408 | 0.42545 | 10 | 0.16629
33314 | 8.58 | 1 | 365 | 9.7408 | 0.42545 | 10 | 0.16629
33251 | 6.5 | 1 | 365 | 7.3794 | 0.29201 | 7 | 0.67143
33316 | 6.36 | 1 | 365 | 7.2205 | 0.81187 | 8 | 0.032357
33246 | 3.12 | 1 | 365 | 3.5421 | 0.70016 | 4 | 0.24229
33318 | 7.54 | 1 | 365 | 8.5601 | 0.85873 | 9 | 0.41886
33264 | 3.12 | 1 | 365 | 3.5421 | 0.70016 | 4 | 0.24229
32574 | 2.6 | 1 | 365 | 2.9518 | 0.9168 | 3 | 0.86857
33263 | 3.9 | 1 | 365 | 4.4277 | 0.37521 | 4 | 0.80286
33313 | 6.76 | 1 | 365 | 7.6746 | 0.18369 | 7 | 0.85829
32569 | 6.24 | 1 | 365 | 7.0842 | 0.40033 | 7 | 0.48458
33221 | 6.5 | 1 | 365 | 7.3794 | 0.29201 | 7 | 0.67143
33320 | 5.46 | 1 | 365 | 6.1987 | 0.72529 | 6 | 0.924
32578 | 8.32 | 1 | 365 | 9.4457 | 0.53377 | 9 | 0.97944
33257 | 10.92 | 1 | 365 | 12.3974 | 0.45058 | 12 | 0.84801
32884 | 8.06 | 1 | 365 | 9.1505 | 0.64209 | 9 | 0.79258
32888 | 4.335 | 1 | 365 | 4.9215 | 0.86706 | 5 | 0.78856
32889 | 7.28 | 1 | 365 | 8.265 | 0.96705 | 9 | 0.23201
32893 | 4.42 | 1 | 365 | 5.018 | 0.15857 | 5 | 0.17658
32896 | 4.94 | 1 | 365 | 5.6084 | 0.94193 | 6 | 0.55029
33321 | 8.745 | 1 | 365 | 9.9282 | 0.99133 | 10 | 0.91949
32404 | 13.52 | 1 | 365 | 15.3492 | 0.36738 | 15 | 0.71658
33325 | 7.28 | 1 | 365 | 8.265 | 0.96705 | 9 | 0.23201
33323 | 8.32 | 1 | 365 | 9.4457 | 0.53377 | 9 | 0.97944
32414 | 9.88 | 1 | 365 | 11.2167 | 0.88386 | 12 | 0.10058
33327 | 10.66 | 1 | 365 | 12.1023 | 0.5589 | 12 | 0.66115
33332 | 13.26 | 1 | 365 | 15.054 | 0.4757 | 15 | 0.52973
33336 | 8.06 | 1 | 365 | 9.1505 | 0.64209 | 9 | 0.79258
33455 | 7.54 | 1 | 365 | 8.5601 | 0.85873 | 9 | 0.41886
33338 | 4.77 | 1 | 365 | 5.4154 | 0.35891 | 5 | 0.77427
33333 | 6.76 | 1 | 365 | 7.6746 | 0.18369 | 7 | 0.85829
33456 | 6.12 | 1 | 365 | 6.948 | 0.98878 | 7 | 0.9368
32593 | 7.8 | 1 | 365 | 8.8553 | 0.75041 | 9 | 0.60572
33466 | 8.06 | 1 | 365 | 9.1505 | 0.64209 | 9 | 0.79258
32646 | 4.94 | 1 | 365 | 5.6084 | 0.94193 | 6 | 0.55029
33471 | 2.08 | 1 | 365 | 2.3614 | 0.13344 | 2 | 0.49486
32653 | 2.86 | 1 | 365 | 3.2469 | 0.80848 | 4 | 0.055431
33470 | 9.62 | 1 | 365 | 10.9215 | 0.99217 | 11 | 0.91372
32606 | 8.58 | 1 | 365 | 9.7408 | 0.42545 | 10 | 0.16629
33399 | 10.335 | 1 | 365 | 11.7333 | 0.4443 | 12 | 0.17758
33475 | 6.24 | 1 | 365 | 7.0842 | 0.40033 | 7 | 0.48458
32660 | 5.46 | 1 | 365 | 6.1987 | 0.72529 | 6 | 0.924
33385 | 4.24 | 1 | 365 | 4.8137 | 0.54125 | 5 | 0.3549
33343 | 7.8 | 1 | 365 | 8.8553 | 0.75041 | 9 | 0.60572
31098 | 8.58 | 1 | 365 | 9.7408 | 0.42545 | 10 | 0.16629
31100 | 11.96 | 1 | 365 | 13.5781 | 0.017298 | 13 | 0.59544
31107 | 7.8 | 1 | 365 | 8.8553 | 0.75041 | 9 | 0.60572
31108 | 2.08 | 1 | 365 | 2.3614 | 0.13344 | 2 | 0.49486
33417 | 6.095 | 1 | 365 | 6.9196 | 0.90305 | 7 | 0.82268
33478 | 3.9 | 1 | 365 | 4.4277 | 0.37521 | 4 | 0.80286
31111 | 7.8 | 1 | 365 | 8.8553 | 0.75041 | 9 | 0.60572
33480 | 9.88 | 1 | 365 | 11.2167 | 0.88386 | 12 | 0.10058
31120 | 8.06 | 1 | 365 | 9.1505 | 0.64209 | 9 | 0.79258
33341 | 7.54 | 1 | 365 | 8.5601 | 0.85873 | 9 | 0.41886
31131 | 7.8 | 1 | 365 | 8.8553 | 0.75041 | 9 | 0.60572
33481 | 9.1 | 1 | 365 | 10.3312 | 0.20881 | 10 | 0.54001
33482 | 2.6 | 1 | 365 | 2.9518 | 0.9168 | 3 | 0.86857
33483 | 2.34 | 1 | 365 | 2.6566 | 0.025124 | 2 | 0.68172
33465 | 9.36 | 1 | 365 | 10.6264 | 0.10049 | 10 | 0.72686
33436 | 7.02 | 1 | 365 | 7.9698 | 0.075371 | 8 | 0.045149
31503 | 9.36 | 1 | 365 | 10.6264 | 0.10049 | 10 | 0.72686
33337 | 7.28 | 1 | 365 | 8.265 | 0.96705 | 9 | 0.23201
33488 | 6.72 | 1 | 365 | 7.6292 | 0.046509 | 7 | 0.6757
33495 | 8.68 | 1 | 365 | 9.8544 | 0.76841 | 10 | 0.62278
33344 | 5.98 | 1 | 365 | 6.7891 | 0.50865 | 7 | 0.29772
33492 | 6.44 | 1 | 365 | 7.3113 | 0.086238 | 7 | 0.39754
29460 | 7.8 | 1 | 365 | 8.8553 | 0.75041 | 9 | 0.60572
33503 | 7.84 | 1 | 365 | 8.9007 | 0.88759 | 9 | 0.78831
33366 | 8.84 | 1 | 365 | 10.036 | 0.31713 | 10 | 0.35315
30181 | 8.745 | 1 | 365 | 9.9282 | 0.99133 | 10 | 0.91949
33374 | 8.525 | 1 | 365 | 9.6784 | 0.23683 | 9 | 0.91523
33506 | 5.72 | 1 | 365 | 6.4939 | 0.61697 | 7 | 0.11086
30656 | 8.06 | 1 | 365 | 9.1505 | 0.64209 | 9 | 0.79258
33513 | 5.2 | 1 | 365 | 5.9035 | 0.83361 | 6 | 0.73715
33382 | 5.61 | 1 | 365 | 6.369 | 0.23972 | 6 | 0.60873
33514 | 7.02 | 1 | 365 | 7.9698 | 0.075371 | 8 | 0.045149
30650 | 5.72 | 1 | 365 | 6.4939 | 0.61697 | 7 | 0.11086
33387 | 11.76 | 1 | 365 | 13.3511 | 0.33139 | 13 | 0.68247
28741 | 10.4 | 1 | 365 | 11.8071 | 0.66722 | 12 | 0.47429
33351 | 9.6 | 1 | 365 | 10.8988 | 0.92358 | 11 | 0.82243
32502 | 5.98 | 1 | 365 | 6.7891 | 0.50865 | 7 | 0.29772
33516 | 8.58 | 1 | 365 | 9.7408 | 0.42545 | 10 | 0.16629
32199 | 13 | 1 | 365 | 14.7588 | 0.58402 | 15 | 0.34287
33518 | 9.36 | 1 | 365 | 10.6264 | 0.10049 | 10 | 0.72686
32706 | 6.76 | 1 | 365 | 7.6746 | 0.18369 | 7 | 0.85829
33521 | 6.24 | 1 | 365 | 7.0842 | 0.40033 | 7 | 0.48458
32880 | 5.46 | 1 | 365 | 6.1987 | 0.72529 | 6 | 0.924
32708 | 9.36 | 1 | 365 | 10.6264 | 0.10049 | 10 | 0.72686
33524 | 8.68 | 1 | 365 | 9.8544 | 0.76841 | 10 | 0.62278
33525 | 9.62 | 1 | 365 | 10.9215 | 0.99217 | 11 | 0.91372
33509 | 15.045 | 1 | 365 | 17.0805 | 0.59743 | 17 | 0.67796
32710 | 4.94 | 1 | 365 | 5.6084 | 0.94193 | 6 | 0.55029
33141 | 6.24 | 1 | 365 | 7.0842 | 0.40033 | 7 | 0.48458
33526 | 7.02 | 1 | 365 | 7.9698 | 0.075371 | 8 | 0.045149
32838 | 2.86 | 1 | 365 | 3.2469 | 0.80848 | 4 | 0.055431
33265 | 9.36 | 1 | 365 | 10.6264 | 0.10049 | 10 | 0.72686
32776 | 4.94 | 1 | 365 | 5.6084 | 0.94193 | 6 | 0.55029
30828 | 5.2 | 1 | 365 | 5.9035 | 0.83361 | 6 | 0.73715
32749 | 7.54 | 1 | 365 | 8.5601 | 0.85873 | 9 | 0.41886
33522 | 10.66 | 1 | 365 | 12.1023 | 0.5589 | 12 | 0.66115
33530 | 6.72 | 1 | 365 | 7.6292 | 0.046509 | 7 | 0.6757
33339 | 9.1 | 1 | 365 | 10.3312 | 0.20881 | 10 | 0.54001
33350 | 13 | 1 | 365 | 14.7588 | 0.58402 | 15 | 0.34287
33347 | 2.6 | 1 | 365 | 2.9518 | 0.9168 | 3 | 0.86857
33334 | 3.12 | 1 | 365 | 3.5421 | 0.70016 | 4 | 0.24229
33342 | 11.18 | 1 | 365 | 12.6926 | 0.34226 | 13 | 0.034866
33357 | 4.42 | 1 | 365 | 5.018 | 0.15857 | 5 | 0.17658
33352 | 10.71 | 1 | 365 | 12.159 | 0.73037 | 12 | 0.88939
33354 | 9.36 | 1 | 365 | 10.6264 | 0.10049 | 10 | 0.72686
33362 | 4.42 | 1 | 365 | 5.018 | 0.15857 | 5 | 0.17658
33358 | 7.02 | 1 | 365 | 7.9698 | 0.075371 | 8 | 0.045149
33431 | 8.58 | 1 | 365 | 9.7408 | 0.42545 | 10 | 0.16629
33461 | 13.52 | 1 | 365 | 15.3492 | 0.36738 | 15 | 0.71658
33353 | 5.98 | 1 | 365 | 6.7891 | 0.50865 | 7 | 0.29772
33372 | 3.64 | 1 | 365 | 4.1325 | 0.48353 | 4 | 0.616
33371 | 9.1 | 1 | 365 | 10.3312 | 0.20881 | 10 | 0.54001
33349 | 3.12 | 1 | 365 | 3.5421 | 0.70016 | 4 | 0.24229
33378 | 15.105 | 1 | 365 | 17.1486 | 0.8032 | 17 | 0.95185
33379 | 8.84 | 1 | 365 | 10.036 | 0.31713 | 10 | 0.35315
33386 | 7.155 | 1 | 365 | 8.123 | 0.53836 | 8 | 0.6614
33381 | 7.685 | 1 | 365 | 8.7247 | 0.35601 | 9 | 0.080765
33368 | 4.42 | 1 | 365 | 5.018 | 0.15857 | 5 | 0.17658
33529 | 4.16 | 1 | 365 | 4.7228 | 0.26689 | 4 | 0.98972
33535 | 6.44 | 1 | 365 | 7.3113 | 0.086238 | 7 | 0.39754
32780 | 6.76 | 1 | 365 | 7.6746 | 0.18369 | 7 | 0.85829
33540 | 7 | 1 | 365 | 7.9471 | 0.00678 | 7 | 0.95385
32803 | 6.24 | 1 | 365 | 7.0842 | 0.40033 | 7 | 0.48458
33542 | 11.2 | 1 | 365 | 12.7153 | 0.41085 | 13 | 0.12616
33388 | 7.54 | 1 | 365 | 8.5601 | 0.85873 | 9 | 0.41886
33392 | 8.06 | 1 | 365 | 9.1505 | 0.64209 | 9 | 0.79258
33389 | 10.66 | 1 | 365 | 12.1023 | 0.5589 | 12 | 0.66115
33406 | 7.02 | 1 | 365 | 7.9698 | 0.075371 | 8 | 0.045149
33405 | 4.68 | 1 | 365 | 5.3132 | 0.050247 | 5 | 0.36343
33397 | 9.36 | 1 | 365 | 10.6264 | 0.10049 | 10 | 0.72686
33408 | 2.805 | 1 | 365 | 3.1845 | 0.61986 | 3 | 0.80436
33414 | 5.72 | 1 | 365 | 6.4939 | 0.61697 | 7 | 0.11086
33415 | 4.16 | 1 | 365 | 4.7228 | 0.26689 | 4 | 0.98972
33412 | 12.74 | 1 | 365 | 14.4637 | 0.69234 | 15 | 0.15601
33419 | 2.08 | 1 | 365 | 2.3614 | 0.13344 | 2 | 0.49486
33422 | 7.8 | 1 | 365 | 8.8553 | 0.75041 | 9 | 0.60572
33428 | 4.42 | 1 | 365 | 5.018 | 0.15857 | 5 | 0.17658
33427 | 10.4 | 1 | 365 | 11.8071 | 0.66722 | 12 | 0.47429
33429 | 3.38 | 1 | 365 | 3.8373 | 0.59185 | 4 | 0.42915
33463 | 7.54 | 1 | 365 | 8.5601 | 0.85873 | 9 | 0.41886
33433 | 3.9 | 1 | 365 | 4.4277 | 0.37521 | 4 | 0.80286
33537 | 5.46 | 1 | 365 | 6.1987 | 0.72529 | 6 | 0.924
33237 | 4.68 | 1 | 365 | 5.3132 | 0.050247 | 5 | 0.36343
33536 | 12.72 | 1 | 365 | 14.441 | 0.62375 | 15 | 0.064714
33426 | 6.24 | 1 | 365 | 7.0842 | 0.40033 | 7 | 0.48458
33544 | 6.24 | 1 | 365 | 7.0842 | 0.40033 | 7 | 0.48458
33587 | 6.24 | 1 | 365 | 7.0842 | 0.40033 | 7 | 0.48458
33553 | 9.8 | 1 | 365 | 11.1259 | 0.60949 | 11 | 0.73539
33588 | 4.88 | 1 | 365 | 5.5402 | 0.73616 | 6 | 0.2764
33594 | 7.41 | 1 | 365 | 8.4125 | 0.41289 | 8 | 0.82543
33601 | 12.6 | 1 | 365 | 14.3047 | 0.2122 | 14 | 0.51693
33613 | 8.936 | 1 | 365 | 10.145 | 0.64637 | 10 | 0.79137
33645 | 3.98 | 1 | 365 | 4.5185 | 0.64957 | 5 | 0.16805
33209 | 10.4 | 1 | 365 | 11.8071 | 0.66722 | 12 | 0.47429
33211 | 8.06 | 1 | 365 | 9.1505 | 0.64209 | 9 | 0.79258
33666 | 10.725 | 1 | 365 | 12.176 | 0.78182 | 12 | 0.95787
33550 | 6.24 | 1 | 365 | 7.0842 | 0.40033 | 7 | 0.48458
33683 | 4.845 | 1 | 365 | 5.5005 | 0.61612 | 6 | 0.11663
33555 | 11.66 | 1 | 365 | 13.2376 | 0.98844 | 14 | 0.22599
33560 | 6.5 | 1 | 365 | 7.3794 | 0.29201 | 7 | 0.67143
33699 | 4.95 | 1 | 365 | 5.6197 | 0.97622 | 6 | 0.59594
33561 | 5.035 | 1 | 365 | 5.7162 | 0.26773 | 5 | 0.98395
33707 | 3.64 | 1 | 365 | 4.1325 | 0.48353 | 4 | 0.616
33566 | 8.96 | 1 | 365 | 10.1723 | 0.72868 | 10 | 0.90093
33702 | 8.32 | 1 | 365 | 9.4457 | 0.53377 | 9 | 0.97944
33710 | 11.73 | 1 | 365 | 13.317 | 0.2285 | 13 | 0.54553
33559 | 7.65 | 1 | 365 | 8.685 | 0.23598 | 8 | 0.921
32616 | 5.2 | 1 | 365 | 5.9035 | 0.83361 | 6 | 0.73715
33053 | 7.54 | 1 | 365 | 8.5601 | 0.85873 | 9 | 0.41886
33239 | 5.2 | 1 | 365 | 5.9035 | 0.83361 | 6 | 0.73715
33279 | 6.885 | 1 | 365 | 7.8165 | 0.61238 | 8 | 0.4289
33055 | 5.46 | 1 | 365 | 6.1987 | 0.72529 | 6 | 0.924
33562 | 7.41 | 1 | 365 | 8.4125 | 0.41289 | 8 | 0.82543
33266 | 6.76 | 1 | 365 | 7.6746 | 0.18369 | 7 | 0.85829
33688 | 8.91 | 1 | 365 | 10.1155 | 0.5572 | 10 | 0.67269
33569 | 5.04 | 1 | 365 | 5.7219 | 0.28488 | 6 | 0.0067734
33571 | 9.62 | 1 | 365 | 10.9215 | 0.99217 | 11 | 0.91372
33271 | 5.2 | 1 | 365 | 5.9035 | 0.83361 | 6 | 0.73715
33568 | 7.65 | 1 | 365 | 8.685 | 0.23598 | 8 | 0.921
33300 | 6.24 | 1 | 365 | 7.0842 | 0.40033 | 7 | 0.48458
33576 | 8.415 | 1 | 365 | 9.5535 | 0.85958 | 10 | 0.41309
33585 | 11.44 | 1 | 365 | 12.9878 | 0.23394 | 13 | 0.22172
33573 | 3.64 | 1 | 365 | 4.1325 | 0.48353 | 4 | 0.616
33589 | 4.16 | 1 | 365 | 4.7228 | 0.26689 | 4 | 0.98972
33580 | 4.16 | 1 | 365 | 4.7228 | 0.26689 | 4 | 0.98972
33592 | 5.565 | 1 | 365 | 6.3179 | 0.08539 | 6 | 0.40331
33581 | 3.12 | 1 | 365 | 3.5421 | 0.70016 | 4 | 0.24229
33595 | 5.72 | 1 | 365 | 6.4939 | 0.61697 | 7 | 0.11086
33596 | 8.32 | 1 | 365 | 9.4457 | 0.53377 | 9 | 0.97944
33052 | 5.46 | 1 | 365 | 6.1987 | 0.72529 | 6 | 0.924
33598 | 5.98 | 1 | 365 | 6.7891 | 0.50865 | 7 | 0.29772
33591 | 7.54 | 1 | 365 | 8.5601 | 0.85873 | 9 | 0.41886
33577 | 5.83 | 1 | 365 | 6.6188 | 0.99422 | 7 | 0.61299
33600 | 4.77 | 1 | 365 | 5.4154 | 0.35891 | 5 | 0.77427
33572 | 9.88 | 1 | 365 | 11.2167 | 0.88386 | 12 | 0.10058
33606 | 8.925 | 1 | 365 | 10.1325 | 0.60864 | 10 | 0.74116
33583 | 12.74 | 1 | 365 | 14.4637 | 0.69234 | 15 | 0.15601
33604 | 10.4 | 1 | 365 | 11.8071 | 0.66722 | 12 | 0.47429
33582 | 15 | 1 | 365 | 17.0294 | 0.4431 | 17 | 0.47254
33612 | 5.2 | 1 | 365 | 5.9035 | 0.83361 | 6 | 0.73715
33256 | 3.64 | 1 | 365 | 4.1325 | 0.48353 | 4 | 0.616
33614 | 9.1 | 1 | 365 | 10.3312 | 0.20881 | 10 | 0.54001
33615 | 5.72 | 1 | 365 | 6.4939 | 0.61697 | 7 | 0.11086
33608 | 6.24 | 1 | 365 | 7.0842 | 0.40033 | 7 | 0.48458
33620 | 8.48 | 1 | 365 | 9.6273 | 0.082499 | 9 | 0.70981
33303 | 7.8 | 1 | 365 | 8.8553 | 0.75041 | 9 | 0.60572
33621 | 4.24 | 1 | 365 | 4.8137 | 0.54125 | 5 | 0.3549
33724 | 4.16 | 1 | 365 | 4.7228 | 0.26689 | 4 | 0.98972
33622 | 9.36 | 1 | 365 | 10.6264 | 0.10049 | 10 | 0.72686
33627 | 5.72 | 1 | 365 | 6.4939 | 0.61697 | 7 | 0.11086
33726 | 4.94 | 1 | 365 | 5.6084 | 0.94193 | 6 | 0.55029
33617 | 3.18 | 1 | 365 | 3.6102 | 0.90594 | 4 | 0.51618
33723 | 10.53 | 1 | 365 | 11.9547 | 0.11306 | 12 | 0.067723
33624 | 11.44 | 1 | 365 | 12.9878 | 0.23394 | 13 | 0.22172
33728 | 4.16 | 1 | 365 | 4.7228 | 0.26689 | 4 | 0.98972
33628 | 2.6 | 1 | 365 | 2.9518 | 0.9168 | 3 | 0.86857
33625 | 8.32 | 1 | 365 | 9.4457 | 0.53377 | 9 | 0.97944
33626 | 10.07 | 1 | 365 | 11.4324 | 0.53547 | 11 | 0.9679
33632 | 13.26 | 1 | 365 | 15.054 | 0.4757 | 15 | 0.52973
33730 | 7.95 | 1 | 365 | 9.0256 | 0.26484 | 9 | 0.29045
33634 | 10.66 | 1 | 365 | 12.1023 | 0.5589 | 12 | 0.66115
33732 | 4.24 | 1 | 365 | 4.8137 | 0.54125 | 5 | 0.3549
33642 | 11.22 | 1 | 365 | 12.738 | 0.47944 | 13 | 0.21746
33633 | 9.62 | 1 | 365 | 10.9215 | 0.99217 | 11 | 0.91372
33735 | 9.62 | 1 | 365 | 10.9215 | 0.99217 | 11 | 0.91372
33636 | 2.34 | 1 | 365 | 2.6566 | 0.025124 | 2 | 0.68172
33736 | 5.2 | 1 | 365 | 5.9035 | 0.83361 | 6 | 0.73715
33739 | 4.42 | 1 | 365 | 5.018 | 0.15857 | 5 | 0.17658
33296 | 8.32 | 1 | 365 | 9.4457 | 0.53377 | 9 | 0.97944
33346 | 6.76 | 1 | 365 | 7.6746 | 0.18369 | 7 | 0.85829
33307 | 5.46 | 1 | 365 | 6.1987 | 0.72529 | 6 | 0.924
33761 | 3.12 | 1 | 365 | 3.5421 | 0.70016 | 4 | 0.24229
33765 | 6.5 | 1 | 365 | 7.3794 | 0.29201 | 7 | 0.67143
33315 | 5.72 | 1 | 365 | 6.4939 | 0.61697 | 7 | 0.11086
33647 | 11.96 | 1 | 365 | 13.5781 | 0.017298 | 13 | 0.59544
33767 | 9.36 | 1 | 365 | 10.6264 | 0.10049 | 10 | 0.72686
33772 | 7.54 | 1 | 365 | 8.5601 | 0.85873 | 9 | 0.41886
32714 | 6.5 | 1 | 365 | 7.3794 | 0.29201 | 7 | 0.67143
30365 | 11.44 | 1 | 365 | 12.9878 | 0.23394 | 13 | 0.22172
33648 | 7.02 | 1 | 365 | 7.9698 | 0.075371 | 8 | 0.045149
33651 | 9.945 | 1 | 365 | 11.2905 | 0.10678 | 11 | 0.39729
33654 | 8.06 | 1 | 365 | 9.1505 | 0.64209 | 9 | 0.79258
33657 | 8.58 | 1 | 365 | 9.7408 | 0.42545 | 10 | 0.16629
33659 | 9.435 | 1 | 365 | 10.7115 | 0.35771 | 11 | 0.069228
33660 | 11.925 | 1 | 365 | 13.5384 | 0.89726 | 14 | 0.43567
33665 | 3.64 | 1 | 365 | 4.1325 | 0.48353 | 4 | 0.616
33661 | 6.24 | 1 | 365 | 7.0842 | 0.40033 | 7 | 0.48458
33668 | 12.74 | 1 | 365 | 14.4637 | 0.69234 | 15 | 0.15601
33672 | 3.315 | 1 | 365 | 3.7635 | 0.36893 | 4 | 0.13243
33674 | 9.88 | 1 | 365 | 11.2167 | 0.88386 | 12 | 0.10058
33685 | 5.46 | 1 | 365 | 6.1987 | 0.72529 | 6 | 0.924
33684 | 8.32 | 1 | 365 | 9.4457 | 0.53377 | 9 | 0.97944
33694 | 7.56 | 1 | 365 | 8.5828 | 0.92732 | 9 | 0.51016
33686 | 9.1 | 1 | 365 | 10.3312 | 0.20881 | 10 | 0.54001
33687 | 9.1 | 1 | 365 | 10.3312 | 0.20881 | 10 | 0.54001
33691 | 2.915 | 1 | 365 | 3.3094 | 0.99711 | 4 | 0.3065
33698 | 4.16 | 1 | 365 | 4.7228 | 0.26689 | 4 | 0.98972
33709 | 7.54 | 1 | 365 | 8.5601 | 0.85873 | 9 | 0.41886
33705 | 8.745 | 1 | 365 | 9.9282 | 0.99133 | 10 | 0.91949
33704 | 8.58 | 1 | 365 | 9.7408 | 0.42545 | 10 | 0.16629
33703 | 6.89 | 1 | 365 | 7.8222 | 0.62953 | 8 | 0.45172
33706 | 8.32 | 1 | 365 | 9.4457 | 0.53377 | 9 | 0.97944
33708 | 8.215 | 1 | 365 | 9.3265 | 0.17367 | 9 | 0.50013
33711 | 11.44 | 1 | 365 | 12.9878 | 0.23394 | 13 | 0.22172
33713 | 4.505 | 1 | 365 | 5.1145 | 0.45008 | 5 | 0.56459
33714 | 10.4 | 1 | 365 | 11.8071 | 0.66722 | 12 | 0.47429
33701 | 8.84 | 1 | 365 | 10.036 | 0.31713 | 10 | 0.35315
33712 | 12.48 | 1 | 365 | 14.1685 | 0.80066 | 14 | 0.96915
33715 | 9.88 | 1 | 365 | 11.2167 | 0.88386 | 12 | 0.10058
33716 | 11.7 | 1 | 365 | 13.283 | 0.12562 | 13 | 0.40858
33719 | 10.66 | 1 | 365 | 12.1023 | 0.5589 | 12 | 0.66115
33717 | 7.54 | 1 | 365 | 8.5601 | 0.85873 | 9 | 0.41886
33722 | 10.92 | 1 | 365 | 12.3974 | 0.45058 | 12 | 0.84801
34091 | 3.02 | 1 | 365 | 3.4286 | 0.35721 | 3 | 0.7858
34106 | 8.07 | 1 | 365 | 9.1618 | 0.67639 | 9 | 0.83823
34113 | 5.98 | 1 | 365 | 6.7891 | 0.50865 | 7 | 0.29772
34133 | 3.3 | 1 | 365 | 3.7465 | 0.31748 | 4 | 0.063959
34139 | 9.62 | 1 | 365 | 10.9215 | 0.99217 | 11 | 0.91372
34146 | 4.125 | 1 | 365 | 4.6831 | 0.14685 | 4 | 0.82995
34153 | 7.8 | 1 | 365 | 8.8553 | 0.75041 | 9 | 0.60572
34163 | 6.6 | 1 | 365 | 7.493 | 0.63496 | 8 | 0.12792
34169 | 8.8 | 1 | 365 | 9.9906 | 0.17995 | 10 | 0.17056
31711 | 117.72 | 0.9 | 365 | 120.2823 | 0.3529 | 120 | 0.63524
34173 | 7 | 1 | 365 | 7.9471 | 0.00678 | 7 | 0.95385
34189 | 5.88 | 1 | 365 | 6.6755 | 0.1657 | 6 | 0.84124
34192 | 7.84 | 1 | 365 | 8.9007 | 0.88759 | 9 | 0.78831
34200 | 6.72 | 1 | 365 | 7.6292 | 0.046509 | 7 | 0.6757
34202 | 6.72 | 1 | 365 | 7.6292 | 0.046509 | 7 | 0.6757
34205 | 10.64 | 1 | 365 | 12.0795 | 0.49031 | 12 | 0.56986
34170 | 9.9 | 1 | 365 | 11.2394 | 0.95245 | 12 | 0.19188
34282 | 12.48 | 1 | 365 | 14.1685 | 0.80066 | 14 | 0.96915
34084 | 6.24 | 1 | 365 | 7.0842 | 0.40033 | 7 | 0.48458
34093 | 5.565 | 1 | 365 | 6.3179 | 0.08539 | 6 | 0.40331
34092 | 2.6 | 1 | 365 | 2.9518 | 0.9168 | 3 | 0.86857
33962 | 9.45 | 1 | 365 | 10.7285 | 0.40915 | 11 | 0.1377
34094 | 9.36 | 1 | 365 | 10.6264 | 0.10049 | 10 | 0.72686
34098 | 11.7 | 1 | 365 | 13.283 | 0.12562 | 13 | 0.40858
34097 | 4.68 | 1 | 365 | 5.3132 | 0.050247 | 5 | 0.36343
31125 | 7.02 | 1 | 365 | 7.9698 | 0.075371 | 8 | 0.045149
34107 | 4.16 | 1 | 365 | 4.7228 | 0.26689 | 4 | 0.98972
34124 | 5.2 | 1 | 365 | 5.9035 | 0.83361 | 6 | 0.73715
34127 | 9.1 | 1 | 365 | 10.3312 | 0.20881 | 10 | 0.54001
34120 | 4.42 | 1 | 365 | 5.018 | 0.15857 | 5 | 0.17658
34126 | 5.46 | 1 | 365 | 6.1987 | 0.72529 | 6 | 0.924
34138 | 4.94 | 1 | 365 | 5.6084 | 0.94193 | 6 | 0.55029
34137 | 8.06 | 1 | 365 | 9.1505 | 0.64209 | 9 | 0.79258
34131 | 6 | 1 | 365 | 6.8118 | 0.57724 | 7 | 0.38902
34134 | 7.8 | 1 | 365 | 8.8553 | 0.75041 | 9 | 0.60572
34143 | 5.45 | 1 | 365 | 6.1874 | 0.69099 | 6 | 0.87836
34150 | 4.05 | 1 | 365 | 4.5979 | 0.88964 | 5 | 0.48759
34152 | 7.54 | 1 | 365 | 8.5601 | 0.85873 | 9 | 0.41886
34151 | 5.98 | 1 | 365 | 6.7891 | 0.50865 | 7 | 0.29772
34159 | 11.7 | 1 | 365 | 13.283 | 0.12562 | 13 | 0.40858
34161 | 6.24 | 1 | 365 | 7.0842 | 0.40033 | 7 | 0.48458
34147 | 9.36 | 1 | 365 | 10.6264 | 0.10049 | 10 | 0.72686
34165 | 4.94 | 1 | 365 | 5.6084 | 0.94193 | 6 | 0.55029
34164 | 5.72 | 1 | 365 | 6.4939 | 0.61697 | 7 | 0.11086
30240 | 2.6 | 1 | 365 | 2.9518 | 0.9168 | 3 | 0.86857
34171 | 6.5 | 1 | 365 | 7.3794 | 0.29201 | 7 | 0.67143
33618 | 6.24 | 1 | 365 | 7.0842 | 0.40033 | 7 | 0.48458
30688 | 3.12 | 1 | 365 | 3.5421 | 0.70016 | 4 | 0.24229
33597 | 8.32 | 1 | 365 | 9.4457 | 0.53377 | 9 | 0.97944
34179 | 2.86 | 1 | 365 | 3.2469 | 0.80848 | 4 | 0.055431
30375 | 10.335 | 1 | 365 | 11.7333 | 0.4443 | 12 | 0.17758
34180 | 3.975 | 1 | 365 | 4.5128 | 0.63242 | 5 | 0.14522
34185 | 6.24 | 1 | 365 | 7.0842 | 0.40033 | 7 | 0.48458
30849 | 9.01 | 1 | 365 | 10.229 | 0.90016 | 11 | 0.12917
34186 | 3.38 | 1 | 365 | 3.8373 | 0.59185 | 4 | 0.42915
34194 | 10.4 | 1 | 365 | 11.8071 | 0.66722 | 12 | 0.47429
33335 | 9.1 | 1 | 365 | 10.3312 | 0.20881 | 10 | 0.54001
28296 | 5.98 | 1 | 365 | 6.7891 | 0.50865 | 7 | 0.29772
33857 | 9.945 | 1 | 365 | 11.2905 | 0.10678 | 11 | 0.39729
33013 | 4.2 | 1 | 365 | 4.7682 | 0.40407 | 5 | 0.17231
33844 | 9.1 | 1 | 365 | 10.3312 | 0.20881 | 10 | 0.54001
33841 | 4.68 | 1 | 365 | 5.3132 | 0.050247 | 5 | 0.36343
33845 | 3.64 | 1 | 365 | 4.1325 | 0.48353 | 4 | 0.616
33852 | 4.58 | 1 | 365 | 5.1997 | 0.70729 | 5 | 0.90695
33877 | 4.68 | 1 | 365 | 5.3132 | 0.050247 | 5 | 0.36343
33776 | 6.24 | 1 | 365 | 7.0842 | 0.40033 | 7 | 0.48458
33785 | 5.565 | 1 | 365 | 6.3179 | 0.08539 | 6 | 0.40331
33793 | 7.28 | 1 | 365 | 8.265 | 0.96705 | 9 | 0.23201
33797 | 14.025 | 1 | 365 | 15.9225 | 0.099299 | 16 | 0.021825
33803 | 2.08 | 1 | 365 | 2.3614 | 0.13344 | 2 | 0.49486
33806 | 12.495 | 1 | 365 | 14.1855 | 0.8521 | 15 | 0.037626
33814 | 8.84 | 1 | 365 | 10.036 | 0.31713 | 10 | 0.35315
33811 | 8.58 | 1 | 365 | 9.7408 | 0.42545 | 10 | 0.16629
33819 | 2.6 | 1 | 365 | 2.9518 | 0.9168 | 3 | 0.86857
33826 | 8.84 | 1 | 365 | 10.036 | 0.31713 | 10 | 0.35315
33827 | 7.8 | 1 | 365 | 8.8553 | 0.75041 | 9 | 0.60572
33828 | 14.04 | 1 | 365 | 15.9396 | 0.15074 | 16 | 0.090297
33832 | 7.65 | 1 | 365 | 8.685 | 0.23598 | 8 | 0.921
33837 | 4.68 | 1 | 365 | 5.3132 | 0.050247 | 5 | 0.36343
34198 | 7.28 | 1 | 365 | 8.265 | 0.96705 | 9 | 0.23201
33846 | 5.2 | 1 | 365 | 5.9035 | 0.83361 | 6 | 0.73715
33851 | 9.1 | 1 | 365 | 10.3312 | 0.20881 | 10 | 0.54001
34196 | 5.98 | 1 | 365 | 6.7891 | 0.50865 | 7 | 0.29772
33848 | 3.64 | 1 | 365 | 4.1325 | 0.48353 | 4 | 0.616
34204 | 4.68 | 1 | 365 | 5.3132 | 0.050247 | 5 | 0.36343
33855 | 6.5 | 1 | 365 | 7.3794 | 0.29201 | 7 | 0.67143
33858 | 5.83 | 1 | 365 | 6.6188 | 0.99422 | 7 | 0.61299
33856 | 9.36 | 1 | 365 | 10.6264 | 0.10049 | 10 | 0.72686
34190 | 9.45 | 1 | 365 | 10.7285 | 0.40915 | 11 | 0.1377
33861 | 3.64 | 1 | 365 | 4.1325 | 0.48353 | 4 | 0.616
34203 | 9.88 | 1 | 365 | 11.2167 | 0.88386 | 12 | 0.10058
33862 | 8.58 | 1 | 365 | 9.7408 | 0.42545 | 10 | 0.16629
33859 | 7.02 | 1 | 365 | 7.9698 | 0.075371 | 8 | 0.045149
34199 | 10.92 | 1 | 365 | 12.3974 | 0.45058 | 12 | 0.84801
33865 | 6.24 | 1 | 365 | 7.0842 | 0.40033 | 7 | 0.48458
33867 | 8.58 | 1 | 365 | 9.7408 | 0.42545 | 10 | 0.16629
34207 | 10.14 | 1 | 365 | 11.5119 | 0.77554 | 12 | 0.28744
33870 | 2.86 | 1 | 365 | 3.2469 | 0.80848 | 4 | 0.055431
33888 | 2.915 | 1 | 365 | 3.3094 | 0.99711 | 4 | 0.3065
34208 | 7.905 | 1 | 365 | 8.9745 | 0.11051 | 9 | 0.085029
34209 | 8.32 | 1 | 365 | 9.4457 | 0.53377 | 9 | 0.97944
34210 | 11.96 | 1 | 365 | 13.5781 | 0.017298 | 13 | 0.59544
31368 | 291.4 | 1 | 365 | 330.8253 | 0.36796 | 331 | 0.19321
34213 | 10.335 | 1 | 365 | 11.7333 | 0.4443 | 12 | 0.17758
31370 | 288.3 | 1 | 365 | 327.3058 | 0.73638 | 328 | 0.042219
34217 | 5.72 | 1 | 365 | 6.4939 | 0.61697 | 7 | 0.11086
34225 | 4.49 | 1 | 365 | 5.0975 | 0.39863 | 5 | 0.49611
34224 | 4.68 | 1 | 365 | 5.3132 | 0.050247 | 5 | 0.36343
34222 | 10.14 | 1 | 365 | 11.5119 | 0.77554 | 12 | 0.28744
34232 | 3.38 | 1 | 365 | 3.8373 | 0.59185 | 4 | 0.42915
34212 | 5.98 | 1 | 365 | 6.7891 | 0.50865 | 7 | 0.29772
34234 | 7.28 | 1 | 365 | 8.265 | 0.96705 | 9 | 0.23201
34236 | 2.86 | 1 | 365 | 3.2469 | 0.80848 | 4 | 0.055431
34240 | 4.68 | 1 | 365 | 5.3132 | 0.050247 | 5 | 0.36343
34233 | 7.14 | 1 | 365 | 8.106 | 0.48692 | 8 | 0.59293
34244 | 10.14 | 1 | 365 | 11.5119 | 0.77554 | 12 | 0.28744
34245 | 8.84 | 1 | 365 | 10.036 | 0.31713 | 10 | 0.35315
34247 | 10.14 | 1 | 365 | 11.5119 | 0.77554 | 12 | 0.28744
34248 | 6.12 | 1 | 365 | 6.948 | 0.98878 | 7 | 0.9368
34251 | 5.98 | 1 | 365 | 6.7891 | 0.50865 | 7 | 0.29772
34286 | 4.16 | 1 | 365 | 4.7228 | 0.26689 | 4 | 0.98972
34293 | 8.32 | 1 | 365 | 9.4457 | 0.53377 | 9 | 0.97944
34287 | 10.4 | 1 | 365 | 11.8071 | 0.66722 | 12 | 0.47429
34296 | 6.5 | 1 | 365 | 7.3794 | 0.29201 | 7 | 0.67143
34300 | 6.24 | 1 | 365 | 7.0842 | 0.40033 | 7 | 0.48458
34298 | 4.42 | 1 | 365 | 5.018 | 0.15857 | 5 | 0.17658
34301 | 4.24 | 1 | 365 | 4.8137 | 0.54125 | 5 | 0.3549
34308 | 4.68 | 1 | 365 | 5.3132 | 0.050247 | 5 | 0.36343
34306 | 7.02 | 1 | 365 | 7.9698 | 0.075371 | 8 | 0.045149
34313 | 5.2 | 1 | 365 | 5.9035 | 0.83361 | 6 | 0.73715
34333 | 8.32 | 1 | 365 | 9.4457 | 0.53377 | 9 | 0.97944
34336 | 7.65 | 1 | 365 | 8.685 | 0.23598 | 8 | 0.921
31947 | 229.84 | 0.9 | 365 | 234.8428 | 0.42093 | 235 | 0.26372
32976 | 9.36 | 1 | 365 | 10.6264 | 0.10049 | 10 | 0.72686
33041 | 7.65 | 1 | 365 | 8.685 | 0.23598 | 8 | 0.921
34238 | 5.2 | 1 | 365 | 5.9035 | 0.83361 | 6 | 0.73715
32304 | 11.96 | 1 | 365 | 13.5781 | 0.017298 | 13 | 0.59544
32242 | 5.46 | 1 | 365 | 6.1987 | 0.72529 | 6 | 0.924
34142 | 7.02 | 1 | 365 | 7.9698 | 0.075371 | 8 | 0.045149
34358 | 11.4 | 1 | 365 | 12.9424 | 0.096756 | 13 | 0.03913
34380 | 6 | 1 | 365 | 6.8118 | 0.57724 | 7 | 0.38902
34412 | 6.24 | 1 | 365 | 7.0842 | 0.40033 | 7 | 0.48458
34416 | 6.24 | 1 | 365 | 7.0842 | 0.40033 | 7 | 0.48458
34422 | 3.64 | 1 | 365 | 4.1325 | 0.48353 | 4 | 0.616
34423 | 3.64 | 1 | 365 | 4.1325 | 0.48353 | 4 | 0.616
33945 | 10.14 | 1 | 365 | 11.5119 | 0.77554 | 12 | 0.28744
34431 | 9.1 | 1 | 365 | 10.3312 | 0.20881 | 10 | 0.54001
30091 | 8.1 | 1 | 365 | 9.1959 | 0.77927 | 9 | 0.97517
34433 | 8.32 | 1 | 365 | 9.4457 | 0.53377 | 9 | 0.97944
33961 | 8.32 | 1 | 365 | 9.4457 | 0.53377 | 9 | 0.97944
34436 | 9.69 | 1 | 365 | 11.001 | 0.23224 | 11 | 0.23326
33956 | 4.68 | 1 | 365 | 5.3132 | 0.050247 | 5 | 0.36343
33946 | 6.24 | 1 | 365 | 7.0842 | 0.40033 | 7 | 0.48458
33947 | 4.68 | 1 | 365 | 5.3132 | 0.050247 | 5 | 0.36343
33228 | 5.72 | 1 | 365 | 6.4939 | 0.61697 | 7 | 0.11086
34504 | 7.28 | 1 | 365 | 8.265 | 0.96705 | 9 | 0.23201
34507 | 8.16 | 1 | 365 | 9.264 | 0.98505 | 10 | 0.24906
33950 | 9.36 | 1 | 365 | 10.6264 | 0.10049 | 10 | 0.72686
34109 | 6.24 | 1 | 365 | 7.0842 | 0.40033 | 7 | 0.48458
34032 | 6 | 1 | 365 | 6.8118 | 0.57724 | 7 | 0.38902
34197 | 4.42 | 1 | 365 | 5.018 | 0.15857 | 5 | 0.17658
34284 | 6.5 | 1 | 365 | 7.3794 | 0.29201 | 7 | 0.67143
34339 | 8.32 | 1 | 365 | 9.4457 | 0.53377 | 9 | 0.97944
34290 | 3.9 | 1 | 365 | 4.4277 | 0.37521 | 4 | 0.80286
34231 | 10.14 | 1 | 365 | 11.5119 | 0.77554 | 12 | 0.28744
34345 | 9.62 | 1 | 365 | 10.9215 | 0.99217 | 11 | 0.91372
34357 | 4.16 | 1 | 365 | 4.7228 | 0.26689 | 4 | 0.98972
34346 | 3.06 | 1 | 365 | 3.474 | 0.49439 | 3 | 0.9684
34359 | 5.98 | 1 | 365 | 6.7891 | 0.50865 | 7 | 0.29772
34349 | 5.98 | 1 | 365 | 6.7891 | 0.50865 | 7 | 0.29772
34366 | 8.32 | 1 | 365 | 9.4457 | 0.53377 | 9 | 0.97944
34363 | 11.18 | 1 | 365 | 12.6926 | 0.34226 | 13 | 0.034866
34360 | 11.395 | 1 | 365 | 12.9367 | 0.079608 | 13 | 0.016306
34326 | 9.36 | 1 | 365 | 10.6264 | 0.10049 | 10 | 0.72686
34374 | 13.52 | 1 | 365 | 15.3492 | 0.36738 | 15 | 0.71658
34378 | 6.24 | 1 | 365 | 7.0842 | 0.40033 | 7 | 0.48458
34372 | 5.3 | 1 | 365 | 6.0171 | 0.17656 | 6 | 0.19363
34385 | 9.36 | 1 | 365 | 10.6264 | 0.10049 | 10 | 0.72686
34390 | 11.66 | 1 | 365 | 13.2376 | 0.98844 | 14 | 0.22599
34398 | 5.035 | 1 | 365 | 5.7162 | 0.26773 | 5 | 0.98395
34401 | 2.915 | 1 | 365 | 3.3094 | 0.99711 | 4 | 0.3065
34407 | 2.34 | 1 | 365 | 2.6566 | 0.025124 | 2 | 0.68172
31089 | 4.68 | 1 | 365 | 5.3132 | 0.050247 | 5 | 0.36343
34411 | 5.61 | 1 | 365 | 6.369 | 0.23972 | 6 | 0.60873
34458 | 4.335 | 1 | 365 | 4.9215 | 0.86706 | 5 | 0.78856
34455 | 5.98 | 1 | 365 | 6.7891 | 0.50865 | 7 | 0.29772
30209 | 3.12 | 1 | 365 | 3.5421 | 0.70016 | 4 | 0.24229
34452 | 4.94 | 1 | 365 | 5.6084 | 0.94193 | 6 | 0.55029
34462 | 9.62 | 1 | 365 | 10.9215 | 0.99217 | 11 | 0.91372
34464 | 7.02 | 1 | 365 | 7.9698 | 0.075371 | 8 | 0.045149
34466 | 8.84 | 1 | 365 | 10.036 | 0.31713 | 10 | 0.35315
34469 | 7.8 | 1 | 365 | 8.8553 | 0.75041 | 9 | 0.60572
34470 | 10.14 | 1 | 365 | 11.5119 | 0.77554 | 12 | 0.28744
34477 | 6.76 | 1 | 365 | 7.6746 | 0.18369 | 7 | 0.85829
34471 | 4.16 | 1 | 365 | 4.7228 | 0.26689 | 4 | 0.98972
34480 | 7.54 | 1 | 365 | 8.5601 | 0.85873 | 9 | 0.41886
30845 | 2.34 | 1 | 365 | 2.6566 | 0.025124 | 2 | 0.68172
34485 | 7.54 | 1 | 365 | 8.5601 | 0.85873 | 9 | 0.41886
34516 | 4.94 | 1 | 365 | 5.6084 | 0.94193 | 6 | 0.55029
34483 | 6.5 | 1 | 365 | 7.3794 | 0.29201 | 7 | 0.67143
34528 | 9.36 | 1 | 365 | 10.6264 | 0.10049 | 10 | 0.72686
34530 | 3.12 | 1 | 365 | 3.5421 | 0.70016 | 4 | 0.24229
34531 | 14.04 | 1 | 365 | 15.9396 | 0.15074 | 16 | 0.090297
34532 | 5.46 | 1 | 365 | 6.1987 | 0.72529 | 6 | 0.924
34533 | 8.06 | 1 | 365 | 9.1505 | 0.64209 | 9 | 0.79258
34535 | 4.16 | 1 | 365 | 4.7228 | 0.26689 | 4 | 0.98972
34536 | 5.2 | 1 | 365 | 5.9035 | 0.83361 | 6 | 0.73715
30959 | 15.6 | 1 | 365 | 17.7106 | 0.50082 | 18 | 0.21144
34538 | 12.495 | 1 | 365 | 14.1855 | 0.8521 | 15 | 0.037626
34381 | 11.96 | 1 | 365 | 13.5781 | 0.017298 | 13 | 0.59544
34563 | 14.04 | 1 | 365 | 15.9396 | 0.15074 | 16 | 0.090297
34565 | 6.76 | 1 | 365 | 7.6746 | 0.18369 | 7 | 0.85829
34567 | 9.62 | 1 | 365 | 10.9215 | 0.99217 | 11 | 0.91372
34573 | 7.42 | 1 | 365 | 8.4239 | 0.44719 | 8 | 0.87108
34572 | 7.54 | 1 | 365 | 8.5601 | 0.85873 | 9 | 0.41886
34560 | 5.2 | 1 | 365 | 5.9035 | 0.83361 | 6 | 0.73715
34419 | 6.76 | 1 | 365 | 7.6746 | 0.18369 | 7 | 0.85829
34417 | 4.77 | 1 | 365 | 5.4154 | 0.35891 | 5 | 0.77427
34410 | 7.28 | 1 | 365 | 8.265 | 0.96705 | 9 | 0.23201
34425 | 7.8 | 1 | 365 | 8.8553 | 0.75041 | 9 | 0.60572
34427 | 9.18 | 1 | 365 | 10.422 | 0.48318 | 10 | 0.90519
34424 | 9.36 | 1 | 365 | 10.6264 | 0.10049 | 10 | 0.72686
34387 | 3.9 | 1 | 365 | 4.4277 | 0.37521 | 4 | 0.80286
34435 | 9.88 | 1 | 365 | 11.2167 | 0.88386 | 12 | 0.10058
34446 | 7.28 | 1 | 365 | 8.265 | 0.96705 | 9 | 0.23201
34450 | 6.76 | 1 | 365 | 7.6746 | 0.18369 | 7 | 0.85829
34445 | 8.06 | 1 | 365 | 9.1505 | 0.64209 | 9 | 0.79258
34454 | 9.36 | 1 | 365 | 10.6264 | 0.10049 | 10 | 0.72686
34449 | 3.38 | 1 | 365 | 3.8373 | 0.59185 | 4 | 0.42915
34482 | 11.96 | 1 | 365 | 13.5781 | 0.017298 | 13 | 0.59544
34490 | 6.5 | 1 | 365 | 7.3794 | 0.29201 | 7 | 0.67143
34489 | 13.26 | 1 | 365 | 15.054 | 0.4757 | 15 | 0.52973
34502 | 6.24 | 1 | 365 | 7.0842 | 0.40033 | 7 | 0.48458
34496 | 11.22 | 1 | 365 | 12.738 | 0.47944 | 13 | 0.21746
34503 | 7.155 | 1 | 365 | 8.123 | 0.53836 | 8 | 0.6614
34505 | 14.04 | 1 | 365 | 15.9396 | 0.15074 | 16 | 0.090297
34509 | 14.3 | 1 | 365 | 16.2347 | 0.042422 | 16 | 0.27715
34591 | 7.155 | 1 | 365 | 8.123 | 0.53836 | 8 | 0.6614
34285 | 11.96 | 1 | 365 | 13.5781 | 0.017298 | 13 | 0.59544
34347 | 8.84 | 1 | 365 | 10.036 | 0.31713 | 10 | 0.35315
34299 | 2.86 | 1 | 365 | 3.2469 | 0.80848 | 4 | 0.055431
34157 | 9.1 | 1 | 365 | 10.3312 | 0.20881 | 10 | 0.54001
34053 | 6.5 | 1 | 365 | 7.3794 | 0.29201 | 7 | 0.67143
34304 | 13.26 | 1 | 365 | 15.054 | 0.4757 | 15 | 0.52973
34318 | 5.2 | 1 | 365 | 5.9035 | 0.83361 | 6 | 0.73715
34619 | 10.14 | 1 | 365 | 11.5119 | 0.77554 | 12 | 0.28744
34344 | 9.88 | 1 | 365 | 11.2167 | 0.88386 | 12 | 0.10058
34261 | 6.76 | 1 | 365 | 7.6746 | 0.18369 | 7 | 0.85829
34643 | 9 | 1 | 365 | 10.2177 | 0.86586 | 11 | 0.083524
34376 | 6.76 | 1 | 365 | 7.6746 | 0.18369 | 7 | 0.85829
34662 | 5.83 | 1 | 365 | 6.6188 | 0.99422 | 7 | 0.61299
34675 | 8.455 | 1 | 365 | 9.5989 | 0.99676 | 10 | 0.59569
34681 | 6.4 | 1 | 365 | 7.2659 | 0.94906 | 8 | 0.21495
34687 | 6.16 | 1 | 365 | 6.9934 | 0.12597 | 7 | 0.11939
33192 | 5.13 | 1 | 365 | 5.8241 | 0.59354 | 6 | 0.41761
34693 | 9.47 | 1 | 365 | 10.7513 | 0.47774 | 11 | 0.229
34399 | 8.32 | 1 | 365 | 9.4457 | 0.53377 | 9 | 0.97944
34696 | 9.99 | 1 | 365 | 11.3416 | 0.2611 | 11 | 0.60271
34448 | 6.24 | 1 | 365 | 7.0842 | 0.40033 | 7 | 0.48458
34702 | 5.125 | 1 | 365 | 5.8184 | 0.57639 | 6 | 0.39478
34694 | 9.45 | 1 | 365 | 10.7285 | 0.40915 | 11 | 0.1377
34384 | 5.46 | 1 | 365 | 6.1987 | 0.72529 | 6 | 0.924
34709 | 7.56 | 1 | 365 | 8.5828 | 0.92732 | 9 | 0.51016
34710 | 6.66 | 1 | 365 | 7.5611 | 0.84074 | 8 | 0.40181
34713 | 8.37 | 1 | 365 | 9.5024 | 0.70525 | 10 | 0.20768
34712 | 5.385 | 1 | 365 | 6.1136 | 0.46807 | 6 | 0.58164
34717 | 6.92 | 1 | 365 | 7.8562 | 0.73242 | 8 | 0.58867
34728 | 6.94 | 1 | 365 | 7.879 | 0.80101 | 8 | 0.67996
34749 | 10.225 | 1 | 365 | 11.6084 | 0.067047 | 11 | 0.67545
34752 | 6.44 | 1 | 365 | 7.3113 | 0.086238 | 7 | 0.39754
34747 | 6.72 | 1 | 365 | 7.6292 | 0.046509 | 7 | 0.6757
34758 | 10.25 | 1 | 365 | 11.6368 | 0.15278 | 11 | 0.78957
34748 | 9.18 | 1 | 365 | 10.422 | 0.48318 | 10 | 0.90519
34812 | 9.15 | 1 | 365 | 10.388 | 0.38029 | 10 | 0.76825
34816 | 7.425 | 1 | 365 | 8.4296 | 0.46433 | 8 | 0.89391
34819 | 6.24 | 1 | 365 | 7.0842 | 0.40033 | 7 | 0.48458
34830 | 10.175 | 1 | 365 | 11.5516 | 0.89557 | 12 | 0.44721
34838 | 7.59 | 1 | 365 | 8.6169 | 0.030209 | 8 | 0.64711
34576 | 5.46 | 1 | 365 | 6.1987 | 0.72529 | 6 | 0.924
34580 | 3.38 | 1 | 365 | 3.8373 | 0.59185 | 4 | 0.42915
34584 | 8.32 | 1 | 365 | 9.4457 | 0.53377 | 9 | 0.97944
34585 | 10.4 | 1 | 365 | 11.8071 | 0.66722 | 12 | 0.47429
34588 | 5.72 | 1 | 365 | 6.4939 | 0.61697 | 7 | 0.11086
34592 | 2.34 | 1 | 365 | 2.6566 | 0.025124 | 2 | 0.68172
34599 | 5.1 | 1 | 365 | 5.79 | 0.49065 | 6 | 0.28066
34595 | 7.8 | 1 | 365 | 8.8553 | 0.75041 | 9 | 0.60572
34594 | 3.12 | 1 | 365 | 3.5421 | 0.70016 | 4 | 0.24229
34602 | 10.92 | 1 | 365 | 12.3974 | 0.45058 | 12 | 0.84801
34601 | 2.86 | 1 | 365 | 3.2469 | 0.80848 | 4 | 0.055431
34609 | 4.77 | 1 | 365 | 5.4154 | 0.35891 | 5 | 0.77427
34608 | 4.42 | 1 | 365 | 5.018 | 0.15857 | 5 | 0.17658
34604 | 8.06 | 1 | 365 | 9.1505 | 0.64209 | 9 | 0.79258
34612 | 5.72 | 1 | 365 | 6.4939 | 0.61697 | 7 | 0.11086
34611 | 9.62 | 1 | 365 | 10.9215 | 0.99217 | 11 | 0.91372
34632 | 13 | 1 | 365 | 14.7588 | 0.58402 | 15 | 0.34287
33894 | 5.2 | 1 | 365 | 5.9035 | 0.83361 | 6 | 0.73715
33897 | 6.76 | 1 | 365 | 7.6746 | 0.18369 | 7 | 0.85829
33900 | 5.98 | 1 | 365 | 6.7891 | 0.50865 | 7 | 0.29772
33902 | 7.02 | 1 | 365 | 7.9698 | 0.075371 | 8 | 0.045149
33911 | 3.12 | 1 | 365 | 3.5421 | 0.70016 | 4 | 0.24229
33912 | 4.94 | 1 | 365 | 5.6084 | 0.94193 | 6 | 0.55029
33939 | 6.5 | 1 | 365 | 7.3794 | 0.29201 | 7 | 0.67143
33667 | 4.94 | 1 | 365 | 5.6084 | 0.94193 | 6 | 0.55029
33893 | 3.12 | 1 | 365 | 3.5421 | 0.70016 | 4 | 0.24229
33898 | 3.57 | 1 | 365 | 4.053 | 0.24346 | 4 | 0.29646
33901 | 3.06 | 1 | 365 | 3.474 | 0.49439 | 3 | 0.9684
33907 | 3.64 | 1 | 365 | 4.1325 | 0.48353 | 4 | 0.616
33914 | 4.16 | 1 | 365 | 4.7228 | 0.26689 | 4 | 0.98972
33876 | 5.98 | 1 | 365 | 6.7891 | 0.50865 | 7 | 0.29772
33948 | 8.48 | 1 | 365 | 9.6273 | 0.082499 | 9 | 0.70981
33955 | 5.98 | 1 | 365 | 6.7891 | 0.50865 | 7 | 0.29772
33959 | 12.74 | 1 | 365 | 14.4637 | 0.69234 | 15 | 0.15601
28724 | 3.64 | 1 | 365 | 4.1325 | 0.48353 | 4 | 0.616
33930 | 8.745 | 1 | 365 | 9.9282 | 0.99133 | 10 | 0.91949
33983 | 6.625 | 1 | 365 | 7.5213 | 0.7207 | 8 | 0.24204
33532 | 3.9 | 1 | 365 | 4.4277 | 0.37521 | 4 | 0.80286
33788 | 11.18 | 1 | 365 | 12.6926 | 0.34226 | 13 | 0.034866
33817 | 4.94 | 1 | 365 | 5.6084 | 0.94193 | 6 | 0.55029
33548 | 4.94 | 1 | 365 | 5.6084 | 0.94193 | 6 | 0.55029
33755 | 8.06 | 1 | 365 | 9.1505 | 0.64209 | 9 | 0.79258
33763 | 8.58 | 1 | 365 | 9.7408 | 0.42545 | 10 | 0.16629
33879 | 5.46 | 1 | 365 | 6.1987 | 0.72529 | 6 | 0.924
33895 | 3.9 | 1 | 365 | 4.4277 | 0.37521 | 4 | 0.80286
33903 | 12.48 | 1 | 365 | 14.1685 | 0.80066 | 14 | 0.96915
33908 | 8.32 | 1 | 365 | 9.4457 | 0.53377 | 9 | 0.97944
33986 | 9.1 | 1 | 365 | 10.3312 | 0.20881 | 10 | 0.54001
34045 | 7.8 | 1 | 365 | 8.8553 | 0.75041 | 9 | 0.60572
34035 | 10 | 1 | 365 | 11.353 | 0.2954 | 11 | 0.64836
33195 | 4.578 | 1 | 365 | 5.1974 | 0.70043 | 5 | 0.89782
34038 | 5.13 | 1 | 365 | 5.8241 | 0.59354 | 6 | 0.41761
34039 | 4.68 | 1 | 365 | 5.3132 | 0.050247 | 5 | 0.36343
34040 | 4.48 | 1 | 365 | 5.0861 | 0.36434 | 5 | 0.45047
34041 | 8.68 | 1 | 365 | 9.8544 | 0.76841 | 10 | 0.62278
34042 | 7.02 | 1 | 365 | 7.9698 | 0.075371 | 8 | 0.045149
33137 | 22.8 | 1 | 365 | 25.8847 | 0.19351 | 26 | 0.078261
33177 | 13 | 1 | 365 | 14.7588 | 0.58402 | 15 | 0.34287
34060 | 8.4 | 1 | 365 | 9.5365 | 0.80814 | 10 | 0.34462
34621 | 8.06 | 1 | 365 | 9.1505 | 0.64209 | 9 | 0.79258
32003 | 3.38 | 1 | 365 | 3.8373 | 0.59185 | 4 | 0.42915
34637 | 6.76 | 1 | 365 | 7.6746 | 0.18369 | 7 | 0.85829
34638 | 4.94 | 1 | 365 | 5.6084 | 0.94193 | 6 | 0.55029
34641 | 2.295 | 1 | 365 | 2.6055 | 0.87079 | 3 | 0.4763
34645 | 10.4 | 1 | 365 | 11.8071 | 0.66722 | 12 | 0.47429
34647 | 7.02 | 1 | 365 | 7.9698 | 0.075371 | 8 | 0.045149
34654 | 6.76 | 1 | 365 | 7.6746 | 0.18369 | 7 | 0.85829
34661 | 7.02 | 1 | 365 | 7.9698 | 0.075371 | 8 | 0.045149
34670 | 14.04 | 1 | 365 | 15.9396 | 0.15074 | 16 | 0.090297
34648 | 7.28 | 1 | 365 | 8.265 | 0.96705 | 9 | 0.23201
34651 | 5.61 | 1 | 365 | 6.369 | 0.23972 | 6 | 0.60873
34677 | 5.2 | 1 | 365 | 5.9035 | 0.83361 | 6 | 0.73715
34678 | 5.46 | 1 | 365 | 6.1987 | 0.72529 | 6 | 0.924
34686 | 3.78 | 1 | 365 | 4.2914 | 0.96366 | 5 | 0.25508
34695 | 6.5 | 1 | 365 | 7.3794 | 0.29201 | 7 | 0.67143
34692 | 9.88 | 1 | 365 | 11.2167 | 0.88386 | 12 | 0.10058
34707 | 11.7 | 1 | 365 | 13.283 | 0.12562 | 13 | 0.40858
34720 | 7.8 | 1 | 365 | 8.8553 | 0.75041 | 9 | 0.60572
34724 | 10.66 | 1 | 365 | 12.1023 | 0.5589 | 12 | 0.66115
34729 | 9.36 | 1 | 365 | 10.6264 | 0.10049 | 10 | 0.72686
34727 | 4.68 | 1 | 365 | 5.3132 | 0.050247 | 5 | 0.36343
34730 | 5.1 | 1 | 365 | 5.79 | 0.49065 | 6 | 0.28066
34732 | 7.28 | 1 | 365 | 8.265 | 0.96705 | 9 | 0.23201
34734 | 6.12 | 1 | 365 | 6.948 | 0.98878 | 7 | 0.9368
34760 | 7.42 | 1 | 365 | 8.4239 | 0.44719 | 8 | 0.87108
34771 | 7.8 | 1 | 365 | 8.8553 | 0.75041 | 9 | 0.60572
34832 | 5.2 | 1 | 365 | 5.9035 | 0.83361 | 6 | 0.73715
34772 | 13.78 | 1 | 365 | 15.6444 | 0.25906 | 15 | 0.90344
34787 | 3.38 | 1 | 365 | 3.8373 | 0.59185 | 4 | 0.42915
34789 | 10.2 | 1 | 365 | 11.58 | 0.98131 | 12 | 0.56133
34837 | 8.84 | 1 | 365 | 10.036 | 0.31713 | 10 | 0.35315
34800 | 3.18 | 1 | 365 | 3.6102 | 0.90594 | 4 | 0.51618
34845 | 12.74 | 1 | 365 | 14.4637 | 0.69234 | 15 | 0.15601
34849 | 8.32 | 1 | 365 | 9.4457 | 0.53377 | 9 | 0.97944
33140 | 25.48 | 0.9 | 365 | 26.0346 | 0.64621 | 26 | 0.68082
34810 | 5.2 | 1 | 365 | 5.9035 | 0.83361 | 6 | 0.73715
34910 | 8.32 | 1 | 365 | 9.4457 | 0.53377 | 9 | 0.97944
34813 | 14.04 | 1 | 365 | 15.9396 | 0.15074 | 16 | 0.090297
34911 | 7.02 | 1 | 365 | 7.9698 | 0.075371 | 8 | 0.045149
34811 | 7.28 | 1 | 365 | 8.265 | 0.96705 | 9 | 0.23201
34912 | 5.1 | 1 | 365 | 5.79 | 0.49065 | 6 | 0.28066
34827 | 3.9 | 1 | 365 | 4.4277 | 0.37521 | 4 | 0.80286
34835 | 8.32 | 1 | 365 | 9.4457 | 0.53377 | 9 | 0.97944
33262 | 2.86 | 1 | 365 | 3.2469 | 0.80848 | 4 | 0.055431
33170 | 10.335 | 1 | 365 | 11.7333 | 0.4443 | 12 | 0.17758
33275 | 7.8 | 1 | 365 | 8.8553 | 0.75041 | 9 | 0.60572
32742 | 12.24 | 1 | 365 | 13.896 | 0.97757 | 14 | 0.87359
32920 | 8.06 | 1 | 365 | 9.1505 | 0.64209 | 9 | 0.79258
34933 | 9.36 | 1 | 365 | 10.6264 | 0.10049 | 10 | 0.72686
34920 | 11.44 | 1 | 365 | 12.9878 | 0.23394 | 13 | 0.22172
32638 | 5.98 | 1 | 365 | 6.7891 | 0.50865 | 7 | 0.29772
34918 | 2.86 | 1 | 365 | 3.2469 | 0.80848 | 4 | 0.055431
32470 | 4.42 | 1 | 365 | 5.018 | 0.15857 | 5 | 0.17658
32807 | 11.475 | 1 | 365 | 13.0275 | 0.35397 | 13 | 0.38149
32458 | 7.54 | 1 | 365 | 8.5601 | 0.85873 | 9 | 0.41886
34925 | 7.02 | 1 | 365 | 7.9698 | 0.075371 | 8 | 0.045149
34927 | 2.86 | 1 | 365 | 3.2469 | 0.80848 | 4 | 0.055431
34928 | 7.02 | 1 | 365 | 7.9698 | 0.075371 | 8 | 0.045149
34938 | 2.6 | 1 | 365 | 2.9518 | 0.9168 | 3 | 0.86857
32853 | 8.745 | 1 | 365 | 9.9282 | 0.99133 | 10 | 0.91949
34940 | 6.5 | 1 | 365 | 7.3794 | 0.29201 | 7 | 0.67143
34931 | 9.62 | 1 | 365 | 10.9215 | 0.99217 | 11 | 0.91372
32417 | 4.68 | 1 | 365 | 5.3132 | 0.050247 | 5 | 0.36343
34842 | 7.2 | 1 | 365 | 8.1741 | 0.69269 | 8 | 0.86682
32814 | 2.6 | 1 | 365 | 2.9518 | 0.9168 | 3 | 0.86857
34846 | 10.75 | 1 | 365 | 12.2044 | 0.86755 | 13 | 0.071987
34853 | 3.575 | 1 | 365 | 4.0587 | 0.26061 | 4 | 0.31929
32385 | 10.66 | 1 | 365 | 12.1023 | 0.5589 | 12 | 0.66115
34855 | 7.14 | 1 | 365 | 8.106 | 0.48692 | 8 | 0.59293
32642 | 7.685 | 1 | 365 | 8.7247 | 0.35601 | 9 | 0.080765
34844 | 6.54 | 1 | 365 | 7.4248 | 0.42919 | 7 | 0.85403
34848 | 9.12 | 1 | 365 | 10.3539 | 0.2774 | 10 | 0.6313
34850 | 15.93 | 1 | 365 | 18.0853 | 0.63257 | 18 | 0.71784
33331 | 2.86 | 1 | 365 | 3.2469 | 0.80848 | 4 | 0.055431
34852 | 9.765 | 1 | 365 | 11.0862 | 0.48946 | 11 | 0.57562
32359 | 6.76 | 1 | 365 | 7.6746 | 0.18369 | 7 | 0.85829
32346 | 10.92 | 1 | 365 | 12.3974 | 0.45058 | 12 | 0.84801
34863 | 11.475 | 1 | 365 | 13.0275 | 0.35397 | 13 | 0.38149
34867 | 5.985 | 1 | 365 | 6.7947 | 0.5258 | 7 | 0.32054
32469 | 4.94 | 1 | 365 | 5.6084 | 0.94193 | 6 | 0.55029
34868 | 9 | 1 | 365 | 10.2177 | 0.86586 | 11 | 0.083524
32340 | 11.18 | 1 | 365 | 12.6926 | 0.34226 | 13 | 0.034866
32583 | 11.18 | 1 | 365 | 12.6926 | 0.34226 | 13 | 0.034866
33213 | 10.4 | 1 | 365 | 11.8071 | 0.66722 | 12 | 0.47429
33270 | 115.44 | 0.9 | 365 | 117.9527 | 0.31549 | 118 | 0.2682
32337 | 8.58 | 1 | 365 | 9.7408 | 0.42545 | 10 | 0.16629
32001 | 6.89 | 1 | 365 | 7.8222 | 0.62953 | 8 | 0.45172
32825 | 141.264 | 0.9 | 365 | 144.3388 | 0.023485 | 144 | 0.36229
32734 | 10.4 | 1 | 365 | 11.8071 | 0.66722 | 12 | 0.47429
32577 | 4.68 | 1 | 365 | 5.3132 | 0.050247 | 5 | 0.36343
18938 | 646.8 | 0.8 | 365 | 587.4476 | 0.58118 | 588 | 0.02874
17628 | 646.8 | 0.8 | 365 | 587.4476 | 0.58118 | 588 | 0.02874
31996 | 8.06 | 1 | 365 | 9.1505 | 0.64209 | 9 | 0.79258
17635 | 646.8 | 0.8 | 365 | 587.4476 | 0.58118 | 588 | 0.02874
32628 | 4.68 | 1 | 365 | 5.3132 | 0.050247 | 5 | 0.36343
32330 | 4.42 | 1 | 365 | 5.018 | 0.15857 | 5 | 0.17658
31306 | 68.016 | 1 | 365 | 77.2183 | 0.26359 | 77 | 0.48189
32266 | 27.468 | 0.9 | 365 | 28.0659 | 0.78234 | 28 | 0.84822
33210 | 10 | 1 | 365 | 11.353 | 0.2954 | 11 | 0.64836
32615 | 4.94 | 1 | 365 | 5.6084 | 0.94193 | 6 | 0.55029
34896 | 7.98 | 1 | 365 | 9.0597 | 0.36773 | 9 | 0.42739
31090 | 9.69 | 1 | 365 | 11.001 | 0.23224 | 11 | 0.23326
31083 | 4.08 | 1 | 365 | 4.632 | 0.99252 | 5 | 0.62453
32309 | 8.75 | 1 | 365 | 9.9338 | 0.008475 | 9 | 0.94231
34900 | 9 | 1 | 365 | 10.2177 | 0.86586 | 11 | 0.083524
31994 | 9.1 | 1 | 365 | 10.3312 | 0.20881 | 10 | 0.54001
32849 | 8.67 | 1 | 365 | 9.843 | 0.73411 | 10 | 0.57713
34894 | 5.385 | 1 | 365 | 6.1136 | 0.46807 | 6 | 0.58164
32664 | 9.01 | 1 | 365 | 10.229 | 0.90016 | 11 | 0.12917
34895 | 6.14 | 1 | 365 | 6.9707 | 0.057376 | 7 | 0.028093
31825 | 3.38 | 1 | 365 | 3.8373 | 0.59185 | 4 | 0.42915
34897 | 6.42 | 1 | 365 | 7.2886 | 0.017647 | 7 | 0.30625
31991 | 5.355 | 1 | 365 | 6.0795 | 0.36519 | 6 | 0.4447
31989 | 2.6 | 1 | 365 | 2.9518 | 0.9168 | 3 | 0.86857
34922 | 12 | 1 | 365 | 13.6236 | 0.15448 | 13 | 0.77803
34578 | 4.505 | 1 | 365 | 5.1145 | 0.45008 | 5 | 0.56459
31968 | 8.84 | 1 | 365 | 10.036 | 0.31713 | 10 | 0.35315
31954 | 6.375 | 1 | 365 | 7.2375 | 0.86332 | 8 | 0.10083
31827 | 9.88 | 1 | 365 | 11.2167 | 0.88386 | 12 | 0.10058
31805 | 9.54 | 1 | 365 | 10.8307 | 0.71781 | 11 | 0.54854
31774 | 14.04 | 1 | 365 | 15.9396 | 0.15074 | 16 | 0.090297
31735 | 2.6 | 1 | 365 | 2.9518 | 0.9168 | 3 | 0.86857
31706 | 23.4 | 1 | 365 | 26.5659 | 0.25124 | 26 | 0.81716
31677 | 4.94 | 1 | 365 | 5.6084 | 0.94193 | 6 | 0.55029
30674 | 8.84 | 1 | 365 | 10.036 | 0.31713 | 10 | 0.35315
31110 | 9.1 | 1 | 365 | 10.3312 | 0.20881 | 10 | 0.54001
31222 | 2.08 | 1 | 365 | 2.3614 | 0.13344 | 2 | 0.49486
31056 | 5.46 | 1 | 365 | 6.1987 | 0.72529 | 6 | 0.924
31213 | 7.54 | 1 | 365 | 8.5601 | 0.85873 | 9 | 0.41886
31664 | 13 | 1 | 365 | 14.7588 | 0.58402 | 15 | 0.34287
31560 | 6.12 | 1 | 365 | 6.948 | 0.98878 | 7 | 0.9368
31129 | 7.02 | 1 | 365 | 7.9698 | 0.075371 | 8 | 0.045149
31123 | 3.12 | 1 | 365 | 3.5421 | 0.70016 | 4 | 0.24229
31008 | 6.5 | 1 | 365 | 7.3794 | 0.29201 | 7 | 0.67143
31117 | 13.52 | 1 | 365 | 15.3492 | 0.36738 | 15 | 0.71658
31555 | 2.86 | 1 | 365 | 3.2469 | 0.80848 | 4 | 0.055431
31242 | 4.42 | 1 | 365 | 5.018 | 0.15857 | 5 | 0.17658
30971 | 8.32 | 1 | 365 | 9.4457 | 0.53377 | 9 | 0.97944
31239 | 5.72 | 1 | 365 | 6.4939 | 0.61697 | 7 | 0.11086
31549 | 4.16 | 1 | 365 | 4.7228 | 0.26689 | 4 | 0.98972
31952 | 5.2 | 1 | 365 | 5.9035 | 0.83361 | 6 | 0.73715
31710 | 2.6 | 1 | 365 | 2.9518 | 0.9168 | 3 | 0.86857
32537 | 13.26 | 1 | 365 | 15.054 | 0.4757 | 15 | 0.52973
31823 | 4.42 | 1 | 365 | 5.018 | 0.15857 | 5 | 0.17658
31705 | 7.54 | 1 | 365 | 8.5601 | 0.85873 | 9 | 0.41886
31951 | 9.88 | 1 | 365 | 11.2167 | 0.88386 | 12 | 0.10058
31942 | 8.32 | 1 | 365 | 9.4457 | 0.53377 | 9 | 0.97944
31702 | 7.54 | 1 | 365 | 8.5601 | 0.85873 | 9 | 0.41886
31937 | 6.63 | 1 | 365 | 7.527 | 0.73785 | 8 | 0.26486
31964 | 11.7 | 1 | 365 | 13.283 | 0.12562 | 13 | 0.40858
31820 | 7.685 | 1 | 365 | 8.7247 | 0.35601 | 9 | 0.080765
33678 | 5.035 | 1 | 365 | 5.7162 | 0.26773 | 5 | 0.98395
31869 | 6.76 | 1 | 365 | 7.6746 | 0.18369 | 7 | 0.85829
31548 | 9.01 | 1 | 365 | 10.229 | 0.90016 | 11 | 0.12917
31692 | 4.16 | 1 | 365 | 4.7228 | 0.26689 | 4 | 0.98972
30794 | 2.08 | 1 | 365 | 2.3614 | 0.13344 | 2 | 0.49486
31814 | 12.22 | 1 | 365 | 13.8733 | 0.90898 | 14 | 0.7823
30448 | 9.62 | 1 | 365 | 10.9215 | 0.99217 | 11 | 0.91372
31533 | 8.32 | 1 | 365 | 9.4457 | 0.53377 | 9 | 0.97944
30401 | 5.98 | 1 | 365 | 6.7891 | 0.50865 | 7 | 0.29772
30410 | 4.42 | 1 | 365 | 5.018 | 0.15857 | 5 | 0.17658
30551 | 8.58 | 1 | 365 | 9.7408 | 0.42545 | 10 | 0.16629
30571 | 13.25 | 1 | 365 | 15.0427 | 0.4414 | 15 | 0.48408
30408 | 10.4 | 1 | 365 | 11.8071 | 0.66722 | 12 | 0.47429
30413 | 2.86 | 1 | 365 | 3.2469 | 0.80848 | 4 | 0.055431
30321 | 6.76 | 1 | 365 | 7.6746 | 0.18369 | 7 | 0.85829
31103 | 3.71 | 1 | 365 | 4.2119 | 0.72359 | 4 | 0.93554
31051 | 12.48 | 1 | 365 | 14.1685 | 0.80066 | 14 | 0.96915
31105 | 11.96 | 1 | 365 | 13.5781 | 0.017298 | 13 | 0.59544
30257 | 6.5 | 1 | 365 | 7.3794 | 0.29201 | 7 | 0.67143
31115 | 3.64 | 1 | 365 | 4.1325 | 0.48353 | 4 | 0.616
30165 | 5.2 | 1 | 365 | 5.9035 | 0.83361 | 6 | 0.73715
30417 | 8.84 | 1 | 365 | 10.036 | 0.31713 | 10 | 0.35315
30366 | 4.42 | 1 | 365 | 5.018 | 0.15857 | 5 | 0.17658
29672 | 8.58 | 1 | 365 | 9.7408 | 0.42545 | 10 | 0.16629
31084 | 7.395 | 1 | 365 | 8.3955 | 0.36145 | 8 | 0.75696
30355 | 5.2 | 1 | 365 | 5.9035 | 0.83361 | 6 | 0.73715
30089 | 3.12 | 1 | 365 | 3.5421 | 0.70016 | 4 | 0.24229
30422 | 10.92 | 1 | 365 | 12.3974 | 0.45058 | 12 | 0.84801
30432 | 7.02 | 1 | 365 | 7.9698 | 0.075371 | 8 | 0.045149
30363 | 3.64 | 1 | 365 | 4.1325 | 0.48353 | 4 | 0.616
29704 | 3.64 | 1 | 365 | 4.1325 | 0.48353 | 4 | 0.616
31087 | 7.02 | 1 | 365 | 7.9698 | 0.075371 | 8 | 0.045149
30173 | 7.8 | 1 | 365 | 8.8553 | 0.75041 | 9 | 0.60572
31898 | 446.16 | 0.9 | 365 | 455.8713 | 0.11121 | 455 | 0.98251
35 | 2258.96 | 1 | 365 | 2564.5883 | 0.19368 | 2564 | 0.78193
30653 | 4.94 | 1 | 365 | 5.6084 | 0.94193 | 6 | 0.55029
30002 | 2.915 | 1 | 365 | 3.3094 | 0.99711 | 4 | 0.3065
33743 | 92.66 | 0.9 | 365 | 94.6769 | 0.0030588 | 94 | 0.67993
30696 | 3.71 | 1 | 365 | 4.2119 | 0.72359 | 4 | 0.93554
35004 | 5.46 | 1 | 365 | 6.1987 | 0.72529 | 6 | 0.924
30269 | 3.38 | 1 | 365 | 3.8373 | 0.59185 | 4 | 0.42915
35006 | 3.9 | 1 | 365 | 4.4277 | 0.37521 | 4 | 0.80286
34954 | 5.46 | 1 | 365 | 6.1987 | 0.72529 | 6 | 0.924
35014 | 8.67 | 1 | 365 | 9.843 | 0.73411 | 10 | 0.57713
35016 | 9.1 | 1 | 365 | 10.3312 | 0.20881 | 10 | 0.54001
33737 | 6.76 | 1 | 365 | 7.6746 | 0.18369 | 7 | 0.85829
35017 | 7 | 1 | 365 | 7.9471 | 0.00678 | 7 | 0.95385
33679 | 5.565 | 1 | 365 | 6.3179 | 0.08539 | 6 | 0.40331
35027 | 6.24 | 1 | 365 | 7.0842 | 0.40033 | 7 | 0.48458
35025 | 9.1 | 1 | 365 | 10.3312 | 0.20881 | 10 | 0.54001
35037 | 7.02 | 1 | 365 | 7.9698 | 0.075371 | 8 | 0.045149
30274 | 3.12 | 1 | 365 | 3.5421 | 0.70016 | 4 | 0.24229
35043 | 4.94 | 1 | 365 | 5.6084 | 0.94193 | 6 | 0.55029
35052 | 8.32 | 1 | 365 | 9.4457 | 0.53377 | 9 | 0.97944
33777 | 10.14 | 1 | 365 | 11.5119 | 0.77554 | 12 | 0.28744
30285 | 3.12 | 1 | 365 | 3.5421 | 0.70016 | 4 | 0.24229
33682 | 11.44 | 1 | 365 | 12.9878 | 0.23394 | 13 | 0.22172
33602 | 7.02 | 1 | 365 | 7.9698 | 0.075371 | 8 | 0.045149
33690 | 6.24 | 1 | 365 | 7.0842 | 0.40033 | 7 | 0.48458
30298 | 12.72 | 1 | 365 | 14.441 | 0.62375 | 15 | 0.064714
33695 | 2.34 | 1 | 365 | 2.6566 | 0.025124 | 2 | 0.68172
30314 | 7.28 | 1 | 365 | 8.265 | 0.96705 | 9 | 0.23201
33700 | 3.38 | 1 | 365 | 3.8373 | 0.59185 | 4 | 0.42915
33643 | 4.05 | 1 | 365 | 4.5979 | 0.88964 | 5 | 0.48759
33650 | 4.16 | 1 | 365 | 4.7228 | 0.26689 | 4 | 0.98972
34942 | 3.9 | 1 | 365 | 4.4277 | 0.37521 | 4 | 0.80286
33440 | 7.28 | 1 | 365 | 8.265 | 0.96705 | 9 | 0.23201
33356 | 9.36 | 1 | 365 | 10.6264 | 0.10049 | 10 | 0.72686
33329 | 6.5 | 1 | 365 | 7.3794 | 0.29201 | 7 | 0.67143
33355 | 4.24 | 1 | 365 | 4.8137 | 0.54125 | 5 | 0.3549
33404 | 7.14 | 1 | 365 | 8.106 | 0.48692 | 8 | 0.59293
33370 | 8.32 | 1 | 365 | 9.4457 | 0.53377 | 9 | 0.97944
33365 | 14.045 | 1 | 365 | 15.9452 | 0.16789 | 16 | 0.11312
33523 | 7.02 | 1 | 365 | 7.9698 | 0.075371 | 8 | 0.045149
33383 | 11.44 | 1 | 365 | 12.9878 | 0.23394 | 13 | 0.22172
33533 | 8.16 | 1 | 365 | 9.264 | 0.98505 | 10 | 0.24906
33410 | 7.395 | 1 | 365 | 8.3955 | 0.36145 | 8 | 0.75696
33552 | 3.64 | 1 | 365 | 4.1325 | 0.48353 | 4 | 0.616
33590 | 10.14 | 1 | 365 | 11.5119 | 0.77554 | 12 | 0.28744
35044 | 3.12 | 1 | 365 | 3.5421 | 0.70016 | 4 | 0.24229
35054 | 10.14 | 1 | 365 | 11.5119 | 0.77554 | 12 | 0.28744
33462 | 15.08 | 1 | 365 | 17.1203 | 0.71746 | 17 | 0.83773
35064 | 3.38 | 1 | 365 | 3.8373 | 0.59185 | 4 | 0.42915
33469 | 5.98 | 1 | 365 | 6.7891 | 0.50865 | 7 | 0.29772
35067 | 14.045 | 1 | 365 | 15.9452 | 0.16789 | 16 | 0.11312
34226 | 4.505 | 1 | 365 | 5.1145 | 0.45008 | 5 | 0.56459
35078 | 9.36 | 1 | 365 | 10.6264 | 0.10049 | 10 | 0.72686
35089 | 9.88 | 1 | 365 | 11.2167 | 0.88386 | 12 | 0.10058
35087 | 6.76 | 1 | 365 | 7.6746 | 0.18369 | 7 | 0.85829
33423 | 9.1 | 1 | 365 | 10.3312 | 0.20881 | 10 | 0.54001
35095 | 9.88 | 1 | 365 | 11.2167 | 0.88386 | 12 | 0.10058
35099 | 6.095 | 1 | 365 | 6.9196 | 0.90305 | 7 | 0.82268
35084 | 8.32 | 1 | 365 | 9.4457 | 0.53377 | 9 | 0.97944
35102 | 10.14 | 1 | 365 | 11.5119 | 0.77554 | 12 | 0.28744
35105 | 8.32 | 1 | 365 | 9.4457 | 0.53377 | 9 | 0.97944
35101 | 7.02 | 1 | 365 | 7.9698 | 0.075371 | 8 | 0.045149
34168 | 5.46 | 1 | 365 | 6.1987 | 0.72529 | 6 | 0.924
35108 | 8.32 | 1 | 365 | 9.4457 | 0.53377 | 9 | 0.97944
34587 | 5.72 | 1 | 365 | 6.4939 | 0.61697 | 7 | 0.11086
35110 | 7.02 | 1 | 365 | 7.9698 | 0.075371 | 8 | 0.045149
34575 | 13 | 1 | 365 | 14.7588 | 0.58402 | 15 | 0.34287
35109 | 10.4 | 1 | 365 | 11.8071 | 0.66722 | 12 | 0.47429
34361 | 10.4 | 1 | 365 | 11.8071 | 0.66722 | 12 | 0.47429
35113 | 10.07 | 1 | 365 | 11.4324 | 0.53547 | 11 | 0.9679
32568 | 9.36 | 1 | 365 | 10.6264 | 0.10049 | 10 | 0.72686
35119 | 4.68 | 1 | 365 | 5.3132 | 0.050247 | 5 | 0.36343
33248 | 6.5 | 1 | 365 | 7.3794 | 0.29201 | 7 | 0.67143
35115 | 2.34 | 1 | 365 | 2.6566 | 0.025124 | 2 | 0.68172
34935 | 13 | 1 | 365 | 14.7588 | 0.58402 | 15 | 0.34287
35117 | 3.9 | 1 | 365 | 4.4277 | 0.37521 | 4 | 0.80286
34914 | 5.83 | 1 | 365 | 6.6188 | 0.99422 | 7 | 0.61299
32342 | 10.92 | 1 | 365 | 12.3974 | 0.45058 | 12 | 0.84801
35015 | 9.35 | 1 | 365 | 10.615 | 0.066199 | 10 | 0.68122
35019 | 5.94 | 1 | 365 | 6.7437 | 0.37147 | 7 | 0.11513
33309 | 3.9 | 1 | 365 | 4.4277 | 0.37521 | 4 | 0.80286
33225 | 7.28 | 1 | 365 | 8.265 | 0.96705 | 9 | 0.23201
35030 | 4.5 | 1 | 365 | 5.1088 | 0.43293 | 5 | 0.54176
35050 | 5.5 | 1 | 365 | 6.2441 | 0.86247 | 7 | 0.1066
35047 | 6.325 | 1 | 365 | 7.1807 | 0.69184 | 7 | 0.87259
33160 | 3.12 | 1 | 365 | 3.5421 | 0.70016 | 4 | 0.24229
35062 | 7.975 | 1 | 365 | 9.054 | 0.35058 | 9 | 0.40457
33151 | 6.63 | 1 | 365 | 7.527 | 0.73785 | 8 | 0.26486
35068 | 6.325 | 1 | 365 | 7.1807 | 0.69184 | 7 | 0.87259
30920 | 8.32 | 1 | 365 | 9.4457 | 0.53377 | 9 | 0.97944
35086 | 6.05 | 1 | 365 | 6.8685 | 0.74872 | 7 | 0.61726
34979 | 11.825 | 1 | 365 | 13.4249 | 0.55431 | 13 | 0.97919
35121 | 6.875 | 1 | 365 | 7.8052 | 0.57809 | 8 | 0.38325
32876 | 5.2 | 1 | 365 | 5.9035 | 0.83361 | 6 | 0.73715
32331 | 5.98 | 1 | 365 | 6.7891 | 0.50865 | 7 | 0.29772
35011 | 10.14 | 1 | 365 | 11.5119 | 0.77554 | 12 | 0.28744
31812 | 12.22 | 1 | 365 | 13.8733 | 0.90898 | 14 | 0.7823
35023 | 8.125 | 1 | 365 | 9.2243 | 0.86501 | 10 | 0.089292
29266 | 2.34 | 1 | 365 | 2.6566 | 0.025124 | 2 | 0.68172
29853 | 24.96 | 1 | 365 | 28.337 | 0.60132 | 28 | 0.93831
31099 | 3.64 | 1 | 365 | 4.1325 | 0.48353 | 4 | 0.616
31096 | 7.8 | 1 | 365 | 8.8553 | 0.75041 | 9 | 0.60572
35039 | 5.6 | 1 | 365 | 6.3577 | 0.20542 | 6 | 0.56308
28817 | 6.76 | 1 | 365 | 7.6746 | 0.18369 | 7 | 0.85829
33872 | 3.9 | 1 | 365 | 4.4277 | 0.37521 | 4 | 0.80286
35057 | 3.9 | 1 | 365 | 4.4277 | 0.37521 | 4 | 0.80286
34501 | 4.94 | 1 | 365 | 5.6084 | 0.94193 | 6 | 0.55029
35075 | 7.5 | 1 | 365 | 8.5147 | 0.72155 | 9 | 0.23627
29960 | 10.4 | 1 | 365 | 11.8071 | 0.66722 | 12 | 0.47429
31596 | 8.84 | 1 | 365 | 10.036 | 0.31713 | 10 | 0.35315
35129 | 6.05 | 1 | 365 | 6.8685 | 0.74872 | 7 | 0.61726
35135 | 9.75 | 1 | 365 | 11.0691 | 0.43801 | 11 | 0.50715
35142 | 9.9 | 1 | 365 | 11.2394 | 0.95245 | 12 | 0.19188
35180 | 5.61 | 1 | 365 | 6.369 | 0.23972 | 6 | 0.60873
35237 | 10.4 | 1 | 365 | 11.8071 | 0.66722 | 12 | 0.47429
35239 | 6.12 | 1 | 365 | 6.948 | 0.98878 | 7 | 0.9368
35244 | 5.61 | 1 | 365 | 6.369 | 0.23972 | 6 | 0.60873
35139 | 4.94 | 1 | 365 | 5.6084 | 0.94193 | 6 | 0.55029
35147 | 8.745 | 1 | 365 | 9.9282 | 0.99133 | 10 | 0.91949
35153 | 10.14 | 1 | 365 | 11.5119 | 0.77554 | 12 | 0.28744
34802 | 6.36 | 1 | 365 | 7.2205 | 0.81187 | 8 | 0.032357
35169 | 4.94 | 1 | 365 | 5.6084 | 0.94193 | 6 | 0.55029
35170 | 8.84 | 1 | 365 | 10.036 | 0.31713 | 10 | 0.35315
35175 | 11.7 | 1 | 365 | 13.283 | 0.12562 | 13 | 0.40858
35185 | 4.845 | 1 | 365 | 5.5005 | 0.61612 | 6 | 0.11663
35184 | 6.76 | 1 | 365 | 7.6746 | 0.18369 | 7 | 0.85829
35201 | 9.69 | 1 | 365 | 11.001 | 0.23224 | 11 | 0.23326
35198 | 9.18 | 1 | 365 | 10.422 | 0.48318 | 10 | 0.90519
35205 | 5.98 | 1 | 365 | 6.7891 | 0.50865 | 7 | 0.29772
35214 | 10.92 | 1 | 365 | 12.3974 | 0.45058 | 12 | 0.84801
35217 | 3.64 | 1 | 365 | 4.1325 | 0.48353 | 4 | 0.616
35221 | 7.28 | 1 | 365 | 8.265 | 0.96705 | 9 | 0.23201
35222 | 9.62 | 1 | 365 | 10.9215 | 0.99217 | 11 | 0.91372
35226 | 6.24 | 1 | 365 | 7.0842 | 0.40033 | 7 | 0.48458
35233 | 4.42 | 1 | 365 | 5.018 | 0.15857 | 5 | 0.17658
35246 | 6.76 | 1 | 365 | 7.6746 | 0.18369 | 7 | 0.85829
35143 | 14.92 | 1 | 365 | 16.9386 | 0.16874 | 17 | 0.10735
35172 | 7.905 | 1 | 365 | 8.9745 | 0.11051 | 9 | 0.085029
35194 | 10.8 | 1 | 365 | 12.2612 | 0.039032 | 12 | 0.30023
35212 | 11.985 | 1 | 365 | 13.6065 | 0.10304 | 13 | 0.70956
35228 | 8.16 | 1 | 365 | 9.264 | 0.98505 | 10 | 0.24906
35257 | 9 | 1 | 365 | 10.2177 | 0.86586 | 11 | 0.083524
35263 | 7.28 | 1 | 365 | 8.265 | 0.96705 | 9 | 0.23201
35265 | 9.98 | 1 | 365 | 11.3303 | 0.22681 | 11 | 0.55706
35308 | 6.375 | 1 | 365 | 7.2375 | 0.86332 | 8 | 0.10083
35309 | 4.95 | 1 | 365 | 5.6197 | 0.97622 | 6 | 0.59594
35311 | 10.98 | 1 | 365 | 12.4656 | 0.65635 | 13 | 0.1219
35312 | 13 | 1 | 365 | 14.7588 | 0.58402 | 15 | 0.34287
35313 | 6.72 | 1 | 365 | 7.6292 | 0.046509 | 7 | 0.6757
35195 | 8.1 | 1 | 365 | 9.1959 | 0.77927 | 9 | 0.97517
35234 | 5.13 | 1 | 365 | 5.8241 | 0.59354 | 6 | 0.41761
35242 | 7.5 | 1 | 365 | 8.5147 | 0.72155 | 9 | 0.23627
35248 | 2.6 | 1 | 365 | 2.9518 | 0.9168 | 3 | 0.86857
34706 | 8.43 | 1 | 365 | 9.5705 | 0.91102 | 10 | 0.48157
34181 | 4.76 | 1 | 365 | 5.404 | 0.32461 | 5 | 0.72862
32721 | 2.08 | 1 | 365 | 2.3614 | 0.13344 | 2 | 0.49486
34943 | 5.2 | 1 | 365 | 5.9035 | 0.83361 | 6 | 0.73715
35264 | 2.43 | 1 | 365 | 2.7588 | 0.33378 | 3 | 0.092551
34944 | 11.395 | 1 | 365 | 12.9367 | 0.079608 | 13 | 0.016306
34947 | 11.96 | 1 | 365 | 13.5781 | 0.017298 | 13 | 0.59544
35258 | 6.16 | 1 | 365 | 6.9934 | 0.12597 | 7 | 0.11939
35269 | 8.55 | 1 | 365 | 9.7068 | 0.32257 | 10 | 0.029348
34961 | 13.77 | 1 | 365 | 15.633 | 0.22477 | 15 | 0.85779
34962 | 3.9 | 1 | 365 | 4.4277 | 0.37521 | 4 | 0.80286
34955 | 11 | 1 | 365 | 12.4883 | 0.72494 | 13 | 0.2132
34968 | 4.675 | 1 | 365 | 5.3075 | 0.033099 | 5 | 0.34061
33984 | 50.49 | 0.9 | 365 | 51.589 | 0.84173 | 52 | 0.43071
34966 | 4.42 | 1 | 365 | 5.018 | 0.15857 | 5 | 0.17658
34974 | 5.7 | 1 | 365 | 6.4712 | 0.54838 | 7 | 0.019565
34980 | 4.16 | 1 | 365 | 4.7228 | 0.26689 | 4 | 0.98972
34981 | 9.36 | 1 | 365 | 10.6264 | 0.10049 | 10 | 0.72686
34957 | 3.12 | 1 | 365 | 3.5421 | 0.70016 | 4 | 0.24229
34986 | 15.6 | 1 | 365 | 17.7106 | 0.50082 | 18 | 0.21144
34993 | 7.7 | 1 | 365 | 8.7418 | 0.40746 | 9 | 0.14924
34996 | 5.46 | 1 | 365 | 6.1987 | 0.72529 | 6 | 0.924
34997 | 4.16 | 1 | 365 | 4.7228 | 0.26689 | 4 | 0.98972
35000 | 9.075 | 1 | 365 | 10.3028 | 0.12308 | 10 | 0.42589
34999 | 3.38 | 1 | 365 | 3.8373 | 0.59185 | 4 | 0.42915
33451 | 5.75 | 1 | 365 | 6.528 | 0.71985 | 7 | 0.24781
18117 | 5.2 | 1 | 365 | 5.9035 | 0.83361 | 6 | 0.73715
35310 | 10.64 | 1 | 365 | 12.0795 | 0.49031 | 12 | 0.56986
35012 | 6 | 1 | 365 | 6.8118 | 0.57724 | 7 | 0.38902
36789 | 6.84 | 1 | 365 | 7.7654 | 0.45805 | 8 | 0.22348
35314 | 11.77 | 1 | 365 | 13.3624 | 0.36569 | 13 | 0.72812
35316 | 13.44 | 1 | 365 | 15.2584 | 0.093018 | 15 | 0.3514
35317 | 7.15 | 1 | 365 | 8.1174 | 0.52121 | 8 | 0.63858
35318 | 9.66 | 1 | 365 | 10.967 | 0.12936 | 11 | 0.096316
35319 | 7.98 | 1 | 365 | 9.0597 | 0.36773 | 9 | 0.42739
35322 | 9.156 | 1 | 365 | 10.3948 | 0.40087 | 10 | 0.79564
35320 | 5.75 | 1 | 365 | 6.528 | 0.71985 | 7 | 0.24781
35325 | 6.54 | 1 | 365 | 7.4248 | 0.42919 | 7 | 0.85403
35323 | 14.25 | 1 | 365 | 16.178 | 0.87094 | 17 | 0.048913
35327 | 8.28 | 1 | 365 | 9.4003 | 0.39659 | 9 | 0.79684
35329 | 13.2 | 1 | 365 | 14.9859 | 0.26993 | 15 | 0.25584
35333 | 9.156 | 1 | 365 | 10.3948 | 0.40087 | 10 | 0.79564
35336 | 7.935 | 1 | 365 | 9.0086 | 0.2134 | 9 | 0.22197
35346 | 9.18 | 1 | 365 | 10.422 | 0.48318 | 10 | 0.90519
35351 | 3.06 | 1 | 365 | 3.474 | 0.49439 | 3 | 0.9684
35353 | 4.335 | 1 | 365 | 4.9215 | 0.86706 | 5 | 0.78856
35356 | 11.725 | 1 | 365 | 13.3113 | 0.21136 | 13 | 0.5227
35315 | 7.848 | 1 | 365 | 8.9098 | 0.91503 | 9 | 0.82483
35358 | 4.14 | 1 | 365 | 4.7001 | 0.1983 | 4 | 0.89842
35359 | 5.17 | 1 | 365 | 5.8695 | 0.73072 | 6 | 0.6002
35360 | 8.28 | 1 | 365 | 9.4003 | 0.39659 | 9 | 0.79684
35382 | 7.848 | 1 | 365 | 8.9098 | 0.91503 | 9 | 0.82483
35389 | 7.2 | 1 | 365 | 8.1741 | 0.69269 | 8 | 0.86682
35378 | 7 | 1 | 365 | 7.9471 | 0.00678 | 7 | 0.95385
35403 | 3 | 1 | 365 | 3.4059 | 0.28862 | 3 | 0.69451
35423 | 9.88 | 1 | 365 | 11.2167 | 0.88386 | 12 | 0.10058
35432 | 3 | 1 | 365 | 3.4059 | 0.28862 | 3 | 0.69451
35440 | 9 | 1 | 365 | 10.2177 | 0.86586 | 11 | 0.083524
34364 | 16.2 | 1 | 365 | 18.3918 | 0.55855 | 18 | 0.95034
34908 | 5.7 | 1 | 365 | 6.4712 | 0.54838 | 7 | 0.019565
33676 | 10.335 | 1 | 365 | 11.7333 | 0.4443 | 12 | 0.17758
41192 | 8.1 | 1 | 365 | 9.1959 | 0.77927 | 9 | 0.97517
35118 | 4.8 | 1 | 365 | 5.4494 | 0.46179 | 5 | 0.91121
25758 | 11.18 | 1 | 365 | 12.6926 | 0.34226 | 13 | 0.034866
35411 | 6.9 | 1 | 365 | 7.8335 | 0.66383 | 8 | 0.49737
35449 | 8.215 | 1 | 365 | 9.3265 | 0.17367 | 9 | 0.50013
39255 | 6 | 1 | 365 | 6.8118 | 0.57724 | 7 | 0.38902
35348 | 5.3 | 1 | 365 | 6.0171 | 0.17656 | 6 | 0.19363
35352 | 6 | 1 | 365 | 6.8118 | 0.57724 | 7 | 0.38902
35355 | 9 | 1 | 365 | 10.2177 | 0.86586 | 11 | 0.083524
35127 | 5.2 | 1 | 365 | 5.9035 | 0.83361 | 6 | 0.73715
35208 | 4.94 | 1 | 365 | 5.6084 | 0.94193 | 6 | 0.55029
35191 | 9.36 | 1 | 365 | 10.6264 | 0.10049 | 10 | 0.72686
35178 | 5.46 | 1 | 365 | 6.1987 | 0.72529 | 6 | 0.924
33725 | 4.68 | 1 | 365 | 5.3132 | 0.050247 | 5 | 0.36343
35362 | 3.71 | 1 | 365 | 4.2119 | 0.72359 | 4 | 0.93554
35364 | 2.65 | 1 | 365 | 3.0085 | 0.088281 | 3 | 0.096815
35365 | 5.72 | 1 | 365 | 6.4939 | 0.61697 | 7 | 0.11086
35368 | 8.32 | 1 | 365 | 9.4457 | 0.53377 | 9 | 0.97944
35373 | 4.68 | 1 | 365 | 5.3132 | 0.050247 | 5 | 0.36343
35369 | 18.98 | 1 | 365 | 21.5479 | 0.092669 | 21 | 0.64059
35372 | 3.71 | 1 | 365 | 4.2119 | 0.72359 | 4 | 0.93554
30934 | 5.565 | 1 | 365 | 6.3179 | 0.08539 | 6 | 0.40331
35381 | 9.36 | 1 | 365 | 10.6264 | 0.10049 | 10 | 0.72686
35380 | 5.035 | 1 | 365 | 5.7162 | 0.26773 | 5 | 0.98395
35386 | 9.36 | 1 | 365 | 10.6264 | 0.10049 | 10 | 0.72686
35437 | 7.54 | 1 | 365 | 8.5601 | 0.85873 | 9 | 0.41886
35390 | 7.8 | 1 | 365 | 8.8553 | 0.75041 | 9 | 0.60572
35443 | 2.86 | 1 | 365 | 3.2469 | 0.80848 | 4 | 0.055431
35388 | 6.76 | 1 | 365 | 7.6746 | 0.18369 | 7 | 0.85829
35377 | 12.72 | 1 | 365 | 14.441 | 0.62375 | 15 | 0.064714
35442 | 3.12 | 1 | 365 | 3.5421 | 0.70016 | 4 | 0.24229
35391 | 9.62 | 1 | 365 | 10.9215 | 0.99217 | 11 | 0.91372
35441 | 9.1 | 1 | 365 | 10.3312 | 0.20881 | 10 | 0.54001
33558 | 10.14 | 1 | 365 | 11.5119 | 0.77554 | 12 | 0.28744
35428 | 5.98 | 1 | 365 | 6.7891 | 0.50865 | 7 | 0.29772
35444 | 3.9 | 1 | 365 | 4.4277 | 0.37521 | 4 | 0.80286
35446 | 5.98 | 1 | 365 | 6.7891 | 0.50865 | 7 | 0.29772
35453 | 8.32 | 1 | 365 | 9.4457 | 0.53377 | 9 | 0.97944
35454 | 6.76 | 1 | 365 | 7.6746 | 0.18369 | 7 | 0.85829
35456 | 8.84 | 1 | 365 | 10.036 | 0.31713 | 10 | 0.35315
35460 | 7.02 | 1 | 365 | 7.9698 | 0.075371 | 8 | 0.045149
35459 | 7.8 | 1 | 365 | 8.8553 | 0.75041 | 9 | 0.60572
35465 | 4.68 | 1 | 365 | 5.3132 | 0.050247 | 5 | 0.36343
35466 | 3.9 | 1 | 365 | 4.4277 | 0.37521 | 4 | 0.80286
35464 | 9.275 | 1 | 365 | 10.5299 | 0.80898 | 11 | 0.33885
35470 | 4.68 | 1 | 365 | 5.3132 | 0.050247 | 5 | 0.36343
35468 | 7.155 | 1 | 365 | 8.123 | 0.53836 | 8 | 0.6614
35479 | 7.54 | 1 | 365 | 8.5601 | 0.85873 | 9 | 0.41886
35481 | 7.95 | 1 | 365 | 9.0256 | 0.26484 | 9 | 0.29045
35482 | 3.12 | 1 | 365 | 3.5421 | 0.70016 | 4 | 0.24229
35475 | 8.58 | 1 | 365 | 9.7408 | 0.42545 | 10 | 0.16629
35493 | 12.455 | 1 | 365 | 14.1401 | 0.71492 | 14 | 0.85503
35491 | 12.48 | 1 | 365 | 14.1685 | 0.80066 | 14 | 0.96915
35488 | 6.24 | 1 | 365 | 7.0842 | 0.40033 | 7 | 0.48458
35502 | 11.44 | 1 | 365 | 12.9878 | 0.23394 | 13 | 0.22172
35516 | 4.42 | 1 | 365 | 5.018 | 0.15857 | 5 | 0.17658
35512 | 4.68 | 1 | 365 | 5.3132 | 0.050247 | 5 | 0.36343
35522 | 7.8 | 1 | 365 | 8.8553 | 0.75041 | 9 | 0.60572
35523 | 3.38 | 1 | 365 | 3.8373 | 0.59185 | 4 | 0.42915
35521 | 5.46 | 1 | 365 | 6.1987 | 0.72529 | 6 | 0.924
35501 | 6.24 | 1 | 365 | 7.0842 | 0.40033 | 7 | 0.48458
35392 | 5.72 | 1 | 365 | 6.4939 | 0.61697 | 7 | 0.11086
35398 | 5.46 | 1 | 365 | 6.1987 | 0.72529 | 6 | 0.924
35402 | 3.975 | 1 | 365 | 4.5128 | 0.63242 | 5 | 0.14522
35395 | 9.88 | 1 | 365 | 11.2167 | 0.88386 | 12 | 0.10058
35404 | 4.94 | 1 | 365 | 5.6084 | 0.94193 | 6 | 0.55029
35406 | 7.28 | 1 | 365 | 8.265 | 0.96705 | 9 | 0.23201
35401 | 10.66 | 1 | 365 | 12.1023 | 0.5589 | 12 | 0.66115
35407 | 4.68 | 1 | 365 | 5.3132 | 0.050247 | 5 | 0.36343
35399 | 5.72 | 1 | 365 | 6.4939 | 0.61697 | 7 | 0.11086
35408 | 3.38 | 1 | 365 | 3.8373 | 0.59185 | 4 | 0.42915
35082 | 5.32 | 1 | 365 | 6.0398 | 0.24515 | 6 | 0.28493
35405 | 8.06 | 1 | 365 | 9.1505 | 0.64209 | 9 | 0.79258
35447 | 13.5 | 1 | 365 | 15.3265 | 0.29879 | 15 | 0.62529
35455 | 3.25 | 1 | 365 | 3.6897 | 0.146 | 3 | 0.83572
35467 | 4.48 | 1 | 365 | 5.0861 | 0.36434 | 5 | 0.45047
35480 | 7.41 | 1 | 365 | 8.4125 | 0.41289 | 8 | 0.82543
35496 | 11 | 1 | 365 | 12.4883 | 0.72494 | 13 | 0.2132
35508 | 4.16 | 1 | 365 | 4.7228 | 0.26689 | 4 | 0.98972
35519 | 6.76 | 1 | 365 | 7.6746 | 0.18369 | 7 | 0.85829
35526 | 10.05 | 1 | 365 | 11.4097 | 0.46688 | 11 | 0.8766
35534 | 15.3 | 1 | 365 | 17.37 | 0.47196 | 17 | 0.84199
35469 | 8.7 | 1 | 365 | 9.8771 | 0.837 | 10 | 0.71407
35520 | 7.2 | 1 | 365 | 8.1741 | 0.69269 | 8 | 0.86682
35507 | 3 | 1 | 365 | 3.4059 | 0.28862 | 3 | 0.69451
32105 | 4.905 | 1 | 365 | 5.5686 | 0.82189 | 6 | 0.39052
32118 | 6.867 | 1 | 365 | 7.7961 | 0.55065 | 8 | 0.34673
35409 | 14.04 | 1 | 365 | 15.9396 | 0.15074 | 16 | 0.090297
35412 | 6.24 | 1 | 365 | 7.0842 | 0.40033 | 7 | 0.48458
35414 | 6.76 | 1 | 365 | 7.6746 | 0.18369 | 7 | 0.85829
35410 | 8.32 | 1 | 365 | 9.4457 | 0.53377 | 9 | 0.97944
35416 | 5.98 | 1 | 365 | 6.7891 | 0.50865 | 7 | 0.29772
35418 | 7.28 | 1 | 365 | 8.265 | 0.96705 | 9 | 0.23201
35413 | 9.88 | 1 | 365 | 11.2167 | 0.88386 | 12 | 0.10058
35420 | 4.68 | 1 | 365 | 5.3132 | 0.050247 | 5 | 0.36343
35417 | 4.94 | 1 | 365 | 5.6084 | 0.94193 | 6 | 0.55029
30808 | 7.28 | 1 | 365 | 8.265 | 0.96705 | 9 | 0.23201
35422 | 5.98 | 1 | 365 | 6.7891 | 0.50865 | 7 | 0.29772
35430 | 4.42 | 1 | 365 | 5.018 | 0.15857 | 5 | 0.17658
35426 | 3.445 | 1 | 365 | 3.9111 | 0.81477 | 4 | 0.72586
35435 | 8.84 | 1 | 365 | 10.036 | 0.31713 | 10 | 0.35315
35424 | 6.5 | 1 | 365 | 7.3794 | 0.29201 | 7 | 0.67143
35429 | 12.985 | 1 | 365 | 14.7418 | 0.53258 | 15 | 0.2744
35438 | 5.3 | 1 | 365 | 6.0171 | 0.17656 | 6 | 0.19363
35532 | 12 | 1 | 365 | 13.6236 | 0.15448 | 13 | 0.77803
35559 | 7.155 | 1 | 365 | 8.123 | 0.53836 | 8 | 0.6614
35548 | 5.5 | 1 | 365 | 6.2441 | 0.86247 | 7 | 0.1066
35585 | 9.075 | 1 | 365 | 10.3028 | 0.12308 | 10 | 0.42589
35592 | 3.64 | 1 | 365 | 4.1325 | 0.48353 | 4 | 0.616
35631 | 4.95 | 1 | 365 | 5.6197 | 0.97622 | 6 | 0.59594
35639 | 6.3 | 1 | 365 | 7.1524 | 0.6061 | 7 | 0.75847
35647 | 14.5 | 1 | 365 | 16.4618 | 0.72833 | 17 | 0.19012
35636 | 4.95 | 1 | 365 | 5.6197 | 0.97622 | 6 | 0.59594
35652 | 4.5 | 1 | 365 | 5.1088 | 0.43293 | 5 | 0.54176
35575 | 7.13 | 1 | 365 | 8.0947 | 0.45262 | 8 | 0.54728
35606 | 10.5 | 1 | 365 | 11.9206 | 0.01017 | 11 | 0.93078
35616 | 7.75 | 1 | 365 | 8.7985 | 0.57893 | 9 | 0.37748
35623 | 8.75 | 1 | 365 | 9.9338 | 0.008475 | 9 | 0.94231
35627 | 9.25 | 1 | 365 | 10.5015 | 0.72325 | 11 | 0.22473
35640 | 9.72 | 1 | 365 | 11.0351 | 0.33513 | 11 | 0.37021
35680 | 3.64 | 1 | 365 | 4.1325 | 0.48353 | 4 | 0.616
35682 | 3.36 | 1 | 365 | 3.8146 | 0.52325 | 4 | 0.33785
35683 | 8 | 1 | 365 | 9.0824 | 0.43632 | 9 | 0.51869
35684 | 3.5 | 1 | 365 | 3.9735 | 0.00339 | 3 | 0.97693
35721 | 5.88 | 1 | 365 | 6.6755 | 0.1657 | 6 | 0.84124
35729 | 6.75 | 1 | 365 | 7.6632 | 0.1494 | 7 | 0.81264
35744 | 11.725 | 1 | 365 | 13.3113 | 0.21136 | 13 | 0.5227
35749 | 8.06 | 1 | 365 | 9.1505 | 0.64209 | 9 | 0.79258
35461 | 20.52 | 1 | 365 | 23.2963 | 0.37416 | 23 | 0.67043
35546 | 12.6 | 1 | 365 | 14.3047 | 0.2122 | 14 | 0.51693
35556 | 9.156 | 1 | 365 | 10.3948 | 0.40087 | 10 | 0.79564
35577 | 10.05 | 1 | 365 | 11.4097 | 0.46688 | 11 | 0.8766
35613 | 8.55 | 1 | 365 | 9.7068 | 0.32257 | 10 | 0.029348
34679 | 11.16 | 1 | 365 | 12.6699 | 0.27367 | 12 | 0.94357
35632 | 8.55 | 1 | 365 | 9.7068 | 0.32257 | 10 | 0.029348
35661 | 8.28 | 1 | 365 | 9.4003 | 0.39659 | 9 | 0.79684
35662 | 6.24 | 1 | 365 | 7.0842 | 0.40033 | 7 | 0.48458
35664 | 8.71 | 1 | 365 | 9.8884 | 0.87129 | 10 | 0.75972
35665 | 5.6 | 1 | 365 | 6.3577 | 0.20542 | 6 | 0.56308
35666 | 6.24 | 1 | 365 | 7.0842 | 0.40033 | 7 | 0.48458
35668 | 3.795 | 1 | 365 | 4.3084 | 0.015104 | 4 | 0.32355
35669 | 9.96 | 1 | 365 | 11.3075 | 0.15822 | 11 | 0.46577
35670 | 4.32 | 1 | 365 | 4.9045 | 0.81561 | 5 | 0.72009
35672 | 7.02 | 1 | 365 | 7.9698 | 0.075371 | 8 | 0.045149
35685 | 12.42 | 1 | 365 | 14.1004 | 0.59489 | 14 | 0.69526
35697 | 9.76 | 1 | 365 | 11.0805 | 0.47231 | 11 | 0.5528
35712 | 11.2 | 1 | 365 | 12.7153 | 0.41085 | 13 | 0.12616
35703 | 8.64 | 1 | 365 | 9.809 | 0.63123 | 10 | 0.44018
35715 | 6.48 | 1 | 365 | 7.3567 | 0.22342 | 7 | 0.58014
35716 | 19.62 | 1 | 365 | 22.2745 | 0.28757 | 22 | 0.56208
35755 | 3.9 | 1 | 365 | 4.4277 | 0.37521 | 4 | 0.80286
35759 | 7 | 1 | 365 | 7.9471 | 0.00678 | 7 | 0.95385
35764 | 7.32 | 1 | 365 | 8.3104 | 0.10423 | 8 | 0.4146
35767 | 5.795 | 1 | 365 | 6.579 | 0.87418 | 7 | 0.45322
35776 | 5 | 1 | 365 | 5.6765 | 0.1477 | 5 | 0.82418
35780 | 5.4 | 1 | 365 | 6.1306 | 0.51952 | 6 | 0.65011
35789 | 8.28 | 1 | 365 | 9.4003 | 0.39659 | 9 | 0.79684
35790 | 9.66 | 1 | 365 | 10.967 | 0.12936 | 11 | 0.096316
35792 | 8.32 | 1 | 365 | 9.4457 | 0.53377 | 9 | 0.97944
35675 | 8.58 | 1 | 365 | 9.7408 | 0.42545 | 10 | 0.16629
35676 | 9.75 | 1 | 365 | 11.0691 | 0.43801 | 11 | 0.50715
35725 | 8 | 1 | 365 | 9.0824 | 0.43632 | 9 | 0.51869
35717 | 4.95 | 1 | 365 | 5.6197 | 0.97622 | 6 | 0.59594
35730 | 6.75 | 1 | 365 | 7.6632 | 0.1494 | 7 | 0.81264
35731 | 5.25 | 1 | 365 | 5.9603 | 0.005085 | 5 | 0.96539
35791 | 13.407 | 1 | 365 | 15.2209 | 0.97984 | 16 | 0.20076
35794 | 10.5 | 1 | 365 | 11.9206 | 0.01017 | 11 | 0.93078
35719 | 6.48 | 1 | 365 | 7.3567 | 0.22342 | 7 | 0.58014
35720 | 7.54 | 1 | 365 | 8.5601 | 0.85873 | 9 | 0.41886
35805 | 6.25 | 1 | 365 | 7.0956 | 0.43462 | 7 | 0.53022
35807 | 3.25 | 1 | 365 | 3.6897 | 0.146 | 3 | 0.83572
35811 | 6.48 | 1 | 365 | 7.3567 | 0.22342 | 7 | 0.58014
35722 | 4.59 | 1 | 365 | 5.211 | 0.74159 | 5 | 0.9526
35788 | 6.1 | 1 | 365 | 6.9253 | 0.92019 | 7 | 0.8455
35812 | 5.7 | 1 | 365 | 6.4712 | 0.54838 | 7 | 0.019565
35813 | 11.97 | 1 | 365 | 13.5895 | 0.051594 | 13 | 0.64109
35816 | 8.55 | 1 | 365 | 9.7068 | 0.32257 | 10 | 0.029348
35727 | 9.36 | 1 | 365 | 10.6264 | 0.10049 | 10 | 0.72686
35832 | 13.52 | 1 | 365 | 15.3492 | 0.36738 | 15 | 0.71658
35834 | 6.6 | 1 | 365 | 7.493 | 0.63496 | 8 | 0.12792
35841 | 8.64 | 1 | 365 | 9.809 | 0.63123 | 10 | 0.44018
35837 | 9.72 | 1 | 365 | 11.0351 | 0.33513 | 11 | 0.37021
35851 | 5.04 | 1 | 365 | 5.7219 | 0.28488 | 6 | 0.0067734
35849 | 8.32 | 1 | 365 | 9.4457 | 0.53377 | 9 | 0.97944
35854 | 9.88 | 1 | 365 | 11.2167 | 0.88386 | 12 | 0.10058
35858 | 7.29 | 1 | 365 | 8.2763 | 0.0013466 | 8 | 0.27765
35543 | 4.68 | 1 | 365 | 5.3132 | 0.050247 | 5 | 0.36343
35861 | 8.37 | 1 | 365 | 9.5024 | 0.70525 | 10 | 0.20768
35865 | 6.885 | 1 | 365 | 7.8165 | 0.61238 | 8 | 0.4289
35862 | 10.4 | 1 | 365 | 11.8071 | 0.66722 | 12 | 0.47429
35544 | 11.44 | 1 | 365 | 12.9878 | 0.23394 | 13 | 0.22172
35871 | 3.64 | 1 | 365 | 4.1325 | 0.48353 | 4 | 0.616
35552 | 4.94 | 1 | 365 | 5.6084 | 0.94193 | 6 | 0.55029
35869 | 7.54 | 1 | 365 | 8.5601 | 0.85873 | 9 | 0.41886
35872 | 8.84 | 1 | 365 | 10.036 | 0.31713 | 10 | 0.35315
35554 | 5.46 | 1 | 365 | 6.1987 | 0.72529 | 6 | 0.924
35876 | 6.5 | 1 | 365 | 7.3794 | 0.29201 | 7 | 0.67143
31747 | 7.65 | 1 | 365 | 8.685 | 0.23598 | 8 | 0.921
35564 | 10.92 | 1 | 365 | 12.3974 | 0.45058 | 12 | 0.84801
35877 | 7.54 | 1 | 365 | 8.5601 | 0.85873 | 9 | 0.41886
35885 | 12.74 | 1 | 365 | 14.4637 | 0.69234 | 15 | 0.15601
35878 | 8.06 | 1 | 365 | 9.1505 | 0.64209 | 9 | 0.79258
35888 | 4.94 | 1 | 365 | 5.6084 | 0.94193 | 6 | 0.55029
35573 | 14.04 | 1 | 365 | 15.9396 | 0.15074 | 16 | 0.090297
34653 | 6 | 1 | 365 | 6.8118 | 0.57724 | 7 | 0.38902
35570 | 10.4 | 1 | 365 | 11.8071 | 0.66722 | 12 | 0.47429
35881 | 5.1 | 1 | 365 | 5.79 | 0.49065 | 6 | 0.28066
35562 | 2.34 | 1 | 365 | 2.6566 | 0.025124 | 2 | 0.68172
35578 | 11.7 | 1 | 365 | 13.283 | 0.12562 | 13 | 0.40858
35551 | 10.14 | 1 | 365 | 11.5119 | 0.77554 | 12 | 0.28744
35589 | 5.72 | 1 | 365 | 6.4939 | 0.61697 | 7 | 0.11086
35596 | 5.98 | 1 | 365 | 6.7891 | 0.50865 | 7 | 0.29772
35581 | 6.76 | 1 | 365 | 7.6746 | 0.18369 | 7 | 0.85829
35594 | 11.44 | 1 | 365 | 12.9878 | 0.23394 | 13 | 0.22172
35889 | 9.36 | 1 | 365 | 10.6264 | 0.10049 | 10 | 0.72686
35600 | 6.76 | 1 | 365 | 7.6746 | 0.18369 | 7 | 0.85829
35893 | 5.98 | 1 | 365 | 6.7891 | 0.50865 | 7 | 0.29772
35608 | 5.5 | 1 | 365 | 6.2441 | 0.86247 | 7 | 0.1066
35891 | 7.8 | 1 | 365 | 8.8553 | 0.75041 | 9 | 0.60572
35602 | 3.38 | 1 | 365 | 3.8373 | 0.59185 | 4 | 0.42915
35898 | 4.42 | 1 | 365 | 5.018 | 0.15857 | 5 | 0.17658
35611 | 8.58 | 1 | 365 | 9.7408 | 0.42545 | 10 | 0.16629
35956 | 8.32 | 1 | 365 | 9.4457 | 0.53377 | 9 | 0.97944
35963 | 7.14 | 1 | 365 | 8.106 | 0.48692 | 8 | 0.59293
35603 | 7.8 | 1 | 365 | 8.8553 | 0.75041 | 9 | 0.60572
35965 | 4.68 | 1 | 365 | 5.3132 | 0.050247 | 5 | 0.36343
34956 | 3.9 | 1 | 365 | 4.4277 | 0.37521 | 4 | 0.80286
35967 | 6.24 | 1 | 365 | 7.0842 | 0.40033 | 7 | 0.48458
35621 | 12.48 | 1 | 365 | 14.1685 | 0.80066 | 14 | 0.96915
35969 | 9.88 | 1 | 365 | 11.2167 | 0.88386 | 12 | 0.10058
35973 | 7.28 | 1 | 365 | 8.265 | 0.96705 | 9 | 0.23201
35625 | 2.97 | 1 | 365 | 3.3718 | 0.18573 | 3 | 0.55756
35976 | 4.68 | 1 | 365 | 5.3132 | 0.050247 | 5 | 0.36343
35628 | 4.24 | 1 | 365 | 4.8137 | 0.54125 | 5 | 0.3549
35879 | 5.2 | 1 | 365 | 5.9035 | 0.83361 | 6 | 0.73715
35890 | 6.12 | 1 | 365 | 6.948 | 0.98878 | 7 | 0.9368
35896 | 13.52 | 1 | 365 | 15.3492 | 0.36738 | 15 | 0.71658
34057 | 8.84 | 1 | 365 | 10.036 | 0.31713 | 10 | 0.35315
35907 | 16.12 | 1 | 365 | 18.301 | 0.28418 | 18 | 0.58516
33605 | 11.44 | 1 | 365 | 12.9878 | 0.23394 | 13 | 0.22172
32465 | 5.72 | 1 | 365 | 6.4939 | 0.61697 | 7 | 0.11086
35921 | 8.58 | 1 | 365 | 9.7408 | 0.42545 | 10 | 0.16629
35935 | 3.57 | 1 | 365 | 4.053 | 0.24346 | 4 | 0.29646
35944 | 14.04 | 1 | 365 | 15.9396 | 0.15074 | 16 | 0.090297
35629 | 5.46 | 1 | 365 | 6.1987 | 0.72529 | 6 | 0.924
30205 | 2.08 | 1 | 365 | 2.3614 | 0.13344 | 2 | 0.49486
30248 | 11.395 | 1 | 365 | 12.9367 | 0.079608 | 13 | 0.016306
35992 | 4.42 | 1 | 365 | 5.018 | 0.15857 | 5 | 0.17658
35635 | 10.4 | 1 | 365 | 11.8071 | 0.66722 | 12 | 0.47429
35996 | 7.95 | 1 | 365 | 9.0256 | 0.26484 | 9 | 0.29045
34689 | 4.59 | 1 | 365 | 5.211 | 0.74159 | 5 | 0.9526
35993 | 11.18 | 1 | 365 | 12.6926 | 0.34226 | 13 | 0.034866
35638 | 8.84 | 1 | 365 | 10.036 | 0.31713 | 10 | 0.35315
35999 | 4.16 | 1 | 365 | 4.7228 | 0.26689 | 4 | 0.98972
30409 | 2.86 | 1 | 365 | 3.2469 | 0.80848 | 4 | 0.055431
36001 | 8.58 | 1 | 365 | 9.7408 | 0.42545 | 10 | 0.16629
35997 | 5.2 | 1 | 365 | 5.9035 | 0.83361 | 6 | 0.73715
18444 | 7.905 | 1 | 365 | 8.9745 | 0.11051 | 9 | 0.085029
36010 | 11.925 | 1 | 365 | 13.5384 | 0.89726 | 14 | 0.43567
35641 | 10.4 | 1 | 365 | 11.8071 | 0.66722 | 12 | 0.47429
36008 | 7.28 | 1 | 365 | 8.265 | 0.96705 | 9 | 0.23201
31785 | 5.98 | 1 | 365 | 6.7891 | 0.50865 | 7 | 0.29772
33839 | 8.58 | 1 | 365 | 9.7408 | 0.42545 | 10 | 0.16629
31432 | 4.94 | 1 | 365 | 5.6084 | 0.94193 | 6 | 0.55029
35517 | 21.42 | 1 | 365 | 24.318 | 0.46075 | 24 | 0.77879
32856 | 7.02 | 1 | 365 | 7.9698 | 0.075371 | 8 | 0.045149
35529 | 3.12 | 1 | 365 | 3.5421 | 0.70016 | 4 | 0.24229
35646 | 9.36 | 1 | 365 | 10.6264 | 0.10049 | 10 | 0.72686
35939 | 1.785 | 1 | 365 | 2.0265 | 0.12173 | 2 | 0.14823
32276 | 9.62 | 1 | 365 | 10.9215 | 0.99217 | 11 | 0.91372
35649 | 2.43 | 1 | 365 | 2.7588 | 0.33378 | 3 | 0.092551
35974 | 6.24 | 1 | 365 | 7.0842 | 0.40033 | 7 | 0.48458
35654 | 9.69 | 1 | 365 | 11.001 | 0.23224 | 11 | 0.23326
35908 | 11.4 | 1 | 365 | 12.9424 | 0.096756 | 13 | 0.03913
35653 | 6.5 | 1 | 365 | 7.3794 | 0.29201 | 7 | 0.67143
35927 | 5.4 | 1 | 365 | 6.1306 | 0.51952 | 6 | 0.65011
30837 | 6.76 | 1 | 365 | 7.6746 | 0.18369 | 7 | 0.85829
35903 | 7.02 | 1 | 365 | 7.9698 | 0.075371 | 8 | 0.045149
35962 | 7.8 | 1 | 365 | 8.8553 | 0.75041 | 9 | 0.60572
35656 | 7.8 | 1 | 365 | 8.8553 | 0.75041 | 9 | 0.60572
35970 | 8.4 | 1 | 365 | 9.5365 | 0.80814 | 10 | 0.34462
35983 | 2.52 | 1 | 365 | 2.8609 | 0.64244 | 3 | 0.50339
35994 | 3.36 | 1 | 365 | 3.8146 | 0.52325 | 4 | 0.33785
35713 | 17.08 | 1 | 365 | 19.3909 | 0.57654 | 19 | 0.9674
36003 | 4.24 | 1 | 365 | 4.8137 | 0.54125 | 5 | 0.3549
35847 | 7.54 | 1 | 365 | 8.5601 | 0.85873 | 9 | 0.41886
35990 | 7.315 | 1 | 365 | 8.3047 | 0.087085 | 8 | 0.39178
35860 | 13.5 | 1 | 365 | 15.3265 | 0.29879 | 15 | 0.62529
36000 | 5.805 | 1 | 365 | 6.5904 | 0.90848 | 7 | 0.49887
36025 | 5.04 | 1 | 365 | 5.7219 | 0.28488 | 6 | 0.0067734
35906 | 7.2 | 1 | 365 | 8.1741 | 0.69269 | 8 | 0.86682
35952 | 6.24 | 1 | 365 | 7.0842 | 0.40033 | 7 | 0.48458
35814 | 5.6 | 1 | 365 | 6.3577 | 0.20542 | 6 | 0.56308
36227 | 10.1 | 1 | 365 | 11.4665 | 0.63835 | 12 | 0.10484
36251 | 5.725 | 1 | 365 | 6.4996 | 0.63412 | 7 | 0.13369
35539 | 9.54 | 1 | 365 | 10.8307 | 0.71781 | 11 | 0.54854
36254 | 6.51 | 1 | 365 | 7.3908 | 0.32631 | 7 | 0.71708
36017 | 2.86 | 1 | 365 | 3.2469 | 0.80848 | 4 | 0.055431
36016 | 13.52 | 1 | 365 | 15.3492 | 0.36738 | 15 | 0.71658
36020 | 12.72 | 1 | 365 | 14.441 | 0.62375 | 15 | 0.064714
36019 | 8.84 | 1 | 365 | 10.036 | 0.31713 | 10 | 0.35315
36024 | 2.34 | 1 | 365 | 2.6566 | 0.025124 | 2 | 0.68172
36021 | 10.2 | 1 | 365 | 11.58 | 0.98131 | 12 | 0.56133
36031 | 7.28 | 1 | 365 | 8.265 | 0.96705 | 9 | 0.23201
36032 | 11.13 | 1 | 365 | 12.6358 | 0.17078 | 12 | 0.80662
36034 | 5.2 | 1 | 365 | 5.9035 | 0.83361 | 6 | 0.73715
30385 | 10.14 | 1 | 365 | 11.5119 | 0.77554 | 12 | 0.28744
36036 | 11.44 | 1 | 365 | 12.9878 | 0.23394 | 13 | 0.22172
36037 | 4.42 | 1 | 365 | 5.018 | 0.15857 | 5 | 0.17658
36041 | 6.24 | 1 | 365 | 7.0842 | 0.40033 | 7 | 0.48458
36043 | 4.42 | 1 | 365 | 5.018 | 0.15857 | 5 | 0.17658
36044 | 3.975 | 1 | 365 | 4.5128 | 0.63242 | 5 | 0.14522
36050 | 2.08 | 1 | 365 | 2.3614 | 0.13344 | 2 | 0.49486
36049 | 12.22 | 1 | 365 | 13.8733 | 0.90898 | 14 | 0.7823
36051 | 2.08 | 1 | 365 | 2.3614 | 0.13344 | 2 | 0.49486
36059 | 7.14 | 1 | 365 | 8.106 | 0.48692 | 8 | 0.59293
36064 | 5.72 | 1 | 365 | 6.4939 | 0.61697 | 7 | 0.11086
36047 | 8.58 | 1 | 365 | 9.7408 | 0.42545 | 10 | 0.16629
36062 | 6.76 | 1 | 365 | 7.6746 | 0.18369 | 7 | 0.85829
36058 | 4.42 | 1 | 365 | 5.018 | 0.15857 | 5 | 0.17658
36072 | 6.24 | 1 | 365 | 7.0842 | 0.40033 | 7 | 0.48458
36074 | 3.18 | 1 | 365 | 3.6102 | 0.90594 | 4 | 0.51618
36075 | 5.72 | 1 | 365 | 6.4939 | 0.61697 | 7 | 0.11086
36067 | 7.54 | 1 | 365 | 8.5601 | 0.85873 | 9 | 0.41886
36079 | 14.04 | 1 | 365 | 15.9396 | 0.15074 | 16 | 0.090297
36027 | 8.745 | 1 | 365 | 9.9282 | 0.99133 | 10 | 0.91949
36045 | 5.61 | 1 | 365 | 6.369 | 0.23972 | 6 | 0.60873
36065 | 2.08 | 1 | 365 | 2.3614 | 0.13344 | 2 | 0.49486
36077 | 5.035 | 1 | 365 | 5.7162 | 0.26773 | 5 | 0.98395
36085 | 6.89 | 1 | 365 | 7.8222 | 0.62953 | 8 | 0.45172
36082 | 6.76 | 1 | 365 | 7.6746 | 0.18369 | 7 | 0.85829
35975 | 14.82 | 1 | 365 | 16.8251 | 0.82578 | 17 | 0.65087
35984 | 8.16 | 1 | 365 | 9.264 | 0.98505 | 10 | 0.24906
36002 | 8.84 | 1 | 365 | 10.036 | 0.31713 | 10 | 0.35315
36087 | 6.24 | 1 | 365 | 7.0842 | 0.40033 | 7 | 0.48458
36089 | 2.34 | 1 | 365 | 2.6566 | 0.025124 | 2 | 0.68172
36090 | 10.4 | 1 | 365 | 11.8071 | 0.66722 | 12 | 0.47429
33669 | 4.16 | 1 | 365 | 4.7228 | 0.26689 | 4 | 0.98972
36088 | 5.72 | 1 | 365 | 6.4939 | 0.61697 | 7 | 0.11086
36094 | 5.2 | 1 | 365 | 5.9035 | 0.83361 | 6 | 0.73715
36092 | 7.02 | 1 | 365 | 7.9698 | 0.075371 | 8 | 0.045149
36096 | 6.375 | 1 | 365 | 7.2375 | 0.86332 | 8 | 0.10083
36095 | 5.46 | 1 | 365 | 6.1987 | 0.72529 | 6 | 0.924
36084 | 7.155 | 1 | 365 | 8.123 | 0.53836 | 8 | 0.6614
36093 | 7.02 | 1 | 365 | 7.9698 | 0.075371 | 8 | 0.045149
36099 | 6.89 | 1 | 365 | 7.8222 | 0.62953 | 8 | 0.45172
36280 | 5.775 | 1 | 365 | 6.5563 | 0.80559 | 7 | 0.36193
36102 | 5.72 | 1 | 365 | 6.4939 | 0.61697 | 7 | 0.11086
36104 | 5.2 | 1 | 365 | 5.9035 | 0.83361 | 6 | 0.73715
36282 | 4.95 | 1 | 365 | 5.6197 | 0.97622 | 6 | 0.59594
34634 | 5.72 | 1 | 365 | 6.4939 | 0.61697 | 7 | 0.11086
36103 | 9.62 | 1 | 365 | 10.9215 | 0.99217 | 11 | 0.91372
36106 | 8.06 | 1 | 365 | 9.1505 | 0.64209 | 9 | 0.79258
36105 | 9.88 | 1 | 365 | 11.2167 | 0.88386 | 12 | 0.10058
36285 | 6.325 | 1 | 365 | 7.1807 | 0.69184 | 7 | 0.87259
36129 | 8.58 | 1 | 365 | 9.7408 | 0.42545 | 10 | 0.16629
36130 | 6.75 | 1 | 365 | 7.6632 | 0.1494 | 7 | 0.81264
36134 | 14.025 | 1 | 365 | 15.9225 | 0.099299 | 16 | 0.021825
36137 | 2.805 | 1 | 365 | 3.1845 | 0.61986 | 3 | 0.80436
36139 | 4.68 | 1 | 365 | 5.3132 | 0.050247 | 5 | 0.36343
36141 | 8.06 | 1 | 365 | 9.1505 | 0.64209 | 9 | 0.79258
36145 | 4.16 | 1 | 365 | 4.7228 | 0.26689 | 4 | 0.98972
36146 | 6.21 | 1 | 365 | 7.0502 | 0.29744 | 7 | 0.34763
36149 | 2.34 | 1 | 365 | 2.6566 | 0.025124 | 2 | 0.68172
36150 | 4.94 | 1 | 365 | 5.6084 | 0.94193 | 6 | 0.55029
36153 | 7.02 | 1 | 365 | 7.9698 | 0.075371 | 8 | 0.045149
36154 | 6.5 | 1 | 365 | 7.3794 | 0.29201 | 7 | 0.67143
36156 | 3.9 | 1 | 365 | 4.4277 | 0.37521 | 4 | 0.80286
36164 | 5.98 | 1 | 365 | 6.7891 | 0.50865 | 7 | 0.29772
36165 | 13.26 | 1 | 365 | 15.054 | 0.4757 | 15 | 0.52973
36167 | 5.2 | 1 | 365 | 5.9035 | 0.83361 | 6 | 0.73715
36169 | 11.96 | 1 | 365 | 13.5781 | 0.017298 | 13 | 0.59544
36288 | 4.125 | 1 | 365 | 4.6831 | 0.14685 | 4 | 0.82995
36168 | 9.435 | 1 | 365 | 10.7115 | 0.35771 | 11 | 0.069228
36231 | 8.32 | 1 | 365 | 9.4457 | 0.53377 | 9 | 0.97944
36234 | 10.14 | 1 | 365 | 11.5119 | 0.77554 | 12 | 0.28744
36290 | 5.2 | 1 | 365 | 5.9035 | 0.83361 | 6 | 0.73715
36235 | 7.8 | 1 | 365 | 8.8553 | 0.75041 | 9 | 0.60572
36243 | 6.76 | 1 | 365 | 7.6746 | 0.18369 | 7 | 0.85829
35902 | 9.88 | 1 | 365 | 11.2167 | 0.88386 | 12 | 0.10058
35870 | 10.6 | 1 | 365 | 12.0341 | 0.35312 | 12 | 0.38726
35928 | 6.24 | 1 | 365 | 7.0842 | 0.40033 | 7 | 0.48458
35932 | 3.06 | 1 | 365 | 3.474 | 0.49439 | 3 | 0.9684
37005 | 6 | 1 | 365 | 6.8118 | 0.57724 | 7 | 0.38902
35433 | 5.46 | 1 | 365 | 6.1987 | 0.72529 | 6 | 0.924
35728 | 12.1 | 1 | 365 | 13.7371 | 0.49743 | 14 | 0.23452
35900 | 4.16 | 1 | 365 | 4.7228 | 0.26689 | 4 | 0.98972
36264 | 5.98 | 1 | 365 | 6.7891 | 0.50865 | 7 | 0.29772
36297 | 8.58 | 1 | 365 | 9.7408 | 0.42545 | 10 | 0.16629
36306 | 9.36 | 1 | 365 | 10.6264 | 0.10049 | 10 | 0.72686
36313 | 3.3 | 1 | 365 | 3.7465 | 0.31748 | 4 | 0.063959
36309 | 8.84 | 1 | 365 | 10.036 | 0.31713 | 10 | 0.35315
36316 | 5.2 | 1 | 365 | 5.9035 | 0.83361 | 6 | 0.73715
36310 | 8.06 | 1 | 365 | 9.1505 | 0.64209 | 9 | 0.79258
36314 | 6.9 | 1 | 365 | 7.8335 | 0.66383 | 8 | 0.49737
36320 | 4.48 | 1 | 365 | 5.0861 | 0.36434 | 5 | 0.45047
36928 | 8.4 | 1 | 365 | 9.5365 | 0.80814 | 10 | 0.34462
36940 | 11.7 | 1 | 365 | 13.283 | 0.12562 | 13 | 0.40858
36831 | 2.915 | 1 | 365 | 3.3094 | 0.99711 | 4 | 0.3065
36727 | 8.84 | 1 | 365 | 10.036 | 0.31713 | 10 | 0.35315
36911 | 7.7 | 1 | 365 | 8.7418 | 0.40746 | 9 | 0.14924
36949 | 5.775 | 1 | 365 | 6.5563 | 0.80559 | 7 | 0.36193
36941 | 8.8 | 1 | 365 | 9.9906 | 0.17995 | 10 | 0.17056
36954 | 4.675 | 1 | 365 | 5.3075 | 0.033099 | 5 | 0.34061
36979 | 6.875 | 1 | 365 | 7.8052 | 0.57809 | 8 | 0.38325
37034 | 6.325 | 1 | 365 | 7.1807 | 0.69184 | 7 | 0.87259
37047 | 3.3 | 1 | 365 | 3.7465 | 0.31748 | 4 | 0.063959
37104 | 11.275 | 1 | 365 | 12.8005 | 0.66806 | 13 | 0.46853
36750 | 10.5 | 1 | 365 | 11.9206 | 0.01017 | 11 | 0.93078
36934 | 14.388 | 1 | 365 | 16.3346 | 0.34422 | 16 | 0.67886
36963 | 4.06 | 1 | 365 | 4.6093 | 0.92393 | 5 | 0.53323
36881 | 6.24 | 1 | 365 | 7.0842 | 0.40033 | 7 | 0.48458
36929 | 4.16 | 1 | 365 | 4.7228 | 0.26689 | 4 | 0.98972
36946 | 3.9 | 1 | 365 | 4.4277 | 0.37521 | 4 | 0.80286
36951 | 4.16 | 1 | 365 | 4.7228 | 0.26689 | 4 | 0.98972
36998 | 4.16 | 1 | 365 | 4.7228 | 0.26689 | 4 | 0.98972
32819 | 10.66 | 1 | 365 | 12.1023 | 0.5589 | 12 | 0.66115
34669 | 7.02 | 1 | 365 | 7.9698 | 0.075371 | 8 | 0.045149
33512 | 5.67 | 1 | 365 | 6.4371 | 0.44549 | 6 | 0.88262
30770 | 9.1 | 1 | 365 | 10.3312 | 0.20881 | 10 | 0.54001
37092 | 14.04 | 1 | 365 | 15.9396 | 0.15074 | 16 | 0.090297
37082 | 4.08 | 1 | 365 | 4.632 | 0.99252 | 5 | 0.62453
37099 | 5.2 | 1 | 365 | 5.9035 | 0.83361 | 6 | 0.73715
37094 | 3.38 | 1 | 365 | 3.8373 | 0.59185 | 4 | 0.42915
37105 | 10.4 | 1 | 365 | 11.8071 | 0.66722 | 12 | 0.47429
35710 | 6.84 | 1 | 365 | 7.7654 | 0.45805 | 8 | 0.22348
33957 | 4.08 | 1 | 365 | 4.632 | 0.99252 | 5 | 0.62453
35550 | 3.64 | 1 | 365 | 4.1325 | 0.48353 | 4 | 0.616
31435 | 2.6 | 1 | 365 | 2.9518 | 0.9168 | 3 | 0.86857
37056 | 8.58 | 1 | 365 | 9.7408 | 0.42545 | 10 | 0.16629
37060 | 9.1 | 1 | 365 | 10.3312 | 0.20881 | 10 | 0.54001
37063 | 9.88 | 1 | 365 | 11.2167 | 0.88386 | 12 | 0.10058
37067 | 7.54 | 1 | 365 | 8.5601 | 0.85873 | 9 | 0.41886
37071 | 8.58 | 1 | 365 | 9.7408 | 0.42545 | 10 | 0.16629
37072 | 5.2 | 1 | 365 | 5.9035 | 0.83361 | 6 | 0.73715
36923 | 7.54 | 1 | 365 | 8.5601 | 0.85873 | 9 | 0.41886
36599 | 6.24 | 1 | 365 | 7.0842 | 0.40033 | 7 | 0.48458
36603 | 6.89 | 1 | 365 | 7.8222 | 0.62953 | 8 | 0.45172
36622 | 11.44 | 1 | 365 | 12.9878 | 0.23394 | 13 | 0.22172
36620 | 11.61 | 1 | 365 | 13.1808 | 0.81696 | 13 | 0.99775
36638 | 6.27 | 1 | 365 | 7.1183 | 0.50322 | 7 | 0.62152
36618 | 6.375 | 1 | 365 | 7.2375 | 0.86332 | 8 | 0.10083
36636 | 3.18 | 1 | 365 | 3.6102 | 0.90594 | 4 | 0.51618
36597 | 4.578 | 1 | 365 | 5.1974 | 0.70043 | 5 | 0.89782
36510 | 6.76 | 1 | 365 | 7.6746 | 0.18369 | 7 | 0.85829
36579 | 14.715 | 1 | 365 | 16.7059 | 0.46568 | 17 | 0.17156
36046 | 7.28 | 1 | 365 | 8.265 | 0.96705 | 9 | 0.23201
36602 | 6.76 | 1 | 365 | 7.6746 | 0.18369 | 7 | 0.85829
36927 | 6.76 | 1 | 365 | 7.6746 | 0.18369 | 7 | 0.85829
36648 | 4.68 | 1 | 365 | 5.3132 | 0.050247 | 5 | 0.36343
36913 | 9.88 | 1 | 365 | 11.2167 | 0.88386 | 12 | 0.10058
36651 | 6.48 | 1 | 365 | 7.3567 | 0.22342 | 7 | 0.58014
36843 | 12.74 | 1 | 365 | 14.4637 | 0.69234 | 15 | 0.15601
36662 | 3.9 | 1 | 365 | 4.4277 | 0.37521 | 4 | 0.80286
36860 | 10.14 | 1 | 365 | 11.5119 | 0.77554 | 12 | 0.28744
36840 | 8.58 | 1 | 365 | 9.7408 | 0.42545 | 10 | 0.16629
36676 | 7.56 | 1 | 365 | 8.5828 | 0.92732 | 9 | 0.51016
35396 | 7.155 | 1 | 365 | 8.123 | 0.53836 | 8 | 0.6614
36769 | 7.54 | 1 | 365 | 8.5601 | 0.85873 | 9 | 0.41886
36712 | 5.98 | 1 | 365 | 6.7891 | 0.50865 | 7 | 0.29772
36606 | 5.2 | 1 | 365 | 5.9035 | 0.83361 | 6 | 0.73715
36589 | 7.54 | 1 | 365 | 8.5601 | 0.85873 | 9 | 0.41886
36696 | 4.5 | 1 | 365 | 5.1088 | 0.43293 | 5 | 0.54176
36559 | 8.58 | 1 | 365 | 9.7408 | 0.42545 | 10 | 0.16629
36630 | 4.68 | 1 | 365 | 5.3132 | 0.050247 | 5 | 0.36343
36701 | 5.7 | 1 | 365 | 6.4712 | 0.54838 | 7 | 0.019565
30431 | 9.1 | 1 | 365 | 10.3312 | 0.20881 | 10 | 0.54001
36708 | 4.77 | 1 | 365 | 5.4154 | 0.35891 | 5 | 0.77427
30335 | 7.54 | 1 | 365 | 8.5601 | 0.85873 | 9 | 0.41886
37213 | 7.28 | 1 | 365 | 8.265 | 0.96705 | 9 | 0.23201
36744 | 9.81 | 1 | 365 | 11.1373 | 0.64379 | 11 | 0.78104
37225 | 11.18 | 1 | 365 | 12.6926 | 0.34226 | 13 | 0.034866
17610 | 646.8 | 0.8 | 365 | 587.4476 | 0.58118 | 588 | 0.02874
17631 | 646.8 | 0.8 | 365 | 587.4476 | 0.58118 | 588 | 0.02874
36814 | 9.81 | 1 | 365 | 11.1373 | 0.64379 | 11 | 0.78104
36820 | 6.05 | 1 | 365 | 6.8685 | 0.74872 | 7 | 0.61726
36969 | 7.56 | 1 | 365 | 8.5828 | 0.92732 | 9 | 0.51016
36826 | 12.19 | 1 | 365 | 13.8393 | 0.80609 | 14 | 0.64535
36977 | 7 | 1 | 365 | 7.9471 | 0.00678 | 7 | 0.95385
31469 | 5.72 | 1 | 365 | 6.4939 | 0.61697 | 7 | 0.11086
36650 | 10.8 | 1 | 365 | 12.2612 | 0.039032 | 12 | 0.30023
36850 | 7.95 | 1 | 365 | 9.0256 | 0.26484 | 9 | 0.29045
36633 | 9.483 | 1 | 365 | 10.766 | 0.52233 | 11 | 0.28834
36830 | 7.95 | 1 | 365 | 9.0256 | 0.26484 | 9 | 0.29045
36621 | 7.84 | 1 | 365 | 8.9007 | 0.88759 | 9 | 0.78831
36704 | 8.32 | 1 | 365 | 9.4457 | 0.53377 | 9 | 0.97944
36561 | 4.251 | 1 | 365 | 4.8261 | 0.57897 | 5 | 0.40512
36721 | 7.8 | 1 | 365 | 8.8553 | 0.75041 | 9 | 0.60572
36982 | 10.464 | 1 | 365 | 11.8797 | 0.88671 | 12 | 0.76644
36752 | 4.16 | 1 | 365 | 4.7228 | 0.26689 | 4 | 0.98972
37112 | 14.79 | 1 | 365 | 16.791 | 0.7229 | 17 | 0.51392
36773 | 5.72 | 1 | 365 | 6.4939 | 0.61697 | 7 | 0.11086
37116 | 3.825 | 1 | 365 | 4.3425 | 0.11799 | 4 | 0.4605
36774 | 2.75 | 1 | 365 | 3.1221 | 0.43124 | 3 | 0.5533
37117 | 8.25 | 1 | 365 | 9.3662 | 0.29371 | 9 | 0.6599
36777 | 3.3 | 1 | 365 | 3.7465 | 0.31748 | 4 | 0.063959
36783 | 8.4 | 1 | 365 | 9.5365 | 0.80814 | 10 | 0.34462
37121 | 7.395 | 1 | 365 | 8.3955 | 0.36145 | 8 | 0.75696
36785 | 4.125 | 1 | 365 | 4.6831 | 0.14685 | 4 | 0.82995
37123 | 9.35 | 1 | 365 | 10.615 | 0.066199 | 10 | 0.68122
36787 | 7.975 | 1 | 365 | 9.054 | 0.35058 | 9 | 0.40457
37125 | 10.45 | 1 | 365 | 11.8638 | 0.83869 | 12 | 0.70254
36790 | 7.5 | 1 | 365 | 8.5147 | 0.72155 | 9 | 0.23627
37122 | 7.8 | 1 | 365 | 8.8553 | 0.75041 | 9 | 0.60572
36792 | 5.355 | 1 | 365 | 6.0795 | 0.36519 | 6 | 0.4447
37133 | 10.2 | 1 | 365 | 11.58 | 0.98131 | 12 | 0.56133
36794 | 9.9 | 1 | 365 | 11.2394 | 0.95245 | 12 | 0.19188
37136 | 12 | 1 | 365 | 13.6236 | 0.15448 | 13 | 0.77803
36793 | 11 | 1 | 365 | 12.4883 | 0.72494 | 13 | 0.2132
37137 | 3.6 | 1 | 365 | 4.0871 | 0.34634 | 4 | 0.43341
36795 | 8.25 | 1 | 365 | 9.3662 | 0.29371 | 9 | 0.6599
37139 | 9.6 | 1 | 365 | 10.8988 | 0.92358 | 11 | 0.82243
36796 | 11 | 1 | 365 | 12.4883 | 0.72494 | 13 | 0.2132
37142 | 7.2 | 1 | 365 | 8.1741 | 0.69269 | 8 | 0.86682
36839 | 6.4 | 1 | 365 | 7.2659 | 0.94906 | 8 | 0.21495
36857 | 3.38 | 1 | 365 | 3.8373 | 0.59185 | 4 | 0.42915
36865 | 2.6 | 1 | 365 | 2.9518 | 0.9168 | 3 | 0.86857
32428 | 10.92 | 1 | 365 | 12.3974 | 0.45058 | 12 | 0.84801
37204 | 6.6 | 1 | 365 | 7.493 | 0.63496 | 8 | 0.12792
36878 | 11.44 | 1 | 365 | 12.9878 | 0.23394 | 13 | 0.22172
36890 | 7.28 | 1 | 365 | 8.265 | 0.96705 | 9 | 0.23201
36893 | 6.24 | 1 | 365 | 7.0842 | 0.40033 | 7 | 0.48458
36896 | 8.32 | 1 | 365 | 9.4457 | 0.53377 | 9 | 0.97944
36495 | 4.48 | 1 | 365 | 5.0861 | 0.36434 | 5 | 0.45047
36889 | 6.76 | 1 | 365 | 7.6746 | 0.18369 | 7 | 0.85829
36516 | 9.24 | 1 | 365 | 10.4901 | 0.68895 | 11 | 0.17908
32629 | 7.8 | 1 | 365 | 8.8553 | 0.75041 | 9 | 0.60572
36523 | 4.48 | 1 | 365 | 5.0861 | 0.36434 | 5 | 0.45047
36525 | 7.84 | 1 | 365 | 8.9007 | 0.88759 | 9 | 0.78831
36528 | 7.84 | 1 | 365 | 8.9007 | 0.88759 | 9 | 0.78831
36534 | 4.48 | 1 | 365 | 5.0861 | 0.36434 | 5 | 0.45047
36537 | 6.16 | 1 | 365 | 6.9934 | 0.12597 | 7 | 0.11939
36520 | 10.26 | 1 | 365 | 11.6481 | 0.18708 | 11 | 0.83522
37233 | 11.34 | 1 | 365 | 12.8743 | 0.89098 | 13 | 0.76524
36531 | 7.15 | 1 | 365 | 8.1174 | 0.52121 | 8 | 0.63858
36541 | 8.415 | 1 | 365 | 9.5535 | 0.85958 | 10 | 0.41309
37238 | 3.9 | 1 | 365 | 4.4277 | 0.37521 | 4 | 0.80286
36549 | 4.25 | 1 | 365 | 4.825 | 0.57554 | 5 | 0.40055
37052 | 8.1 | 1 | 365 | 9.1959 | 0.77927 | 9 | 0.97517
36538 | 7.25 | 1 | 365 | 8.2309 | 0.86416 | 9 | 0.095061
37240 | 6.2 | 1 | 365 | 7.0388 | 0.26315 | 7 | 0.30198
37303 | 9.3 | 1 | 365 | 10.5583 | 0.89472 | 11 | 0.45297
36547 | 4.59 | 1 | 365 | 5.211 | 0.74159 | 5 | 0.9526
36903 | 7.59 | 1 | 365 | 8.6169 | 0.030209 | 8 | 0.64711
36533 | 10.464 | 1 | 365 | 11.8797 | 0.88671 | 12 | 0.76644
36433 | 14.49 | 1 | 365 | 16.4504 | 0.69403 | 17 | 0.14447
37346 | 5.7 | 1 | 365 | 6.4712 | 0.54838 | 7 | 0.019565
33268 | 8.58 | 1 | 365 | 9.7408 | 0.42545 | 10 | 0.16629
37006 | 2.85 | 1 | 365 | 3.2356 | 0.77419 | 4 | 0.0097826
37039 | 3.5 | 1 | 365 | 3.9735 | 0.00339 | 3 | 0.97693
43682 | 10.92 | 1 | 365 | 12.3974 | 0.45058 | 12 | 0.84801
37026 | 7.5 | 1 | 365 | 8.5147 | 0.72155 | 9 | 0.23627
36508 | 5.72 | 1 | 365 | 6.4939 | 0.61697 | 7 | 0.11086
37061 | 9.75 | 1 | 365 | 11.0691 | 0.43801 | 11 | 0.50715
34664 | 8.32 | 1 | 365 | 9.4457 | 0.53377 | 9 | 0.97944
37064 | 12 | 1 | 365 | 13.6236 | 0.15448 | 13 | 0.77803
36554 | 8.58 | 1 | 365 | 9.7408 | 0.42545 | 10 | 0.16629
36555 | 2.86 | 1 | 365 | 3.2469 | 0.80848 | 4 | 0.055431
36585 | 3.64 | 1 | 365 | 4.1325 | 0.48353 | 4 | 0.616
36590 | 4.77 | 1 | 365 | 5.4154 | 0.35891 | 5 | 0.77427
37029 | 16.24 | 1 | 365 | 18.4372 | 0.69573 | 19 | 0.13294
36591 | 5.98 | 1 | 365 | 6.7891 | 0.50865 | 7 | 0.29772
37044 | 7.28 | 1 | 365 | 8.265 | 0.96705 | 9 | 0.23201
36592 | 2.65 | 1 | 365 | 3.0085 | 0.088281 | 3 | 0.096815
37054 | 6.76 | 1 | 365 | 7.6746 | 0.18369 | 7 | 0.85829
36593 | 5.2 | 1 | 365 | 5.9035 | 0.83361 | 6 | 0.73715
37070 | 7.02 | 1 | 365 | 7.9698 | 0.075371 | 8 | 0.045149
36359 | 13.44 | 1 | 365 | 15.2584 | 0.093018 | 15 | 0.3514
37077 | 13.02 | 1 | 365 | 14.7816 | 0.65261 | 15 | 0.43416
36230 | 3.51 | 1 | 365 | 3.9849 | 0.037685 | 4 | 0.022574
37093 | 8.55 | 1 | 365 | 9.7068 | 0.32257 | 10 | 0.029348
36588 | 8.84 | 1 | 365 | 10.036 | 0.31713 | 10 | 0.35315
37017 | 6.5 | 1 | 365 | 7.3794 | 0.29201 | 7 | 0.67143
37107 | 5.4 | 1 | 365 | 6.1306 | 0.51952 | 6 | 0.65011
36493 | 19.62 | 1 | 365 | 22.2745 | 0.28757 | 22 | 0.56208
37255 | 5.035 | 1 | 365 | 5.7162 | 0.26773 | 5 | 0.98395
36565 | 9 | 1 | 365 | 10.2177 | 0.86586 | 11 | 0.083524
37287 | 7.8 | 1 | 365 | 8.8553 | 0.75041 | 9 | 0.60572
37048 | 3.9 | 1 | 365 | 4.4277 | 0.37521 | 4 | 0.80286
37015 | 8.58 | 1 | 365 | 9.7408 | 0.42545 | 10 | 0.16629
35803 | 7.25 | 1 | 365 | 8.2309 | 0.86416 | 9 | 0.095061
36249 | 11.7 | 1 | 365 | 13.283 | 0.12562 | 13 | 0.40858
35810 | 6.76 | 1 | 365 | 7.6746 | 0.18369 | 7 | 0.85829
36891 | 4.42 | 1 | 365 | 5.018 | 0.15857 | 5 | 0.17658
36461 | 5.88 | 1 | 365 | 6.6755 | 0.1657 | 6 | 0.84124
36464 | 6.14 | 1 | 365 | 6.9707 | 0.057376 | 7 | 0.028093
36993 | 4.94 | 1 | 365 | 5.6084 | 0.94193 | 6 | 0.55029
36469 | 5.6 | 1 | 365 | 6.3577 | 0.20542 | 6 | 0.56308
37276 | 8.925 | 1 | 365 | 10.1325 | 0.60864 | 10 | 0.74116
36475 | 4.76 | 1 | 365 | 5.404 | 0.32461 | 5 | 0.72862
36478 | 6.16 | 1 | 365 | 6.9934 | 0.12597 | 7 | 0.11939
37285 | 5.46 | 1 | 365 | 6.1987 | 0.72529 | 6 | 0.924
37290 | 2.55 | 1 | 365 | 2.895 | 0.74533 | 3 | 0.64033
36481 | 10.455 | 1 | 365 | 11.8695 | 0.85584 | 12 | 0.72536
37296 | 6.48 | 1 | 365 | 7.3567 | 0.22342 | 7 | 0.58014
36484 | 12.495 | 1 | 365 | 14.1855 | 0.8521 | 15 | 0.037626
37300 | 7.95 | 1 | 365 | 9.0256 | 0.26484 | 9 | 0.29045
36489 | 14.56 | 1 | 365 | 16.5299 | 0.9341 | 17 | 0.46401
37304 | 3.9 | 1 | 365 | 4.4277 | 0.37521 | 4 | 0.80286
37305 | 3.38 | 1 | 365 | 3.8373 | 0.59185 | 4 | 0.42915
36323 | 6.89 | 1 | 365 | 7.8222 | 0.62953 | 8 | 0.45172
37311 | 6.5 | 1 | 365 | 7.3794 | 0.29201 | 7 | 0.67143
32726 | 4.42 | 1 | 365 | 5.018 | 0.15857 | 5 | 0.17658
35492 | 1.96 | 1 | 365 | 2.2252 | 0.7219 | 2 | 0.94708
37323 | 5.72 | 1 | 365 | 6.4939 | 0.61697 | 7 | 0.11086
36308 | 4.59 | 1 | 365 | 5.211 | 0.74159 | 5 | 0.9526
37331 | 10.4 | 1 | 365 | 11.8071 | 0.66722 | 12 | 0.47429
36474 | 11.13 | 1 | 365 | 12.6358 | 0.17078 | 12 | 0.80662
37340 | 5.565 | 1 | 365 | 6.3179 | 0.08539 | 6 | 0.40331
36480 | 10.4 | 1 | 365 | 11.8071 | 0.66722 | 12 | 0.47429
36324 | 5.46 | 1 | 365 | 6.1987 | 0.72529 | 6 | 0.924
36473 | 8.8 | 1 | 365 | 9.9906 | 0.17995 | 10 | 0.17056
36327 | 5.225 | 1 | 365 | 5.9319 | 0.91935 | 6 | 0.85127
36483 | 6.63 | 1 | 365 | 7.527 | 0.73785 | 8 | 0.26486
36326 | 11.96 | 1 | 365 | 13.5781 | 0.017298 | 13 | 0.59544
37380 | 15 | 1 | 365 | 17.0294 | 0.4431 | 17 | 0.47254
36329 | 8.58 | 1 | 365 | 9.7408 | 0.42545 | 10 | 0.16629
37417 | 6.615 | 1 | 365 | 7.51 | 0.68641 | 8 | 0.19639
36334 | 8.67 | 1 | 365 | 9.843 | 0.73411 | 10 | 0.57713
37415 | 6.63 | 1 | 365 | 7.527 | 0.73785 | 8 | 0.26486
36330 | 9.36 | 1 | 365 | 10.6264 | 0.10049 | 10 | 0.72686
37442 | 5.1 | 1 | 365 | 5.79 | 0.49065 | 6 | 0.28066
36332 | 5.2 | 1 | 365 | 5.9035 | 0.83361 | 6 | 0.73715
37368 | 9.69 | 1 | 365 | 11.001 | 0.23224 | 11 | 0.23326
36338 | 10.14 | 1 | 365 | 11.5119 | 0.77554 | 12 | 0.28744
37375 | 6.6 | 1 | 365 | 7.493 | 0.63496 | 8 | 0.12792
37376 | 7.54 | 1 | 365 | 8.5601 | 0.85873 | 9 | 0.41886
36339 | 7.8 | 1 | 365 | 8.8553 | 0.75041 | 9 | 0.60572
37379 | 11.5 | 1 | 365 | 13.0559 | 0.43971 | 13 | 0.49561
36341 | 8.67 | 1 | 365 | 9.843 | 0.73411 | 10 | 0.57713
37388 | 4.08 | 1 | 365 | 4.632 | 0.99252 | 5 | 0.62453
36343 | 3.3 | 1 | 365 | 3.7465 | 0.31748 | 4 | 0.063959
37393 | 5.5 | 1 | 365 | 6.2441 | 0.86247 | 7 | 0.1066
36348 | 3.85 | 1 | 365 | 4.3709 | 0.20373 | 4 | 0.57462
35010 | 4.94 | 1 | 365 | 5.6084 | 0.94193 | 6 | 0.55029
43772 | 9.465 | 1 | 365 | 10.7456 | 0.4606 | 11 | 0.20617
37403 | 7.83 | 1 | 365 | 8.8894 | 0.8533 | 9 | 0.74267
36347 | 3.12 | 1 | 365 | 3.5421 | 0.70016 | 4 | 0.24229
37399 | 7.425 | 1 | 365 | 8.4296 | 0.46433 | 8 | 0.89391
36355 | 5.225 | 1 | 365 | 5.9319 | 0.91935 | 6 | 0.85127
36361 | 11.13 | 1 | 365 | 12.6358 | 0.17078 | 12 | 0.80662
36357 | 9.805 | 1 | 365 | 11.1316 | 0.62664 | 11 | 0.75822
36362 | 5.775 | 1 | 365 | 6.5563 | 0.80559 | 7 | 0.36193
36354 | 5.72 | 1 | 365 | 6.4939 | 0.61697 | 7 | 0.11086
36352 | 2.6 | 1 | 365 | 2.9518 | 0.9168 | 3 | 0.86857
36292 | 20.54 | 1 | 365 | 23.319 | 0.44275 | 23 | 0.76173
41286 | 6.54 | 1 | 365 | 7.4248 | 0.42919 | 7 | 0.85403
35367 | 5.72 | 1 | 365 | 6.4939 | 0.61697 | 7 | 0.11086
36370 | 3.85 | 1 | 365 | 4.3709 | 0.20373 | 4 | 0.57462
36350 | 5.72 | 1 | 365 | 6.4939 | 0.61697 | 7 | 0.11086
37526 | 5.88 | 1 | 365 | 6.6755 | 0.1657 | 6 | 0.84124
37529 | 7.8 | 1 | 365 | 8.8553 | 0.75041 | 9 | 0.60572
36366 | 7.8 | 1 | 365 | 8.8553 | 0.75041 | 9 | 0.60572
36371 | 5.98 | 1 | 365 | 6.7891 | 0.50865 | 7 | 0.29772
37543 | 11.925 | 1 | 365 | 13.5384 | 0.89726 | 14 | 0.43567
36374 | 8.25 | 1 | 365 | 9.3662 | 0.29371 | 9 | 0.6599
37565 | 9.805 | 1 | 365 | 11.1316 | 0.62664 | 11 | 0.75822
36376 | 8.06 | 1 | 365 | 9.1505 | 0.64209 | 9 | 0.79258
37584 | 5.795 | 1 | 365 | 6.579 | 0.87418 | 7 | 0.45322
36373 | 4.68 | 1 | 365 | 5.3132 | 0.050247 | 5 | 0.36343
37588 | 4.98 | 1 | 365 | 5.6538 | 0.079109 | 5 | 0.73288
36379 | 3.12 | 1 | 365 | 3.5421 | 0.70016 | 4 | 0.24229
36381 | 3.85 | 1 | 365 | 4.3709 | 0.20373 | 4 | 0.57462
37593 | 4.725 | 1 | 365 | 5.3643 | 0.20458 | 5 | 0.56885
37599 | 6.725 | 1 | 365 | 7.6349 | 0.063657 | 7 | 0.69852
36377 | 6.89 | 1 | 365 | 7.8222 | 0.62953 | 8 | 0.45172
37604 | 5.285 | 1 | 365 | 6 | 0.12512 | 6 | 0.12516
36387 | 4.4 | 1 | 365 | 4.9953 | 0.089976 | 5 | 0.085278
37448 | 5.565 | 1 | 365 | 6.3179 | 0.08539 | 6 | 0.40331
36384 | 5.98 | 1 | 365 | 6.7891 | 0.50865 | 7 | 0.29772
37449 | 7.8 | 1 | 365 | 8.8553 | 0.75041 | 9 | 0.60572
37450 | 3.12 | 1 | 365 | 3.5421 | 0.70016 | 4 | 0.24229
36390 | 9.36 | 1 | 365 | 10.6264 | 0.10049 | 10 | 0.72686
36394 | 4.95 | 1 | 365 | 5.6197 | 0.97622 | 6 | 0.59594
37452 | 14.04 | 1 | 365 | 15.9396 | 0.15074 | 16 | 0.090297
36388 | 7.8 | 1 | 365 | 8.8553 | 0.75041 | 9 | 0.60572
37455 | 3.38 | 1 | 365 | 3.8373 | 0.59185 | 4 | 0.42915
36400 | 7.7 | 1 | 365 | 8.7418 | 0.40746 | 9 | 0.14924
36398 | 6.24 | 1 | 365 | 7.0842 | 0.40033 | 7 | 0.48458
37456 | 6.375 | 1 | 365 | 7.2375 | 0.86332 | 8 | 0.10083
36402 | 5.46 | 1 | 365 | 6.1987 | 0.72529 | 6 | 0.924
37472 | 2.08 | 1 | 365 | 2.3614 | 0.13344 | 2 | 0.49486
36406 | 4.94 | 1 | 365 | 5.6084 | 0.94193 | 6 | 0.55029
36397 | 9.975 | 1 | 365 | 11.3246 | 0.20966 | 11 | 0.53424
36410 | 5.46 | 1 | 365 | 6.1987 | 0.72529 | 6 | 0.924
36416 | 4.94 | 1 | 365 | 5.6084 | 0.94193 | 6 | 0.55029
36409 | 5.61 | 1 | 365 | 6.369 | 0.23972 | 6 | 0.60873
36424 | 9.15 | 1 | 365 | 10.388 | 0.38029 | 10 | 0.76825
36427 | 9.36 | 1 | 365 | 10.6264 | 0.10049 | 10 | 0.72686
36442 | 13.26 | 1 | 365 | 15.054 | 0.4757 | 15 | 0.52973
36449 | 11.985 | 1 | 365 | 13.6065 | 0.10304 | 13 | 0.70956
37607 | 8.33 | 1 | 365 | 9.457 | 0.56807 | 10 | 0.025084
37609 | 7.575 | 1 | 365 | 8.5999 | 0.97877 | 9 | 0.57863
37611 | 7.848 | 1 | 365 | 8.9098 | 0.91503 | 9 | 0.82483
37617 | 16.575 | 1 | 365 | 18.8175 | 0.84463 | 19 | 0.66216
37621 | 13.26 | 1 | 365 | 15.054 | 0.4757 | 15 | 0.52973
37628 | 8.06 | 1 | 365 | 9.1505 | 0.64209 | 9 | 0.79258
37632 | 4.08 | 1 | 365 | 4.632 | 0.99252 | 5 | 0.62453
37640 | 11.395 | 1 | 365 | 12.9367 | 0.079608 | 13 | 0.016306
37081 | 5.46 | 1 | 365 | 6.1987 | 0.72529 | 6 | 0.924
37390 | 5.61 | 1 | 365 | 6.369 | 0.23972 | 6 | 0.60873
37318 | 13.5 | 1 | 365 | 15.3265 | 0.29879 | 15 | 0.62529
37309 | 6 | 1 | 365 | 6.8118 | 0.57724 | 7 | 0.38902
37371 | 9.12 | 1 | 365 | 10.3539 | 0.2774 | 10 | 0.6313
37089 | 11 | 1 | 365 | 12.4883 | 0.72494 | 13 | 0.2132
37597 | 13.68 | 1 | 365 | 15.5308 | 0.91611 | 16 | 0.44696
37641 | 4.68 | 1 | 365 | 5.3132 | 0.050247 | 5 | 0.36343
37473 | 6.24 | 1 | 365 | 7.0842 | 0.40033 | 7 | 0.48458
37474 | 8.06 | 1 | 365 | 9.1505 | 0.64209 | 9 | 0.79258
37475 | 5.46 | 1 | 365 | 6.1987 | 0.72529 | 6 | 0.924
37644 | 9.88 | 1 | 365 | 11.2167 | 0.88386 | 12 | 0.10058
37476 | 12.22 | 1 | 365 | 13.8733 | 0.90898 | 14 | 0.7823
37645 | 11.44 | 1 | 365 | 12.9878 | 0.23394 | 13 | 0.22172
37477 | 2.34 | 1 | 365 | 2.6566 | 0.025124 | 2 | 0.68172
37646 | 7.28 | 1 | 365 | 8.265 | 0.96705 | 9 | 0.23201
37647 | 8.06 | 1 | 365 | 9.1505 | 0.64209 | 9 | 0.79258
37650 | 11.1 | 1 | 365 | 12.6018 | 0.067894 | 12 | 0.66968
37652 | 4.905 | 1 | 365 | 5.5686 | 0.82189 | 6 | 0.39052
37657 | 6.55 | 1 | 365 | 7.4362 | 0.46349 | 7 | 0.89968
37478 | 8.84 | 1 | 365 | 10.036 | 0.31713 | 10 | 0.35315
37674 | 7.521 | 1 | 365 | 8.5386 | 0.79357 | 9 | 0.33213
37675 | 6.84 | 1 | 365 | 7.7654 | 0.45805 | 8 | 0.22348
35450 | 13.96 | 1 | 365 | 15.8487 | 0.87638 | 16 | 0.72511
36425 | 4.68 | 1 | 365 | 5.3132 | 0.050247 | 5 | 0.36343
36452 | 7.8 | 1 | 365 | 8.8553 | 0.75041 | 9 | 0.60572
36446 | 6.875 | 1 | 365 | 7.8052 | 0.57809 | 8 | 0.38325
35451 | 3.41 | 1 | 365 | 3.8714 | 0.69473 | 4 | 0.56609
37480 | 15.08 | 1 | 365 | 17.1203 | 0.71746 | 17 | 0.83773
36455 | 7.15 | 1 | 365 | 8.1174 | 0.52121 | 8 | 0.63858
17388 | 10 | 1 | 365 | 11.353 | 0.2954 | 11 | 0.64836
36453 | 10.25 | 1 | 365 | 11.6368 | 0.15278 | 11 | 0.78957
35271 | 5.58 | 1 | 365 | 6.335 | 0.13683 | 6 | 0.47178
37479 | 11.44 | 1 | 365 | 12.9878 | 0.23394 | 13 | 0.22172
36457 | 5.2 | 1 | 365 | 5.9035 | 0.83361 | 6 | 0.73715
37481 | 2.34 | 1 | 365 | 2.6566 | 0.025124 | 2 | 0.68172
37482 | 7.54 | 1 | 365 | 8.5601 | 0.85873 | 9 | 0.41886
36459 | 6.14 | 1 | 365 | 6.9707 | 0.057376 | 7 | 0.028093
34430 | 9.36 | 1 | 365 | 10.6264 | 0.10049 | 10 | 0.72686
37483 | 6.5 | 1 | 365 | 7.3794 | 0.29201 | 7 | 0.67143
30643 | 649.04 | 0.8 | 365 | 589.482 | 0.72691 | 590 | 0.20893
37676 | 4.4 | 1 | 365 | 4.9953 | 0.089976 | 5 | 0.085278
37668 | 9.12 | 1 | 365 | 10.3539 | 0.2774 | 10 | 0.6313
37679 | 9.9 | 1 | 365 | 11.2394 | 0.95245 | 12 | 0.19188
36955 | 8.7 | 1 | 365 | 9.8771 | 0.837 | 10 | 0.71407
37680 | 4.4 | 1 | 365 | 4.9953 | 0.089976 | 5 | 0.085278
37682 | 6.05 | 1 | 365 | 6.8685 | 0.74872 | 7 | 0.61726
37685 | 3.3 | 1 | 365 | 3.7465 | 0.31748 | 4 | 0.063959
37690 | 6.05 | 1 | 365 | 6.8685 | 0.74872 | 7 | 0.61726
37692 | 7.425 | 1 | 365 | 8.4296 | 0.46433 | 8 | 0.89391
37694 | 3.3 | 1 | 365 | 3.7465 | 0.31748 | 4 | 0.063959
37696 | 4.95 | 1 | 365 | 5.6197 | 0.97622 | 6 | 0.59594
37699 | 10.725 | 1 | 365 | 12.176 | 0.78182 | 12 | 0.95787
37710 | 4.95 | 1 | 365 | 5.6197 | 0.97622 | 6 | 0.59594
37713 | 7.7 | 1 | 365 | 8.7418 | 0.40746 | 9 | 0.14924
37741 | 5.775 | 1 | 365 | 6.5563 | 0.80559 | 7 | 0.36193
37484 | 2.08 | 1 | 365 | 2.3614 | 0.13344 | 2 | 0.49486
37744 | 2.34 | 1 | 365 | 2.6566 | 0.025124 | 2 | 0.68172
37485 | 8.58 | 1 | 365 | 9.7408 | 0.42545 | 10 | 0.16629
37749 | 6.76 | 1 | 365 | 7.6746 | 0.18369 | 7 | 0.85829
37768 | 6.16 | 1 | 365 | 6.9934 | 0.12597 | 7 | 0.11939
23562 | 9 | 1 | 365 | 10.2177 | 0.86586 | 11 | 0.083524
37774 | 3.64 | 1 | 365 | 4.1325 | 0.48353 | 4 | 0.616
23599 | 3.5 | 1 | 365 | 3.9735 | 0.00339 | 3 | 0.97693
37743 | 11.4 | 1 | 365 | 12.9424 | 0.096756 | 13 | 0.03913
37715 | 8.58 | 1 | 365 | 9.7408 | 0.42545 | 10 | 0.16629
37486 | 12.74 | 1 | 365 | 14.4637 | 0.69234 | 15 | 0.15601
37720 | 3.12 | 1 | 365 | 3.5421 | 0.70016 | 4 | 0.24229
37778 | 10.08 | 1 | 365 | 11.4438 | 0.56976 | 12 | 0.013547
31733 | 5.2 | 1 | 365 | 5.9035 | 0.83361 | 6 | 0.73715
37796 | 10.08 | 1 | 365 | 11.4438 | 0.56976 | 12 | 0.013547
37782 | 7 | 1 | 365 | 7.9471 | 0.00678 | 7 | 0.95385
37896 | 4.48 | 1 | 365 | 5.0861 | 0.36434 | 5 | 0.45047
26664 | 7.14 | 1 | 365 | 8.106 | 0.48692 | 8 | 0.59293
37487 | 7.02 | 1 | 365 | 7.9698 | 0.075371 | 8 | 0.045149
37729 | 12.22 | 1 | 365 | 13.8733 | 0.90898 | 14 | 0.7823
37901 | 5.88 | 1 | 365 | 6.6755 | 0.1657 | 6 | 0.84124
37848 | 4.68 | 1 | 365 | 5.3132 | 0.050247 | 5 | 0.36343
37909 | 6.16 | 1 | 365 | 6.9934 | 0.12597 | 7 | 0.11939
37762 | 5.46 | 1 | 365 | 6.1987 | 0.72529 | 6 | 0.924
38009 | 6.24 | 1 | 365 | 7.0842 | 0.40033 | 7 | 0.48458
37928 | 3.64 | 1 | 365 | 4.1325 | 0.48353 | 4 | 0.616
37718 | 5.2 | 1 | 365 | 5.9035 | 0.83361 | 6 | 0.73715
37724 | 4.42 | 1 | 365 | 5.018 | 0.15857 | 5 | 0.17658
37488 | 5.46 | 1 | 365 | 6.1987 | 0.72529 | 6 | 0.924
37777 | 6.5 | 1 | 365 | 7.3794 | 0.29201 | 7 | 0.67143
37754 | 3.38 | 1 | 365 | 3.8373 | 0.59185 | 4 | 0.42915
37783 | 3.64 | 1 | 365 | 4.1325 | 0.48353 | 4 | 0.616
37932 | 8.58 | 1 | 365 | 9.7408 | 0.42545 | 10 | 0.16629
38051 | 5.72 | 1 | 365 | 6.4939 | 0.61697 | 7 | 0.11086
38103 | 7.65 | 1 | 365 | 8.685 | 0.23598 | 8 | 0.921
37939 | 5.88 | 1 | 365 | 6.6755 | 0.1657 | 6 | 0.84124
21173 | 7.8 | 1 | 365 | 8.8553 | 0.75041 | 9 | 0.60572
37941 | 4.48 | 1 | 365 | 5.0861 | 0.36434 | 5 | 0.45047
37489 | 14.3 | 1 | 365 | 16.2347 | 0.042422 | 16 | 0.27715
37951 | 9.24 | 1 | 365 | 10.4901 | 0.68895 | 11 | 0.17908
37948 | 13.52 | 1 | 365 | 15.3492 | 0.36738 | 15 | 0.71658
37490 | 12.22 | 1 | 365 | 13.8733 | 0.90898 | 14 | 0.7823
37944 | 10.335 | 1 | 365 | 11.7333 | 0.4443 | 12 | 0.17758
37962 | 6.24 | 1 | 365 | 7.0842 | 0.40033 | 7 | 0.48458
37491 | 6.76 | 1 | 365 | 7.6746 | 0.18369 | 7 | 0.85829
37493 | 7.54 | 1 | 365 | 8.5601 | 0.85873 | 9 | 0.41886
37936 | 5.4 | 1 | 365 | 6.1306 | 0.51952 | 6 | 0.65011
37494 | 5.98 | 1 | 365 | 6.7891 | 0.50865 | 7 | 0.29772
37976 | 6.44 | 1 | 365 | 7.3113 | 0.086238 | 7 | 0.39754
37966 | 6.625 | 1 | 365 | 7.5213 | 0.7207 | 8 | 0.24204
36552 | 5.2 | 1 | 365 | 5.9035 | 0.83361 | 6 | 0.73715
37492 | 7.8 | 1 | 365 | 8.8553 | 0.75041 | 9 | 0.60572
37992 | 9.156 | 1 | 365 | 10.3948 | 0.40087 | 10 | 0.79564
37495 | 9.36 | 1 | 365 | 10.6264 | 0.10049 | 10 | 0.72686
38046 | 10 | 1 | 365 | 11.353 | 0.2954 | 11 | 0.64836
37496 | 11.7 | 1 | 365 | 13.283 | 0.12562 | 13 | 0.40858
38054 | 3.025 | 1 | 365 | 3.4343 | 0.37436 | 3 | 0.80863
37498 | 4.335 | 1 | 365 | 4.9215 | 0.86706 | 5 | 0.78856
37987 | 5.232 | 1 | 365 | 5.9399 | 0.94335 | 6 | 0.88322
37497 | 9.62 | 1 | 365 | 10.9215 | 0.99217 | 11 | 0.91372
37499 | 11.13 | 1 | 365 | 12.6358 | 0.17078 | 12 | 0.80662
33538 | 9.35 | 1 | 365 | 10.615 | 0.066199 | 10 | 0.68122
37500 | 8.16 | 1 | 365 | 9.264 | 0.98505 | 10 | 0.24906
38058 | 10.175 | 1 | 365 | 11.5516 | 0.89557 | 12 | 0.44721
38081 | 12 | 1 | 365 | 13.6236 | 0.15448 | 13 | 0.77803
38048 | 8.04 | 1 | 365 | 9.1278 | 0.5735 | 9 | 0.70128
38084 | 11.25 | 1 | 365 | 12.7721 | 0.58232 | 13 | 0.3544
37501 | 3.64 | 1 | 365 | 4.1325 | 0.48353 | 4 | 0.616
38086 | 11.73 | 1 | 365 | 13.317 | 0.2285 | 13 | 0.54553
38089 | 6.12 | 1 | 365 | 6.948 | 0.98878 | 7 | 0.9368
37502 | 3.9 | 1 | 365 | 4.4277 | 0.37521 | 4 | 0.80286
36421 | 8.16 | 1 | 365 | 9.264 | 0.98505 | 10 | 0.24906
38092 | 8.75 | 1 | 365 | 9.9338 | 0.008475 | 9 | 0.94231
37503 | 6.885 | 1 | 365 | 7.8165 | 0.61238 | 8 | 0.4289
38106 | 15.34 | 1 | 365 | 17.4154 | 0.60914 | 18 | 0.024584
31534 | 6.76 | 1 | 365 | 7.6746 | 0.18369 | 7 | 0.85829
21260 | 5.72 | 1 | 365 | 6.4939 | 0.61697 | 7 | 0.11086
18282 | 7.28 | 1 | 365 | 8.265 | 0.96705 | 9 | 0.23201
38956 | 8.64 | 1 | 365 | 9.809 | 0.63123 | 10 | 0.44018
38980 | 10.8 | 1 | 365 | 12.2612 | 0.039032 | 12 | 0.30023
37530 | 8.1 | 1 | 365 | 9.1959 | 0.77927 | 9 | 0.97517
37756 | 5.64 | 1 | 365 | 6.4031 | 0.34261 | 6 | 0.74568
21286 | 4.94 | 1 | 365 | 5.6084 | 0.94193 | 6 | 0.55029
37531 | 5.1 | 1 | 365 | 5.79 | 0.49065 | 6 | 0.28066
38159 | 10.92 | 1 | 365 | 12.3974 | 0.45058 | 12 | 0.84801
38088 | 4.77 | 1 | 365 | 5.4154 | 0.35891 | 5 | 0.77427
21586 | 5.72 | 1 | 365 | 6.4939 | 0.61697 | 7 | 0.11086
39671 | 12.04 | 1 | 365 | 13.669 | 0.29166 | 13 | 0.96063
22800 | 10.14 | 1 | 365 | 11.5119 | 0.77554 | 12 | 0.28744
35609 | 2.86 | 1 | 365 | 3.2469 | 0.80848 | 4 | 0.055431
38342 | 15 | 1 | 365 | 17.0294 | 0.4431 | 17 | 0.47254
38382 | 8.1 | 1 | 365 | 9.1959 | 0.77927 | 9 | 0.97517
37693 | 8.4 | 1 | 365 | 9.5365 | 0.80814 | 10 | 0.34462
36859 | 8.32 | 1 | 365 | 9.4457 | 0.53377 | 9 | 0.97944
40133 | 7.02 | 1 | 365 | 7.9698 | 0.075371 | 8 | 0.045149
38381 | 4.94 | 1 | 365 | 5.6084 | 0.94193 | 6 | 0.55029
40164 | 9.625 | 1 | 365 | 10.9272 | 0.0093225 | 10 | 0.93655
38402 | 10.66 | 1 | 365 | 12.1023 | 0.5589 | 12 | 0.66115
38434 | 4.94 | 1 | 365 | 5.6084 | 0.94193 | 6 | 0.55029
40172 | 9.35 | 1 | 365 | 10.615 | 0.066199 | 10 | 0.68122
38456 | 9.62 | 1 | 365 | 10.9215 | 0.99217 | 11 | 0.91372
38497 | 10.14 | 1 | 365 | 11.5119 | 0.77554 | 12 | 0.28744
36215 | 19.38 | 1 | 365 | 22.002 | 0.46449 | 22 | 0.46652
38506 | 4.68 | 1 | 365 | 5.3132 | 0.050247 | 5 | 0.36343
38487 | 4.86 | 1 | 365 | 5.5175 | 0.66756 | 6 | 0.1851
39793 | 7.32 | 1 | 365 | 8.3104 | 0.10423 | 8 | 0.4146
38516 | 7.14 | 1 | 365 | 8.106 | 0.48692 | 8 | 0.59293
38528 | 9.625 | 1 | 365 | 10.9272 | 0.0093225 | 10 | 0.93655
38533 | 11.5 | 1 | 365 | 13.0559 | 0.43971 | 13 | 0.49561
40155 | 5.98 | 1 | 365 | 6.7891 | 0.50865 | 7 | 0.29772
37321 | 8.27 | 1 | 365 | 9.3889 | 0.3623 | 9 | 0.75119
38539 | 8.415 | 1 | 365 | 9.5535 | 0.85958 | 10 | 0.41309
38551 | 10.45 | 1 | 365 | 11.8638 | 0.83869 | 12 | 0.70254
38560 | 5.225 | 1 | 365 | 5.9319 | 0.91935 | 6 | 0.85127
38570 | 8.25 | 1 | 365 | 9.3662 | 0.29371 | 9 | 0.6599
38574 | 5.775 | 1 | 365 | 6.5563 | 0.80559 | 7 | 0.36193
38576 | 6.05 | 1 | 365 | 6.8685 | 0.74872 | 7 | 0.61726
21247 | 5.865 | 1 | 365 | 6.6585 | 0.11425 | 6 | 0.77276
38594 | 5.5 | 1 | 365 | 6.2441 | 0.86247 | 7 | 0.1066
38608 | 9.88 | 1 | 365 | 11.2167 | 0.88386 | 12 | 0.10058
38496 | 6.24 | 1 | 365 | 7.0842 | 0.40033 | 7 | 0.48458
38613 | 7.15 | 1 | 365 | 8.1174 | 0.52121 | 8 | 0.63858
26706 | 4.16 | 1 | 365 | 4.7228 | 0.26689 | 4 | 0.98972
38614 | 7.14 | 1 | 365 | 8.106 | 0.48692 | 8 | 0.59293
38616 | 8.75 | 1 | 365 | 9.9338 | 0.008475 | 9 | 0.94231
38621 | 4.59 | 1 | 365 | 5.211 | 0.74159 | 5 | 0.9526
38388 | 5.2 | 1 | 365 | 5.9035 | 0.83361 | 6 | 0.73715
38600 | 12 | 1 | 365 | 13.6236 | 0.15448 | 13 | 0.77803
38612 | 9.8 | 1 | 365 | 11.1259 | 0.60949 | 11 | 0.73539
38624 | 7.935 | 1 | 365 | 9.0086 | 0.2134 | 9 | 0.22197
37892 | 11.96 | 1 | 365 | 13.5781 | 0.017298 | 13 | 0.59544
38537 | 5.72 | 1 | 365 | 6.4939 | 0.61697 | 7 | 0.11086
38544 | 7.8 | 1 | 365 | 8.8553 | 0.75041 | 9 | 0.60572
38007 | 7.02 | 1 | 365 | 7.9698 | 0.075371 | 8 | 0.045149
37950 | 11.7 | 1 | 365 | 13.283 | 0.12562 | 13 | 0.40858
37937 | 7.8 | 1 | 365 | 8.8553 | 0.75041 | 9 | 0.60572
32035 | 5.2 | 1 | 365 | 5.9035 | 0.83361 | 6 | 0.73715
36847 | 9.54 | 1 | 365 | 10.8307 | 0.71781 | 11 | 0.54854
24167 | 9.62 | 1 | 365 | 10.9215 | 0.99217 | 11 | 0.91372
36916 | 5.2 | 1 | 365 | 5.9035 | 0.83361 | 6 | 0.73715
38209 | 10.66 | 1 | 365 | 12.1023 | 0.5589 | 12 | 0.66115
40184 | 5.775 | 1 | 365 | 6.5563 | 0.80559 | 7 | 0.36193
40188 | 12.1 | 1 | 365 | 13.7371 | 0.49743 | 14 | 0.23452
39602 | 3.27 | 1 | 365 | 3.7124 | 0.2146 | 3 | 0.92701
40183 | 4.68 | 1 | 365 | 5.3132 | 0.050247 | 5 | 0.36343
40201 | 7.83 | 1 | 365 | 8.8894 | 0.8533 | 9 | 0.74267
40205 | 4.42 | 1 | 365 | 5.018 | 0.15857 | 5 | 0.17658
39668 | 10.5 | 1 | 365 | 11.9206 | 0.01017 | 11 | 0.93078
40213 | 13.75 | 1 | 365 | 15.6103 | 0.15617 | 15 | 0.76649
40223 | 7.28 | 1 | 365 | 8.265 | 0.96705 | 9 | 0.23201
40225 | 11.825 | 1 | 365 | 13.4249 | 0.55431 | 13 | 0.97919
40208 | 8.64 | 1 | 365 | 9.809 | 0.63123 | 10 | 0.44018
40245 | 9.88 | 1 | 365 | 11.2167 | 0.88386 | 12 | 0.10058
40250 | 10.92 | 1 | 365 | 12.3974 | 0.45058 | 12 | 0.84801
40253 | 7.42 | 1 | 365 | 8.4239 | 0.44719 | 8 | 0.87108
38465 | 5.7 | 1 | 365 | 6.4712 | 0.54838 | 7 | 0.019565
40263 | 6.875 | 1 | 365 | 7.8052 | 0.57809 | 8 | 0.38325
37079 | 10.71 | 1 | 365 | 12.159 | 0.73037 | 12 | 0.88939
40061 | 14.805 | 1 | 365 | 16.8081 | 0.77434 | 17 | 0.5824
38513 | 10.5 | 1 | 365 | 11.9206 | 0.01017 | 11 | 0.93078
40137 | 4.83 | 1 | 365 | 5.4835 | 0.56468 | 6 | 0.048158
44704 | 5.58 | 1 | 365 | 6.335 | 0.13683 | 6 | 0.47178
40181 | 10.25 | 1 | 365 | 11.6368 | 0.15278 | 11 | 0.78957
40334 | 13.26 | 1 | 365 | 15.054 | 0.4757 | 15 | 0.52973
38492 | 9 | 1 | 365 | 10.2177 | 0.86586 | 11 | 0.083524
38499 | 5.13 | 1 | 365 | 5.8241 | 0.59354 | 6 | 0.41761
40358 | 5.46 | 1 | 365 | 6.1987 | 0.72529 | 6 | 0.924
38454 | 12.06 | 1 | 365 | 13.6917 | 0.36025 | 14 | 0.051922
40242 | 6.555 | 1 | 365 | 7.4419 | 0.48063 | 7 | 0.9225
40379 | 12.24 | 1 | 365 | 13.896 | 0.97757 | 14 | 0.87359
39051 | 8.415 | 1 | 365 | 9.5535 | 0.85958 | 10 | 0.41309
40268 | 5.67 | 1 | 365 | 6.4371 | 0.44549 | 6 | 0.88262
40408 | 5.2 | 1 | 365 | 5.9035 | 0.83361 | 6 | 0.73715
39072 | 11.5 | 1 | 365 | 13.0559 | 0.43971 | 13 | 0.49561
40441 | 7.975 | 1 | 365 | 9.054 | 0.35058 | 9 | 0.40457
38841 | 7.54 | 1 | 365 | 8.5601 | 0.85873 | 9 | 0.41886
39093 | 7.75 | 1 | 365 | 8.7985 | 0.57893 | 9 | 0.37748
40447 | 8.16 | 1 | 365 | 9.264 | 0.98505 | 10 | 0.24906
39110 | 2.55 | 1 | 365 | 2.895 | 0.74533 | 3 | 0.64033
40436 | 6.05 | 1 | 365 | 6.8685 | 0.74872 | 7 | 0.61726
39131 | 9.75 | 1 | 365 | 11.0691 | 0.43801 | 11 | 0.50715
39152 | 10.725 | 1 | 365 | 12.176 | 0.78182 | 12 | 0.95787
39029 | 6.63 | 1 | 365 | 7.527 | 0.73785 | 8 | 0.26486
40269 | 8.525 | 1 | 365 | 9.6784 | 0.23683 | 9 | 0.91523
39170 | 7.425 | 1 | 365 | 8.4296 | 0.46433 | 8 | 0.89391
40394 | 10.45 | 1 | 365 | 11.8638 | 0.83869 | 12 | 0.70254
39181 | 8.25 | 1 | 365 | 9.3662 | 0.29371 | 9 | 0.6599
40410 | 9.35 | 1 | 365 | 10.615 | 0.066199 | 10 | 0.68122
39695 | 5.75 | 1 | 365 | 6.528 | 0.71985 | 7 | 0.24781
39700 | 9.945 | 1 | 365 | 11.2905 | 0.10678 | 11 | 0.39729
39705 | 3.025 | 1 | 365 | 3.4343 | 0.37436 | 3 | 0.80863
39713 | 11.5 | 1 | 365 | 13.0559 | 0.43971 | 13 | 0.49561
39982 | 5.5 | 1 | 365 | 6.2441 | 0.86247 | 7 | 0.1066
39994 | 4.75 | 1 | 365 | 5.3927 | 0.29031 | 5 | 0.68297
40014 | 10 | 1 | 365 | 11.353 | 0.2954 | 11 | 0.64836
40034 | 9.075 | 1 | 365 | 10.3028 | 0.12308 | 10 | 0.42589
40076 | 11.5 | 1 | 365 | 13.0559 | 0.43971 | 13 | 0.49561
40093 | 7.395 | 1 | 365 | 8.3955 | 0.36145 | 8 | 0.75696
40111 | 11.22 | 1 | 365 | 12.738 | 0.47944 | 13 | 0.21746
40123 | 12 | 1 | 365 | 13.6236 | 0.15448 | 13 | 0.77803
40161 | 11.5 | 1 | 365 | 13.0559 | 0.43971 | 13 | 0.49561
39478 | 2.86 | 1 | 365 | 3.2469 | 0.80848 | 4 | 0.055431
39526 | 2.04 | 1 | 365 | 2.316 | 0.99626 | 3 | 0.31227
39611 | 3.64 | 1 | 365 | 4.1325 | 0.48353 | 4 | 0.616
39744 | 2.6 | 1 | 365 | 2.9518 | 0.9168 | 3 | 0.86857
39746 | 7.65 | 1 | 365 | 8.685 | 0.23598 | 8 | 0.921
39749 | 7.14 | 1 | 365 | 8.106 | 0.48692 | 8 | 0.59293
39755 | 4.42 | 1 | 365 | 5.018 | 0.15857 | 5 | 0.17658
40882 | 5.13 | 1 | 365 | 5.8241 | 0.59354 | 6 | 0.41761
40886 | 5.5 | 1 | 365 | 6.2441 | 0.86247 | 7 | 0.1066
40888 | 5.13 | 1 | 365 | 5.8241 | 0.59354 | 6 | 0.41761
39762 | 2.65 | 1 | 365 | 3.0085 | 0.088281 | 3 | 0.096815
40890 | 4.83 | 1 | 365 | 5.4835 | 0.56468 | 6 | 0.048158
40974 | 22.875 | 1 | 365 | 25.9699 | 0.45073 | 26 | 0.42062
40741 | 9.15 | 1 | 365 | 10.388 | 0.38029 | 10 | 0.76825
40642 | 9.483 | 1 | 365 | 10.766 | 0.52233 | 11 | 0.28834
40655 | 9.72 | 1 | 365 | 11.0351 | 0.33513 | 11 | 0.37021
40889 | 9.45 | 1 | 365 | 10.7285 | 0.40915 | 11 | 0.1377
40893 | 8.1 | 1 | 365 | 9.1959 | 0.77927 | 9 | 0.97517
29836 | 249.5 | 0.9 | 365 | 254.9307 | 0.10321 | 255 | 0.033924
31313 | 125.97 | 0.9 | 365 | 128.7119 | 0.81724 | 129 | 0.52915
31312 | 50.7 | 0.9 | 365 | 51.8036 | 0.48991 | 52 | 0.29347
40430 | 5.775 | 1 | 365 | 6.5563 | 0.80559 | 7 | 0.36193
40523 | 3.85 | 1 | 365 | 4.3709 | 0.20373 | 4 | 0.57462
40988 | 7 | 1 | 365 | 7.9471 | 0.00678 | 7 | 0.95385
41016 | 6.5 | 1 | 365 | 7.3794 | 0.29201 | 7 | 0.67143
41028 | 8.32 | 1 | 365 | 9.4457 | 0.53377 | 9 | 0.97944
41020 | 8.8 | 1 | 365 | 9.9906 | 0.17995 | 10 | 0.17056
41036 | 7.425 | 1 | 365 | 8.4296 | 0.46433 | 8 | 0.89391
41037 | 8.58 | 1 | 365 | 9.7408 | 0.42545 | 10 | 0.16629
39764 | 3.445 | 1 | 365 | 3.9111 | 0.81477 | 4 | 0.72586
39768 | 4.68 | 1 | 365 | 5.3132 | 0.050247 | 5 | 0.36343
39774 | 11.925 | 1 | 365 | 13.5384 | 0.89726 | 14 | 0.43567
39776 | 5.2 | 1 | 365 | 5.9035 | 0.83361 | 6 | 0.73715
39779 | 7.65 | 1 | 365 | 8.685 | 0.23598 | 8 | 0.921
39783 | 9.945 | 1 | 365 | 11.2905 | 0.10678 | 11 | 0.39729
39786 | 7.28 | 1 | 365 | 8.265 | 0.96705 | 9 | 0.23201
39790 | 4.68 | 1 | 365 | 5.3132 | 0.050247 | 5 | 0.36343
39798 | 6.24 | 1 | 365 | 7.0842 | 0.40033 | 7 | 0.48458
39804 | 6.5 | 1 | 365 | 7.3794 | 0.29201 | 7 | 0.67143
39811 | 5.98 | 1 | 365 | 6.7891 | 0.50865 | 7 | 0.29772
39814 | 6.24 | 1 | 365 | 7.0842 | 0.40033 | 7 | 0.48458
39821 | 10.92 | 1 | 365 | 12.3974 | 0.45058 | 12 | 0.84801
39836 | 5.46 | 1 | 365 | 6.1987 | 0.72529 | 6 | 0.924
39842 | 9.36 | 1 | 365 | 10.6264 | 0.10049 | 10 | 0.72686
39863 | 8.58 | 1 | 365 | 9.7408 | 0.42545 | 10 | 0.16629
39873 | 4.42 | 1 | 365 | 5.018 | 0.15857 | 5 | 0.17658
39876 | 5.865 | 1 | 365 | 6.6585 | 0.11425 | 6 | 0.77276
39889 | 4.42 | 1 | 365 | 5.018 | 0.15857 | 5 | 0.17658
39887 | 8.06 | 1 | 365 | 9.1505 | 0.64209 | 9 | 0.79258
39890 | 11.7 | 1 | 365 | 13.283 | 0.12562 | 13 | 0.40858
39901 | 7.28 | 1 | 365 | 8.265 | 0.96705 | 9 | 0.23201
39950 | 4.94 | 1 | 365 | 5.6084 | 0.94193 | 6 | 0.55029
37325 | 4.16 | 1 | 365 | 4.7228 | 0.26689 | 4 | 0.98972
39924 | 5.72 | 1 | 365 | 6.4939 | 0.61697 | 7 | 0.11086
39976 | 6.76 | 1 | 365 | 7.6746 | 0.18369 | 7 | 0.85829
39978 | 8.06 | 1 | 365 | 9.1505 | 0.64209 | 9 | 0.79258
40042 | 5.72 | 1 | 365 | 6.4939 | 0.61697 | 7 | 0.11086
40063 | 11.7 | 1 | 365 | 13.283 | 0.12562 | 13 | 0.40858
40115 | 5.2 | 1 | 365 | 5.9035 | 0.83361 | 6 | 0.73715
36855 | 8.32 | 1 | 365 | 9.4457 | 0.53377 | 9 | 0.97944
40247 | 4.125 | 1 | 365 | 4.6831 | 0.14685 | 4 | 0.82995
40203 | 5.2 | 1 | 365 | 5.9035 | 0.83361 | 6 | 0.73715
38900 | 7.28 | 1 | 365 | 8.265 | 0.96705 | 9 | 0.23201
40455 | 8.8 | 1 | 365 | 9.9906 | 0.17995 | 10 | 0.17056
40456 | 9.9 | 1 | 365 | 11.2394 | 0.95245 | 12 | 0.19188
38725 | 3.9 | 1 | 365 | 4.4277 | 0.37521 | 4 | 0.80286
38751 | 4.94 | 1 | 365 | 5.6084 | 0.94193 | 6 | 0.55029
40473 | 7.7 | 1 | 365 | 8.7418 | 0.40746 | 9 | 0.14924
39088 | 4.94 | 1 | 365 | 5.6084 | 0.94193 | 6 | 0.55029
40513 | 12.75 | 1 | 365 | 14.475 | 0.72663 | 15 | 0.20166
38745 | 4.68 | 1 | 365 | 5.3132 | 0.050247 | 5 | 0.36343
40505 | 6.5 | 1 | 365 | 7.3794 | 0.29201 | 7 | 0.67143
38797 | 9.62 | 1 | 365 | 10.9215 | 0.99217 | 11 | 0.91372
40982 | 6.6 | 1 | 365 | 7.493 | 0.63496 | 8 | 0.12792
40997 | 9.625 | 1 | 365 | 10.9272 | 0.0093225 | 10 | 0.93655
38818 | 4.94 | 1 | 365 | 5.6084 | 0.94193 | 6 | 0.55029
41044 | 7.7 | 1 | 365 | 8.7418 | 0.40746 | 9 | 0.14924
40534 | 4.4 | 1 | 365 | 4.9953 | 0.089976 | 5 | 0.085278
41049 | 10.175 | 1 | 365 | 11.5516 | 0.89557 | 12 | 0.44721
41056 | 7.75 | 1 | 365 | 8.7985 | 0.57893 | 9 | 0.37748
38853 | 10.4 | 1 | 365 | 11.8071 | 0.66722 | 12 | 0.47429
41057 | 13.2 | 1 | 365 | 14.9859 | 0.26993 | 15 | 0.25584
30704 | 108 | 0.9 | 365 | 110.3508 | 0.35129 | 110 | 0.70206
41061 | 4.75 | 1 | 365 | 5.3927 | 0.29031 | 5 | 0.68297
38943 | 7.02 | 1 | 365 | 7.9698 | 0.075371 | 8 | 0.045149
41067 | 7.8 | 1 | 365 | 8.8553 | 0.75041 | 9 | 0.60572
40567 | 4.68 | 1 | 365 | 5.3132 | 0.050247 | 5 | 0.36343
16337 | 10.71 | 1 | 365 | 12.159 | 0.73037 | 12 | 0.88939
38997 | 12.74 | 1 | 365 | 14.4637 | 0.69234 | 15 | 0.15601
27380 | 6.5 | 1 | 365 | 7.3794 | 0.29201 | 7 | 0.67143
40591 | 4.95 | 1 | 365 | 5.6197 | 0.97622 | 6 | 0.59594
33748 | 96.57 | 0.9 | 365 | 98.672 | 0.07161 | 98 | 0.74359
13991 | 6.375 | 1 | 365 | 7.2375 | 0.86332 | 8 | 0.10083
15759 | 6.63 | 1 | 365 | 7.527 | 0.73785 | 8 | 0.26486
40639 | 14.04 | 1 | 365 | 15.9396 | 0.15074 | 16 | 0.090297
38639 | 8.84 | 1 | 365 | 10.036 | 0.31713 | 10 | 0.35315
40723 | 8.525 | 1 | 365 | 9.6784 | 0.23683 | 9 | 0.91523
33934 | 347.7 | 0.9 | 365 | 355.2682 | 0.20595 | 355 | 0.47413
15672 | 5.1 | 1 | 365 | 5.79 | 0.49065 | 6 | 0.28066
34048 | 127.6 | 0.9 | 365 | 130.3774 | 0.84837 | 131 | 0.22577
40728 | 5.2 | 1 | 365 | 5.9035 | 0.83361 | 6 | 0.73715
16495 | 7.905 | 1 | 365 | 8.9745 | 0.11051 | 9 | 0.085029
34043 | 37.932 | 0.9 | 365 | 38.7576 | 0.08038 | 38 | 0.83802
34112 | 9.88 | 1 | 365 | 11.2167 | 0.88386 | 12 | 0.10058
40733 | 9.36 | 1 | 365 | 10.6264 | 0.10049 | 10 | 0.72686
34125 | 417.06 | 0.9 | 365 | 426.1379 | 0.29156 | 426 | 0.42945
16722 | 5.61 | 1 | 365 | 6.369 | 0.23972 | 6 | 0.60873
40732 | 9.625 | 1 | 365 | 10.9272 | 0.0093225 | 10 | 0.93655
39846 | 4.59 | 1 | 365 | 5.211 | 0.74159 | 5 | 0.9526
17693 | 3.9 | 1 | 365 | 4.4277 | 0.37521 | 4 | 0.80286
34348 | 784.08 | 0.9 | 365 | 801.1466 | 0.13035 | 801 | 0.27695
34392 | 7.8 | 1 | 365 | 8.8553 | 0.75041 | 9 | 0.60572
38697 | 5.98 | 1 | 365 | 6.7891 | 0.50865 | 7 | 0.29772
17963 | 10.92 | 1 | 365 | 12.3974 | 0.45058 | 12 | 0.84801
36029 | 11.18 | 1 | 365 | 12.6926 | 0.34226 | 13 | 0.034866
29249 | 6.885 | 1 | 365 | 7.8165 | 0.61238 | 8 | 0.4289
40496 | 12.74 | 1 | 365 | 14.4637 | 0.69234 | 15 | 0.15601
31427 | 7.02 | 1 | 365 | 7.9698 | 0.075371 | 8 | 0.045149
27224 | 6.76 | 1 | 365 | 7.6746 | 0.18369 | 7 | 0.85829
40773 | 10.2 | 1 | 365 | 11.58 | 0.98131 | 12 | 0.56133
40940 | 8.32 | 1 | 365 | 9.4457 | 0.53377 | 9 | 0.97944
40953 | 9.88 | 1 | 365 | 11.2167 | 0.88386 | 12 | 0.10058
40963 | 8.06 | 1 | 365 | 9.1505 | 0.64209 | 9 | 0.79258
16589 | 46.8 | 0.9 | 365 | 47.8187 | 0.45222 | 48 | 0.27089
40774 | 10.66 | 1 | 365 | 12.1023 | 0.5589 | 12 | 0.66115
32014 | 127.49 | 0.8 | 365 | 115.7911 | 0.78564 | 116 | 0.57675
34307 | 49.05 | 0.9 | 365 | 50.1176 | 0.39704 | 50 | 0.51469
40776 | 9.9 | 1 | 365 | 11.2394 | 0.95245 | 12 | 0.19188
80 | 1780 | 0.7 | 365 | 1414.5788 | 0.20684 | 1414 | 0.78566
34473 | 31.98 | 0.9 | 365 | 32.6761 | 0.70902 | 33 | 0.38511
31113 | 664.34 | 0.9 | 365 | 678.8003 | 0.54254 | 679 | 0.34283
33253 | 136.9 | 0.9 | 365 | 139.8798 | 0.55362 | 140 | 0.43344
34550 | 211.2 | 0.9 | 365 | 215.7971 | 0.88696 | 216 | 0.68403
29931 | 341 | 0.9 | 365 | 348.4223 | 0.52583 | 348 | 0.94817
40779 | 5.232 | 1 | 365 | 5.9399 | 0.94335 | 6 | 0.88322
40780 | 10.791 | 1 | 365 | 12.251 | 0.0081661 | 12 | 0.25915
40778 | 7.02 | 1 | 365 | 7.9698 | 0.075371 | 8 | 0.045149
40783 | 6.9 | 1 | 365 | 7.8335 | 0.66383 | 8 | 0.49737
40784 | 8.32 | 1 | 365 | 9.4457 | 0.53377 | 9 | 0.97944
40785 | 9.6 | 1 | 365 | 10.8988 | 0.92358 | 11 | 0.82243
40788 | 9.36 | 1 | 365 | 10.6264 | 0.10049 | 10 | 0.72686
40789 | 8.58 | 1 | 365 | 9.7408 | 0.42545 | 10 | 0.16629
37636 | 3.57 | 1 | 365 | 4.053 | 0.24346 | 4 | 0.29646
40790 | 7.54 | 1 | 365 | 8.5601 | 0.85873 | 9 | 0.41886
37677 | 6.9 | 1 | 365 | 7.8335 | 0.66383 | 8 | 0.49737
37684 | 5.5 | 1 | 365 | 6.2441 | 0.86247 | 7 | 0.1066
40791 | 7.54 | 1 | 365 | 8.5601 | 0.85873 | 9 | 0.41886
37683 | 5.83 | 1 | 365 | 6.6188 | 0.99422 | 7 | 0.61299
38040 | 8 | 1 | 365 | 9.0824 | 0.43632 | 9 | 0.51869
38104 | 9.805 | 1 | 365 | 11.1316 | 0.62664 | 11 | 0.75822
40792 | 5.2 | 1 | 365 | 5.9035 | 0.83361 | 6 | 0.73715
40793 | 11.7 | 1 | 365 | 13.283 | 0.12562 | 13 | 0.40858
39707 | 3.575 | 1 | 365 | 4.0587 | 0.26061 | 4 | 0.31929
38545 | 11.275 | 1 | 365 | 12.8005 | 0.66806 | 13 | 0.46853
40794 | 13.52 | 1 | 365 | 15.3492 | 0.36738 | 15 | 0.71658
40795 | 11.96 | 1 | 365 | 13.5781 | 0.017298 | 13 | 0.59544
40796 | 6.5 | 1 | 365 | 7.3794 | 0.29201 | 7 | 0.67143
34546 | 72.54 | 0.9 | 365 | 74.1189 | 0.90095 | 75 | 0.019883
40798 | 5.98 | 1 | 365 | 6.7891 | 0.50865 | 7 | 0.29772
34540 | 110.86 | 0.9 | 365 | 113.273 | 0.17892 | 113 | 0.45195
40800 | 12.48 | 1 | 365 | 14.1685 | 0.80066 | 14 | 0.96915
34613 | 383.24 | 0.9 | 365 | 391.5818 | 0.90322 | 392 | 0.48497
40801 | 9.36 | 1 | 365 | 10.6264 | 0.10049 | 10 | 0.72686
34046 | 54.6 | 0.9 | 365 | 55.7884 | 0.5276 | 56 | 0.31604
40802 | 14.82 | 1 | 365 | 16.8251 | 0.82578 | 17 | 0.65087
40803 | 9.88 | 1 | 365 | 11.2167 | 0.88386 | 12 | 0.10058
40840 | 7.02 | 1 | 365 | 7.9698 | 0.075371 | 8 | 0.045149
34622 | 145.08 | 0.9 | 365 | 148.2379 | 0.8019 | 149 | 0.039766
40879 | 3.64 | 1 | 365 | 4.1325 | 0.48353 | 4 | 0.616
34672 | 537.4 | 0.9 | 365 | 549.0973 | 0.73132 | 549 | 0.82858
40357 | 6.12 | 1 | 365 | 6.948 | 0.98878 | 7 | 0.9368
34700 | 51.55 | 0.9 | 365 | 52.6721 | 0.11351 | 52 | 0.78557
34708 | 46.97 | 0.9 | 365 | 47.9924 | 0.97694 | 48 | 0.96931
40320 | 6.76 | 1 | 365 | 7.6746 | 0.18369 | 7 | 0.85829
34856 | 64.092 | 0.9 | 365 | 65.4871 | 0.82547 | 66 | 0.31252
39931 | 8.84 | 1 | 365 | 10.036 | 0.31713 | 10 | 0.35315
34982 | 17.955 | 1 | 365 | 20.3842 | 0.57739 | 20 | 0.96163
35021 | 41.202 | 0.9 | 365 | 42.0988 | 0.17352 | 42 | 0.27234
35045 | 35 | 0.9 | 365 | 35.7618 | 0.03051 | 35 | 0.79233
34963 | 15.12 | 1 | 365 | 17.1657 | 0.85464 | 18 | 0.02032
44129 | 7.42 | 1 | 365 | 8.4239 | 0.44719 | 8 | 0.87108
35156 | 122.2 | 0.9 | 365 | 124.8599 | 0.18081 | 125 | 0.040663
49200 | 10 | 1 | 365 | 11.353 | 0.2954 | 11 | 0.64836
35270 | 561.2 | 0.9 | 365 | 573.4153 | 0.19206 | 573 | 0.60737
34965 | 26.125 | 0.9 | 365 | 26.6936 | 0.63706 | 27 | 0.33071
36276 | 250.12 | 0.9 | 365 | 255.5642 | 0.01689 | 255 | 0.5811
38553 | 6.885 | 1 | 365 | 7.8165 | 0.61238 | 8 | 0.4289
35267 | 417.24 | 0.9 | 365 | 426.3218 | 0.84714 | 427 | 0.16896
36462 | 15.6 | 1 | 365 | 17.7106 | 0.50082 | 18 | 0.21144
34465 | 42.18 | 0.9 | 365 | 43.0981 | 0.1922 | 43 | 0.2903
38899 | 6.24 | 1 | 365 | 7.0842 | 0.40033 | 7 | 0.48458
35063 | 54 | 0.9 | 365 | 55.1754 | 0.67564 | 55 | 0.85103
29924 | 363.48 | 0.9 | 365 | 371.3917 | 0.91228 | 372 | 0.30393
34754 | 60.8 | 0.9 | 365 | 62.1234 | 0.66443 | 62 | 0.78783
7422 | 257.04 | 0.9 | 365 | 262.6348 | 0.37607 | 263 | 0.010901
41136 | 7.975 | 1 | 365 | 9.054 | 0.35058 | 9 | 0.40457
37672 | 27.5 | 0.9 | 365 | 28.0986 | 0.88111 | 28 | 0.97969
41132 | 9.69 | 1 | 365 | 11.001 | 0.23224 | 11 | 0.23326
41147 | 6.6 | 1 | 365 | 7.493 | 0.63496 | 8 | 0.12792
41148 | 9.075 | 1 | 365 | 10.3028 | 0.12308 | 10 | 0.42589
41137 | 5.545 | 1 | 365 | 6.2952 | 0.016799 | 6 | 0.31202
38098 | 122.4 | 0.9 | 365 | 125.0642 | 0.79813 | 125 | 0.86233
41162 | 4.68 | 1 | 365 | 5.3132 | 0.050247 | 5 | 0.36343
41168 | 7.2 | 1 | 365 | 8.1741 | 0.69269 | 8 | 0.86682
41176 | 7.975 | 1 | 365 | 9.054 | 0.35058 | 9 | 0.40457
42319 | 26.775 | 0.9 | 365 | 27.3578 | 0.64334 | 28 | 0.0011355
41177 | 5.25 | 1 | 365 | 5.9603 | 0.005085 | 5 | 0.96539
43263 | 30.6 | 0.9 | 365 | 31.2661 | 0.44953 | 31 | 0.71558
38010 | 5.98 | 1 | 365 | 6.7891 | 0.50865 | 7 | 0.29772
34673 | 114.4 | 0.9 | 365 | 116.8901 | 0.10544 | 116 | 0.99551
34741 | 158.76 | 0.9 | 365 | 162.2156 | 0.026393 | 162 | 0.24203
34751 | 113.4 | 0.9 | 365 | 115.8683 | 0.018852 | 115 | 0.88716
41190 | 8.25 | 1 | 365 | 9.3662 | 0.29371 | 9 | 0.6599
41200 | 10.45 | 1 | 365 | 11.8638 | 0.83869 | 12 | 0.70254
38692 | 6.24 | 1 | 365 | 7.0842 | 0.40033 | 7 | 0.48458
36623 | 4.68 | 1 | 365 | 5.3132 | 0.050247 | 5 | 0.36343
46501 | 57.2 | 0.9 | 365 | 58.445 | 0.55272 | 58 | 0.99776
41218 | 7.25 | 1 | 365 | 8.2309 | 0.86416 | 9 | 0.095061
34323 | 395.01 | 0.9 | 365 | 403.6079 | 0.23234 | 403 | 0.84028
40217 | 6.095 | 1 | 365 | 6.9196 | 0.90305 | 7 | 0.82268
38772 | 2.86 | 1 | 365 | 3.2469 | 0.80848 | 4 | 0.055431
41232 | 4.75 | 1 | 365 | 5.3927 | 0.29031 | 5 | 0.68297
38847 | 8.32 | 1 | 365 | 9.4457 | 0.53377 | 9 | 0.97944
70 | 2570.04 | 0.7 | 365 | 2042.4293 | 0.83849 | 2043 | 0.26778
38704 | 5.2 | 1 | 365 | 5.9035 | 0.83361 | 6 | 0.73715
41242 | 3.9 | 1 | 365 | 4.4277 | 0.37521 | 4 | 0.80286
41245 | 8.8 | 1 | 365 | 9.9906 | 0.17995 | 10 | 0.17056
41246 | 8 | 1 | 365 | 9.0824 | 0.43632 | 9 | 0.51869
41249 | 7.15 | 1 | 365 | 8.1174 | 0.52121 | 8 | 0.63858
50183 | 50.7 | 0.9 | 365 | 51.8036 | 0.48991 | 52 | 0.29347
41250 | 11.5 | 1 | 365 | 13.0559 | 0.43971 | 13 | 0.49561
41253 | 6.875 | 1 | 365 | 7.8052 | 0.57809 | 8 | 0.38325
41236 | 7.02 | 1 | 365 | 7.9698 | 0.075371 | 8 | 0.045149
6174 | 70.68 | 0.9 | 365 | 72.2184 | 0.1599 | 72 | 0.37835
38707 | 6.24 | 1 | 365 | 7.0842 | 0.40033 | 7 | 0.48458
34877 | 97.6 | 0.8 | 365 | 88.6439 | 0.77848 | 89 | 0.42239
33187 | 535.7 | 0.8 | 365 | 486.5425 | 0.76366 | 487 | 0.30612
41262 | 5.5 | 1 | 365 | 6.2441 | 0.86247 | 7 | 0.1066
41268 | 4.275 | 1 | 365 | 4.8534 | 0.66128 | 5 | 0.51467
39302 | 3.64 | 1 | 365 | 4.1325 | 0.48353 | 4 | 0.616
41247 | 13.26 | 1 | 365 | 15.054 | 0.4757 | 15 | 0.52973
41158 | 8.67 | 1 | 365 | 9.843 | 0.73411 | 10 | 0.57713
32980 | 649.8 | 0.8 | 365 | 590.1723 | 0.81207 | 590 | 0.98435
32979 | 649.8 | 0.8 | 365 | 590.1723 | 0.81207 | 590 | 0.98435
11199 | 106.02 | 0.9 | 365 | 108.3277 | 0.23985 | 108 | 0.56752
36695 | 3.12 | 1 | 365 | 3.5421 | 0.70016 | 4 | 0.24229
41070 | 9.9 | 1 | 365 | 11.2394 | 0.95245 | 12 | 0.19188
41091 | 3.575 | 1 | 365 | 4.0587 | 0.26061 | 4 | 0.31929
41088 | 11.55 | 1 | 365 | 13.1127 | 0.61119 | 13 | 0.72386
18389 | 11.475 | 1 | 365 | 13.0275 | 0.35397 | 13 | 0.38149
18452 | 7.8 | 1 | 365 | 8.8553 | 0.75041 | 9 | 0.60572
41271 | 4.86 | 1 | 365 | 5.5175 | 0.66756 | 6 | 0.1851
41095 | 5.4 | 1 | 365 | 6.1306 | 0.51952 | 6 | 0.65011
41274 | 17.25 | 1 | 365 | 19.5839 | 0.15956 | 19 | 0.74342
41281 | 6.325 | 1 | 365 | 7.1807 | 0.69184 | 7 | 0.87259
41283 | 6.4 | 1 | 365 | 7.2659 | 0.94906 | 8 | 0.21495
39419 | 6.24 | 1 | 365 | 7.0842 | 0.40033 | 7 | 0.48458
41109 | 4.035 | 1 | 365 | 4.5809 | 0.83819 | 5 | 0.41911
41103 | 7.975 | 1 | 365 | 9.054 | 0.35058 | 9 | 0.40457
41289 | 9.625 | 1 | 365 | 10.9272 | 0.0093225 | 10 | 0.93655
41116 | 3.98 | 1 | 365 | 4.5185 | 0.64957 | 5 | 0.16805
41306 | 6.66 | 1 | 365 | 7.5611 | 0.84074 | 8 | 0.40181
41108 | 3.3 | 1 | 365 | 3.7465 | 0.31748 | 4 | 0.063959
41304 | 7.8 | 1 | 365 | 8.8553 | 0.75041 | 9 | 0.60572
32972 | 649.8 | 0.8 | 365 | 590.1723 | 0.81207 | 590 | 0.98435
32973 | 649.8 | 0.8 | 365 | 590.1723 | 0.81207 | 590 | 0.98435
32977 | 649.8 | 0.8 | 365 | 590.1723 | 0.81207 | 590 | 0.98435
41308 | 5 | 1 | 365 | 5.6765 | 0.1477 | 5 | 0.82418
32974 | 649.8 | 0.8 | 365 | 590.1723 | 0.81207 | 590 | 0.98435
41120 | 6.75 | 1 | 365 | 7.6632 | 0.1494 | 7 | 0.81264
41122 | 7.425 | 1 | 365 | 8.4296 | 0.46433 | 8 | 0.89391
41127 | 7.835 | 1 | 365 | 8.895 | 0.87045 | 9 | 0.76549
41126 | 9.35 | 1 | 365 | 10.615 | 0.066199 | 10 | 0.68122
37835 | 4.68 | 1 | 365 | 5.3132 | 0.050247 | 5 | 0.36343
31381 | 270.9 | 0.9 | 365 | 276.7965 | 0.15615 | 276 | 0.95267
27274 | 43 | 0.9 | 365 | 43.936 | 0.7232 | 44 | 0.65915
35658 | 312.48 | 0.9 | 365 | 319.2816 | 0.49639 | 319 | 0.77796
40654 | 4.59 | 1 | 365 | 5.211 | 0.74159 | 5 | 0.9526
39556 | 7.02 | 1 | 365 | 7.9698 | 0.075371 | 8 | 0.045149
39789 | 3.9 | 1 | 365 | 4.4277 | 0.37521 | 4 | 0.80286
39844 | 8.58 | 1 | 365 | 9.7408 | 0.42545 | 10 | 0.16629
39823 | 8.06 | 1 | 365 | 9.1505 | 0.64209 | 9 | 0.79258
39854 | 7.8 | 1 | 365 | 8.8553 | 0.75041 | 9 | 0.60572
40299 | 7.28 | 1 | 365 | 8.265 | 0.96705 | 9 | 0.23201
40611 | 11.7 | 1 | 365 | 13.283 | 0.12562 | 13 | 0.40858
40582 | 7.54 | 1 | 365 | 8.5601 | 0.85873 | 9 | 0.41886
40549 | 5.355 | 1 | 365 | 6.0795 | 0.36519 | 6 | 0.4447
40453 | 9.1 | 1 | 365 | 10.3312 | 0.20881 | 10 | 0.54001
40508 | 8.415 | 1 | 365 | 9.5535 | 0.85958 | 10 | 0.41309
40420 | 5.98 | 1 | 365 | 6.7891 | 0.50865 | 7 | 0.29772
40397 | 14.04 | 1 | 365 | 15.9396 | 0.15074 | 16 | 0.090297
39137 | 5.98 | 1 | 365 | 6.7891 | 0.50865 | 7 | 0.29772
40777 | 9.9 | 1 | 365 | 11.2394 | 0.95245 | 12 | 0.19188
41141 | 4 | 1 | 365 | 4.5412 | 0.71816 | 5 | 0.25934
41244 | 3.64 | 1 | 365 | 4.1325 | 0.48353 | 4 | 0.616
41252 | 7.14 | 1 | 365 | 8.106 | 0.48692 | 8 | 0.59293
41276 | 3.9 | 1 | 365 | 4.4277 | 0.37521 | 4 | 0.80286
41294 | 7.95 | 1 | 365 | 9.0256 | 0.26484 | 9 | 0.29045
41266 | 8.48 | 1 | 365 | 9.6273 | 0.082499 | 9 | 0.70981
31076 | 7.02 | 1 | 365 | 7.9698 | 0.075371 | 8 | 0.045149
31318 | 4.725 | 1 | 365 | 5.3643 | 0.20458 | 5 | 0.56885
31339 | 17.92 | 1 | 365 | 20.3445 | 0.45736 | 20 | 0.80186
35579 | 6.05 | 1 | 365 | 6.8685 | 0.74872 | 7 | 0.61726
31919 | 8.84 | 1 | 365 | 10.036 | 0.31713 | 10 | 0.35315
30022 | 7.562 | 1 | 365 | 8.5851 | 0.93418 | 9 | 0.51929
29737 | 7.8 | 1 | 365 | 8.8553 | 0.75041 | 9 | 0.60572
39796 | 10.965 | 1 | 365 | 12.4485 | 0.60491 | 13 | 0.053427
41063 | 14.04 | 1 | 365 | 15.9396 | 0.15074 | 16 | 0.090297
41155 | 13.78 | 1 | 365 | 15.6444 | 0.25906 | 15 | 0.90344
38936 | 8.58 | 1 | 365 | 9.7408 | 0.42545 | 10 | 0.16629
41698 | 14.04 | 1 | 365 | 15.9396 | 0.15074 | 16 | 0.090297
41064 | 5.2 | 1 | 365 | 5.9035 | 0.83361 | 6 | 0.73715
41123 | 12.48 | 1 | 365 | 14.1685 | 0.80066 | 14 | 0.96915
39032 | 4.94 | 1 | 365 | 5.6084 | 0.94193 | 6 | 0.55029
41240 | 6.24 | 1 | 365 | 7.0842 | 0.40033 | 7 | 0.48458
39028 | 7.54 | 1 | 365 | 8.5601 | 0.85873 | 9 | 0.41886
39141 | 7.8 | 1 | 365 | 8.8553 | 0.75041 | 9 | 0.60572
39164 | 3.12 | 1 | 365 | 3.5421 | 0.70016 | 4 | 0.24229
39167 | 5.46 | 1 | 365 | 6.1987 | 0.72529 | 6 | 0.924
41716 | 6.375 | 1 | 365 | 7.2375 | 0.86332 | 8 | 0.10083
41144 | 10.66 | 1 | 365 | 12.1023 | 0.5589 | 12 | 0.66115
39469 | 3.64 | 1 | 365 | 4.1325 | 0.48353 | 4 | 0.616
39183 | 6.76 | 1 | 365 | 7.6746 | 0.18369 | 7 | 0.85829
41004 | 8.32 | 1 | 365 | 9.4457 | 0.53377 | 9 | 0.97944
41664 | 6.24 | 1 | 365 | 7.0842 | 0.40033 | 7 | 0.48458
40957 | 3.38 | 1 | 365 | 3.8373 | 0.59185 | 4 | 0.42915
39281 | 3.64 | 1 | 365 | 4.1325 | 0.48353 | 4 | 0.616
40986 | 10.4 | 1 | 365 | 11.8071 | 0.66722 | 12 | 0.47429
41153 | 11.44 | 1 | 365 | 12.9878 | 0.23394 | 13 | 0.22172
41093 | 8.32 | 1 | 365 | 9.4457 | 0.53377 | 9 | 0.97944
41104 | 6.5 | 1 | 365 | 7.3794 | 0.29201 | 7 | 0.67143
41681 | 3.9 | 1 | 365 | 4.4277 | 0.37521 | 4 | 0.80286
40991 | 12.22 | 1 | 365 | 13.8733 | 0.90898 | 14 | 0.7823
40998 | 10.92 | 1 | 365 | 12.3974 | 0.45058 | 12 | 0.84801
41739 | 2.34 | 1 | 365 | 2.6566 | 0.025124 | 2 | 0.68172
42349 | 7.02 | 1 | 365 | 7.9698 | 0.075371 | 8 | 0.045149
42361 | 3.38 | 1 | 365 | 3.8373 | 0.59185 | 4 | 0.42915
36690 | 2.55 | 1 | 365 | 2.895 | 0.74533 | 3 | 0.64033
42366 | 5.72 | 1 | 365 | 6.4939 | 0.61697 | 7 | 0.11086
17676 | 7.65 | 1 | 365 | 8.685 | 0.23598 | 8 | 0.921
31588 | 4.94 | 1 | 365 | 5.6084 | 0.94193 | 6 | 0.55029
42378 | 10.4 | 1 | 365 | 11.8071 | 0.66722 | 12 | 0.47429
42373 | 7.54 | 1 | 365 | 8.5601 | 0.85873 | 9 | 0.41886
41007 | 9.62 | 1 | 365 | 10.9215 | 0.99217 | 11 | 0.91372
31594 | 5.98 | 1 | 365 | 6.7891 | 0.50865 | 7 | 0.29772
19788 | 7.65 | 1 | 365 | 8.685 | 0.23598 | 8 | 0.921
41783 | 8.415 | 1 | 365 | 9.5535 | 0.85958 | 10 | 0.41309
15014 | 3.57 | 1 | 365 | 4.053 | 0.24346 | 4 | 0.29646
41802 | 3.9 | 1 | 365 | 4.4277 | 0.37521 | 4 | 0.80286
27615 | 11.96 | 1 | 365 | 13.5781 | 0.017298 | 13 | 0.59544
27596 | 8.415 | 1 | 365 | 9.5535 | 0.85958 | 10 | 0.41309
41167 | 8.58 | 1 | 365 | 9.7408 | 0.42545 | 10 | 0.16629
41881 | 11.475 | 1 | 365 | 13.0275 | 0.35397 | 13 | 0.38149
41234 | 6.76 | 1 | 365 | 7.6746 | 0.18369 | 7 | 0.85829
27462 | 5.46 | 1 | 365 | 6.1987 | 0.72529 | 6 | 0.924
41913 | 2.08 | 1 | 365 | 2.3614 | 0.13344 | 2 | 0.49486
21295 | 5.46 | 1 | 365 | 6.1987 | 0.72529 | 6 | 0.924
21697 | 7.02 | 1 | 365 | 7.9698 | 0.075371 | 8 | 0.045149
42397 | 7.02 | 1 | 365 | 7.9698 | 0.075371 | 8 | 0.045149
21464 | 8.84 | 1 | 365 | 10.036 | 0.31713 | 10 | 0.35315
20502 | 5.46 | 1 | 365 | 6.1987 | 0.72529 | 6 | 0.924
27548 | 13.78 | 1 | 365 | 15.6444 | 0.25906 | 15 | 0.90344
21024 | 3.64 | 1 | 365 | 4.1325 | 0.48353 | 4 | 0.616
19678 | 11.18 | 1 | 365 | 12.6926 | 0.34226 | 13 | 0.034866
31425 | 8.58 | 1 | 365 | 9.7408 | 0.42545 | 10 | 0.16629
19512 | 7.54 | 1 | 365 | 8.5601 | 0.85873 | 9 | 0.41886
19534 | 7.28 | 1 | 365 | 8.265 | 0.96705 | 9 | 0.23201
19981 | 4.68 | 1 | 365 | 5.3132 | 0.050247 | 5 | 0.36343
20602 | 6.5 | 1 | 365 | 7.3794 | 0.29201 | 7 | 0.67143
20010 | 6.24 | 1 | 365 | 7.0842 | 0.40033 | 7 | 0.48458
17558 | 4.42 | 1 | 365 | 5.018 | 0.15857 | 5 | 0.17658
19965 | 3.06 | 1 | 365 | 3.474 | 0.49439 | 3 | 0.9684
20494 | 4.42 | 1 | 365 | 5.018 | 0.15857 | 5 | 0.17658
31527 | 13 | 1 | 365 | 14.7588 | 0.58402 | 15 | 0.34287
20663 | 8.32 | 1 | 365 | 9.4457 | 0.53377 | 9 | 0.97944
20718 | 10.14 | 1 | 365 | 11.5119 | 0.77554 | 12 | 0.28744
20721 | 7.8 | 1 | 365 | 8.8553 | 0.75041 | 9 | 0.60572
21179 | 7.28 | 1 | 365 | 8.265 | 0.96705 | 9 | 0.23201
31426 | 4.68 | 1 | 365 | 5.3132 | 0.050247 | 5 | 0.36343
21198 | 9.62 | 1 | 365 | 10.9215 | 0.99217 | 11 | 0.91372
31223 | 5.2 | 1 | 365 | 5.9035 | 0.83361 | 6 | 0.73715
37827 | 10.92 | 1 | 365 | 12.3974 | 0.45058 | 12 | 0.84801
37828 | 6.76 | 1 | 365 | 7.6746 | 0.18369 | 7 | 0.85829
41677 | 2.86 | 1 | 365 | 3.2469 | 0.80848 | 4 | 0.055431
41667 | 7.02 | 1 | 365 | 7.9698 | 0.075371 | 8 | 0.045149
42864 | 4.5 | 1 | 365 | 5.1088 | 0.43293 | 5 | 0.54176
29642 | 9.1 | 1 | 365 | 10.3312 | 0.20881 | 10 | 0.54001
33792 | 9.69 | 1 | 365 | 11.001 | 0.23224 | 11 | 0.23326
21482 | 7.02 | 1 | 365 | 7.9698 | 0.075371 | 8 | 0.045149
42916 | 8.84 | 1 | 365 | 10.036 | 0.31713 | 10 | 0.35315
42902 | 7.02 | 1 | 365 | 7.9698 | 0.075371 | 8 | 0.045149
42905 | 4.68 | 1 | 365 | 5.3132 | 0.050247 | 5 | 0.36343
43040 | 6.885 | 1 | 365 | 7.8165 | 0.61238 | 8 | 0.4289
42890 | 6.5 | 1 | 365 | 7.3794 | 0.29201 | 7 | 0.67143
32339 | 9.88 | 1 | 365 | 11.2167 | 0.88386 | 12 | 0.10058
42899 | 5.98 | 1 | 365 | 6.7891 | 0.50865 | 7 | 0.29772
32525 | 4.845 | 1 | 365 | 5.5005 | 0.61612 | 6 | 0.11663
21484 | 8.32 | 1 | 365 | 9.4457 | 0.53377 | 9 | 0.97944
42927 | 6.5 | 1 | 365 | 7.3794 | 0.29201 | 7 | 0.67143
42418 | 7.14 | 1 | 365 | 8.106 | 0.48692 | 8 | 0.59293
32588 | 5.865 | 1 | 365 | 6.6585 | 0.11425 | 6 | 0.77276
32948 | 2.08 | 1 | 365 | 2.3614 | 0.13344 | 2 | 0.49486
33261 | 7.02 | 1 | 365 | 7.9698 | 0.075371 | 8 | 0.045149
21487 | 7.28 | 1 | 365 | 8.265 | 0.96705 | 9 | 0.23201
42417 | 8.06 | 1 | 365 | 9.1505 | 0.64209 | 9 | 0.79258
22303 | 4.68 | 1 | 365 | 5.3132 | 0.050247 | 5 | 0.36343
22253 | 4.42 | 1 | 365 | 5.018 | 0.15857 | 5 | 0.17658
35917 | 4.94 | 1 | 365 | 5.6084 | 0.94193 | 6 | 0.55029
42450 | 5.98 | 1 | 365 | 6.7891 | 0.50865 | 7 | 0.29772
22389 | 7.28 | 1 | 365 | 8.265 | 0.96705 | 9 | 0.23201
42483 | 8.32 | 1 | 365 | 9.4457 | 0.53377 | 9 | 0.97944
21728 | 11.7 | 1 | 365 | 13.283 | 0.12562 | 13 | 0.40858
35074 | 22.875 | 1 | 365 | 25.9699 | 0.45073 | 26 | 0.42062
41311 | 2.86 | 1 | 365 | 3.2469 | 0.80848 | 4 | 0.055431
39337 | 7.02 | 1 | 365 | 7.9698 | 0.075371 | 8 | 0.045149
41321 | 9.625 | 1 | 365 | 10.9272 | 0.0093225 | 10 | 0.93655
41316 | 7.975 | 1 | 365 | 9.054 | 0.35058 | 9 | 0.40457
41318 | 8.8 | 1 | 365 | 9.9906 | 0.17995 | 10 | 0.17056
41332 | 10.45 | 1 | 365 | 11.8638 | 0.83869 | 12 | 0.70254
41337 | 7.15 | 1 | 365 | 8.1174 | 0.52121 | 8 | 0.63858
41345 | 5.225 | 1 | 365 | 5.9319 | 0.91935 | 6 | 0.85127
41314 | 5.72 | 1 | 365 | 6.4939 | 0.61697 | 7 | 0.11086
41336 | 4.16 | 1 | 365 | 4.7228 | 0.26689 | 4 | 0.98972
41342 | 6.76 | 1 | 365 | 7.6746 | 0.18369 | 7 | 0.85829
41347 | 9.36 | 1 | 365 | 10.6264 | 0.10049 | 10 | 0.72686
34879 | 147.915 | 0.9 | 365 | 151.1346 | 0.55237 | 151 | 0.68695
44332 | 17.7 | 1 | 365 | 20.0947 | 0.70286 | 20 | 0.7976
37515 | 3.51 | 1 | 365 | 3.9849 | 0.037685 | 4 | 0.022574
41340 | 7.14 | 1 | 365 | 8.106 | 0.48692 | 8 | 0.59293
41328 | 7.65 | 1 | 365 | 8.685 | 0.23598 | 8 | 0.921
39635 | 7.8 | 1 | 365 | 8.8553 | 0.75041 | 9 | 0.60572
40601 | 3.64 | 1 | 365 | 4.1325 | 0.48353 | 4 | 0.616
43542 | 9.72 | 1 | 365 | 11.0351 | 0.33513 | 11 | 0.37021
44059 | 6.9 | 1 | 365 | 7.8335 | 0.66383 | 8 | 0.49737
44727 | 7.44 | 1 | 365 | 8.4466 | 0.51578 | 8 | 0.96238
41324 | 12.42 | 1 | 365 | 14.1004 | 0.59489 | 14 | 0.69526
41414 | 8.502 | 1 | 365 | 9.6523 | 0.15795 | 9 | 0.81024
41528 | 12.6 | 1 | 365 | 14.3047 | 0.2122 | 14 | 0.51693
41554 | 8.505 | 1 | 365 | 9.6557 | 0.16824 | 9 | 0.82393
41555 | 6.867 | 1 | 365 | 7.7961 | 0.55065 | 8 | 0.34673
40612 | 6.615 | 1 | 365 | 7.51 | 0.68641 | 8 | 0.19639
40595 | 7.65 | 1 | 365 | 8.685 | 0.23598 | 8 | 0.921
40587 | 7.5 | 1 | 365 | 8.5147 | 0.72155 | 9 | 0.23627
40690 | 5.4 | 1 | 365 | 6.1306 | 0.51952 | 6 | 0.65011
40543 | 5.72 | 1 | 365 | 6.4939 | 0.61697 | 7 | 0.11086
40695 | 9.45 | 1 | 365 | 10.7285 | 0.40915 | 11 | 0.1377
40736 | 6.3 | 1 | 365 | 7.1524 | 0.6061 | 7 | 0.75847
40648 | 8.4 | 1 | 365 | 9.5365 | 0.80814 | 10 | 0.34462
40665 | 5.67 | 1 | 365 | 6.4371 | 0.44549 | 6 | 0.88262
40619 | 5.88 | 1 | 365 | 6.6755 | 0.1657 | 6 | 0.84124
40627 | 9.18 | 1 | 365 | 10.422 | 0.48318 | 10 | 0.90519
40682 | 3.42 | 1 | 365 | 3.8827 | 0.72903 | 4 | 0.61174
40701 | 4.65 | 1 | 365 | 5.2791 | 0.94736 | 6 | 0.22649
41602 | 10.8 | 1 | 365 | 12.2612 | 0.039032 | 12 | 0.30023
41604 | 10.71 | 1 | 365 | 12.159 | 0.73037 | 12 | 0.88939
41605 | 9.075 | 1 | 365 | 10.3028 | 0.12308 | 10 | 0.42589
41662 | 7.15 | 1 | 365 | 8.1174 | 0.52121 | 8 | 0.63858
41663 | 8.25 | 1 | 365 | 9.3662 | 0.29371 | 9 | 0.6599
41675 | 5.1 | 1 | 365 | 5.79 | 0.49065 | 6 | 0.28066
42402 | 11.275 | 1 | 365 | 12.8005 | 0.66806 | 13 | 0.46853
42403 | 8.5 | 1 | 365 | 9.65 | 0.15109 | 9 | 0.80111
42408 | 7.15 | 1 | 365 | 8.1174 | 0.52121 | 8 | 0.63858
41461 | 9.45 | 1 | 365 | 10.7285 | 0.40915 | 11 | 0.1377
42533 | 7.8 | 1 | 365 | 8.8553 | 0.75041 | 9 | 0.60572
42584 | 7.83 | 1 | 365 | 8.8894 | 0.8533 | 9 | 0.74267
41859 | 5.985 | 1 | 365 | 6.7947 | 0.5258 | 7 | 0.32054
42648 | 7.02 | 1 | 365 | 7.9698 | 0.075371 | 8 | 0.045149
33942 | 13 | 1 | 365 | 14.7588 | 0.58402 | 15 | 0.34287
42655 | 2.86 | 1 | 365 | 3.2469 | 0.80848 | 4 | 0.055431
33949 | 8.84 | 1 | 365 | 10.036 | 0.31713 | 10 | 0.35315
42668 | 3.12 | 1 | 365 | 3.5421 | 0.70016 | 4 | 0.24229
34090 | 4.68 | 1 | 365 | 5.3132 | 0.050247 | 5 | 0.36343
42702 | 5.61 | 1 | 365 | 6.369 | 0.23972 | 6 | 0.60873
34273 | 9.1 | 1 | 365 | 10.3312 | 0.20881 | 10 | 0.54001
42711 | 9.435 | 1 | 365 | 10.7115 | 0.35771 | 11 | 0.069228
41613 | 3.9 | 1 | 365 | 4.4277 | 0.37521 | 4 | 0.80286
42708 | 4.68 | 1 | 365 | 5.3132 | 0.050247 | 5 | 0.36343
42917 | 7.28 | 1 | 365 | 8.265 | 0.96705 | 9 | 0.23201
43259 | 5.355 | 1 | 365 | 6.0795 | 0.36519 | 6 | 0.4447
43260 | 8.84 | 1 | 365 | 10.036 | 0.31713 | 10 | 0.35315
42720 | 7.8 | 1 | 365 | 8.8553 | 0.75041 | 9 | 0.60572
43265 | 3.12 | 1 | 365 | 3.5421 | 0.70016 | 4 | 0.24229
43262 | 8.67 | 1 | 365 | 9.843 | 0.73411 | 10 | 0.57713
43267 | 6.375 | 1 | 365 | 7.2375 | 0.86332 | 8 | 0.10083
23311 | 5.98 | 1 | 365 | 6.7891 | 0.50865 | 7 | 0.29772
23979 | 7.02 | 1 | 365 | 7.9698 | 0.075371 | 8 | 0.045149
24017 | 5.46 | 1 | 365 | 6.1987 | 0.72529 | 6 | 0.924
24024 | 3.64 | 1 | 365 | 4.1325 | 0.48353 | 4 | 0.616
43270 | 11.7 | 1 | 365 | 13.283 | 0.12562 | 13 | 0.40858
24242 | 8.58 | 1 | 365 | 9.7408 | 0.42545 | 10 | 0.16629
35863 | 4.16 | 1 | 365 | 4.7228 | 0.26689 | 4 | 0.98972
28145 | 4.08 | 1 | 365 | 4.632 | 0.99252 | 5 | 0.62453
28146 | 4.335 | 1 | 365 | 4.9215 | 0.86706 | 5 | 0.78856
43301 | 5.46 | 1 | 365 | 6.1987 | 0.72529 | 6 | 0.924
43302 | 3.64 | 1 | 365 | 4.1325 | 0.48353 | 4 | 0.616
43304 | 12.48 | 1 | 365 | 14.1685 | 0.80066 | 14 | 0.96915
43298 | 7.54 | 1 | 365 | 8.5601 | 0.85873 | 9 | 0.41886
43309 | 5.46 | 1 | 365 | 6.1987 | 0.72529 | 6 | 0.924
42686 | 11.44 | 1 | 365 | 12.9878 | 0.23394 | 13 | 0.22172
43313 | 4.42 | 1 | 365 | 5.018 | 0.15857 | 5 | 0.17658
42729 | 9.36 | 1 | 365 | 10.6264 | 0.10049 | 10 | 0.72686
43307 | 8.84 | 1 | 365 | 10.036 | 0.31713 | 10 | 0.35315
43314 | 2.86 | 1 | 365 | 3.2469 | 0.80848 | 4 | 0.055431
42741 | 5.355 | 1 | 365 | 6.0795 | 0.36519 | 6 | 0.4447
43317 | 4.68 | 1 | 365 | 5.3132 | 0.050247 | 5 | 0.36343
42775 | 7.65 | 1 | 365 | 8.685 | 0.23598 | 8 | 0.921
43320 | 4.68 | 1 | 365 | 5.3132 | 0.050247 | 5 | 0.36343
25104 | 6.24 | 1 | 365 | 7.0842 | 0.40033 | 7 | 0.48458
42759 | 6.5 | 1 | 365 | 7.3794 | 0.29201 | 7 | 0.67143
25185 | 4.68 | 1 | 365 | 5.3132 | 0.050247 | 5 | 0.36343
42790 | 6.875 | 1 | 365 | 7.8052 | 0.57809 | 8 | 0.38325
25195 | 4.68 | 1 | 365 | 5.3132 | 0.050247 | 5 | 0.36343
28336 | 3.38 | 1 | 365 | 3.8373 | 0.59185 | 4 | 0.42915
42795 | 4.4 | 1 | 365 | 4.9953 | 0.089976 | 5 | 0.085278
25223 | 4.16 | 1 | 365 | 4.7228 | 0.26689 | 4 | 0.98972
41355 | 7.8 | 1 | 365 | 8.8553 | 0.75041 | 9 | 0.60572
42833 | 7.28 | 1 | 365 | 8.265 | 0.96705 | 9 | 0.23201
43319 | 10.92 | 1 | 365 | 12.3974 | 0.45058 | 12 | 0.84801
43327 | 3.9 | 1 | 365 | 4.4277 | 0.37521 | 4 | 0.80286
42834 | 4.335 | 1 | 365 | 4.9215 | 0.86706 | 5 | 0.78856
41405 | 8.58 | 1 | 365 | 9.7408 | 0.42545 | 10 | 0.16629
43326 | 3.64 | 1 | 365 | 4.1325 | 0.48353 | 4 | 0.616
42838 | 9.1 | 1 | 365 | 10.3312 | 0.20881 | 10 | 0.54001
41411 | 5.2 | 1 | 365 | 5.9035 | 0.83361 | 6 | 0.73715
43332 | 3.9 | 1 | 365 | 4.4277 | 0.37521 | 4 | 0.80286
41351 | 4.8 | 1 | 365 | 5.4494 | 0.46179 | 5 | 0.91121
43330 | 3.9 | 1 | 365 | 4.4277 | 0.37521 | 4 | 0.80286
41363 | 8.415 | 1 | 365 | 9.5535 | 0.85958 | 10 | 0.41309
43336 | 11.44 | 1 | 365 | 12.9878 | 0.23394 | 13 | 0.22172
43329 | 10.66 | 1 | 365 | 12.1023 | 0.5589 | 12 | 0.66115
43343 | 8.32 | 1 | 365 | 9.4457 | 0.53377 | 9 | 0.97944
41597 | 6.48 | 1 | 365 | 7.3567 | 0.22342 | 7 | 0.58014
43337 | 8.215 | 1 | 365 | 9.3265 | 0.17367 | 9 | 0.50013
41348 | 8.415 | 1 | 365 | 9.5535 | 0.85958 | 10 | 0.41309
41349 | 6.875 | 1 | 365 | 7.8052 | 0.57809 | 8 | 0.38325
43344 | 3.12 | 1 | 365 | 3.5421 | 0.70016 | 4 | 0.24229
41367 | 6.5 | 1 | 365 | 7.3794 | 0.29201 | 7 | 0.67143
43342 | 6.12 | 1 | 365 | 6.948 | 0.98878 | 7 | 0.9368
41388 | 6.6 | 1 | 365 | 7.493 | 0.63496 | 8 | 0.12792
41394 | 4.95 | 1 | 365 | 5.6197 | 0.97622 | 6 | 0.59594
41684 | 5.865 | 1 | 365 | 6.6585 | 0.11425 | 6 | 0.77276
41427 | 5.75 | 1 | 365 | 6.528 | 0.71985 | 7 | 0.24781
41425 | 7.7 | 1 | 365 | 8.7418 | 0.40746 | 9 | 0.14924
41441 | 3.924 | 1 | 365 | 4.4549 | 0.45751 | 4 | 0.91242
41520 | 6.25 | 1 | 365 | 7.0956 | 0.43462 | 7 | 0.53022
41525 | 7.975 | 1 | 365 | 9.054 | 0.35058 | 9 | 0.40457
41446 | 9.81 | 1 | 365 | 11.1373 | 0.64379 | 11 | 0.78104
41530 | 7.15 | 1 | 365 | 8.1174 | 0.52121 | 8 | 0.63858
41537 | 4.125 | 1 | 365 | 4.6831 | 0.14685 | 4 | 0.82995
40705 | 7.848 | 1 | 365 | 8.9098 | 0.91503 | 9 | 0.82483
42036 | 9.135 | 1 | 365 | 10.3709 | 0.32885 | 10 | 0.69978
40568 | 5.46 | 1 | 365 | 6.1987 | 0.72529 | 6 | 0.924
40660 | 7.62 | 1 | 365 | 8.651 | 0.13309 | 8 | 0.78405
41694 | 5.775 | 1 | 365 | 6.5563 | 0.80559 | 7 | 0.36193
41582 | 9.69 | 1 | 365 | 11.001 | 0.23224 | 11 | 0.23326
41585 | 3.64 | 1 | 365 | 4.1325 | 0.48353 | 4 | 0.616
41719 | 2.75 | 1 | 365 | 3.1221 | 0.43124 | 3 | 0.5533
41586 | 8.25 | 1 | 365 | 9.3662 | 0.29371 | 9 | 0.6599
41587 | 9.35 | 1 | 365 | 10.615 | 0.066199 | 10 | 0.68122
41726 | 4.5 | 1 | 365 | 5.1088 | 0.43293 | 5 | 0.54176
41589 | 5.865 | 1 | 365 | 6.6585 | 0.11425 | 6 | 0.77276
41476 | 5.804 | 1 | 365 | 6.5893 | 0.90505 | 7 | 0.49431
41735 | 4.275 | 1 | 365 | 4.8534 | 0.66128 | 5 | 0.51467
41731 | 8.525 | 1 | 365 | 9.6784 | 0.23683 | 9 | 0.91523
41744 | 10.66 | 1 | 365 | 12.1023 | 0.5589 | 12 | 0.66115
41751 | 7.02 | 1 | 365 | 7.9698 | 0.075371 | 8 | 0.045149
41747 | 10 | 1 | 365 | 11.353 | 0.2954 | 11 | 0.64836
41745 | 3.825 | 1 | 365 | 4.3425 | 0.11799 | 4 | 0.4605
41755 | 13.26 | 1 | 365 | 15.054 | 0.4757 | 15 | 0.52973
41763 | 9.625 | 1 | 365 | 10.9272 | 0.0093225 | 10 | 0.93655
41758 | 7.975 | 1 | 365 | 9.054 | 0.35058 | 9 | 0.40457
41781 | 12 | 1 | 365 | 13.6236 | 0.15448 | 13 | 0.77803
41773 | 6.25 | 1 | 365 | 7.0956 | 0.43462 | 7 | 0.53022
41792 | 5.61 | 1 | 365 | 6.369 | 0.23972 | 6 | 0.60873
41795 | 9.075 | 1 | 365 | 10.3028 | 0.12308 | 10 | 0.42589
41804 | 3.5 | 1 | 365 | 3.9735 | 0.00339 | 3 | 0.97693
41815 | 6.325 | 1 | 365 | 7.1807 | 0.69184 | 7 | 0.87259
41821 | 6.325 | 1 | 365 | 7.1807 | 0.69184 | 7 | 0.87259
41832 | 12.1 | 1 | 365 | 13.7371 | 0.49743 | 14 | 0.23452
41824 | 6.6 | 1 | 365 | 7.493 | 0.63496 | 8 | 0.12792
41842 | 8.16 | 1 | 365 | 9.264 | 0.98505 | 10 | 0.24906
37408 | 6 | 1 | 365 | 6.8118 | 0.57724 | 7 | 0.38902
41862 | 3.85 | 1 | 365 | 4.3709 | 0.20373 | 4 | 0.57462
41866 | 4.845 | 1 | 365 | 5.5005 | 0.61612 | 6 | 0.11663
41877 | 3.025 | 1 | 365 | 3.4343 | 0.37436 | 3 | 0.80863
41907 | 10.45 | 1 | 365 | 11.8638 | 0.83869 | 12 | 0.70254
41912 | 8.25 | 1 | 365 | 9.3662 | 0.29371 | 9 | 0.6599
41917 | 3.64 | 1 | 365 | 4.1325 | 0.48353 | 4 | 0.616
41923 | 6.325 | 1 | 365 | 7.1807 | 0.69184 | 7 | 0.87259
41925 | 10.175 | 1 | 365 | 11.5516 | 0.89557 | 12 | 0.44721
41933 | 6.875 | 1 | 365 | 7.8052 | 0.57809 | 8 | 0.38325
41944 | 6.325 | 1 | 365 | 7.1807 | 0.69184 | 7 | 0.87259
41878 | 11.75 | 1 | 365 | 13.3397 | 0.29709 | 13 | 0.63682
41950 | 4.675 | 1 | 365 | 5.3075 | 0.033099 | 5 | 0.34061
41930 | 12 | 1 | 365 | 13.6236 | 0.15448 | 13 | 0.77803
41939 | 5.72 | 1 | 365 | 6.4939 | 0.61697 | 7 | 0.11086
41955 | 7.7 | 1 | 365 | 8.7418 | 0.40746 | 9 | 0.14924
41957 | 10.75 | 1 | 365 | 12.2044 | 0.86755 | 13 | 0.071987
41964 | 5.775 | 1 | 365 | 6.5563 | 0.80559 | 7 | 0.36193
41968 | 6.05 | 1 | 365 | 6.8685 | 0.74872 | 7 | 0.61726
41971 | 3.85 | 1 | 365 | 4.3709 | 0.20373 | 4 | 0.57462
41970 | 8.25 | 1 | 365 | 9.3662 | 0.29371 | 9 | 0.6599
4341 | 10 | 1 | 365 | 11.353 | 0.2954 | 11 | 0.64836
37635 | 5.1 | 1 | 365 | 5.79 | 0.49065 | 6 | 0.28066
42040 | 3.025 | 1 | 365 | 3.4343 | 0.37436 | 3 | 0.80863
42045 | 8.64 | 1 | 365 | 9.809 | 0.63123 | 10 | 0.44018
42052 | 11.275 | 1 | 365 | 12.8005 | 0.66806 | 13 | 0.46853
42060 | 9.35 | 1 | 365 | 10.615 | 0.066199 | 10 | 0.68122
42048 | 6.6 | 1 | 365 | 7.493 | 0.63496 | 8 | 0.12792
42061 | 11.55 | 1 | 365 | 13.1127 | 0.61119 | 13 | 0.72386
42064 | 4.125 | 1 | 365 | 4.6831 | 0.14685 | 4 | 0.82995
42067 | 3.825 | 1 | 365 | 4.3425 | 0.11799 | 4 | 0.4605
42073 | 4.4 | 1 | 365 | 4.9953 | 0.089976 | 5 | 0.085278
42675 | 10.4 | 1 | 365 | 11.8071 | 0.66722 | 12 | 0.47429
42683 | 12.48 | 1 | 365 | 14.1685 | 0.80066 | 14 | 0.96915
41876 | 9 | 1 | 365 | 10.2177 | 0.86586 | 11 | 0.083524
41481 | 13.86 | 1 | 365 | 15.7352 | 0.53342 | 16 | 0.26863
41498 | 6.475 | 1 | 365 | 7.351 | 0.20627 | 7 | 0.55731
41536 | 6 | 1 | 365 | 6.8118 | 0.57724 | 7 | 0.38902
42077 | 3.3 | 1 | 365 | 3.7465 | 0.31748 | 4 | 0.063959
42840 | 4.16 | 1 | 365 | 4.7228 | 0.26689 | 4 | 0.98972
15852 | 6.375 | 1 | 365 | 7.2375 | 0.86332 | 8 | 0.10083
42070 | 4 | 1 | 365 | 4.5412 | 0.71816 | 5 | 0.25934
42080 | 6.6 | 1 | 365 | 7.493 | 0.63496 | 8 | 0.12792
22007 | 13 | 1 | 365 | 14.7588 | 0.58402 | 15 | 0.34287
42089 | 6.25 | 1 | 365 | 7.0956 | 0.43462 | 7 | 0.53022
42843 | 8.84 | 1 | 365 | 10.036 | 0.31713 | 10 | 0.35315
22242 | 6.5 | 1 | 365 | 7.3794 | 0.29201 | 7 | 0.67143
42083 | 9.625 | 1 | 365 | 10.9272 | 0.0093225 | 10 | 0.93655
42090 | 7.14 | 1 | 365 | 8.106 | 0.48692 | 8 | 0.59293
42104 | 3.3 | 1 | 365 | 3.7465 | 0.31748 | 4 | 0.063959
42100 | 6.05 | 1 | 365 | 6.8685 | 0.74872 | 7 | 0.61726
42092 | 5.61 | 1 | 365 | 6.369 | 0.23972 | 6 | 0.60873
42113 | 7.395 | 1 | 365 | 8.3955 | 0.36145 | 8 | 0.75696
42111 | 7.5 | 1 | 365 | 8.5147 | 0.72155 | 9 | 0.23627
42112 | 4.675 | 1 | 365 | 5.3075 | 0.033099 | 5 | 0.34061
42120 | 9.9 | 1 | 365 | 11.2394 | 0.95245 | 12 | 0.19188
42115 | 10.5 | 1 | 365 | 11.9206 | 0.01017 | 11 | 0.93078
42129 | 12.1 | 1 | 365 | 13.7371 | 0.49743 | 14 | 0.23452
42135 | 3.57 | 1 | 365 | 4.053 | 0.24346 | 4 | 0.29646
42131 | 9.35 | 1 | 365 | 10.615 | 0.066199 | 10 | 0.68122
42137 | 11.55 | 1 | 365 | 13.1127 | 0.61119 | 13 | 0.72386
42140 | 5 | 1 | 365 | 5.6765 | 0.1477 | 5 | 0.82418
42151 | 11 | 1 | 365 | 12.4883 | 0.72494 | 13 | 0.2132
42849 | 12.74 | 1 | 365 | 14.4637 | 0.69234 | 15 | 0.15601
42139 | 9.435 | 1 | 365 | 10.7115 | 0.35771 | 11 | 0.069228
42162 | 9.88 | 1 | 365 | 11.2167 | 0.88386 | 12 | 0.10058
42149 | 10 | 1 | 365 | 11.353 | 0.2954 | 11 | 0.64836
23334 | 7.8 | 1 | 365 | 8.8553 | 0.75041 | 9 | 0.60572
42165 | 5.46 | 1 | 365 | 6.1987 | 0.72529 | 6 | 0.924
42167 | 4.16 | 1 | 365 | 4.7228 | 0.26689 | 4 | 0.98972
42148 | 5.225 | 1 | 365 | 5.9319 | 0.91935 | 6 | 0.85127
42150 | 8.8 | 1 | 365 | 9.9906 | 0.17995 | 10 | 0.17056
42176 | 5.7 | 1 | 365 | 6.4712 | 0.54838 | 7 | 0.019565
42214 | 5.565 | 1 | 365 | 6.3179 | 0.08539 | 6 | 0.40331
42182 | 5.2 | 1 | 365 | 5.9035 | 0.83361 | 6 | 0.73715
42209 | 3 | 1 | 365 | 3.4059 | 0.28862 | 3 | 0.69451
42188 | 3.64 | 1 | 365 | 4.1325 | 0.48353 | 4 | 0.616
42850 | 7.65 | 1 | 365 | 8.685 | 0.23598 | 8 | 0.921
42216 | 8.525 | 1 | 365 | 9.6784 | 0.23683 | 9 | 0.91523
42152 | 12.1 | 1 | 365 | 13.7371 | 0.49743 | 14 | 0.23452
23647 | 7.28 | 1 | 365 | 8.265 | 0.96705 | 9 | 0.23201
42207 | 10.175 | 1 | 365 | 11.5516 | 0.89557 | 12 | 0.44721
42154 | 6 | 1 | 365 | 6.8118 | 0.57724 | 7 | 0.38902
42153 | 5.75 | 1 | 365 | 6.528 | 0.71985 | 7 | 0.24781
42219 | 9.99 | 1 | 365 | 11.3416 | 0.2611 | 11 | 0.60271
42155 | 7.395 | 1 | 365 | 8.3955 | 0.36145 | 8 | 0.75696
42227 | 7.5 | 1 | 365 | 8.5147 | 0.72155 | 9 | 0.23627
42221 | 12.25 | 1 | 365 | 13.9074 | 0.011865 | 13 | 0.91924
42156 | 7.7 | 1 | 365 | 8.7418 | 0.40746 | 9 | 0.14924
42230 | 6.625 | 1 | 365 | 7.5213 | 0.7207 | 8 | 0.24204
42161 | 7.7 | 1 | 365 | 8.7418 | 0.40746 | 9 | 0.14924
42157 | 7.15 | 1 | 365 | 8.1174 | 0.52121 | 8 | 0.63858
42239 | 11.275 | 1 | 365 | 12.8005 | 0.66806 | 13 | 0.46853
42164 | 5.13 | 1 | 365 | 5.8241 | 0.59354 | 6 | 0.41761
42237 | 5.2 | 1 | 365 | 5.9035 | 0.83361 | 6 | 0.73715
42231 | 9.1 | 1 | 365 | 10.3312 | 0.20881 | 10 | 0.54001
42163 | 8.25 | 1 | 365 | 9.3662 | 0.29371 | 9 | 0.6599
42168 | 4.675 | 1 | 365 | 5.3075 | 0.033099 | 5 | 0.34061
42170 | 5.61 | 1 | 365 | 6.369 | 0.23972 | 6 | 0.60873
42169 | 7.15 | 1 | 365 | 8.1174 | 0.52121 | 8 | 0.63858
42166 | 12.1 | 1 | 365 | 13.7371 | 0.49743 | 14 | 0.23452
42172 | 6.63 | 1 | 365 | 7.527 | 0.73785 | 8 | 0.26486
42174 | 10.71 | 1 | 365 | 12.159 | 0.73037 | 12 | 0.88939
42177 | 10.45 | 1 | 365 | 11.8638 | 0.83869 | 12 | 0.70254
42175 | 5.2 | 1 | 365 | 5.9035 | 0.83361 | 6 | 0.73715
42173 | 4.75 | 1 | 365 | 5.3927 | 0.29031 | 5 | 0.68297
42178 | 8.16 | 1 | 365 | 9.264 | 0.98505 | 10 | 0.24906
42181 | 5.25 | 1 | 365 | 5.9603 | 0.005085 | 5 | 0.96539
42183 | 10.45 | 1 | 365 | 11.8638 | 0.83869 | 12 | 0.70254
41186 | 4.68 | 1 | 365 | 5.3132 | 0.050247 | 5 | 0.36343
42851 | 7.42 | 1 | 365 | 8.4239 | 0.44719 | 8 | 0.87108
23653 | 15.08 | 1 | 365 | 17.1203 | 0.71746 | 17 | 0.83773
42854 | 8.84 | 1 | 365 | 10.036 | 0.31713 | 10 | 0.35315
16649 | 11.475 | 1 | 365 | 13.0275 | 0.35397 | 13 | 0.38149
41547 | 11.97 | 1 | 365 | 13.5895 | 0.051594 | 13 | 0.64109
23672 | 7.8 | 1 | 365 | 8.8553 | 0.75041 | 9 | 0.60572
42845 | 7.68 | 1 | 365 | 8.7191 | 0.33887 | 9 | 0.05794
42859 | 10.92 | 1 | 365 | 12.3974 | 0.45058 | 12 | 0.84801
42245 | 4.59 | 1 | 365 | 5.211 | 0.74159 | 5 | 0.9526
42246 | 10.175 | 1 | 365 | 11.5516 | 0.89557 | 12 | 0.44721
42243 | 11.475 | 1 | 365 | 13.0275 | 0.35397 | 13 | 0.38149
42247 | 10.5 | 1 | 365 | 11.9206 | 0.01017 | 11 | 0.93078
24851 | 9.1 | 1 | 365 | 10.3312 | 0.20881 | 10 | 0.54001
42250 | 8.8 | 1 | 365 | 9.9906 | 0.17995 | 10 | 0.17056
42866 | 5.98 | 1 | 365 | 6.7891 | 0.50865 | 7 | 0.29772
42251 | 8.8 | 1 | 365 | 9.9906 | 0.17995 | 10 | 0.17056
42253 | 9.35 | 1 | 365 | 10.615 | 0.066199 | 10 | 0.68122
42861 | 8.06 | 1 | 365 | 9.1505 | 0.64209 | 9 | 0.79258
42255 | 5 | 1 | 365 | 5.6765 | 0.1477 | 5 | 0.82418
42258 | 4.5 | 1 | 365 | 5.1088 | 0.43293 | 5 | 0.54176
27572 | 5.46 | 1 | 365 | 6.1987 | 0.72529 | 6 | 0.924
21526 | 7.8 | 1 | 365 | 8.8553 | 0.75041 | 9 | 0.60572
42252 | 11.5 | 1 | 365 | 13.0559 | 0.43971 | 13 | 0.49561
42260 | 10.5 | 1 | 365 | 11.9206 | 0.01017 | 11 | 0.93078
42261 | 3.06 | 1 | 365 | 3.474 | 0.49439 | 3 | 0.9684
42262 | 4.88 | 1 | 365 | 5.5402 | 0.73616 | 6 | 0.2764
41300 | 16.5 | 1 | 365 | 18.7324 | 0.58741 | 19 | 0.31979
40669 | 4.48 | 1 | 365 | 5.0861 | 0.36434 | 5 | 0.45047
42277 | 4.335 | 1 | 365 | 4.9215 | 0.86706 | 5 | 0.78856
42286 | 3.575 | 1 | 365 | 4.0587 | 0.26061 | 4 | 0.31929
42291 | 5.775 | 1 | 365 | 6.5563 | 0.80559 | 7 | 0.36193
42876 | 8.32 | 1 | 365 | 9.4457 | 0.53377 | 9 | 0.97944
42293 | 8.8 | 1 | 365 | 9.9906 | 0.17995 | 10 | 0.17056
42295 | 5.775 | 1 | 365 | 6.5563 | 0.80559 | 7 | 0.36193
42313 | 9.9 | 1 | 365 | 11.2394 | 0.95245 | 12 | 0.19188
42321 | 9.88 | 1 | 365 | 11.2167 | 0.88386 | 12 | 0.10058
42874 | 9.1 | 1 | 365 | 10.3312 | 0.20881 | 10 | 0.54001
42315 | 14.535 | 1 | 365 | 16.5015 | 0.84836 | 17 | 0.34989
42185 | 6.325 | 1 | 365 | 7.1807 | 0.69184 | 7 | 0.87259
21700 | 4.16 | 1 | 365 | 4.7228 | 0.26689 | 4 | 0.98972
42323 | 2.08 | 1 | 365 | 2.3614 | 0.13344 | 2 | 0.49486
42184 | 16 | 1 | 365 | 18.1647 | 0.87264 | 19 | 0.037376
22032 | 9.36 | 1 | 365 | 10.6264 | 0.10049 | 10 | 0.72686
32220 | 12.22 | 1 | 365 | 13.8733 | 0.90898 | 14 | 0.7823
42190 | 2.75 | 1 | 365 | 3.1221 | 0.43124 | 3 | 0.5533
42326 | 4.68 | 1 | 365 | 5.3132 | 0.050247 | 5 | 0.36343
42879 | 6.76 | 1 | 365 | 7.6746 | 0.18369 | 7 | 0.85829
42328 | 6.76 | 1 | 365 | 7.6746 | 0.18369 | 7 | 0.85829
42187 | 7.15 | 1 | 365 | 8.1174 | 0.52121 | 8 | 0.63858
42330 | 8.84 | 1 | 365 | 10.036 | 0.31713 | 10 | 0.35315
42191 | 6.25 | 1 | 365 | 7.0956 | 0.43462 | 7 | 0.53022
42331 | 3.64 | 1 | 365 | 4.1325 | 0.48353 | 4 | 0.616
42192 | 12 | 1 | 365 | 13.6236 | 0.15448 | 13 | 0.77803
42196 | 7 | 1 | 365 | 7.9471 | 0.00678 | 7 | 0.95385
42882 | 3.64 | 1 | 365 | 4.1325 | 0.48353 | 4 | 0.616
42201 | 6.6 | 1 | 365 | 7.493 | 0.63496 | 8 | 0.12792
43076 | 13.52 | 1 | 365 | 15.3492 | 0.36738 | 15 | 0.71658
42199 | 8.67 | 1 | 365 | 9.843 | 0.73411 | 10 | 0.57713
41572 | 9.45 | 1 | 365 | 10.7285 | 0.40915 | 11 | 0.1377
42202 | 10.6 | 1 | 365 | 12.0341 | 0.35312 | 12 | 0.38726
43087 | 5.1 | 1 | 365 | 5.79 | 0.49065 | 6 | 0.28066
43092 | 3 | 1 | 365 | 3.4059 | 0.28862 | 3 | 0.69451
42881 | 9.18 | 1 | 365 | 10.422 | 0.48318 | 10 | 0.90519
43095 | 11.73 | 1 | 365 | 13.317 | 0.2285 | 13 | 0.54553
42889 | 3.9 | 1 | 365 | 4.4277 | 0.37521 | 4 | 0.80286
43107 | 7.7 | 1 | 365 | 8.7418 | 0.40746 | 9 | 0.14924
43111 | 3.825 | 1 | 365 | 4.3425 | 0.11799 | 4 | 0.4605
43108 | 6.24 | 1 | 365 | 7.0842 | 0.40033 | 7 | 0.48458
31226 | 6.12 | 1 | 365 | 6.948 | 0.98878 | 7 | 0.9368
41905 | 5.13 | 1 | 365 | 5.8241 | 0.59354 | 6 | 0.41761
43125 | 5.1 | 1 | 365 | 5.79 | 0.49065 | 6 | 0.28066
42886 | 5.46 | 1 | 365 | 6.1987 | 0.72529 | 6 | 0.924
43164 | 6 | 1 | 365 | 6.8118 | 0.57724 | 7 | 0.38902
43173 | 9.18 | 1 | 365 | 10.422 | 0.48318 | 10 | 0.90519
31390 | 3.38 | 1 | 365 | 3.8373 | 0.59185 | 4 | 0.42915
32221 | 8.06 | 1 | 365 | 9.1505 | 0.64209 | 9 | 0.79258
41969 | 12 | 1 | 365 | 13.6236 | 0.15448 | 13 | 0.77803
31378 | 6.76 | 1 | 365 | 7.6746 | 0.18369 | 7 | 0.85829
32520 | 3.9 | 1 | 365 | 4.4277 | 0.37521 | 4 | 0.80286
41962 | 8.85 | 1 | 365 | 10.0474 | 0.35143 | 10 | 0.3988
32545 | 4.16 | 1 | 365 | 4.7228 | 0.26689 | 4 | 0.98972
41985 | 7.905 | 1 | 365 | 8.9745 | 0.11051 | 9 | 0.085029
42010 | 6.6 | 1 | 365 | 7.493 | 0.63496 | 8 | 0.12792
43324 | 5.72 | 1 | 365 | 6.4939 | 0.61697 | 7 | 0.11086
42041 | 4.5 | 1 | 365 | 5.1088 | 0.43293 | 5 | 0.54176
42062 | 11.025 | 1 | 365 | 12.5166 | 0.81068 | 13 | 0.32732
42087 | 7.2 | 1 | 365 | 8.1741 | 0.69269 | 8 | 0.86682
36375 | 2.34 | 1 | 365 | 2.6566 | 0.025124 | 2 | 0.68172
42107 | 11.4 | 1 | 365 | 12.9424 | 0.096756 | 13 | 0.03913
32245 | 8.58 | 1 | 365 | 9.7408 | 0.42545 | 10 | 0.16629
43359 | 3.6 | 1 | 365 | 4.0871 | 0.34634 | 4 | 0.43341
15906 | 8.415 | 1 | 365 | 9.5535 | 0.85958 | 10 | 0.41309
43367 | 9.36 | 1 | 365 | 10.6264 | 0.10049 | 10 | 0.72686
27437 | 7.395 | 1 | 365 | 8.3955 | 0.36145 | 8 | 0.75696
43377 | 5.4 | 1 | 365 | 6.1306 | 0.51952 | 6 | 0.65011
16778 | 8.67 | 1 | 365 | 9.843 | 0.73411 | 10 | 0.57713
43383 | 8.4 | 1 | 365 | 9.5365 | 0.80814 | 10 | 0.34462
43387 | 8.7 | 1 | 365 | 9.8771 | 0.837 | 10 | 0.71407
43404 | 3.3 | 1 | 365 | 3.7465 | 0.31748 | 4 | 0.063959
43415 | 5.4 | 1 | 365 | 6.1306 | 0.51952 | 6 | 0.65011
22228 | 4.42 | 1 | 365 | 5.018 | 0.15857 | 5 | 0.17658
29058 | 9.88 | 1 | 365 | 11.2167 | 0.88386 | 12 | 0.10058
43408 | 14.88 | 1 | 365 | 16.8932 | 0.031555 | 16 | 0.92476
22224 | 4.94 | 1 | 365 | 5.6084 | 0.94193 | 6 | 0.55029
22741 | 9.88 | 1 | 365 | 11.2167 | 0.88386 | 12 | 0.10058
22307 | 4.94 | 1 | 365 | 5.6084 | 0.94193 | 6 | 0.55029
27169 | 5.72 | 1 | 365 | 6.4939 | 0.61697 | 7 | 0.11086
43156 | 6.885 | 1 | 365 | 7.8165 | 0.61238 | 8 | 0.4289
42847 | 8.58 | 1 | 365 | 9.7408 | 0.42545 | 10 | 0.16629
31932 | 4.68 | 1 | 365 | 5.3132 | 0.050247 | 5 | 0.36343
31221 | 4.94 | 1 | 365 | 5.6084 | 0.94193 | 6 | 0.55029
43517 | 13 | 1 | 365 | 14.7588 | 0.58402 | 15 | 0.34287
42839 | 2.08 | 1 | 365 | 2.3614 | 0.13344 | 2 | 0.49486
43536 | 4.2 | 1 | 365 | 4.7682 | 0.40407 | 5 | 0.17231
41864 | 6 | 1 | 365 | 6.8118 | 0.57724 | 7 | 0.38902
43545 | 24.9 | 1 | 365 | 28.2689 | 0.39555 | 28 | 0.66442
43568 | 7.8 | 1 | 365 | 8.8553 | 0.75041 | 9 | 0.60572
43577 | 14.28 | 1 | 365 | 16.212 | 0.97383 | 17 | 0.18586
43578 | 9.18 | 1 | 365 | 10.422 | 0.48318 | 10 | 0.90519
43579 | 11.59 | 1 | 365 | 13.1581 | 0.74837 | 13 | 0.90645
43352 | 7.28 | 1 | 365 | 8.265 | 0.96705 | 9 | 0.23201
42114 | 4.59 | 1 | 365 | 5.211 | 0.74159 | 5 | 0.9526
43347 | 8.84 | 1 | 365 | 10.036 | 0.31713 | 10 | 0.35315
43363 | 11.44 | 1 | 365 | 12.9878 | 0.23394 | 13 | 0.22172
43354 | 10.14 | 1 | 365 | 11.5119 | 0.77554 | 12 | 0.28744
43360 | 8.925 | 1 | 365 | 10.1325 | 0.60864 | 10 | 0.74116
43425 | 5.2 | 1 | 365 | 5.9035 | 0.83361 | 6 | 0.73715
43364 | 6.24 | 1 | 365 | 7.0842 | 0.40033 | 7 | 0.48458
43610 | 7.8 | 1 | 365 | 8.8553 | 0.75041 | 9 | 0.60572
43381 | 6.5 | 1 | 365 | 7.3794 | 0.29201 | 7 | 0.67143
43380 | 8.415 | 1 | 365 | 9.5535 | 0.85958 | 10 | 0.41309
43615 | 10.8 | 1 | 365 | 12.2612 | 0.039032 | 12 | 0.30023
43394 | 2.08 | 1 | 365 | 2.3614 | 0.13344 | 2 | 0.49486
43392 | 8.84 | 1 | 365 | 10.036 | 0.31713 | 10 | 0.35315
43395 | 10.4 | 1 | 365 | 11.8071 | 0.66722 | 12 | 0.47429
44173 | 11.7 | 1 | 365 | 13.283 | 0.12562 | 13 | 0.40858
43400 | 4.59 | 1 | 365 | 5.211 | 0.74159 | 5 | 0.9526
43632 | 5.46 | 1 | 365 | 6.1987 | 0.72529 | 6 | 0.924
44174 | 4.4 | 1 | 365 | 4.9953 | 0.089976 | 5 | 0.085278
43436 | 7.54 | 1 | 365 | 8.5601 | 0.85873 | 9 | 0.41886
44185 | 7.44 | 1 | 365 | 8.4466 | 0.51578 | 8 | 0.96238
43439 | 11.7 | 1 | 365 | 13.283 | 0.12562 | 13 | 0.40858
44205 | 2.475 | 1 | 365 | 2.8099 | 0.48811 | 3 | 0.29797
43450 | 4.94 | 1 | 365 | 5.6084 | 0.94193 | 6 | 0.55029
44207 | 11.77 | 1 | 365 | 13.3624 | 0.36569 | 13 | 0.72812
43483 | 4.42 | 1 | 365 | 5.018 | 0.15857 | 5 | 0.17658
44044 | 6.24 | 1 | 365 | 7.0842 | 0.40033 | 7 | 0.48458
43492 | 10.4 | 1 | 365 | 11.8071 | 0.66722 | 12 | 0.47429
44046 | 10.5 | 1 | 365 | 11.9206 | 0.01017 | 11 | 0.93078
43497 | 7.54 | 1 | 365 | 8.5601 | 0.85873 | 9 | 0.41886
44063 | 6.9 | 1 | 365 | 7.8335 | 0.66383 | 8 | 0.49737
44001 | 7.02 | 1 | 365 | 7.9698 | 0.075371 | 8 | 0.045149
43502 | 9.88 | 1 | 365 | 11.2167 | 0.88386 | 12 | 0.10058
41819 | 7.56 | 1 | 365 | 8.5828 | 0.92732 | 9 | 0.51016
43636 | 1.55 | 1 | 365 | 1.7597 | 0.31579 | 2 | 0.075496
43504 | 10.66 | 1 | 365 | 12.1023 | 0.5589 | 12 | 0.66115
43511 | 3.9 | 1 | 365 | 4.4277 | 0.37521 | 4 | 0.80286
43508 | 15.9 | 1 | 365 | 18.0512 | 0.52969 | 18 | 0.58089
43655 | 6.84 | 1 | 365 | 7.7654 | 0.45805 | 8 | 0.22348
44068 | 3.64 | 1 | 365 | 4.1325 | 0.48353 | 4 | 0.616
43538 | 7.54 | 1 | 365 | 8.5601 | 0.85873 | 9 | 0.41886
43560 | 12.48 | 1 | 365 | 14.1685 | 0.80066 | 14 | 0.96915
44077 | 7.194 | 1 | 365 | 8.1673 | 0.67211 | 8 | 0.83943
43570 | 5.2 | 1 | 365 | 5.9035 | 0.83361 | 6 | 0.73715
44081 | 5.13 | 1 | 365 | 5.8241 | 0.59354 | 6 | 0.41761
44443 | 4.94 | 1 | 365 | 5.6084 | 0.94193 | 6 | 0.55029
44083 | 9.12 | 1 | 365 | 10.3539 | 0.2774 | 10 | 0.6313
44444 | 6.24 | 1 | 365 | 7.0842 | 0.40033 | 7 | 0.48458
43614 | 3.24 | 1 | 365 | 3.6784 | 0.11171 | 3 | 0.79007
44085 | 6.48 | 1 | 365 | 7.3567 | 0.22342 | 7 | 0.58014
44086 | 6.48 | 1 | 365 | 7.3567 | 0.22342 | 7 | 0.58014
44445 | 10.66 | 1 | 365 | 12.1023 | 0.5589 | 12 | 0.66115
44088 | 5.94 | 1 | 365 | 6.7437 | 0.37147 | 7 | 0.11513
43662 | 8.7 | 1 | 365 | 9.8771 | 0.837 | 10 | 0.71407
44449 | 2.34 | 1 | 365 | 2.6566 | 0.025124 | 2 | 0.68172
27368 | 5.75 | 1 | 365 | 6.528 | 0.71985 | 7 | 0.24781
14452 | 14 | 1 | 365 | 15.8941 | 0.01356 | 15 | 0.9077
44089 | 11.34 | 1 | 365 | 12.8743 | 0.89098 | 13 | 0.76524
43109 | 4.335 | 1 | 365 | 4.9215 | 0.86706 | 5 | 0.78856
44455 | 6.5 | 1 | 365 | 7.3794 | 0.29201 | 7 | 0.67143
44090 | 7.02 | 1 | 365 | 7.9698 | 0.075371 | 8 | 0.045149
14590 | 9.945 | 1 | 365 | 11.2905 | 0.10678 | 11 | 0.39729
44091 | 9.18 | 1 | 365 | 10.422 | 0.48318 | 10 | 0.90519
27424 | 5.355 | 1 | 365 | 6.0795 | 0.36519 | 6 | 0.4447
44407 | 6.24 | 1 | 365 | 7.0842 | 0.40033 | 7 | 0.48458
15779 | 7.905 | 1 | 365 | 8.9745 | 0.11051 | 9 | 0.085029
44283 | 9.12 | 1 | 365 | 10.3539 | 0.2774 | 10 | 0.6313
27426 | 14.025 | 1 | 365 | 15.9225 | 0.099299 | 16 | 0.021825
44312 | 3.3 | 1 | 365 | 3.7465 | 0.31748 | 4 | 0.063959
44292 | 8.04 | 1 | 365 | 9.1278 | 0.5735 | 9 | 0.70128
17512 | 8.06 | 1 | 365 | 9.1505 | 0.64209 | 9 | 0.79258
44457 | 7.8 | 1 | 365 | 8.8553 | 0.75041 | 9 | 0.60572
44305 | 5.5 | 1 | 365 | 6.2441 | 0.86247 | 7 | 0.1066
43674 | 10.66 | 1 | 365 | 12.1023 | 0.5589 | 12 | 0.66115
44454 | 4.16 | 1 | 365 | 4.7228 | 0.26689 | 4 | 0.98972
44304 | 10.92 | 1 | 365 | 12.3974 | 0.45058 | 12 | 0.84801
44458 | 9.88 | 1 | 365 | 11.2167 | 0.88386 | 12 | 0.10058
43685 | 6.24 | 1 | 365 | 7.0842 | 0.40033 | 7 | 0.48458
18281 | 5.2 | 1 | 365 | 5.9035 | 0.83361 | 6 | 0.73715
44459 | 9.88 | 1 | 365 | 11.2167 | 0.88386 | 12 | 0.10058
25525 | 3.64 | 1 | 365 | 4.1325 | 0.48353 | 4 | 0.616
18634 | 5.46 | 1 | 365 | 6.1987 | 0.72529 | 6 | 0.924
25545 | 4.68 | 1 | 365 | 5.3132 | 0.050247 | 5 | 0.36343
27618 | 6.76 | 1 | 365 | 7.6746 | 0.18369 | 7 | 0.85829
44320 | 5.72 | 1 | 365 | 6.4939 | 0.61697 | 7 | 0.11086
20435 | 8.5 | 1 | 365 | 9.65 | 0.15109 | 9 | 0.80111
26683 | 9.1 | 1 | 365 | 10.3312 | 0.20881 | 10 | 0.54001
44460 | 4.42 | 1 | 365 | 5.018 | 0.15857 | 5 | 0.17658
20503 | 9.88 | 1 | 365 | 11.2167 | 0.88386 | 12 | 0.10058
43696 | 7.8 | 1 | 365 | 8.8553 | 0.75041 | 9 | 0.60572
20601 | 4.86 | 1 | 365 | 5.5175 | 0.66756 | 6 | 0.1851
33557 | 9.36 | 1 | 365 | 10.6264 | 0.10049 | 10 | 0.72686
44323 | 9.156 | 1 | 365 | 10.3948 | 0.40087 | 10 | 0.79564
22546 | 6.24 | 1 | 365 | 7.0842 | 0.40033 | 7 | 0.48458
27519 | 15.34 | 1 | 365 | 17.4154 | 0.60914 | 18 | 0.024584
44324 | 10.92 | 1 | 365 | 12.3974 | 0.45058 | 12 | 0.84801
35274 | 58.31 | 0.9 | 365 | 59.5792 | 0.97883 | 60 | 0.55803
26842 | 10.92 | 1 | 365 | 12.3974 | 0.45058 | 12 | 0.84801
44329 | 9.36 | 1 | 365 | 10.6264 | 0.10049 | 10 | 0.72686
26854 | 8.06 | 1 | 365 | 9.1505 | 0.64209 | 9 | 0.79258
44462 | 4.16 | 1 | 365 | 4.7228 | 0.26689 | 4 | 0.98972
33565 | 7.8 | 1 | 365 | 8.8553 | 0.75041 | 9 | 0.60572
44461 | 7.685 | 1 | 365 | 8.7247 | 0.35601 | 9 | 0.080765
44463 | 10.66 | 1 | 365 | 12.1023 | 0.5589 | 12 | 0.66115
33869 | 11.7 | 1 | 365 | 13.283 | 0.12562 | 13 | 0.40858
44466 | 5.36 | 1 | 365 | 6.0852 | 0.38233 | 6 | 0.46752
33963 | 5.72 | 1 | 365 | 6.4939 | 0.61697 | 7 | 0.11086
44436 | 12.74 | 1 | 365 | 14.4637 | 0.69234 | 15 | 0.15601
44426 | 3.06 | 1 | 365 | 3.474 | 0.49439 | 3 | 0.9684
44232 | 6.24 | 1 | 365 | 7.0842 | 0.40033 | 7 | 0.48458
32731 | 10.14 | 1 | 365 | 11.5119 | 0.77554 | 12 | 0.28744
44218 | 6.875 | 1 | 365 | 7.8052 | 0.57809 | 8 | 0.38325
34193 | 4.94 | 1 | 365 | 5.6084 | 0.94193 | 6 | 0.55029
43749 | 8.1 | 1 | 365 | 9.1959 | 0.77927 | 9 | 0.97517
34409 | 7.28 | 1 | 365 | 8.265 | 0.96705 | 9 | 0.23201
44401 | 5.94 | 1 | 365 | 6.7437 | 0.37147 | 7 | 0.11513
35942 | 4.42 | 1 | 365 | 5.018 | 0.15857 | 5 | 0.17658
44423 | 7.65 | 1 | 365 | 8.685 | 0.23598 | 8 | 0.921
35959 | 5.72 | 1 | 365 | 6.4939 | 0.61697 | 7 | 0.11086
44342 | 11.04 | 1 | 365 | 12.5337 | 0.86212 | 13 | 0.39579
44247 | 16.53 | 1 | 365 | 18.7664 | 0.6903 | 19 | 0.45674
44249 | 13.52 | 1 | 365 | 15.3492 | 0.36738 | 15 | 0.71658
43051 | 5.46 | 1 | 365 | 6.1987 | 0.72529 | 6 | 0.924
44252 | 5.46 | 1 | 365 | 6.1987 | 0.72529 | 6 | 0.924
43723 | 3.12 | 1 | 365 | 3.5421 | 0.70016 | 4 | 0.24229
44254 | 5.72 | 1 | 365 | 6.4939 | 0.61697 | 7 | 0.11086
43727 | 7.28 | 1 | 365 | 8.265 | 0.96705 | 9 | 0.23201
44262 | 8.32 | 1 | 365 | 9.4457 | 0.53377 | 9 | 0.97944
44264 | 11.44 | 1 | 365 | 12.9878 | 0.23394 | 13 | 0.22172
44345 | 2.75 | 1 | 365 | 3.1221 | 0.43124 | 3 | 0.5533
44265 | 8.84 | 1 | 365 | 10.036 | 0.31713 | 10 | 0.35315
43102 | 5.46 | 1 | 365 | 6.1987 | 0.72529 | 6 | 0.924
44266 | 4.68 | 1 | 365 | 5.3132 | 0.050247 | 5 | 0.36343
35989 | 8.58 | 1 | 365 | 9.7408 | 0.42545 | 10 | 0.16629
44268 | 5.2 | 1 | 365 | 5.9035 | 0.83361 | 6 | 0.73715
44347 | 15 | 1 | 365 | 17.0294 | 0.4431 | 17 | 0.47254
44271 | 5.72 | 1 | 365 | 6.4939 | 0.61697 | 7 | 0.11086
43458 | 5.2 | 1 | 365 | 5.9035 | 0.83361 | 6 | 0.73715
44438 | 6.76 | 1 | 365 | 7.6746 | 0.18369 | 7 | 0.85829
44440 | 11.96 | 1 | 365 | 13.5781 | 0.017298 | 13 | 0.59544
43106 | 2.6 | 1 | 365 | 2.9518 | 0.9168 | 3 | 0.86857
37786 | 8.58 | 1 | 365 | 9.7408 | 0.42545 | 10 | 0.16629
39124 | 11.18 | 1 | 365 | 12.6926 | 0.34226 | 13 | 0.034866
42904 | 11.96 | 1 | 365 | 13.5781 | 0.017298 | 13 | 0.59544
32866 | 7.28 | 1 | 365 | 8.265 | 0.96705 | 9 | 0.23201
43809 | 13.26 | 1 | 365 | 15.054 | 0.4757 | 15 | 0.52973
43812 | 4.16 | 1 | 365 | 4.7228 | 0.26689 | 4 | 0.98972
44354 | 3.35 | 1 | 365 | 3.8032 | 0.48896 | 4 | 0.2922
43823 | 7.8 | 1 | 365 | 8.8553 | 0.75041 | 9 | 0.60572
43851 | 5.25 | 1 | 365 | 5.9603 | 0.005085 | 5 | 0.96539
44464 | 5.98 | 1 | 365 | 6.7891 | 0.50865 | 7 | 0.29772
43855 | 3.315 | 1 | 365 | 3.7635 | 0.36893 | 4 | 0.13243
44467 | 5.2 | 1 | 365 | 5.9035 | 0.83361 | 6 | 0.73715
43857 | 6.375 | 1 | 365 | 7.2375 | 0.86332 | 8 | 0.10083
43862 | 5.865 | 1 | 365 | 6.6585 | 0.11425 | 6 | 0.77276
44358 | 3.99 | 1 | 365 | 4.5298 | 0.68386 | 5 | 0.2137
43863 | 6.12 | 1 | 365 | 6.948 | 0.98878 | 7 | 0.9368
43899 | 8.175 | 1 | 365 | 9.281 | 0.03649 | 9 | 0.31753
43877 | 7.14 | 1 | 365 | 8.106 | 0.48692 | 8 | 0.59293
43865 | 10 | 1 | 365 | 11.353 | 0.2954 | 11 | 0.64836
44375 | 6.54 | 1 | 365 | 7.4248 | 0.42919 | 7 | 0.85403
43868 | 4.845 | 1 | 365 | 5.5005 | 0.61612 | 6 | 0.11663
44382 | 7.56 | 1 | 365 | 8.5828 | 0.92732 | 9 | 0.51016
43870 | 10.25 | 1 | 365 | 11.6368 | 0.15278 | 11 | 0.78957
44813 | 5.72 | 1 | 365 | 6.4939 | 0.61697 | 7 | 0.11086
43879 | 5.75 | 1 | 365 | 6.528 | 0.71985 | 7 | 0.24781
44798 | 4.68 | 1 | 365 | 5.3132 | 0.050247 | 5 | 0.36343
44564 | 5.2 | 1 | 365 | 5.9035 | 0.83361 | 6 | 0.73715
43423 | 8.502 | 1 | 365 | 9.6523 | 0.15795 | 9 | 0.81024
43960 | 5.795 | 1 | 365 | 6.579 | 0.87418 | 7 | 0.45322
44390 | 6.71 | 1 | 365 | 7.6178 | 0.012213 | 7 | 0.63005
43986 | 9.6 | 1 | 365 | 10.8988 | 0.92358 | 11 | 0.82243
44403 | 6.3 | 1 | 365 | 7.1524 | 0.6061 | 7 | 0.75847
43457 | 8.32 | 1 | 365 | 9.4457 | 0.53377 | 9 | 0.97944
44421 | 5.13 | 1 | 365 | 5.8241 | 0.59354 | 6 | 0.41761
44631 | 5.4 | 1 | 365 | 6.1306 | 0.51952 | 6 | 0.65011
24106 | 4.08 | 1 | 365 | 4.632 | 0.99252 | 5 | 0.62453
44701 | 7.5 | 1 | 365 | 8.5147 | 0.72155 | 9 | 0.23627
44714 | 6 | 1 | 365 | 6.8118 | 0.57724 | 7 | 0.38902
44718 | 4 | 1 | 365 | 4.5412 | 0.71816 | 5 | 0.25934
44724 | 4.88 | 1 | 365 | 5.5402 | 0.73616 | 6 | 0.2764
44734 | 5.4 | 1 | 365 | 6.1306 | 0.51952 | 6 | 0.65011
44741 | 4.845 | 1 | 365 | 5.5005 | 0.61612 | 6 | 0.11663
44470 | 10.36 | 1 | 365 | 11.7617 | 0.53003 | 12 | 0.2917
44473 | 6.54 | 1 | 365 | 7.4248 | 0.42919 | 7 | 0.85403
44477 | 4.578 | 1 | 365 | 5.1974 | 0.70043 | 5 | 0.89782
44498 | 3 | 1 | 365 | 3.4059 | 0.28862 | 3 | 0.69451
44041 | 7.54 | 1 | 365 | 8.5601 | 0.85873 | 9 | 0.41886
33808 | 8.58 | 1 | 365 | 9.7408 | 0.42545 | 10 | 0.16629
21536 | 10.445 | 1 | 365 | 11.8582 | 0.82155 | 12 | 0.67971
31771 | 2.34 | 1 | 365 | 2.6566 | 0.025124 | 2 | 0.68172
43998 | 8.58 | 1 | 365 | 9.7408 | 0.42545 | 10 | 0.16629
32214 | 3.64 | 1 | 365 | 4.1325 | 0.48353 | 4 | 0.616
30857 | 4.94 | 1 | 365 | 5.6084 | 0.94193 | 6 | 0.55029
32438 | 5.355 | 1 | 365 | 6.0795 | 0.36519 | 6 | 0.4447
37681 | 3.12 | 1 | 365 | 3.5421 | 0.70016 | 4 | 0.24229
41080 | 2.86 | 1 | 365 | 3.2469 | 0.80848 | 4 | 0.055431
43257 | 12.22 | 1 | 365 | 13.8733 | 0.90898 | 14 | 0.7823
43663 | 5.2 | 1 | 365 | 5.9035 | 0.83361 | 6 | 0.73715
43668 | 8.58 | 1 | 365 | 9.7408 | 0.42545 | 10 | 0.16629
44623 | 11.44 | 1 | 365 | 12.9878 | 0.23394 | 13 | 0.22172
42392 | 5.46 | 1 | 365 | 6.1987 | 0.72529 | 6 | 0.924
21086 | 10.92 | 1 | 365 | 12.3974 | 0.45058 | 12 | 0.84801
21285 | 9.1 | 1 | 365 | 10.3312 | 0.20881 | 10 | 0.54001
21517 | 8.06 | 1 | 365 | 9.1505 | 0.64209 | 9 | 0.79258
21288 | 4.16 | 1 | 365 | 4.7228 | 0.26689 | 4 | 0.98972
21513 | 5.2 | 1 | 365 | 5.9035 | 0.83361 | 6 | 0.73715
44596 | 12.22 | 1 | 365 | 13.8733 | 0.90898 | 14 | 0.7823
44597 | 5.72 | 1 | 365 | 6.4939 | 0.61697 | 7 | 0.11086
44608 | 5.72 | 1 | 365 | 6.4939 | 0.61697 | 7 | 0.11086
44603 | 6.5 | 1 | 365 | 7.3794 | 0.29201 | 7 | 0.67143
44626 | 4.94 | 1 | 365 | 5.6084 | 0.94193 | 6 | 0.55029
44643 | 2.86 | 1 | 365 | 3.2469 | 0.80848 | 4 | 0.055431
44676 | 8.925 | 1 | 365 | 10.1325 | 0.60864 | 10 | 0.74116
44650 | 9.36 | 1 | 365 | 10.6264 | 0.10049 | 10 | 0.72686
44645 | 12.22 | 1 | 365 | 13.8733 | 0.90898 | 14 | 0.7823
44690 | 8.32 | 1 | 365 | 9.4457 | 0.53377 | 9 | 0.97944
44692 | 8.06 | 1 | 365 | 9.1505 | 0.64209 | 9 | 0.79258
44696 | 7.54 | 1 | 365 | 8.5601 | 0.85873 | 9 | 0.41886
44695 | 11.7 | 1 | 365 | 13.283 | 0.12562 | 13 | 0.40858
44719 | 6.24 | 1 | 365 | 7.0842 | 0.40033 | 7 | 0.48458
44722 | 7.8 | 1 | 365 | 8.8553 | 0.75041 | 9 | 0.60572
44691 | 12.495 | 1 | 365 | 14.1855 | 0.8521 | 15 | 0.037626
44742 | 11.96 | 1 | 365 | 13.5781 | 0.017298 | 13 | 0.59544
44728 | 9.62 | 1 | 365 | 10.9215 | 0.99217 | 11 | 0.91372
43666 | 6.76 | 1 | 365 | 7.6746 | 0.18369 | 7 | 0.85829
44198 | 5.98 | 1 | 365 | 6.7891 | 0.50865 | 7 | 0.29772
44124 | 11.44 | 1 | 365 | 12.9878 | 0.23394 | 13 | 0.22172
44133 | 4.75 | 1 | 365 | 5.3927 | 0.29031 | 5 | 0.68297
44811 | 4.68 | 1 | 365 | 5.3132 | 0.050247 | 5 | 0.36343
44815 | 8.925 | 1 | 365 | 10.1325 | 0.60864 | 10 | 0.74116
44773 | 4.94 | 1 | 365 | 5.6084 | 0.94193 | 6 | 0.55029
44816 | 7.02 | 1 | 365 | 7.9698 | 0.075371 | 8 | 0.045149
44820 | 6.76 | 1 | 365 | 7.6746 | 0.18369 | 7 | 0.85829
44828 | 9.1 | 1 | 365 | 10.3312 | 0.20881 | 10 | 0.54001
44840 | 7.54 | 1 | 365 | 8.5601 | 0.85873 | 9 | 0.41886
44842 | 3.64 | 1 | 365 | 4.1325 | 0.48353 | 4 | 0.616
44846 | 2.86 | 1 | 365 | 3.2469 | 0.80848 | 4 | 0.055431
44843 | 11.475 | 1 | 365 | 13.0275 | 0.35397 | 13 | 0.38149
44832 | 7.02 | 1 | 365 | 7.9698 | 0.075371 | 8 | 0.045149
44844 | 7.28 | 1 | 365 | 8.265 | 0.96705 | 9 | 0.23201
44849 | 4.16 | 1 | 365 | 4.7228 | 0.26689 | 4 | 0.98972
44847 | 11.44 | 1 | 365 | 12.9878 | 0.23394 | 13 | 0.22172
44848 | 9.62 | 1 | 365 | 10.9215 | 0.99217 | 11 | 0.91372
44851 | 4.68 | 1 | 365 | 5.3132 | 0.050247 | 5 | 0.36343
44859 | 4.16 | 1 | 365 | 4.7228 | 0.26689 | 4 | 0.98972
44876 | 10.14 | 1 | 365 | 11.5119 | 0.77554 | 12 | 0.28744
44882 | 4.42 | 1 | 365 | 5.018 | 0.15857 | 5 | 0.17658
44893 | 3.64 | 1 | 365 | 4.1325 | 0.48353 | 4 | 0.616
44899 | 6.24 | 1 | 365 | 7.0842 | 0.40033 | 7 | 0.48458
44897 | 6.76 | 1 | 365 | 7.6746 | 0.18369 | 7 | 0.85829
44910 | 5.72 | 1 | 365 | 6.4939 | 0.61697 | 7 | 0.11086
41776 | 8.16 | 1 | 365 | 9.264 | 0.98505 | 10 | 0.24906
25530 | 13 | 1 | 365 | 14.7588 | 0.58402 | 15 | 0.34287
43836 | 6.76 | 1 | 365 | 7.6746 | 0.18369 | 7 | 0.85829
43968 | 7.98 | 1 | 365 | 9.0597 | 0.36773 | 9 | 0.42739
31379 | 5.25 | 1 | 365 | 5.9603 | 0.005085 | 5 | 0.96539
30736 | 14 | 1 | 365 | 15.8941 | 0.01356 | 15 | 0.9077
31921 | 95.16 | 0.9 | 365 | 97.2313 | 0.71952 | 97 | 0.95081
44767 | 5.46 | 1 | 365 | 6.1987 | 0.72529 | 6 | 0.924
44769 | 4.16 | 1 | 365 | 4.7228 | 0.26689 | 4 | 0.98972
43558 | 7.95 | 1 | 365 | 9.0256 | 0.26484 | 9 | 0.29045
43544 | 7.95 | 1 | 365 | 9.0256 | 0.26484 | 9 | 0.29045
43533 | 8.48 | 1 | 365 | 9.6273 | 0.082499 | 9 | 0.70981
43524 | 5.3 | 1 | 365 | 6.0171 | 0.17656 | 6 | 0.19363
44786 | 9.01 | 1 | 365 | 10.229 | 0.90016 | 11 | 0.12917
44761 | 6.24 | 1 | 365 | 7.0842 | 0.40033 | 7 | 0.48458
43466 | 6.36 | 1 | 365 | 7.2205 | 0.81187 | 8 | 0.032357
44803 | 7.95 | 1 | 365 | 9.0256 | 0.26484 | 9 | 0.29045
43449 | 9.54 | 1 | 365 | 10.8307 | 0.71781 | 11 | 0.54854
43205 | 6.36 | 1 | 365 | 7.2205 | 0.81187 | 8 | 0.032357
43424 | 8.48 | 1 | 365 | 9.6273 | 0.082499 | 9 | 0.70981
43179 | 9.54 | 1 | 365 | 10.8307 | 0.71781 | 11 | 0.54854
43184 | 3.76 | 1 | 365 | 4.2687 | 0.89507 | 5 | 0.16378
43431 | 6.89 | 1 | 365 | 7.8222 | 0.62953 | 8 | 0.45172
43162 | 8.93 | 1 | 365 | 10.1382 | 0.62579 | 10 | 0.76399
43138 | 5.3 | 1 | 365 | 6.0171 | 0.17656 | 6 | 0.19363
43422 | 8.745 | 1 | 365 | 9.9282 | 0.99133 | 10 | 0.91949
43132 | 3.29 | 1 | 365 | 3.7351 | 0.28319 | 4 | 0.01831
43124 | 4.24 | 1 | 365 | 4.8137 | 0.54125 | 5 | 0.3549
43460 | 13.4 | 1 | 365 | 15.213 | 0.95584 | 16 | 0.1688
43418 | 3.71 | 1 | 365 | 4.2119 | 0.72359 | 4 | 0.93554
43416 | 8.745 | 1 | 365 | 9.9282 | 0.99133 | 10 | 0.91949
43410 | 5.3 | 1 | 365 | 6.0171 | 0.17656 | 6 | 0.19363
43405 | 9.4 | 1 | 365 | 10.6718 | 0.23768 | 10 | 0.90946
43399 | 5.52 | 1 | 365 | 6.2668 | 0.93106 | 7 | 0.19789
43389 | 5.76 | 1 | 365 | 6.5393 | 0.75415 | 7 | 0.29346
43382 | 6.72 | 1 | 365 | 7.6292 | 0.046509 | 7 | 0.6757
43375 | 7.2 | 1 | 365 | 8.1741 | 0.69269 | 8 | 0.86682
43368 | 8.58 | 1 | 365 | 9.7408 | 0.42545 | 10 | 0.16629
43365 | 7.95 | 1 | 365 | 9.0256 | 0.26484 | 9 | 0.29045
43088 | 6 | 1 | 365 | 6.8118 | 0.57724 | 7 | 0.38902
43461 | 8.175 | 1 | 365 | 9.281 | 0.03649 | 9 | 0.31753
43357 | 6.36 | 1 | 365 | 7.2205 | 0.81187 | 8 | 0.032357
43083 | 5.3 | 1 | 365 | 6.0171 | 0.17656 | 6 | 0.19363
43346 | 6.89 | 1 | 365 | 7.8222 | 0.62953 | 8 | 0.45172
43067 | 7.75 | 1 | 365 | 8.7985 | 0.57893 | 9 | 0.37748
44937 | 7.8 | 1 | 365 | 8.8553 | 0.75041 | 9 | 0.60572
43464 | 6.9 | 1 | 365 | 7.8335 | 0.66383 | 8 | 0.49737
45084 | 6.76 | 1 | 365 | 7.6746 | 0.18369 | 7 | 0.85829
43465 | 10.005 | 1 | 365 | 11.3586 | 0.31255 | 11 | 0.67118
45106 | 9.45 | 1 | 365 | 10.7285 | 0.40915 | 11 | 0.1377
45187 | 7.25 | 1 | 365 | 8.2309 | 0.86416 | 9 | 0.095061
45198 | 5.61 | 1 | 365 | 6.369 | 0.23972 | 6 | 0.60873
43469 | 9.52 | 1 | 365 | 10.808 | 0.64922 | 11 | 0.45724
45209 | 11 | 1 | 365 | 12.4883 | 0.72494 | 13 | 0.2132
43472 | 5.2 | 1 | 365 | 5.9035 | 0.83361 | 6 | 0.73715
45226 | 11.44 | 1 | 365 | 12.9878 | 0.23394 | 13 | 0.22172
45418 | 9.72 | 1 | 365 | 11.0351 | 0.33513 | 11 | 0.37021
45421 | 6.6 | 1 | 365 | 7.493 | 0.63496 | 8 | 0.12792
11140 | 1300 | 1 | 365 | 1475.8848 | 0.402 | 1476 | 0.2868
45422 | 10.08 | 1 | 365 | 11.4438 | 0.56976 | 12 | 0.013547
44011 | 5.46 | 1 | 365 | 6.1987 | 0.72529 | 6 | 0.924
45408 | 8.96 | 1 | 365 | 10.1723 | 0.72868 | 10 | 0.90093
45405 | 2.75 | 1 | 365 | 3.1221 | 0.43124 | 3 | 0.5533
45424 | 10.2 | 1 | 365 | 11.58 | 0.98131 | 12 | 0.56133
43476 | 12 | 1 | 365 | 13.6236 | 0.15448 | 13 | 0.77803
27114 | 5.7 | 1 | 365 | 6.4712 | 0.54838 | 7 | 0.019565
45435 | 7.44 | 1 | 365 | 8.4466 | 0.51578 | 8 | 0.96238
44024 | 12.825 | 1 | 365 | 14.5602 | 0.98385 | 15 | 0.54402
45533 | 6.885 | 1 | 365 | 7.8165 | 0.61238 | 8 | 0.4289
44794 | 6.375 | 1 | 365 | 7.2375 | 0.86332 | 8 | 0.10083
44034 | 9 | 1 | 365 | 10.2177 | 0.86586 | 11 | 0.083524
45188 | 13.52 | 1 | 365 | 15.3492 | 0.36738 | 15 | 0.71658
45166 | 3.597 | 1 | 365 | 4.0837 | 0.33606 | 4 | 0.41972
44753 | 8.4 | 1 | 365 | 9.5365 | 0.80814 | 10 | 0.34462
45203 | 9 | 1 | 365 | 10.2177 | 0.86586 | 11 | 0.083524
44045 | 5.72 | 1 | 365 | 6.4939 | 0.61697 | 7 | 0.11086
44371 | 3.965 | 1 | 365 | 4.5014 | 0.59813 | 5 | 0.099575
44787 | 11.772 | 1 | 365 | 13.3647 | 0.37254 | 13 | 0.73725
45196 | 3.06 | 1 | 365 | 3.474 | 0.49439 | 3 | 0.9684
45200 | 4.8 | 1 | 365 | 5.4494 | 0.46179 | 5 | 0.91121
43488 | 8.4 | 1 | 365 | 9.5365 | 0.80814 | 10 | 0.34462
45201 | 8.1 | 1 | 365 | 9.1959 | 0.77927 | 9 | 0.97517
45278 | 8.06 | 1 | 365 | 9.1505 | 0.64209 | 9 | 0.79258
43512 | 5.72 | 1 | 365 | 6.4939 | 0.61697 | 7 | 0.11086
45344 | 8.7 | 1 | 365 | 9.8771 | 0.837 | 10 | 0.71407
43515 | 2.7 | 1 | 365 | 3.0653 | 0.25976 | 3 | 0.32506
45349 | 9.3 | 1 | 365 | 10.5583 | 0.89472 | 11 | 0.45297
43516 | 5.7 | 1 | 365 | 6.4712 | 0.54838 | 7 | 0.019565
43503 | 4.275 | 1 | 365 | 4.8534 | 0.66128 | 5 | 0.51467
45499 | 5.72 | 1 | 365 | 6.4939 | 0.61697 | 7 | 0.11086
45500 | 11.76 | 1 | 365 | 13.3511 | 0.33139 | 13 | 0.68247
43528 | 7.93 | 1 | 365 | 9.0029 | 0.19625 | 9 | 0.19915
45505 | 10 | 1 | 365 | 11.353 | 0.2954 | 11 | 0.64836
31509 | 12.48 | 1 | 365 | 14.1685 | 0.80066 | 14 | 0.96915
44102 | 4.94 | 1 | 365 | 5.6084 | 0.94193 | 6 | 0.55029
27884 | 15.555 | 1 | 365 | 17.6595 | 0.34649 | 18 | 0.006024
31977 | 3.12 | 1 | 365 | 3.5421 | 0.70016 | 4 | 0.24229
29876 | 3.38 | 1 | 365 | 3.8373 | 0.59185 | 4 | 0.42915
33084 | 5.1 | 1 | 365 | 5.79 | 0.49065 | 6 | 0.28066
44103 | 9.1 | 1 | 365 | 10.3312 | 0.20881 | 10 | 0.54001
35563 | 3.64 | 1 | 365 | 4.1325 | 0.48353 | 4 | 0.616
44260 | 2.86 | 1 | 365 | 3.2469 | 0.80848 | 4 | 0.055431
21023 | 4.68 | 1 | 365 | 5.3132 | 0.050247 | 5 | 0.36343
44291 | 6.5 | 1 | 365 | 7.3794 | 0.29201 | 7 | 0.67143
44111 | 3.825 | 1 | 365 | 4.3425 | 0.11799 | 4 | 0.4605
44554 | 9.36 | 1 | 365 | 10.6264 | 0.10049 | 10 | 0.72686
44114 | 4.8 | 1 | 365 | 5.4494 | 0.46179 | 5 | 0.91121
44108 | 7.28 | 1 | 365 | 8.265 | 0.96705 | 9 | 0.23201
34456 | 3.12 | 1 | 365 | 3.5421 | 0.70016 | 4 | 0.24229
44116 | 5.04 | 1 | 365 | 5.7219 | 0.28488 | 6 | 0.0067734
44121 | 9.88 | 1 | 365 | 11.2167 | 0.88386 | 12 | 0.10058
44237 | 5.98 | 1 | 365 | 6.7891 | 0.50865 | 7 | 0.29772
44571 | 4.16 | 1 | 365 | 4.7228 | 0.26689 | 4 | 0.98972
44586 | 6.24 | 1 | 365 | 7.0842 | 0.40033 | 7 | 0.48458
44576 | 6.5 | 1 | 365 | 7.3794 | 0.29201 | 7 | 0.67143
43543 | 6.3 | 1 | 365 | 7.1524 | 0.6061 | 7 | 0.75847
16454 | 12.24 | 1 | 365 | 13.896 | 0.97757 | 14 | 0.87359
29253 | 5.355 | 1 | 365 | 6.0795 | 0.36519 | 6 | 0.4447
14919 | 10.2 | 1 | 365 | 11.58 | 0.98131 | 12 | 0.56133
22033 | 9.62 | 1 | 365 | 10.9215 | 0.99217 | 11 | 0.91372
22143 | 12.74 | 1 | 365 | 14.4637 | 0.69234 | 15 | 0.15601
45296 | 5.98 | 1 | 365 | 6.7891 | 0.50865 | 7 | 0.29772
24096 | 7.54 | 1 | 365 | 8.5601 | 0.85873 | 9 | 0.41886
43562 | 8.25 | 1 | 365 | 9.3662 | 0.29371 | 9 | 0.6599
27570 | 10.965 | 1 | 365 | 12.4485 | 0.60491 | 13 | 0.053427
31782 | 7.28 | 1 | 365 | 8.265 | 0.96705 | 9 | 0.23201
31693 | 5.2 | 1 | 365 | 5.9035 | 0.83361 | 6 | 0.73715
44953 | 3.64 | 1 | 365 | 4.1325 | 0.48353 | 4 | 0.616
43572 | 6.24 | 1 | 365 | 7.0842 | 0.40033 | 7 | 0.48458
44988 | 4.68 | 1 | 365 | 5.3132 | 0.050247 | 5 | 0.36343
44625 | 5.98 | 1 | 365 | 6.7891 | 0.50865 | 7 | 0.29772
44097 | 22.68 | 1 | 365 | 25.7485 | 0.78197 | 26 | 0.53048
45306 | 11.7 | 1 | 365 | 13.283 | 0.12562 | 13 | 0.40858
33987 | 304.2 | 0.9 | 365 | 310.8213 | 0.93946 | 311 | 0.7608
45006 | 7.28 | 1 | 365 | 8.265 | 0.96705 | 9 | 0.23201
34743 | 60.39 | 0.9 | 365 | 61.7045 | 0.39893 | 62 | 0.1034
45037 | 11.44 | 1 | 365 | 12.9878 | 0.23394 | 13 | 0.22172
45354 | 5.72 | 1 | 365 | 6.4939 | 0.61697 | 7 | 0.11086
45358 | 16.64 | 1 | 365 | 18.8913 | 0.067546 | 18 | 0.95887
27571 | 8.16 | 1 | 365 | 9.264 | 0.98505 | 10 | 0.24906
45369 | 5.2 | 1 | 365 | 5.9035 | 0.83361 | 6 | 0.73715
45652 | 11.96 | 1 | 365 | 13.5781 | 0.017298 | 13 | 0.59544
29861 | 7.28 | 1 | 365 | 8.265 | 0.96705 | 9 | 0.23201
43907 | 3.78 | 1 | 365 | 4.2914 | 0.96366 | 5 | 0.25508
30259 | 5.2 | 1 | 365 | 5.9035 | 0.83361 | 6 | 0.73715
32481 | 4.16 | 1 | 365 | 4.7228 | 0.26689 | 4 | 0.98972
44829 | 5.46 | 1 | 365 | 6.1987 | 0.72529 | 6 | 0.924
43912 | 9.01 | 1 | 365 | 10.229 | 0.90016 | 11 | 0.12917
44998 | 9.88 | 1 | 365 | 11.2167 | 0.88386 | 12 | 0.10058
31457 | 11.7 | 1 | 365 | 13.283 | 0.12562 | 13 | 0.40858
44946 | 7.395 | 1 | 365 | 8.3955 | 0.36145 | 8 | 0.75696
44943 | 2.6 | 1 | 365 | 2.9518 | 0.9168 | 3 | 0.86857
44945 | 7.42 | 1 | 365 | 8.4239 | 0.44719 | 8 | 0.87108
43918 | 7.848 | 1 | 365 | 8.9098 | 0.91503 | 9 | 0.82483
44962 | 2.295 | 1 | 365 | 2.6055 | 0.87079 | 3 | 0.4763
45004 | 4.335 | 1 | 365 | 4.9215 | 0.86706 | 5 | 0.78856
43903 | 10.791 | 1 | 365 | 12.251 | 0.0081661 | 12 | 0.25915
44970 | 9.1 | 1 | 365 | 10.3312 | 0.20881 | 10 | 0.54001
43906 | 3.9 | 1 | 365 | 4.4277 | 0.37521 | 4 | 0.80286
45026 | 7.54 | 1 | 365 | 8.5601 | 0.85873 | 9 | 0.41886
45015 | 5.46 | 1 | 365 | 6.1987 | 0.72529 | 6 | 0.924
43921 | 8.4 | 1 | 365 | 9.5365 | 0.80814 | 10 | 0.34462
45019 | 10.455 | 1 | 365 | 11.8695 | 0.85584 | 12 | 0.72536
45046 | 5.2 | 1 | 365 | 5.9035 | 0.83361 | 6 | 0.73715
45058 | 5.98 | 1 | 365 | 6.7891 | 0.50865 | 7 | 0.29772
45060 | 7.65 | 1 | 365 | 8.685 | 0.23598 | 8 | 0.921
45059 | 6.375 | 1 | 365 | 7.2375 | 0.86332 | 8 | 0.10083
45054 | 9.1 | 1 | 365 | 10.3312 | 0.20881 | 10 | 0.54001
45083 | 3.445 | 1 | 365 | 3.9111 | 0.81477 | 4 | 0.72586
45076 | 3.315 | 1 | 365 | 3.7635 | 0.36893 | 4 | 0.13243
45794 | 9.72 | 1 | 365 | 11.0351 | 0.33513 | 11 | 0.37021
45798 | 10.455 | 1 | 365 | 11.8695 | 0.85584 | 12 | 0.72536
45802 | 7.75 | 1 | 365 | 8.7985 | 0.57893 | 9 | 0.37748
45859 | 8.25 | 1 | 365 | 9.3662 | 0.29371 | 9 | 0.6599
45861 | 3.64 | 1 | 365 | 4.1325 | 0.48353 | 4 | 0.616
45863 | 4.2 | 1 | 365 | 4.7682 | 0.40407 | 5 | 0.17231
45508 | 6.615 | 1 | 365 | 7.51 | 0.68641 | 8 | 0.19639
45896 | 7.56 | 1 | 365 | 8.5828 | 0.92732 | 9 | 0.51016
45736 | 8.58 | 1 | 365 | 9.7408 | 0.42545 | 10 | 0.16629
45745 | 7.28 | 1 | 365 | 8.265 | 0.96705 | 9 | 0.23201
45720 | 7.02 | 1 | 365 | 7.9698 | 0.075371 | 8 | 0.045149
32452 | 7.8 | 1 | 365 | 8.8553 | 0.75041 | 9 | 0.60572
32784 | 4.42 | 1 | 365 | 5.018 | 0.15857 | 5 | 0.17658
27432 | 1.785 | 1 | 365 | 2.0265 | 0.12173 | 2 | 0.14823
29104 | 6.76 | 1 | 365 | 7.6746 | 0.18369 | 7 | 0.85829
32306 | 8.84 | 1 | 365 | 10.036 | 0.31713 | 10 | 0.35315
32050 | 3.38 | 1 | 365 | 3.8373 | 0.59185 | 4 | 0.42915
32177 | 5.98 | 1 | 365 | 6.7891 | 0.50865 | 7 | 0.29772
45436 | 8.32 | 1 | 365 | 9.4457 | 0.53377 | 9 | 0.97944
32157 | 5.2 | 1 | 365 | 5.9035 | 0.83361 | 6 | 0.73715
32170 | 7.8 | 1 | 365 | 8.8553 | 0.75041 | 9 | 0.60572
32398 | 4.16 | 1 | 365 | 4.7228 | 0.26689 | 4 | 0.98972
32416 | 4.42 | 1 | 365 | 5.018 | 0.15857 | 5 | 0.17658
32515 | 8.32 | 1 | 365 | 9.4457 | 0.53377 | 9 | 0.97944
45458 | 7.8 | 1 | 365 | 8.8553 | 0.75041 | 9 | 0.60572
43923 | 9.483 | 1 | 365 | 10.766 | 0.52233 | 11 | 0.28834
32722 | 6.24 | 1 | 365 | 7.0842 | 0.40033 | 7 | 0.48458
34873 | 192.92 | 0.9 | 365 | 197.1192 | 0.46417 | 197 | 0.58335
27874 | 8.06 | 1 | 365 | 9.1505 | 0.64209 | 9 | 0.79258
45087 | 9.01 | 1 | 365 | 10.229 | 0.90016 | 11 | 0.12917
44156 | 6 | 1 | 365 | 6.8118 | 0.57724 | 7 | 0.38902
45073 | 4.94 | 1 | 365 | 5.6084 | 0.94193 | 6 | 0.55029
45092 | 5.61 | 1 | 365 | 6.369 | 0.23972 | 6 | 0.60873
43932 | 10.464 | 1 | 365 | 11.8797 | 0.88671 | 12 | 0.76644
45097 | 5.46 | 1 | 365 | 6.1987 | 0.72529 | 6 | 0.924
32982 | 649.8 | 0.8 | 365 | 590.1723 | 0.81207 | 590 | 0.98435
45109 | 10.14 | 1 | 365 | 11.5119 | 0.77554 | 12 | 0.28744
44641 | 57.72 | 0.9 | 365 | 58.9764 | 0.15774 | 59 | 0.1341
36205 | 73 | 0.9 | 365 | 74.5889 | 0.32078 | 74 | 0.90973
45102 | 4.68 | 1 | 365 | 5.3132 | 0.050247 | 5 | 0.36343
37660 | 10.98 | 1 | 365 | 12.4656 | 0.65635 | 13 | 0.1219
45112 | 3.64 | 1 | 365 | 4.1325 | 0.48353 | 4 | 0.616
45115 | 14.3 | 1 | 365 | 16.2347 | 0.042422 | 16 | 0.27715
43947 | 5.7 | 1 | 365 | 6.4712 | 0.54838 | 7 | 0.019565
45114 | 13.25 | 1 | 365 | 15.0427 | 0.4414 | 15 | 0.48408
43950 | 6.213 | 1 | 365 | 7.0536 | 0.30773 | 7 | 0.36133
45124 | 3.9 | 1 | 365 | 4.4277 | 0.37521 | 4 | 0.80286
45133 | 8.06 | 1 | 365 | 9.1505 | 0.64209 | 9 | 0.79258
43951 | 3.75 | 1 | 365 | 4.2574 | 0.86078 | 5 | 0.11813
43957 | 3.38 | 1 | 365 | 3.8373 | 0.59185 | 4 | 0.42915
44025 | 5.2 | 1 | 365 | 5.9035 | 0.83361 | 6 | 0.73715
44026 | 9.1 | 1 | 365 | 10.3312 | 0.20881 | 10 | 0.54001
44027 | 5.2 | 1 | 365 | 5.9035 | 0.83361 | 6 | 0.73715
45134 | 5.83 | 1 | 365 | 6.6188 | 0.99422 | 7 | 0.61299
31442 | 6.76 | 1 | 365 | 7.6746 | 0.18369 | 7 | 0.85829
16845 | 7.8 | 1 | 365 | 8.8553 | 0.75041 | 9 | 0.60572
45123 | 9.36 | 1 | 365 | 10.6264 | 0.10049 | 10 | 0.72686
45135 | 11.96 | 1 | 365 | 13.5781 | 0.017298 | 13 | 0.59544
45504 | 13.515 | 1 | 365 | 15.3435 | 0.35023 | 15 | 0.69376
45149 | 4.335 | 1 | 365 | 4.9215 | 0.86706 | 5 | 0.78856
27913 | 13 | 1 | 365 | 14.7588 | 0.58402 | 15 | 0.34287
32368 | 4.68 | 1 | 365 | 5.3132 | 0.050247 | 5 | 0.36343
45144 | 7.65 | 1 | 365 | 8.685 | 0.23598 | 8 | 0.921
45524 | 9.36 | 1 | 365 | 10.6264 | 0.10049 | 10 | 0.72686
45154 | 4.335 | 1 | 365 | 4.9215 | 0.86706 | 5 | 0.78856
29142 | 12.495 | 1 | 365 | 14.1855 | 0.8521 | 15 | 0.037626
29238 | 5.2 | 1 | 365 | 5.9035 | 0.83361 | 6 | 0.73715
42892 | 4.94 | 1 | 365 | 5.6084 | 0.94193 | 6 | 0.55029
45165 | 4.16 | 1 | 365 | 4.7228 | 0.26689 | 4 | 0.98972
32397 | 5.98 | 1 | 365 | 6.7891 | 0.50865 | 7 | 0.29772
41729 | 5.1 | 1 | 365 | 5.79 | 0.49065 | 6 | 0.28066
32421 | 6.5 | 1 | 365 | 7.3794 | 0.29201 | 7 | 0.67143
21262 | 5.2 | 1 | 365 | 5.9035 | 0.83361 | 6 | 0.73715
46147 | 8.32 | 1 | 365 | 9.4457 | 0.53377 | 9 | 0.97944
37065 | 4 | 1 | 365 | 4.5412 | 0.71816 | 5 | 0.25934
45449 | 10.92 | 1 | 365 | 12.3974 | 0.45058 | 12 | 0.84801
41943 | 9.88 | 1 | 365 | 11.2167 | 0.88386 | 12 | 0.10058
46156 | 6.5 | 1 | 365 | 7.3794 | 0.29201 | 7 | 0.67143
42594 | 6.54 | 1 | 365 | 7.4248 | 0.42919 | 7 | 0.85403
42848 | 6.063 | 1 | 365 | 6.8833 | 0.7933 | 7 | 0.6766
46163 | 7.54 | 1 | 365 | 8.5601 | 0.85873 | 9 | 0.41886
42870 | 5.2 | 1 | 365 | 5.9035 | 0.83361 | 6 | 0.73715
41886 | 3.27 | 1 | 365 | 3.7124 | 0.2146 | 3 | 0.92701
44049 | 9.9 | 1 | 365 | 11.2394 | 0.95245 | 12 | 0.19188
5831 | 318.06 | 1 | 365 | 361.0922 | 0.79949 | 361 | 0.89174
44107 | 11 | 1 | 365 | 12.4883 | 0.72494 | 13 | 0.2132
44048 | 7.521 | 1 | 365 | 8.5386 | 0.79357 | 9 | 0.33213
44050 | 8.175 | 1 | 365 | 9.281 | 0.03649 | 9 | 0.31753
45243 | 7.25 | 1 | 365 | 8.2309 | 0.86416 | 9 | 0.095061
38097 | 88.5 | 0.9 | 365 | 90.4263 | 0.16286 | 90 | 0.58919
46189 | 4.24 | 1 | 365 | 4.8137 | 0.54125 | 5 | 0.3549
46225 | 24.2 | 1 | 365 | 27.4742 | 0.99487 | 28 | 0.46903
45155 | 6.095 | 1 | 365 | 6.9196 | 0.90305 | 7 | 0.82268
46215 | 5.98 | 1 | 365 | 6.7891 | 0.50865 | 7 | 0.29772
27416 | 4.08 | 1 | 365 | 4.632 | 0.99252 | 5 | 0.62453
45179 | 9.1 | 1 | 365 | 10.3312 | 0.20881 | 10 | 0.54001
22208 | 5.46 | 1 | 365 | 6.1987 | 0.72529 | 6 | 0.924
22449 | 6.5 | 1 | 365 | 7.3794 | 0.29201 | 7 | 0.67143
33260 | 8.84 | 1 | 365 | 10.036 | 0.31713 | 10 | 0.35315
24530 | 5.47 | 1 | 365 | 6.2101 | 0.75958 | 6 | 0.96965
45182 | 17.16 | 1 | 365 | 19.4817 | 0.85091 | 20 | 0.33259
29262 | 6.885 | 1 | 365 | 7.8165 | 0.61238 | 8 | 0.4289
33954 | 5.72 | 1 | 365 | 6.4939 | 0.61697 | 7 | 0.11086
32715 | 3.12 | 1 | 365 | 3.5421 | 0.70016 | 4 | 0.24229
45631 | 5.72 | 1 | 365 | 6.4939 | 0.61697 | 7 | 0.11086
45202 | 11.7 | 1 | 365 | 13.283 | 0.12562 | 13 | 0.40858
26980 | 4.16 | 1 | 365 | 4.7228 | 0.26689 | 4 | 0.98972
45212 | 8.84 | 1 | 365 | 10.036 | 0.31713 | 10 | 0.35315
45437 | 8.58 | 1 | 365 | 9.7408 | 0.42545 | 10 | 0.16629
45214 | 4.42 | 1 | 365 | 5.018 | 0.15857 | 5 | 0.17658
34279 | 5.2 | 1 | 365 | 5.9035 | 0.83361 | 6 | 0.73715
45495 | 8.32 | 1 | 365 | 9.4457 | 0.53377 | 9 | 0.97944
45446 | 8.58 | 1 | 365 | 9.7408 | 0.42545 | 10 | 0.16629
45541 | 7.28 | 1 | 365 | 8.265 | 0.96705 | 9 | 0.23201
45452 | 5.46 | 1 | 365 | 6.1987 | 0.72529 | 6 | 0.924
45562 | 3.64 | 1 | 365 | 4.1325 | 0.48353 | 4 | 0.616
45519 | 4.16 | 1 | 365 | 4.7228 | 0.26689 | 4 | 0.98972
16769 | 2.45 | 1 | 365 | 2.7815 | 0.40237 | 3 | 0.18385
45528 | 8.91 | 1 | 365 | 10.1155 | 0.5572 | 10 | 0.67269
45677 | 12.48 | 1 | 365 | 14.1685 | 0.80066 | 14 | 0.96915
45553 | 14.56 | 1 | 365 | 16.5299 | 0.9341 | 17 | 0.46401
45633 | 5.98 | 1 | 365 | 6.7891 | 0.50865 | 7 | 0.29772
45288 | 3.975 | 1 | 365 | 4.5128 | 0.63242 | 5 | 0.14522
45283 | 11.44 | 1 | 365 | 12.9878 | 0.23394 | 13 | 0.22172
45532 | 8.64 | 1 | 365 | 9.809 | 0.63123 | 10 | 0.44018
45294 | 6.24 | 1 | 365 | 7.0842 | 0.40033 | 7 | 0.48458
45291 | 15.08 | 1 | 365 | 17.1203 | 0.71746 | 17 | 0.83773
45298 | 11.395 | 1 | 365 | 12.9367 | 0.079608 | 13 | 0.016306
45302 | 12.455 | 1 | 365 | 14.1401 | 0.71492 | 14 | 0.85503
45534 | 12.099 | 1 | 365 | 13.7359 | 0.494 | 14 | 0.22995
45643 | 4.16 | 1 | 365 | 4.7228 | 0.26689 | 4 | 0.98972
45654 | 7.02 | 1 | 365 | 7.9698 | 0.075371 | 8 | 0.045149
45548 | 8.1 | 1 | 365 | 9.1959 | 0.77927 | 9 | 0.97517
45328 | 9.1 | 1 | 365 | 10.3312 | 0.20881 | 10 | 0.54001
45345 | 13.52 | 1 | 365 | 15.3492 | 0.36738 | 15 | 0.71658
45564 | 4.59 | 1 | 365 | 5.211 | 0.74159 | 5 | 0.9526
37045 | 9.36 | 1 | 365 | 10.6264 | 0.10049 | 10 | 0.72686
45454 | 10.07 | 1 | 365 | 11.4324 | 0.53547 | 11 | 0.9679
37083 | 7.28 | 1 | 365 | 8.265 | 0.96705 | 9 | 0.23201
37938 | 7.28 | 1 | 365 | 8.265 | 0.96705 | 9 | 0.23201
45414 | 6.89 | 1 | 365 | 7.8222 | 0.62953 | 8 | 0.45172
45289 | 3.12 | 1 | 365 | 3.5421 | 0.70016 | 4 | 0.24229
45450 | 9.1 | 1 | 365 | 10.3312 | 0.20881 | 10 | 0.54001
28568 | 3.64 | 1 | 365 | 4.1325 | 0.48353 | 4 | 0.616
45464 | 4.94 | 1 | 365 | 5.6084 | 0.94193 | 6 | 0.55029
45456 | 9.1 | 1 | 365 | 10.3312 | 0.20881 | 10 | 0.54001
45581 | 6 | 1 | 365 | 6.8118 | 0.57724 | 7 | 0.38902
45473 | 2.6 | 1 | 365 | 2.9518 | 0.9168 | 3 | 0.86857
28601 | 6.76 | 1 | 365 | 7.6746 | 0.18369 | 7 | 0.85829
45726 | 2.86 | 1 | 365 | 3.2469 | 0.80848 | 4 | 0.055431
44233 | 7.02 | 1 | 365 | 7.9698 | 0.075371 | 8 | 0.045149
45477 | 4.32 | 1 | 365 | 4.9045 | 0.81561 | 5 | 0.72009
45589 | 3.6 | 1 | 365 | 4.0871 | 0.34634 | 4 | 0.43341
45597 | 8.175 | 1 | 365 | 9.281 | 0.03649 | 9 | 0.31753
45487 | 6.24 | 1 | 365 | 7.0842 | 0.40033 | 7 | 0.48458
39166 | 4.42 | 1 | 365 | 5.018 | 0.15857 | 5 | 0.17658
49651 | 3.975 | 1 | 365 | 4.5128 | 0.63242 | 5 | 0.14522
25089 | 9.62 | 1 | 365 | 10.9215 | 0.99217 | 11 | 0.91372
31700 | 8.32 | 1 | 365 | 9.4457 | 0.53377 | 9 | 0.97944
24860 | 8.84 | 1 | 365 | 10.036 | 0.31713 | 10 | 0.35315
49656 | 4.94 | 1 | 365 | 5.6084 | 0.94193 | 6 | 0.55029
49646 | 6.48 | 1 | 365 | 7.3567 | 0.22342 | 7 | 0.58014
26984 | 5.2 | 1 | 365 | 5.9035 | 0.83361 | 6 | 0.73715
49659 | 7.42 | 1 | 365 | 8.4239 | 0.44719 | 8 | 0.87108
26992 | 5.46 | 1 | 365 | 6.1987 | 0.72529 | 6 | 0.924
49658 | 2.86 | 1 | 365 | 3.2469 | 0.80848 | 4 | 0.055431
26993 | 11.44 | 1 | 365 | 12.9878 | 0.23394 | 13 | 0.22172
31493 | 9.88 | 1 | 365 | 11.2167 | 0.88386 | 12 | 0.10058
31914 | 7.8 | 1 | 365 | 8.8553 | 0.75041 | 9 | 0.60572
49667 | 6.76 | 1 | 365 | 7.6746 | 0.18369 | 7 | 0.85829
31916 | 9.36 | 1 | 365 | 10.6264 | 0.10049 | 10 | 0.72686
49654 | 5.72 | 1 | 365 | 6.4939 | 0.61697 | 7 | 0.11086
49652 | 4.94 | 1 | 365 | 5.6084 | 0.94193 | 6 | 0.55029
49671 | 11.96 | 1 | 365 | 13.5781 | 0.017298 | 13 | 0.59544
49672 | 6.24 | 1 | 365 | 7.0842 | 0.40033 | 7 | 0.48458
49645 | 3.12 | 1 | 365 | 3.5421 | 0.70016 | 4 | 0.24229
49679 | 5.72 | 1 | 365 | 6.4939 | 0.61697 | 7 | 0.11086
49696 | 5.13 | 1 | 365 | 5.8241 | 0.59354 | 6 | 0.41761
49634 | 11.96 | 1 | 365 | 13.5781 | 0.017298 | 13 | 0.59544
43514 | 7.54 | 1 | 365 | 8.5601 | 0.85873 | 9 | 0.41886
47152 | 4.42 | 1 | 365 | 5.018 | 0.15857 | 5 | 0.17658
47159 | 2.6 | 1 | 365 | 2.9518 | 0.9168 | 3 | 0.86857
47166 | 10.66 | 1 | 365 | 12.1023 | 0.5589 | 12 | 0.66115
47167 | 4.42 | 1 | 365 | 5.018 | 0.15857 | 5 | 0.17658
47168 | 6.76 | 1 | 365 | 7.6746 | 0.18369 | 7 | 0.85829
47173 | 9.88 | 1 | 365 | 11.2167 | 0.88386 | 12 | 0.10058
47190 | 9.88 | 1 | 365 | 11.2167 | 0.88386 | 12 | 0.10058
47194 | 7.8 | 1 | 365 | 8.8553 | 0.75041 | 9 | 0.60572
47195 | 5.355 | 1 | 365 | 6.0795 | 0.36519 | 6 | 0.4447
47191 | 7.8 | 1 | 365 | 8.8553 | 0.75041 | 9 | 0.60572
47196 | 13.78 | 1 | 365 | 15.6444 | 0.25906 | 15 | 0.90344
47205 | 8.215 | 1 | 365 | 9.3265 | 0.17367 | 9 | 0.50013
47207 | 6.24 | 1 | 365 | 7.0842 | 0.40033 | 7 | 0.48458
47292 | 5.98 | 1 | 365 | 6.7891 | 0.50865 | 7 | 0.29772
47329 | 4.16 | 1 | 365 | 4.7228 | 0.26689 | 4 | 0.98972
48937 | 3.825 | 1 | 365 | 4.3425 | 0.11799 | 4 | 0.4605
43841 | 4.24 | 1 | 365 | 4.8137 | 0.54125 | 5 | 0.3549
52814 | 32.25 | 0.9 | 365 | 32.952 | 0.5424 | 33 | 0.49436
49247 | 4.42 | 1 | 365 | 5.018 | 0.15857 | 5 | 0.17658
49711 | 6.76 | 1 | 365 | 7.6746 | 0.18369 | 7 | 0.85829
49262 | 6.63 | 1 | 365 | 7.527 | 0.73785 | 8 | 0.26486
49551 | 3.64 | 1 | 365 | 4.1325 | 0.48353 | 4 | 0.616
49572 | 10.4 | 1 | 365 | 11.8071 | 0.66722 | 12 | 0.47429
49590 | 9.36 | 1 | 365 | 10.6264 | 0.10049 | 10 | 0.72686
49619 | 3.64 | 1 | 365 | 4.1325 | 0.48353 | 4 | 0.616
49718 | 10.14 | 1 | 365 | 11.5119 | 0.77554 | 12 | 0.28744
49623 | 4.08 | 1 | 365 | 4.632 | 0.99252 | 5 | 0.62453
49628 | 4.16 | 1 | 365 | 4.7228 | 0.26689 | 4 | 0.98972
49732 | 6.5 | 1 | 365 | 7.3794 | 0.29201 | 7 | 0.67143
49629 | 2.12 | 1 | 365 | 2.4068 | 0.27062 | 2 | 0.67745
49724 | 7.54 | 1 | 365 | 8.5601 | 0.85873 | 9 | 0.41886
49632 | 7.8 | 1 | 365 | 8.8553 | 0.75041 | 9 | 0.60572
49738 | 2.34 | 1 | 365 | 2.6566 | 0.025124 | 2 | 0.68172
49751 | 3.64 | 1 | 365 | 4.1325 | 0.48353 | 4 | 0.616
49785 | 5.46 | 1 | 365 | 6.1987 | 0.72529 | 6 | 0.924
49787 | 17.595 | 1 | 365 | 19.9755 | 0.34276 | 20 | 0.31829
46306 | 6.27 | 1 | 365 | 7.1183 | 0.50322 | 7 | 0.62152
49789 | 7.14 | 1 | 365 | 8.106 | 0.48692 | 8 | 0.59293
49788 | 7.54 | 1 | 365 | 8.5601 | 0.85873 | 9 | 0.41886
28257 | 5.46 | 1 | 365 | 6.1987 | 0.72529 | 6 | 0.924
49790 | 6.24 | 1 | 365 | 7.0842 | 0.40033 | 7 | 0.48458
28769 | 5.98 | 1 | 365 | 6.7891 | 0.50865 | 7 | 0.29772
49793 | 5.2 | 1 | 365 | 5.9035 | 0.83361 | 6 | 0.73715
46315 | 12 | 1 | 365 | 13.6236 | 0.15448 | 13 | 0.77803
49792 | 3.38 | 1 | 365 | 3.8373 | 0.59185 | 4 | 0.42915
46320 | 8.67 | 1 | 365 | 9.843 | 0.73411 | 10 | 0.57713
42341 | 4.68 | 1 | 365 | 5.3132 | 0.050247 | 5 | 0.36343
49799 | 7.8 | 1 | 365 | 8.8553 | 0.75041 | 9 | 0.60572
49801 | 9.36 | 1 | 365 | 10.6264 | 0.10049 | 10 | 0.72686
41603 | 4.08 | 1 | 365 | 4.632 | 0.99252 | 5 | 0.62453
46322 | 10.6 | 1 | 365 | 12.0341 | 0.35312 | 12 | 0.38726
49807 | 8.32 | 1 | 365 | 9.4457 | 0.53377 | 9 | 0.97944
32747 | 4.42 | 1 | 365 | 5.018 | 0.15857 | 5 | 0.17658
46314 | 10.5 | 1 | 365 | 11.9206 | 0.01017 | 11 | 0.93078
49809 | 7.16 | 1 | 365 | 8.1287 | 0.55551 | 8 | 0.68423
32733 | 9.88 | 1 | 365 | 11.2167 | 0.88386 | 12 | 0.10058
49811 | 3.12 | 1 | 365 | 3.5421 | 0.70016 | 4 | 0.24229
23163 | 13 | 1 | 365 | 14.7588 | 0.58402 | 15 | 0.34287
49815 | 3.38 | 1 | 365 | 3.8373 | 0.59185 | 4 | 0.42915
51068 | 4.94 | 1 | 365 | 5.6084 | 0.94193 | 6 | 0.55029
32792 | 7.54 | 1 | 365 | 8.5601 | 0.85873 | 9 | 0.41886
49818 | 6.5 | 1 | 365 | 7.3794 | 0.29201 | 7 | 0.67143
32718 | 7.02 | 1 | 365 | 7.9698 | 0.075371 | 8 | 0.045149
51014 | 4.16 | 1 | 365 | 4.7228 | 0.26689 | 4 | 0.98972
32852 | 10.14 | 1 | 365 | 11.5119 | 0.77554 | 12 | 0.28744
50995 | 4.945 | 1 | 365 | 5.614 | 0.95908 | 6 | 0.57311
33783 | 2.6 | 1 | 365 | 2.9518 | 0.9168 | 3 | 0.86857
51103 | 12.74 | 1 | 365 | 14.4637 | 0.69234 | 15 | 0.15601
49750 | 7.28 | 1 | 365 | 8.265 | 0.96705 | 9 | 0.23201
51108 | 6.24 | 1 | 365 | 7.0842 | 0.40033 | 7 | 0.48458
49827 | 4.24 | 1 | 365 | 4.8137 | 0.54125 | 5 | 0.3549
49830 | 5.98 | 1 | 365 | 6.7891 | 0.50865 | 7 | 0.29772
49829 | 3.18 | 1 | 365 | 3.6102 | 0.90594 | 4 | 0.51618
49834 | 13.78 | 1 | 365 | 15.6444 | 0.25906 | 15 | 0.90344
49835 | 8.58 | 1 | 365 | 9.7408 | 0.42545 | 10 | 0.16629
49837 | 4.68 | 1 | 365 | 5.3132 | 0.050247 | 5 | 0.36343
49841 | 7.02 | 1 | 365 | 7.9698 | 0.075371 | 8 | 0.045149
49843 | 4.16 | 1 | 365 | 4.7228 | 0.26689 | 4 | 0.98972
49846 | 10 | 1 | 365 | 11.353 | 0.2954 | 11 | 0.64836
51107 | 5.72 | 1 | 365 | 6.4939 | 0.61697 | 7 | 0.11086
49847 | 10.4 | 1 | 365 | 11.8071 | 0.66722 | 12 | 0.47429
51087 | 6.76 | 1 | 365 | 7.6746 | 0.18369 | 7 | 0.85829
49852 | 11.44 | 1 | 365 | 12.9878 | 0.23394 | 13 | 0.22172
38520 | 4.335 | 1 | 365 | 4.9215 | 0.86706 | 5 | 0.78856
49853 | 9.36 | 1 | 365 | 10.6264 | 0.10049 | 10 | 0.72686
51096 | 5.2 | 1 | 365 | 5.9035 | 0.83361 | 6 | 0.73715
51110 | 7.8 | 1 | 365 | 8.8553 | 0.75041 | 9 | 0.60572
49854 | 4.94 | 1 | 365 | 5.6084 | 0.94193 | 6 | 0.55029
51083 | 5.98 | 1 | 365 | 6.7891 | 0.50865 | 7 | 0.29772
51218 | 6.76 | 1 | 365 | 7.6746 | 0.18369 | 7 | 0.85829
51078 | 4.16 | 1 | 365 | 4.7228 | 0.26689 | 4 | 0.98972
49856 | 4.16 | 1 | 365 | 4.7228 | 0.26689 | 4 | 0.98972
51016 | 3.9 | 1 | 365 | 4.4277 | 0.37521 | 4 | 0.80286
51076 | 9.62 | 1 | 365 | 10.9215 | 0.99217 | 11 | 0.91372
42853 | 8.48 | 1 | 365 | 9.6273 | 0.082499 | 9 | 0.70981
51092 | 3.12 | 1 | 365 | 3.5421 | 0.70016 | 4 | 0.24229
51634 | 11.18 | 1 | 365 | 12.6926 | 0.34226 | 13 | 0.034866
51811 | 5.46 | 1 | 365 | 6.1987 | 0.72529 | 6 | 0.924
32284 | 9.88 | 1 | 365 | 11.2167 | 0.88386 | 12 | 0.10058
34823 | 6.875 | 1 | 365 | 7.8052 | 0.57809 | 8 | 0.38325
32875 | 9.1 | 1 | 365 | 10.3312 | 0.20881 | 10 | 0.54001
40055 | 6 | 1 | 365 | 6.8118 | 0.57724 | 7 | 0.38902
43037 | 12 | 1 | 365 | 13.6236 | 0.15448 | 13 | 0.77803
45493 | 8.32 | 1 | 365 | 9.4457 | 0.53377 | 9 | 0.97944
45482 | 13.78 | 1 | 365 | 15.6444 | 0.25906 | 15 | 0.90344
46325 | 10.2 | 1 | 365 | 11.58 | 0.98131 | 12 | 0.56133
46317 | 10.455 | 1 | 365 | 11.8695 | 0.85584 | 12 | 0.72536
46326 | 7.2 | 1 | 365 | 8.1741 | 0.69269 | 8 | 0.86682
46331 | 9.72 | 1 | 365 | 11.0351 | 0.33513 | 11 | 0.37021
49860 | 5.98 | 1 | 365 | 6.7891 | 0.50865 | 7 | 0.29772
49863 | 5.98 | 1 | 365 | 6.7891 | 0.50865 | 7 | 0.29772
46367 | 6.24 | 1 | 365 | 7.0842 | 0.40033 | 7 | 0.48458
49859 | 9.88 | 1 | 365 | 11.2167 | 0.88386 | 12 | 0.10058
49867 | 8.84 | 1 | 365 | 10.036 | 0.31713 | 10 | 0.35315
46377 | 3.85 | 1 | 365 | 4.3709 | 0.20373 | 4 | 0.57462
46378 | 5.1 | 1 | 365 | 5.79 | 0.49065 | 6 | 0.28066
49930 | 4.08 | 1 | 365 | 4.632 | 0.99252 | 5 | 0.62453
46384 | 7.28 | 1 | 365 | 8.265 | 0.96705 | 9 | 0.23201
46393 | 12.19 | 1 | 365 | 13.8393 | 0.80609 | 14 | 0.64535
49865 | 5.2 | 1 | 365 | 5.9035 | 0.83361 | 6 | 0.73715
51637 | 3.12 | 1 | 365 | 3.5421 | 0.70016 | 4 | 0.24229
51586 | 4.68 | 1 | 365 | 5.3132 | 0.050247 | 5 | 0.36343
49932 | 2.08 | 1 | 365 | 2.3614 | 0.13344 | 2 | 0.49486
51597 | 13.52 | 1 | 365 | 15.3492 | 0.36738 | 15 | 0.71658
51534 | 5.2 | 1 | 365 | 5.9035 | 0.83361 | 6 | 0.73715
49945 | 3.64 | 1 | 365 | 4.1325 | 0.48353 | 4 | 0.616
51380 | 2.86 | 1 | 365 | 3.2469 | 0.80848 | 4 | 0.055431
51545 | 5.13 | 1 | 365 | 5.8241 | 0.59354 | 6 | 0.41761
49944 | 8.58 | 1 | 365 | 9.7408 | 0.42545 | 10 | 0.16629
51530 | 6.76 | 1 | 365 | 7.6746 | 0.18369 | 7 | 0.85829
51814 | 5.2 | 1 | 365 | 5.9035 | 0.83361 | 6 | 0.73715
38973 | 9.1 | 1 | 365 | 10.3312 | 0.20881 | 10 | 0.54001
49951 | 8.32 | 1 | 365 | 9.4457 | 0.53377 | 9 | 0.97944
49956 | 7.42 | 1 | 365 | 8.4239 | 0.44719 | 8 | 0.87108
52071 | 3.38 | 1 | 365 | 3.8373 | 0.59185 | 4 | 0.42915
31923 | 5.72 | 1 | 365 | 6.4939 | 0.61697 | 7 | 0.11086
52715 | 34.45 | 0.9 | 365 | 35.1999 | 0.33289 | 35 | 0.53274
52082 | 3.64 | 1 | 365 | 4.1325 | 0.48353 | 4 | 0.616
49965 | 7.395 | 1 | 365 | 8.3955 | 0.36145 | 8 | 0.75696
52072 | 8.215 | 1 | 365 | 9.3265 | 0.17367 | 9 | 0.50013
49967 | 4.16 | 1 | 365 | 4.7228 | 0.26689 | 4 | 0.98972
35013 | 40.221 | 0.9 | 365 | 41.0965 | 0.14558 | 41 | 0.24204
44975 | 8.745 | 1 | 365 | 9.9282 | 0.99133 | 10 | 0.91949
49972 | 10.4 | 1 | 365 | 11.8071 | 0.66722 | 12 | 0.47429
50088 | 5.46 | 1 | 365 | 6.1987 | 0.72529 | 6 | 0.924
39676 | 8.745 | 1 | 365 | 9.9282 | 0.99133 | 10 | 0.91949
52084 | 8.06 | 1 | 365 | 9.1505 | 0.64209 | 9 | 0.79258
50081 | 9.1 | 1 | 365 | 10.3312 | 0.20881 | 10 | 0.54001
40833 | 4.24 | 1 | 365 | 4.8137 | 0.54125 | 5 | 0.3549
50089 | 5.72 | 1 | 365 | 6.4939 | 0.61697 | 7 | 0.11086
50097 | 2.34 | 1 | 365 | 2.6566 | 0.025124 | 2 | 0.68172
50005 | 6 | 1 | 365 | 6.8118 | 0.57724 | 7 | 0.38902
52083 | 7.54 | 1 | 365 | 8.5601 | 0.85873 | 9 | 0.41886
40837 | 9.54 | 1 | 365 | 10.8307 | 0.71781 | 11 | 0.54854
40832 | 3.71 | 1 | 365 | 4.2119 | 0.72359 | 4 | 0.93554
50087 | 12 | 1 | 365 | 13.6236 | 0.15448 | 13 | 0.77803
40835 | 5.3 | 1 | 365 | 6.0171 | 0.17656 | 6 | 0.19363
49980 | 3.64 | 1 | 365 | 4.1325 | 0.48353 | 4 | 0.616
40839 | 5.3 | 1 | 365 | 6.0171 | 0.17656 | 6 | 0.19363
52086 | 6.76 | 1 | 365 | 7.6746 | 0.18369 | 7 | 0.85829
42525 | 3.92 | 1 | 365 | 4.4504 | 0.4438 | 4 | 0.89416
42531 | 3.84 | 1 | 365 | 4.3595 | 0.16943 | 4 | 0.52897
42459 | 7.95 | 1 | 365 | 9.0256 | 0.26484 | 9 | 0.29045
40864 | 4.24 | 1 | 365 | 4.8137 | 0.54125 | 5 | 0.3549
52447 | 11.7 | 1 | 365 | 13.283 | 0.12562 | 13 | 0.40858
40841 | 4.24 | 1 | 365 | 4.8137 | 0.54125 | 5 | 0.3549
40850 | 5.3 | 1 | 365 | 6.0171 | 0.17656 | 6 | 0.19363
40845 | 5.3 | 1 | 365 | 6.0171 | 0.17656 | 6 | 0.19363
40847 | 5.3 | 1 | 365 | 6.0171 | 0.17656 | 6 | 0.19363
40854 | 7.42 | 1 | 365 | 8.4239 | 0.44719 | 8 | 0.87108
52442 | 8.58 | 1 | 365 | 9.7408 | 0.42545 | 10 | 0.16629
52386 | 3.9 | 1 | 365 | 4.4277 | 0.37521 | 4 | 0.80286
40856 | 4.24 | 1 | 365 | 4.8137 | 0.54125 | 5 | 0.3549
40867 | 6.36 | 1 | 365 | 7.2205 | 0.81187 | 8 | 0.032357
40844 | 5.3 | 1 | 365 | 6.0171 | 0.17656 | 6 | 0.19363
50078 | 3.64 | 1 | 365 | 4.1325 | 0.48353 | 4 | 0.616
49984 | 4.16 | 1 | 365 | 4.7228 | 0.26689 | 4 | 0.98972
52378 | 3.38 | 1 | 365 | 3.8373 | 0.59185 | 4 | 0.42915
49987 | 8.58 | 1 | 365 | 9.7408 | 0.42545 | 10 | 0.16629
42568 | 9.54 | 1 | 365 | 10.8307 | 0.71781 | 11 | 0.54854
42716 | 4.8 | 1 | 365 | 5.4494 | 0.46179 | 5 | 0.91121
49991 | 3.24 | 1 | 365 | 3.6784 | 0.11171 | 3 | 0.79007
52298 | 6.625 | 1 | 365 | 7.5213 | 0.7207 | 8 | 0.24204
52188 | 9.36 | 1 | 365 | 10.6264 | 0.10049 | 10 | 0.72686
42705 | 5.3 | 1 | 365 | 6.0171 | 0.17656 | 6 | 0.19363
42622 | 6.12 | 1 | 365 | 6.948 | 0.98878 | 7 | 0.9368
35659 | 213 | 0.9 | 365 | 217.6362 | 0.44282 | 218 | 0.079061
42541 | 5.3 | 1 | 365 | 6.0171 | 0.17656 | 6 | 0.19363
49996 | 9.36 | 1 | 365 | 10.6264 | 0.10049 | 10 | 0.72686
50754 | 9.62 | 1 | 365 | 10.9215 | 0.99217 | 11 | 0.91372
51630 | 3.57 | 1 | 365 | 4.053 | 0.24346 | 4 | 0.29646
50090 | 5.2 | 1 | 365 | 5.9035 | 0.83361 | 6 | 0.73715
42591 | 4.77 | 1 | 365 | 5.4154 | 0.35891 | 5 | 0.77427
51473 | 11.7 | 1 | 365 | 13.283 | 0.12562 | 13 | 0.40858
52649 | 3.12 | 1 | 365 | 3.5421 | 0.70016 | 4 | 0.24229
50093 | 5.83 | 1 | 365 | 6.6188 | 0.99422 | 7 | 0.61299
50500 | 11.44 | 1 | 365 | 12.9878 | 0.23394 | 13 | 0.22172
50508 | 6.24 | 1 | 365 | 7.0842 | 0.40033 | 7 | 0.48458
42930 | 5.3 | 1 | 365 | 6.0171 | 0.17656 | 6 | 0.19363
42630 | 5.76 | 1 | 365 | 6.5393 | 0.75415 | 7 | 0.29346
42943 | 8.75 | 1 | 365 | 9.9338 | 0.008475 | 9 | 0.94231
42690 | 3.71 | 1 | 365 | 4.2119 | 0.72359 | 4 | 0.93554
42641 | 6.36 | 1 | 365 | 7.2205 | 0.81187 | 8 | 0.032357
42665 | 8.16 | 1 | 365 | 9.264 | 0.98505 | 10 | 0.24906
42477 | 4.24 | 1 | 365 | 4.8137 | 0.54125 | 5 | 0.3549
42980 | 8.695 | 1 | 365 | 9.8714 | 0.81985 | 10 | 0.69125
45078 | 5.3 | 1 | 365 | 6.0171 | 0.17656 | 6 | 0.19363
52387 | 681.6 | 1 | 365 | 773.8178 | 0.57446 | 774 | 0.39222
45067 | 4.24 | 1 | 365 | 4.8137 | 0.54125 | 5 | 0.3549
14352 | 883.5 | 0.9 | 365 | 902.7306 | 0.99873 | 903 | 0.72935
46400 | 8.16 | 1 | 365 | 9.264 | 0.98505 | 10 | 0.24906
45001 | 6.36 | 1 | 365 | 7.2205 | 0.81187 | 8 | 0.032357
46402 | 9.81 | 1 | 365 | 11.1373 | 0.64379 | 11 | 0.78104
43220 | 7.42 | 1 | 365 | 8.4239 | 0.44719 | 8 | 0.87108
46424 | 5.7 | 1 | 365 | 6.4712 | 0.54838 | 7 | 0.019565
46430 | 7.83 | 1 | 365 | 8.8894 | 0.8533 | 9 | 0.74267
40927 | 12.22 | 1 | 365 | 13.8733 | 0.90898 | 14 | 0.7823
38750 | 5.45 | 1 | 365 | 6.1874 | 0.69099 | 6 | 0.87836
40919 | 10.66 | 1 | 365 | 12.1023 | 0.5589 | 12 | 0.66115
39351 | 8.58 | 1 | 365 | 9.7408 | 0.42545 | 10 | 0.16629
42350 | 5.1 | 1 | 365 | 5.79 | 0.49065 | 6 | 0.28066
50749 | 7.02 | 1 | 365 | 7.9698 | 0.075371 | 8 | 0.045149
34331 | 635 | 0.8 | 365 | 576.7304 | 0.20632 | 576 | 0.93669
50732 | 6.76 | 1 | 365 | 7.6746 | 0.18369 | 7 | 0.85829
50720 | 7.8 | 1 | 365 | 8.8553 | 0.75041 | 9 | 0.60572
52903 | 6.5 | 1 | 365 | 7.3794 | 0.29201 | 7 | 0.67143
52870 | 5.46 | 1 | 365 | 6.1987 | 0.72529 | 6 | 0.924
50701 | 4.94 | 1 | 365 | 5.6084 | 0.94193 | 6 | 0.55029
40942 | 7.28 | 1 | 365 | 8.265 | 0.96705 | 9 | 0.23201
50521 | 7.02 | 1 | 365 | 7.9698 | 0.075371 | 8 | 0.045149
38974 | 11.18 | 1 | 365 | 12.6926 | 0.34226 | 13 | 0.034866
40930 | 12.72 | 1 | 365 | 14.441 | 0.62375 | 15 | 0.064714
50526 | 4.68 | 1 | 365 | 5.3132 | 0.050247 | 5 | 0.36343
41874 | 7.02 | 1 | 365 | 7.9698 | 0.075371 | 8 | 0.045149
50706 | 13 | 1 | 365 | 14.7588 | 0.58402 | 15 | 0.34287
38069 | 10.14 | 1 | 365 | 11.5119 | 0.77554 | 12 | 0.28744
39474 | 6.24 | 1 | 365 | 7.0842 | 0.40033 | 7 | 0.48458
39172 | 10.26 | 1 | 365 | 11.6481 | 0.18708 | 11 | 0.83522
46473 | 10.464 | 1 | 365 | 11.8797 | 0.88671 | 12 | 0.76644
50887 | 4.94 | 1 | 365 | 5.6084 | 0.94193 | 6 | 0.55029
46478 | 3.57 | 1 | 365 | 4.053 | 0.24346 | 4 | 0.29646
50889 | 3.12 | 1 | 365 | 3.5421 | 0.70016 | 4 | 0.24229
46480 | 11.1 | 1 | 365 | 12.6018 | 0.067894 | 12 | 0.66968
40912 | 12.22 | 1 | 365 | 13.8733 | 0.90898 | 14 | 0.7823
50896 | 7.8 | 1 | 365 | 8.8553 | 0.75041 | 9 | 0.60572
46793 | 5.355 | 1 | 365 | 6.0795 | 0.36519 | 6 | 0.4447
50880 | 4.16 | 1 | 365 | 4.7228 | 0.26689 | 4 | 0.98972
46794 | 5.3 | 1 | 365 | 6.0171 | 0.17656 | 6 | 0.19363
40810 | 12.455 | 1 | 365 | 14.1401 | 0.71492 | 14 | 0.85503
46795 | 8 | 1 | 365 | 9.0824 | 0.43632 | 9 | 0.51869
50763 | 9.805 | 1 | 365 | 11.1316 | 0.62664 | 11 | 0.75822
40822 | 4.68 | 1 | 365 | 5.3132 | 0.050247 | 5 | 0.36343
38273 | 4.94 | 1 | 365 | 5.6084 | 0.94193 | 6 | 0.55029
38712 | 7.02 | 1 | 365 | 7.9698 | 0.075371 | 8 | 0.045149
39624 | 7.28 | 1 | 365 | 8.265 | 0.96705 | 9 | 0.23201
40808 | 5.3 | 1 | 365 | 6.0171 | 0.17656 | 6 | 0.19363
34510 | 118.08 | 0.9 | 365 | 120.6502 | 0.46407 | 121 | 0.11425
40725 | 5.98 | 1 | 365 | 6.7891 | 0.50865 | 7 | 0.29772
50780 | 3.12 | 1 | 365 | 3.5421 | 0.70016 | 4 | 0.24229
39345 | 10.66 | 1 | 365 | 12.1023 | 0.5589 | 12 | 0.66115
50744 | 9.54 | 1 | 365 | 10.8307 | 0.71781 | 11 | 0.54854
40921 | 7.28 | 1 | 365 | 8.265 | 0.96705 | 9 | 0.23201
52866 | 6.24 | 1 | 365 | 7.0842 | 0.40033 | 7 | 0.48458
45321 | 3.64 | 1 | 365 | 4.1325 | 0.48353 | 4 | 0.616
42946 | 11.395 | 1 | 365 | 12.9367 | 0.079608 | 13 | 0.016306
50955 | 5.72 | 1 | 365 | 6.4939 | 0.61697 | 7 | 0.11086
40283 | 3.12 | 1 | 365 | 3.5421 | 0.70016 | 4 | 0.24229
50784 | 11.66 | 1 | 365 | 13.2376 | 0.98844 | 14 | 0.22599
50758 | 5.72 | 1 | 365 | 6.4939 | 0.61697 | 7 | 0.11086
39081 | 5.72 | 1 | 365 | 6.4939 | 0.61697 | 7 | 0.11086
39001 | 8.06 | 1 | 365 | 9.1505 | 0.64209 | 9 | 0.79258
50952 | 5.72 | 1 | 365 | 6.4939 | 0.61697 | 7 | 0.11086
39622 | 10.2 | 1 | 365 | 11.58 | 0.98131 | 12 | 0.56133
51018 | 4.16 | 1 | 365 | 4.7228 | 0.26689 | 4 | 0.98972
51015 | 12.22 | 1 | 365 | 13.8733 | 0.90898 | 14 | 0.7823
43707 | 13.78 | 1 | 365 | 15.6444 | 0.25906 | 15 | 0.90344
40339 | 14.04 | 1 | 365 | 15.9396 | 0.15074 | 16 | 0.090297
51006 | 4.68 | 1 | 365 | 5.3132 | 0.050247 | 5 | 0.36343
40819 | 12.74 | 1 | 365 | 14.4637 | 0.69234 | 15 | 0.15601
39582 | 8.925 | 1 | 365 | 10.1325 | 0.60864 | 10 | 0.74116
38231 | 7.4 | 1 | 365 | 8.4012 | 0.3786 | 8 | 0.77979
38978 | 5.2 | 1 | 365 | 5.9035 | 0.83361 | 6 | 0.73715
40576 | 6.76 | 1 | 365 | 7.6746 | 0.18369 | 7 | 0.85829
38420 | 5.46 | 1 | 365 | 6.1987 | 0.72529 | 6 | 0.924
41169 | 5.355 | 1 | 365 | 6.0795 | 0.36519 | 6 | 0.4447
40922 | 7.28 | 1 | 365 | 8.265 | 0.96705 | 9 | 0.23201
41396 | 3.9 | 1 | 365 | 4.4277 | 0.37521 | 4 | 0.80286
39296 | 9.36 | 1 | 365 | 10.6264 | 0.10049 | 10 | 0.72686
39405 | 5.1 | 1 | 365 | 5.79 | 0.49065 | 6 | 0.28066
38505 | 10.335 | 1 | 365 | 11.7333 | 0.4443 | 12 | 0.17758
40241 | 6.24 | 1 | 365 | 7.0842 | 0.40033 | 7 | 0.48458
39898 | 11.7 | 1 | 365 | 13.283 | 0.12562 | 13 | 0.40858
40805 | 9.62 | 1 | 365 | 10.9215 | 0.99217 | 11 | 0.91372
40855 | 4.24 | 1 | 365 | 4.8137 | 0.54125 | 5 | 0.3549
37920 | 11.44 | 1 | 365 | 12.9878 | 0.23394 | 13 | 0.22172
37949 | 4.94 | 1 | 365 | 5.6084 | 0.94193 | 6 | 0.55029
38042 | 3.9 | 1 | 365 | 4.4277 | 0.37521 | 4 | 0.80286
43008 | 2.34 | 1 | 365 | 2.6566 | 0.025124 | 2 | 0.68172
41482 | 3.445 | 1 | 365 | 3.9111 | 0.81477 | 4 | 0.72586
41180 | 4.845 | 1 | 365 | 5.5005 | 0.61612 | 6 | 0.11663
41050 | 6.885 | 1 | 365 | 7.8165 | 0.61238 | 8 | 0.4289
43011 | 8.84 | 1 | 365 | 10.036 | 0.31713 | 10 | 0.35315
11749 | 647 | 0.8 | 365 | 587.6292 | 0.1299 | 587 | 0.75911
41075 | 7.975 | 1 | 365 | 9.054 | 0.35058 | 9 | 0.40457
38932 | 2.7 | 1 | 365 | 3.0653 | 0.25976 | 3 | 0.32506
31280 | 40.875 | 1 | 365 | 46.4052 | 0.18245 | 46 | 0.58767
51019 | 11.73 | 1 | 365 | 13.317 | 0.2285 | 13 | 0.54553
50996 | 9.88 | 1 | 365 | 11.2167 | 0.88386 | 12 | 0.10058
36768 | 8.84 | 1 | 365 | 10.036 | 0.31713 | 10 | 0.35315
51010 | 6.5 | 1 | 365 | 7.3794 | 0.29201 | 7 | 0.67143
50974 | 19.76 | 1 | 365 | 22.4334 | 0.76771 | 23 | 0.20116
51000 | 9.36 | 1 | 365 | 10.6264 | 0.10049 | 10 | 0.72686
50975 | 9.88 | 1 | 365 | 11.2167 | 0.88386 | 12 | 0.10058
33992 | 50.22 | 1 | 365 | 57.0146 | 0.2315 | 57 | 0.24606
51027 | 12.75 | 1 | 365 | 14.475 | 0.72663 | 15 | 0.20166
43459 | 8 | 1 | 365 | 9.0824 | 0.43632 | 9 | 0.51869
51026 | 11.985 | 1 | 365 | 13.6065 | 0.10304 | 13 | 0.70956
43552 | 3.75 | 1 | 365 | 4.2574 | 0.86078 | 5 | 0.11813
39458 | 8.06 | 1 | 365 | 9.1505 | 0.64209 | 9 | 0.79258
40040 | 4.94 | 1 | 365 | 5.6084 | 0.94193 | 6 | 0.55029
44051 | 11.445 | 1 | 365 | 12.9935 | 0.25109 | 13 | 0.24455
40869 | 9.945 | 1 | 365 | 11.2905 | 0.10678 | 11 | 0.39729
43948 | 6.54 | 1 | 365 | 7.4248 | 0.42919 | 7 | 0.85403
41777 | 4.08 | 1 | 365 | 4.632 | 0.99252 | 5 | 0.62453
44076 | 6 | 1 | 365 | 6.8118 | 0.57724 | 7 | 0.38902
37859 | 6.5 | 1 | 365 | 7.3794 | 0.29201 | 7 | 0.67143
44318 | 6.27 | 1 | 365 | 7.1183 | 0.50322 | 7 | 0.62152
39224 | 4.59 | 1 | 365 | 5.211 | 0.74159 | 5 | 0.9526
44346 | 11.76 | 1 | 365 | 13.3511 | 0.33139 | 13 | 0.68247
44351 | 12 | 1 | 365 | 13.6236 | 0.15448 | 13 | 0.77803
40961 | 4.94 | 1 | 365 | 5.6084 | 0.94193 | 6 | 0.55029
44392 | 4.275 | 1 | 365 | 4.8534 | 0.66128 | 5 | 0.51467
41936 | 4.42 | 1 | 365 | 5.018 | 0.15857 | 5 | 0.17658
44699 | 14.82 | 1 | 365 | 16.8251 | 0.82578 | 17 | 0.65087
38460 | 7.5 | 1 | 365 | 8.5147 | 0.72155 | 9 | 0.23627
43002 | 10.455 | 1 | 365 | 11.8695 | 0.85584 | 12 | 0.72536
44785 | 5.6 | 1 | 365 | 6.3577 | 0.20542 | 6 | 0.56308
35024 | 337.18 | 0.9 | 365 | 344.5192 | 0.73507 | 345 | 0.25426
40911 | 4.94 | 1 | 365 | 5.6084 | 0.94193 | 6 | 0.55029
44796 | 6.555 | 1 | 365 | 7.4419 | 0.48063 | 7 | 0.9225
45161 | 24.9 | 1 | 365 | 28.2689 | 0.39555 | 28 | 0.66442
38502 | 5.46 | 1 | 365 | 6.1987 | 0.72529 | 6 | 0.924
38878 | 7.8 | 1 | 365 | 8.8553 | 0.75041 | 9 | 0.60572
44394 | 4.65 | 1 | 365 | 5.2791 | 0.94736 | 6 | 0.22649
39722 | 8.06 | 1 | 365 | 9.1505 | 0.64209 | 9 | 0.79258
45185 | 6 | 1 | 365 | 6.8118 | 0.57724 | 7 | 0.38902
43498 | 4.5 | 1 | 365 | 5.1088 | 0.43293 | 5 | 0.54176
45510 | 6.51 | 1 | 365 | 7.3908 | 0.32631 | 7 | 0.71708
39500 | 9.945 | 1 | 365 | 11.2905 | 0.10678 | 11 | 0.39729
45206 | 8.37 | 1 | 365 | 9.5024 | 0.70525 | 10 | 0.20768
45506 | 5 | 1 | 365 | 5.6765 | 0.1477 | 5 | 0.82418
45634 | 8.4 | 1 | 365 | 9.5365 | 0.80814 | 10 | 0.34462
39649 | 7.395 | 1 | 365 | 8.3955 | 0.36145 | 8 | 0.75696
52872 | 3.9 | 1 | 365 | 4.4277 | 0.37521 | 4 | 0.80286
39986 | 8.58 | 1 | 365 | 9.7408 | 0.42545 | 10 | 0.16629
38268 | 12.22 | 1 | 365 | 13.8733 | 0.90898 | 14 | 0.7823
37884 | 13.26 | 1 | 365 | 15.054 | 0.4757 | 15 | 0.52973
39720 | 14.04 | 1 | 365 | 15.9396 | 0.15074 | 16 | 0.090297
42416 | 9.99 | 1 | 365 | 11.3416 | 0.2611 | 11 | 0.60271
39126 | 6.76 | 1 | 365 | 7.6746 | 0.18369 | 7 | 0.85829
39074 | 11.18 | 1 | 365 | 12.6926 | 0.34226 | 13 | 0.034866
41377 | 13.005 | 1 | 365 | 14.7645 | 0.60117 | 15 | 0.36569
40134 | 9.1 | 1 | 365 | 10.3312 | 0.20881 | 10 | 0.54001
41006 | 7.395 | 1 | 365 | 8.3955 | 0.36145 | 8 | 0.75696
39171 | 3 | 1 | 365 | 3.4059 | 0.28862 | 3 | 0.69451
39677 | 10.92 | 1 | 365 | 12.3974 | 0.45058 | 12 | 0.84801
40878 | 6.76 | 1 | 365 | 7.6746 | 0.18369 | 7 | 0.85829
39974 | 5.13 | 1 | 365 | 5.8241 | 0.59354 | 6 | 0.41761
41650 | 9.62 | 1 | 365 | 10.9215 | 0.99217 | 11 | 0.91372
39279 | 11.96 | 1 | 365 | 13.5781 | 0.017298 | 13 | 0.59544
50506 | 2.86 | 1 | 365 | 3.2469 | 0.80848 | 4 | 0.055431
43009 | 8.745 | 1 | 365 | 9.9282 | 0.99133 | 10 | 0.91949
43000 | 4.7 | 1 | 365 | 5.3359 | 0.11884 | 5 | 0.45473
41329 | 5.46 | 1 | 365 | 6.1987 | 0.72529 | 6 | 0.924
37120 | 9.625 | 1 | 365 | 10.9272 | 0.0093225 | 10 | 0.93655
33906 | 4.16 | 1 | 365 | 4.7228 | 0.26689 | 4 | 0.98972
38072 | 5.98 | 1 | 365 | 6.7891 | 0.50865 | 7 | 0.29772
40081 | 4.94 | 1 | 365 | 5.6084 | 0.94193 | 6 | 0.55029
42566 | 3.38 | 1 | 365 | 3.8373 | 0.59185 | 4 | 0.42915
38255 | 10.4 | 1 | 365 | 11.8071 | 0.66722 | 12 | 0.47429
38078 | 8.84 | 1 | 365 | 10.036 | 0.31713 | 10 | 0.35315
41963 | 4.16 | 1 | 365 | 4.7228 | 0.26689 | 4 | 0.98972
44075 | 6.54 | 1 | 365 | 7.4248 | 0.42919 | 7 | 0.85403
42692 | 6.76 | 1 | 365 | 7.6746 | 0.18369 | 7 | 0.85829
42616 | 9.88 | 1 | 365 | 11.2167 | 0.88386 | 12 | 0.10058
35452 | 3.3 | 1 | 365 | 3.7465 | 0.31748 | 4 | 0.063959
35724 | 7.42 | 1 | 365 | 8.4239 | 0.44719 | 8 | 0.87108
35845 | 4.95 | 1 | 365 | 5.6197 | 0.97622 | 6 | 0.59594
36698 | 7.02 | 1 | 365 | 7.9698 | 0.075371 | 8 | 0.045149
40068 | 2.6 | 1 | 365 | 2.9518 | 0.9168 | 3 | 0.86857
45139 | 11.96 | 1 | 365 | 13.5781 | 0.017298 | 13 | 0.59544
45282 | 5.46 | 1 | 365 | 6.1987 | 0.72529 | 6 | 0.924
45235 | 11.7 | 1 | 365 | 13.283 | 0.12562 | 13 | 0.40858
45585 | 6.555 | 1 | 365 | 7.4419 | 0.48063 | 7 | 0.9225
46216 | 8.84 | 1 | 365 | 10.036 | 0.31713 | 10 | 0.35315
22513 | 7.02 | 1 | 365 | 7.9698 | 0.075371 | 8 | 0.045149
49643 | 5.72 | 1 | 365 | 6.4939 | 0.61697 | 7 | 0.11086
50890 | 12.22 | 1 | 365 | 13.8733 | 0.90898 | 14 | 0.7823
52073 | 8.32 | 1 | 365 | 9.4457 | 0.53377 | 9 | 0.97944
38208 | 9.36 | 1 | 365 | 10.6264 | 0.10049 | 10 | 0.72686
42887 | 3.12 | 1 | 365 | 3.5421 | 0.70016 | 4 | 0.24229
41072 | 10 | 1 | 365 | 11.353 | 0.2954 | 11 | 0.64836
36862 | 2.86 | 1 | 365 | 3.2469 | 0.80848 | 4 | 0.055431
45426 | 9.12 | 1 | 365 | 10.3539 | 0.2774 | 10 | 0.6313
40806 | 12.19 | 1 | 365 | 13.8393 | 0.80609 | 14 | 0.64535
38368 | 5.98 | 1 | 365 | 6.7891 | 0.50865 | 7 | 0.29772
41858 | 9.88 | 1 | 365 | 11.2167 | 0.88386 | 12 | 0.10058
41724 | 6.76 | 1 | 365 | 7.6746 | 0.18369 | 7 | 0.85829
45788 | 4.32 | 1 | 365 | 4.9045 | 0.81561 | 5 | 0.72009
42592 | 3.38 | 1 | 365 | 3.8373 | 0.59185 | 4 | 0.42915
45768 | 7.52 | 1 | 365 | 8.5374 | 0.79014 | 9 | 0.32757
40767 | 3.71 | 1 | 365 | 4.2119 | 0.72359 | 4 | 0.93554
40195 | 9.1 | 1 | 365 | 10.3312 | 0.20881 | 10 | 0.54001
45749 | 8.58 | 1 | 365 | 9.7408 | 0.42545 | 10 | 0.16629
45713 | 5.04 | 1 | 365 | 5.7219 | 0.28488 | 6 | 0.0067734
45697 | 7.42 | 1 | 365 | 8.4239 | 0.44719 | 8 | 0.87108
39314 | 7.02 | 1 | 365 | 7.9698 | 0.075371 | 8 | 0.045149
41941 | 5.355 | 1 | 365 | 6.0795 | 0.36519 | 6 | 0.4447
40876 | 4.77 | 1 | 365 | 5.4154 | 0.35891 | 5 | 0.77427
42952 | 5.2 | 1 | 365 | 5.9035 | 0.83361 | 6 | 0.73715
37840 | 7.28 | 1 | 365 | 8.265 | 0.96705 | 9 | 0.23201
46801 | 5.4 | 1 | 365 | 6.1306 | 0.51952 | 6 | 0.65011
46802 | 8.64 | 1 | 365 | 9.809 | 0.63123 | 10 | 0.44018
46803 | 6 | 1 | 365 | 6.8118 | 0.57724 | 7 | 0.38902
46804 | 17.385 | 1 | 365 | 19.7371 | 0.62255 | 20 | 0.35967
46805 | 9.8 | 1 | 365 | 11.1259 | 0.60949 | 11 | 0.73539
46806 | 8.505 | 1 | 365 | 9.6557 | 0.16824 | 9 | 0.82393
46978 | 9.1 | 1 | 365 | 10.3312 | 0.20881 | 10 | 0.54001
46984 | 3.8 | 1 | 365 | 4.3141 | 0.032252 | 4 | 0.34638
38071 | 5.2 | 1 | 365 | 5.9035 | 0.83361 | 6 | 0.73715
46632 | 5.72 | 1 | 365 | 6.4939 | 0.61697 | 7 | 0.11086
46829 | 6.9 | 1 | 365 | 7.8335 | 0.66383 | 8 | 0.49737
46792 | 7.56 | 1 | 365 | 8.5828 | 0.92732 | 9 | 0.51016
46518 | 8.06 | 1 | 365 | 9.1505 | 0.64209 | 9 | 0.79258
30804 | 12.48 | 1 | 365 | 14.1685 | 0.80066 | 14 | 0.96915
46521 | 6.63 | 1 | 365 | 7.527 | 0.73785 | 8 | 0.26486
30809 | 11.96 | 1 | 365 | 13.5781 | 0.017298 | 13 | 0.59544
30810 | 10.66 | 1 | 365 | 12.1023 | 0.5589 | 12 | 0.66115
22238 | 4.16 | 1 | 365 | 4.7228 | 0.26689 | 4 | 0.98972
30814 | 11.44 | 1 | 365 | 12.9878 | 0.23394 | 13 | 0.22172
30825 | 17.16 | 1 | 365 | 19.4817 | 0.85091 | 20 | 0.33259
46847 | 14.31 | 1 | 365 | 16.2461 | 0.076717 | 16 | 0.3228
30826 | 13 | 1 | 365 | 14.7588 | 0.58402 | 15 | 0.34287
30833 | 13 | 1 | 365 | 14.7588 | 0.58402 | 15 | 0.34287
30838 | 21.175 | 1 | 365 | 24.0399 | 0.62051 | 24 | 0.6604
30841 | 12.74 | 1 | 365 | 14.4637 | 0.69234 | 15 | 0.15601
22285 | 5.72 | 1 | 365 | 6.4939 | 0.61697 | 7 | 0.11086
47182 | 4.48 | 1 | 365 | 5.0861 | 0.36434 | 5 | 0.45047
22561 | 12.24 | 1 | 365 | 13.896 | 0.97757 | 14 | 0.87359
46859 | 3.71 | 1 | 365 | 4.2119 | 0.72359 | 4 | 0.93554
30843 | 11.44 | 1 | 365 | 12.9878 | 0.23394 | 13 | 0.22172
30846 | 14.04 | 1 | 365 | 15.9396 | 0.15074 | 16 | 0.090297
27872 | 12.48 | 1 | 365 | 14.1685 | 0.80066 | 14 | 0.96915
30848 | 10.4 | 1 | 365 | 11.8071 | 0.66722 | 12 | 0.47429
46869 | 6.84 | 1 | 365 | 7.7654 | 0.45805 | 8 | 0.22348
27876 | 7.65 | 1 | 365 | 8.685 | 0.23598 | 8 | 0.921
30850 | 10.66 | 1 | 365 | 12.1023 | 0.5589 | 12 | 0.66115
46876 | 3.78 | 1 | 365 | 4.2914 | 0.96366 | 5 | 0.25508
46875 | 4.86 | 1 | 365 | 5.5175 | 0.66756 | 6 | 0.1851
46882 | 5.3 | 1 | 365 | 6.0171 | 0.17656 | 6 | 0.19363
30853 | 11.7 | 1 | 365 | 13.283 | 0.12562 | 13 | 0.40858
39625 | 6.24 | 1 | 365 | 7.0842 | 0.40033 | 7 | 0.48458
30854 | 12.48 | 1 | 365 | 14.1685 | 0.80066 | 14 | 0.96915
30855 | 13.78 | 1 | 365 | 15.6444 | 0.25906 | 15 | 0.90344
46883 | 7.28 | 1 | 365 | 8.265 | 0.96705 | 9 | 0.23201
30865 | 17.42 | 1 | 365 | 19.7769 | 0.74259 | 20 | 0.51944
46893 | 4.5 | 1 | 365 | 5.1088 | 0.43293 | 5 | 0.54176
30870 | 12.24 | 1 | 365 | 13.896 | 0.97757 | 14 | 0.87359
39338 | 9.69 | 1 | 365 | 11.001 | 0.23224 | 11 | 0.23326
30867 | 15.39 | 1 | 365 | 17.4722 | 0.78062 | 18 | 0.25283
46848 | 7.245 | 1 | 365 | 8.2252 | 0.84702 | 9 | 0.072237
30871 | 10.725 | 1 | 365 | 12.176 | 0.78182 | 12 | 0.95787
30874 | 13.26 | 1 | 365 | 15.054 | 0.4757 | 15 | 0.52973
30876 | 10.14 | 1 | 365 | 11.5119 | 0.77554 | 12 | 0.28744
30883 | 10.4 | 1 | 365 | 11.8071 | 0.66722 | 12 | 0.47429
46217 | 9.2 | 1 | 365 | 10.4447 | 0.55177 | 10 | 0.99649
47216 | 3.3 | 1 | 365 | 3.7465 | 0.31748 | 4 | 0.063959
35831 | 5.94 | 1 | 365 | 6.7437 | 0.37147 | 7 | 0.11513
47217 | 8.8 | 1 | 365 | 9.9906 | 0.17995 | 10 | 0.17056
43740 | 4.68 | 1 | 365 | 5.3132 | 0.050247 | 5 | 0.36343
47220 | 6.72 | 1 | 365 | 7.6292 | 0.046509 | 7 | 0.6757
46894 | 8.68 | 1 | 365 | 9.8544 | 0.76841 | 10 | 0.62278
38924 | 3.64 | 1 | 365 | 4.1325 | 0.48353 | 4 | 0.616
44737 | 4.095 | 1 | 365 | 4.649 | 0.043966 | 4 | 0.693
43163 | 11.7 | 1 | 365 | 13.283 | 0.12562 | 13 | 0.40858
42808 | 6.6 | 1 | 365 | 7.493 | 0.63496 | 8 | 0.12792
44208 | 5.98 | 1 | 365 | 6.7891 | 0.50865 | 7 | 0.29772
43952 | 4.905 | 1 | 365 | 5.5686 | 0.82189 | 6 | 0.39052
42977 | 5.035 | 1 | 365 | 5.7162 | 0.26773 | 5 | 0.98395
44224 | 7.8 | 1 | 365 | 8.8553 | 0.75041 | 9 | 0.60572
44100 | 5.2 | 1 | 365 | 5.9035 | 0.83361 | 6 | 0.73715
44227 | 9.88 | 1 | 365 | 11.2167 | 0.88386 | 12 | 0.10058
44087 | 12.48 | 1 | 365 | 14.1685 | 0.80066 | 14 | 0.96915
44257 | 6.5 | 1 | 365 | 7.3794 | 0.29201 | 7 | 0.67143
43272 | 8.84 | 1 | 365 | 10.036 | 0.31713 | 10 | 0.35315
22133 | 4.94 | 1 | 365 | 5.6084 | 0.94193 | 6 | 0.55029
44357 | 5.67 | 1 | 365 | 6.4371 | 0.44549 | 6 | 0.88262
43264 | 7.28 | 1 | 365 | 8.265 | 0.96705 | 9 | 0.23201
44360 | 7.848 | 1 | 365 | 8.9098 | 0.91503 | 9 | 0.82483
43180 | 7.02 | 1 | 365 | 7.9698 | 0.075371 | 8 | 0.045149
23971 | 5.98 | 1 | 365 | 6.7891 | 0.50865 | 7 | 0.29772
43712 | 4.68 | 1 | 365 | 5.3132 | 0.050247 | 5 | 0.36343
28244 | 4.94 | 1 | 365 | 5.6084 | 0.94193 | 6 | 0.55029
21566 | 6.76 | 1 | 365 | 7.6746 | 0.18369 | 7 | 0.85829
29138 | 19.38 | 1 | 365 | 22.002 | 0.46449 | 22 | 0.46652
25322 | 7.28 | 1 | 365 | 8.265 | 0.96705 | 9 | 0.23201
32333 | 7.54 | 1 | 365 | 8.5601 | 0.85873 | 9 | 0.41886
41746 | 7.28 | 1 | 365 | 8.265 | 0.96705 | 9 | 0.23201
41635 | 12.74 | 1 | 365 | 14.4637 | 0.69234 | 15 | 0.15601
41620 | 8.58 | 1 | 365 | 9.7408 | 0.42545 | 10 | 0.16629
32107 | 8.84 | 1 | 365 | 10.036 | 0.31713 | 10 | 0.35315
38241 | 5.98 | 1 | 365 | 6.7891 | 0.50865 | 7 | 0.29772
19825 | 3.38 | 1 | 365 | 3.8373 | 0.59185 | 4 | 0.42915
19518 | 4.42 | 1 | 365 | 5.018 | 0.15857 | 5 | 0.17658
43724 | 9.36 | 1 | 365 | 10.6264 | 0.10049 | 10 | 0.72686
44079 | 8.58 | 1 | 365 | 9.7408 | 0.42545 | 10 | 0.16629
36974 | 127.53 | 0.9 | 365 | 130.3059 | 0.63231 | 130 | 0.93818
44071 | 3.9 | 1 | 365 | 4.4277 | 0.37521 | 4 | 0.80286
44261 | 9.1 | 1 | 365 | 10.3312 | 0.20881 | 10 | 0.54001
22564 | 4.5 | 1 | 365 | 5.1088 | 0.43293 | 5 | 0.54176
43489 | 5.04 | 1 | 365 | 5.7219 | 0.28488 | 6 | 0.0067734
24424 | 15.55 | 1 | 365 | 17.6539 | 0.32935 | 17 | 0.9832
45645 | 4.16 | 1 | 365 | 4.7228 | 0.26689 | 4 | 0.98972
45474 | 7.28 | 1 | 365 | 8.265 | 0.96705 | 9 | 0.23201
45461 | 5.98 | 1 | 365 | 6.7891 | 0.50865 | 7 | 0.29772
45513 | 13.78 | 1 | 365 | 15.6444 | 0.25906 | 15 | 0.90344
43103 | 5.28 | 1 | 365 | 5.9944 | 0.10797 | 6 | 0.10233
43187 | 9.54 | 1 | 365 | 10.8307 | 0.71781 | 11 | 0.54854
43456 | 11.66 | 1 | 365 | 13.2376 | 0.98844 | 14 | 0.22599
45984 | 9.54 | 1 | 365 | 10.8307 | 0.71781 | 11 | 0.54854
45806 | 8.48 | 1 | 365 | 9.6273 | 0.082499 | 9 | 0.70981
45797 | 5.3 | 1 | 365 | 6.0171 | 0.17656 | 6 | 0.19363
41869 | 9.35 | 1 | 365 | 10.615 | 0.066199 | 10 | 0.68122
31864 | 4.68 | 1 | 365 | 5.3132 | 0.050247 | 5 | 0.36343
41848 | 10.5 | 1 | 365 | 11.9206 | 0.01017 | 11 | 0.93078
41669 | 5.775 | 1 | 365 | 6.5563 | 0.80559 | 7 | 0.36193
27361 | 8.75 | 1 | 365 | 9.9338 | 0.008475 | 9 | 0.94231
41437 | 7.65 | 1 | 365 | 8.685 | 0.23598 | 8 | 0.921
51367 | 3.71 | 1 | 365 | 4.2119 | 0.72359 | 4 | 0.93554
41409 | 5.865 | 1 | 365 | 6.6585 | 0.11425 | 6 | 0.77276
43929 | 9.25 | 1 | 365 | 10.5015 | 0.72325 | 11 | 0.22473
42793 | 6.36 | 1 | 365 | 7.2205 | 0.81187 | 8 | 0.032357
43924 | 4.75 | 1 | 365 | 5.3927 | 0.29031 | 5 | 0.68297
43910 | 10 | 1 | 365 | 11.353 | 0.2954 | 11 | 0.64836
43904 | 11.985 | 1 | 365 | 13.6065 | 0.10304 | 13 | 0.70956
43901 | 8.75 | 1 | 365 | 9.9338 | 0.008475 | 9 | 0.94231
32146 | 5.2 | 1 | 365 | 5.9035 | 0.83361 | 6 | 0.73715
29920 | 6.5 | 1 | 365 | 7.3794 | 0.29201 | 7 | 0.67143
43897 | 6.75 | 1 | 365 | 7.6632 | 0.1494 | 7 | 0.81264
16930 | 10.455 | 1 | 365 | 11.8695 | 0.85584 | 12 | 0.72536
20722 | 3.64 | 1 | 365 | 4.1325 | 0.48353 | 4 | 0.616
16720 | 5.2 | 1 | 365 | 5.9035 | 0.83361 | 6 | 0.73715
43880 | 5.5 | 1 | 365 | 6.2441 | 0.86247 | 7 | 0.1066
43881 | 11.7 | 1 | 365 | 13.283 | 0.12562 | 13 | 0.40858
43873 | 9.5 | 1 | 365 | 10.7853 | 0.58063 | 11 | 0.36594
42523 | 9.9 | 1 | 365 | 11.2394 | 0.95245 | 12 | 0.19188
42242 | 5.61 | 1 | 365 | 6.369 | 0.23972 | 6 | 0.60873
42236 | 12.22 | 1 | 365 | 13.8733 | 0.90898 | 14 | 0.7823
42233 | 6.6 | 1 | 365 | 7.493 | 0.63496 | 8 | 0.12792
42195 | 9.9 | 1 | 365 | 11.2394 | 0.95245 | 12 | 0.19188
41976 | 9.25 | 1 | 365 | 10.5015 | 0.72325 | 11 | 0.22473
42740 | 14.85 | 1 | 365 | 16.8591 | 0.92867 | 17 | 0.78781
44902 | 10.25 | 1 | 365 | 11.6368 | 0.15278 | 11 | 0.78957
43178 | 8.525 | 1 | 365 | 9.6784 | 0.23683 | 9 | 0.91523
42619 | 9.54 | 1 | 365 | 10.8307 | 0.71781 | 11 | 0.54854
43541 | 5.5 | 1 | 365 | 6.2441 | 0.86247 | 7 | 0.1066
44903 | 14.04 | 1 | 365 | 15.9396 | 0.15074 | 16 | 0.090297
44800 | 7.395 | 1 | 365 | 8.3955 | 0.36145 | 8 | 0.75696
44890 | 9.18 | 1 | 365 | 10.422 | 0.48318 | 10 | 0.90519
42436 | 3.85 | 1 | 365 | 4.3709 | 0.20373 | 4 | 0.57462
44974 | 7 | 1 | 365 | 7.9471 | 0.00678 | 7 | 0.95385
42768 | 11.55 | 1 | 365 | 13.1127 | 0.61119 | 13 | 0.72386
45689 | 6.36 | 1 | 365 | 7.2205 | 0.81187 | 8 | 0.032357
45670 | 8.84 | 1 | 365 | 10.036 | 0.31713 | 10 | 0.35315
45337 | 9.54 | 1 | 365 | 10.8307 | 0.71781 | 11 | 0.54854
20951 | 12.22 | 1 | 365 | 13.8733 | 0.90898 | 14 | 0.7823
18387 | 13 | 1 | 365 | 14.7588 | 0.58402 | 15 | 0.34287
27625 | 6.5 | 1 | 365 | 7.3794 | 0.29201 | 7 | 0.67143
36367 | 8.67 | 1 | 365 | 9.843 | 0.73411 | 10 | 0.57713
31521 | 6.5 | 1 | 365 | 7.3794 | 0.29201 | 7 | 0.67143
31444 | 5.98 | 1 | 365 | 6.7891 | 0.50865 | 7 | 0.29772
18630 | 5.2 | 1 | 365 | 5.9035 | 0.83361 | 6 | 0.73715
42920 | 11.66 | 1 | 365 | 13.2376 | 0.98844 | 14 | 0.22599
31451 | 7.02 | 1 | 365 | 7.9698 | 0.075371 | 8 | 0.045149
40831 | 4.77 | 1 | 365 | 5.4154 | 0.35891 | 5 | 0.77427
31513 | 6.76 | 1 | 365 | 7.6746 | 0.18369 | 7 | 0.85829
31464 | 13.78 | 1 | 365 | 15.6444 | 0.25906 | 15 | 0.90344
30225 | 9.36 | 1 | 365 | 10.6264 | 0.10049 | 10 | 0.72686
27944 | 9.62 | 1 | 365 | 10.9215 | 0.99217 | 11 | 0.91372
32129 | 4.68 | 1 | 365 | 5.3132 | 0.050247 | 5 | 0.36343
32422 | 6.76 | 1 | 365 | 7.6746 | 0.18369 | 7 | 0.85829
30785 | 10.14 | 1 | 365 | 11.5119 | 0.77554 | 12 | 0.28744
30797 | 12.74 | 1 | 365 | 14.4637 | 0.69234 | 15 | 0.15601
30806 | 15.6 | 1 | 365 | 17.7106 | 0.50082 | 18 | 0.21144
30882 | 13.26 | 1 | 365 | 15.054 | 0.4757 | 15 | 0.52973
30885 | 11.7 | 1 | 365 | 13.283 | 0.12562 | 13 | 0.40858
30887 | 10.92 | 1 | 365 | 12.3974 | 0.45058 | 12 | 0.84801
30886 | 13.26 | 1 | 365 | 15.054 | 0.4757 | 15 | 0.52973
30889 | 12.48 | 1 | 365 | 14.1685 | 0.80066 | 14 | 0.96915
30901 | 13.26 | 1 | 365 | 15.054 | 0.4757 | 15 | 0.52973
30902 | 10.66 | 1 | 365 | 12.1023 | 0.5589 | 12 | 0.66115
30903 | 10.4 | 1 | 365 | 11.8071 | 0.66722 | 12 | 0.47429
32198 | 7.54 | 1 | 365 | 8.5601 | 0.85873 | 9 | 0.41886
30905 | 10.92 | 1 | 365 | 12.3974 | 0.45058 | 12 | 0.84801
30907 | 10.2 | 1 | 365 | 11.58 | 0.98131 | 12 | 0.56133
24719 | 4.59 | 1 | 365 | 5.211 | 0.74159 | 5 | 0.9526
30908 | 14.04 | 1 | 365 | 15.9396 | 0.15074 | 16 | 0.090297
32197 | 5.72 | 1 | 365 | 6.4939 | 0.61697 | 7 | 0.11086
30915 | 10.71 | 1 | 365 | 12.159 | 0.73037 | 12 | 0.88939
26981 | 7.28 | 1 | 365 | 8.265 | 0.96705 | 9 | 0.23201
30916 | 11.7 | 1 | 365 | 13.283 | 0.12562 | 13 | 0.40858
30918 | 10.66 | 1 | 365 | 12.1023 | 0.5589 | 12 | 0.66115
30919 | 10.26 | 1 | 365 | 11.6481 | 0.18708 | 11 | 0.83522
30229 | 4.68 | 1 | 365 | 5.3132 | 0.050247 | 5 | 0.36343
32191 | 4.16 | 1 | 365 | 4.7228 | 0.26689 | 4 | 0.98972
30803 | 10.14 | 1 | 365 | 11.5119 | 0.77554 | 12 | 0.28744
32169 | 5.98 | 1 | 365 | 6.7891 | 0.50865 | 7 | 0.29772
31626 | 14.56 | 1 | 365 | 16.5299 | 0.9341 | 17 | 0.46401
32249 | 11.18 | 1 | 365 | 12.6926 | 0.34226 | 13 | 0.034866
31653 | 12.74 | 1 | 365 | 14.4637 | 0.69234 | 15 | 0.15601
26932 | 5.75 | 1 | 365 | 6.528 | 0.71985 | 7 | 0.24781
32142 | 8.84 | 1 | 365 | 10.036 | 0.31713 | 10 | 0.35315
31716 | 12.48 | 1 | 365 | 14.1685 | 0.80066 | 14 | 0.96915
32271 | 5.2 | 1 | 365 | 5.9035 | 0.83361 | 6 | 0.73715
32203 | 8.32 | 1 | 365 | 9.4457 | 0.53377 | 9 | 0.97944
31629 | 12.48 | 1 | 365 | 14.1685 | 0.80066 | 14 | 0.96915
46706 | 4.68 | 1 | 365 | 5.3132 | 0.050247 | 5 | 0.36343
32732 | 15.675 | 1 | 365 | 17.7958 | 0.75804 | 18 | 0.5538
32735 | 13.26 | 1 | 365 | 15.054 | 0.4757 | 15 | 0.52973
32215 | 13 | 1 | 365 | 14.7588 | 0.58402 | 15 | 0.34287
32759 | 11.44 | 1 | 365 | 12.9878 | 0.23394 | 13 | 0.22172
27171 | 7.8 | 1 | 365 | 8.8553 | 0.75041 | 9 | 0.60572
31000 | 10.4 | 1 | 365 | 11.8071 | 0.66722 | 12 | 0.47429
31941 | 4.42 | 1 | 365 | 5.018 | 0.15857 | 5 | 0.17658
32155 | 4.68 | 1 | 365 | 5.3132 | 0.050247 | 5 | 0.36343
27269 | 4.42 | 1 | 365 | 5.018 | 0.15857 | 5 | 0.17658
32136 | 4.16 | 1 | 365 | 4.7228 | 0.26689 | 4 | 0.98972
47726 | 4.94 | 1 | 365 | 5.6084 | 0.94193 | 6 | 0.55029
47344 | 8.06 | 1 | 365 | 9.1505 | 0.64209 | 9 | 0.79258
47733 | 4.16 | 1 | 365 | 4.7228 | 0.26689 | 4 | 0.98972
32246 | 6.5 | 1 | 365 | 7.3794 | 0.29201 | 7 | 0.67143
32130 | 9.36 | 1 | 365 | 10.6264 | 0.10049 | 10 | 0.72686
47393 | 5.2 | 1 | 365 | 5.9035 | 0.83361 | 6 | 0.73715
32153 | 11.18 | 1 | 365 | 12.6926 | 0.34226 | 13 | 0.034866
31770 | 8.58 | 1 | 365 | 9.7408 | 0.42545 | 10 | 0.16629
32173 | 11.18 | 1 | 365 | 12.6926 | 0.34226 | 13 | 0.034866
30995 | 3.9 | 1 | 365 | 4.4277 | 0.37521 | 4 | 0.80286
32219 | 5.72 | 1 | 365 | 6.4939 | 0.61697 | 7 | 0.11086
32372 | 9.88 | 1 | 365 | 11.2167 | 0.88386 | 12 | 0.10058
32564 | 9.62 | 1 | 365 | 10.9215 | 0.99217 | 11 | 0.91372
32400 | 13 | 1 | 365 | 14.7588 | 0.58402 | 15 | 0.34287
25653 | 12.22 | 1 | 365 | 13.8733 | 0.90898 | 14 | 0.7823
32332 | 4.42 | 1 | 365 | 5.018 | 0.15857 | 5 | 0.17658
47786 | 7.28 | 1 | 365 | 8.265 | 0.96705 | 9 | 0.23201
30832 | 7.28 | 1 | 365 | 8.265 | 0.96705 | 9 | 0.23201
47448 | 10.4 | 1 | 365 | 11.8071 | 0.66722 | 12 | 0.47429
32500 | 6.24 | 1 | 365 | 7.0842 | 0.40033 | 7 | 0.48458
31684 | 8.58 | 1 | 365 | 9.7408 | 0.42545 | 10 | 0.16629
32566 | 6.5 | 1 | 365 | 7.3794 | 0.29201 | 7 | 0.67143
47422 | 4.68 | 1 | 365 | 5.3132 | 0.050247 | 5 | 0.36343
32411 | 7.54 | 1 | 365 | 8.5601 | 0.85873 | 9 | 0.41886
32828 | 11.44 | 1 | 365 | 12.9878 | 0.23394 | 13 | 0.22172
44594 | 7.28 | 1 | 365 | 8.265 | 0.96705 | 9 | 0.23201
32490 | 5.72 | 1 | 365 | 6.4939 | 0.61697 | 7 | 0.11086
31686 | 9.88 | 1 | 365 | 11.2167 | 0.88386 | 12 | 0.10058
24258 | 13.26 | 1 | 365 | 15.054 | 0.4757 | 15 | 0.52973
32658 | 6.24 | 1 | 365 | 7.0842 | 0.40033 | 7 | 0.48458
32652 | 4.94 | 1 | 365 | 5.6084 | 0.94193 | 6 | 0.55029
32424 | 5.98 | 1 | 365 | 6.7891 | 0.50865 | 7 | 0.29772
32518 | 8.06 | 1 | 365 | 9.1505 | 0.64209 | 9 | 0.79258
24243 | 7.54 | 1 | 365 | 8.5601 | 0.85873 | 9 | 0.41886
33252 | 8.06 | 1 | 365 | 9.1505 | 0.64209 | 9 | 0.79258
48013 | 7.54 | 1 | 365 | 8.5601 | 0.85873 | 9 | 0.41886
32713 | 11.18 | 1 | 365 | 12.6926 | 0.34226 | 13 | 0.034866
33129 | 8.84 | 1 | 365 | 10.036 | 0.31713 | 10 | 0.35315
32811 | 5.72 | 1 | 365 | 6.4939 | 0.61697 | 7 | 0.11086
31884 | 8.58 | 1 | 365 | 9.7408 | 0.42545 | 10 | 0.16629
32719 | 7.28 | 1 | 365 | 8.265 | 0.96705 | 9 | 0.23201
29627 | 4.94 | 1 | 365 | 5.6084 | 0.94193 | 6 | 0.55029
32086 | 13.26 | 1 | 365 | 15.054 | 0.4757 | 15 | 0.52973
47391 | 8.32 | 1 | 365 | 9.4457 | 0.53377 | 9 | 0.97944
32918 | 7.8 | 1 | 365 | 8.8553 | 0.75041 | 9 | 0.60572
33088 | 9.1 | 1 | 365 | 10.3312 | 0.20881 | 10 | 0.54001
32656 | 7.28 | 1 | 365 | 8.265 | 0.96705 | 9 | 0.23201
32325 | 4.42 | 1 | 365 | 5.018 | 0.15857 | 5 | 0.17658
47958 | 4.94 | 1 | 365 | 5.6084 | 0.94193 | 6 | 0.55029
32756 | 12.74 | 1 | 365 | 14.4637 | 0.69234 | 15 | 0.15601
47348 | 11.44 | 1 | 365 | 12.9878 | 0.23394 | 13 | 0.22172
37097 | 9.88 | 1 | 365 | 11.2167 | 0.88386 | 12 | 0.10058
36514 | 7.54 | 1 | 365 | 8.5601 | 0.85873 | 9 | 0.41886
37738 | 6.5 | 1 | 365 | 7.3794 | 0.29201 | 7 | 0.67143
37085 | 11.18 | 1 | 365 | 12.6926 | 0.34226 | 13 | 0.034866
36688 | 4.19 | 1 | 365 | 4.7569 | 0.36977 | 5 | 0.12666
37413 | 5.72 | 1 | 365 | 6.4939 | 0.61697 | 7 | 0.11086
35584 | 8.32 | 1 | 365 | 9.4457 | 0.53377 | 9 | 0.97944
37018 | 5.72 | 1 | 365 | 6.4939 | 0.61697 | 7 | 0.11086
23314 | 9.36 | 1 | 365 | 10.6264 | 0.10049 | 10 | 0.72686
32072 | 7.28 | 1 | 365 | 8.265 | 0.96705 | 9 | 0.23201
34402 | 4.68 | 1 | 365 | 5.3132 | 0.050247 | 5 | 0.36343
47989 | 5.2 | 1 | 365 | 5.9035 | 0.83361 | 6 | 0.73715
34278 | 5.72 | 1 | 365 | 6.4939 | 0.61697 | 7 | 0.11086
48344 | 4.94 | 1 | 365 | 5.6084 | 0.94193 | 6 | 0.55029
34100 | 8.58 | 1 | 365 | 9.7408 | 0.42545 | 10 | 0.16629
32335 | 8.58 | 1 | 365 | 9.7408 | 0.42545 | 10 | 0.16629
47738 | 7.905 | 1 | 365 | 8.9745 | 0.11051 | 9 | 0.085029
48341 | 5.2 | 1 | 365 | 5.9035 | 0.83361 | 6 | 0.73715
32338 | 4.68 | 1 | 365 | 5.3132 | 0.050247 | 5 | 0.36343
34289 | 4.68 | 1 | 365 | 5.3132 | 0.050247 | 5 | 0.36343
34319 | 12.22 | 1 | 365 | 13.8733 | 0.90898 | 14 | 0.7823
42906 | 6.24 | 1 | 365 | 7.0842 | 0.40033 | 7 | 0.48458
33744 | 7.28 | 1 | 365 | 8.265 | 0.96705 | 9 | 0.23201
32449 | 5.46 | 1 | 365 | 6.1987 | 0.72529 | 6 | 0.924
31398 | 13 | 1 | 365 | 14.7588 | 0.58402 | 15 | 0.34287
33295 | 4.42 | 1 | 365 | 5.018 | 0.15857 | 5 | 0.17658
32716 | 7.8 | 1 | 365 | 8.8553 | 0.75041 | 9 | 0.60572
33543 | 8.06 | 1 | 365 | 9.1505 | 0.64209 | 9 | 0.79258
34188 | 5.98 | 1 | 365 | 6.7891 | 0.50865 | 7 | 0.29772
48343 | 5.865 | 1 | 365 | 6.6585 | 0.11425 | 6 | 0.77276
33510 | 8.58 | 1 | 365 | 9.7408 | 0.42545 | 10 | 0.16629
34123 | 7.02 | 1 | 365 | 7.9698 | 0.075371 | 8 | 0.045149
34082 | 7.02 | 1 | 365 | 7.9698 | 0.075371 | 8 | 0.045149
33564 | 2.86 | 1 | 365 | 3.2469 | 0.80848 | 4 | 0.055431
32295 | 7.28 | 1 | 365 | 8.265 | 0.96705 | 9 | 0.23201
32709 | 4.94 | 1 | 365 | 5.6084 | 0.94193 | 6 | 0.55029
33311 | 5.2 | 1 | 365 | 5.9035 | 0.83361 | 6 | 0.73715
32675 | 8.84 | 1 | 365 | 10.036 | 0.31713 | 10 | 0.35315
32343 | 7.54 | 1 | 365 | 8.5601 | 0.85873 | 9 | 0.41886
34310 | 10.14 | 1 | 365 | 11.5119 | 0.77554 | 12 | 0.28744
33607 | 4.68 | 1 | 365 | 5.3132 | 0.050247 | 5 | 0.36343
33778 | 5.72 | 1 | 365 | 6.4939 | 0.61697 | 7 | 0.11086
37109 | 5.72 | 1 | 365 | 6.4939 | 0.61697 | 7 | 0.11086
32812 | 8.58 | 1 | 365 | 9.7408 | 0.42545 | 10 | 0.16629
32947 | 10.4 | 1 | 365 | 11.8071 | 0.66722 | 12 | 0.47429
37293 | 6.405 | 1 | 365 | 7.2716 | 0.9662 | 8 | 0.23777
48361 | 4.42 | 1 | 365 | 5.018 | 0.15857 | 5 | 0.17658
33227 | 4.94 | 1 | 365 | 5.6084 | 0.94193 | 6 | 0.55029
32950 | 4.16 | 1 | 365 | 4.7228 | 0.26689 | 4 | 0.98972
33317 | 8.58 | 1 | 365 | 9.7408 | 0.42545 | 10 | 0.16629
34277 | 3.12 | 1 | 365 | 3.5421 | 0.70016 | 4 | 0.24229
33491 | 9.88 | 1 | 365 | 11.2167 | 0.88386 | 12 | 0.10058
35850 | 7.54 | 1 | 365 | 8.5601 | 0.85873 | 9 | 0.41886
35618 | 8.32 | 1 | 365 | 9.4457 | 0.53377 | 9 | 0.97944
34077 | 6.76 | 1 | 365 | 7.6746 | 0.18369 | 7 | 0.85829
36976 | 4.16 | 1 | 365 | 4.7228 | 0.26689 | 4 | 0.98972
36926 | 7.28 | 1 | 365 | 8.265 | 0.96705 | 9 | 0.23201
34444 | 4.94 | 1 | 365 | 5.6084 | 0.94193 | 6 | 0.55029
33528 | 7.02 | 1 | 365 | 7.9698 | 0.075371 | 8 | 0.045149
37118 | 10.14 | 1 | 365 | 11.5119 | 0.77554 | 12 | 0.28744
34405 | 3.38 | 1 | 365 | 3.8373 | 0.59185 | 4 | 0.42915
34221 | 7.28 | 1 | 365 | 8.265 | 0.96705 | 9 | 0.23201
34395 | 5.46 | 1 | 365 | 6.1987 | 0.72529 | 6 | 0.924
38360 | 4.42 | 1 | 365 | 5.018 | 0.15857 | 5 | 0.17658
35882 | 5.98 | 1 | 365 | 6.7891 | 0.50865 | 7 | 0.29772
36931 | 6.5 | 1 | 365 | 7.3794 | 0.29201 | 7 | 0.67143
34426 | 2.6 | 1 | 365 | 2.9518 | 0.9168 | 3 | 0.86857
33493 | 7.28 | 1 | 365 | 8.265 | 0.96705 | 9 | 0.23201
32610 | 7.28 | 1 | 365 | 8.265 | 0.96705 | 9 | 0.23201
48366 | 3.64 | 1 | 365 | 4.1325 | 0.48353 | 4 | 0.616
35980 | 7.8 | 1 | 365 | 8.8553 | 0.75041 | 9 | 0.60572
37106 | 3.38 | 1 | 365 | 3.8373 | 0.59185 | 4 | 0.42915
32640 | 5.98 | 1 | 365 | 6.7891 | 0.50865 | 7 | 0.29772
38809 | 6.76 | 1 | 365 | 7.6746 | 0.18369 | 7 | 0.85829
37753 | 5.98 | 1 | 365 | 6.7891 | 0.50865 | 7 | 0.29772
34388 | 4.42 | 1 | 365 | 5.018 | 0.15857 | 5 | 0.17658
37733 | 6.76 | 1 | 365 | 7.6746 | 0.18369 | 7 | 0.85829
40967 | 9.36 | 1 | 365 | 10.6264 | 0.10049 | 10 | 0.72686
33653 | 8.32 | 1 | 365 | 9.4457 | 0.53377 | 9 | 0.97944
32991 | 10.2 | 1 | 365 | 11.58 | 0.98131 | 12 | 0.56133
33075 | 16.575 | 1 | 365 | 18.8175 | 0.84463 | 19 | 0.66216
33078 | 14.79 | 1 | 365 | 16.791 | 0.7229 | 17 | 0.51392
33081 | 10.5 | 1 | 365 | 11.9206 | 0.01017 | 11 | 0.93078
33080 | 11.44 | 1 | 365 | 12.9878 | 0.23394 | 13 | 0.22172
42674 | 7.42 | 1 | 365 | 8.4239 | 0.44719 | 8 | 0.87108
33875 | 10.2 | 1 | 365 | 11.58 | 0.98131 | 12 | 0.56133
43061 | 8.25 | 1 | 365 | 9.3662 | 0.29371 | 9 | 0.6599
34434 | 13 | 1 | 365 | 14.7588 | 0.58402 | 15 | 0.34287
45903 | 6 | 1 | 365 | 6.8118 | 0.57724 | 7 | 0.38902
36734 | 7.28 | 1 | 365 | 8.265 | 0.96705 | 9 | 0.23201
45323 | 5.7 | 1 | 365 | 6.4712 | 0.54838 | 7 | 0.019565
35949 | 5.2 | 1 | 365 | 5.9035 | 0.83361 | 6 | 0.73715
43778 | 11.925 | 1 | 365 | 13.5384 | 0.89726 | 14 | 0.43567
35953 | 10.92 | 1 | 365 | 12.3974 | 0.45058 | 12 | 0.84801
44721 | 9 | 1 | 365 | 10.2177 | 0.86586 | 11 | 0.083524
44391 | 6.5 | 1 | 365 | 7.3794 | 0.29201 | 7 | 0.67143
36854 | 15.86 | 1 | 365 | 18.0058 | 0.3925 | 18 | 0.3983
44908 | 7.905 | 1 | 365 | 8.9745 | 0.11051 | 9 | 0.085029
36888 | 10.4 | 1 | 365 | 11.8071 | 0.66722 | 12 | 0.47429
42783 | 5.225 | 1 | 365 | 5.9319 | 0.91935 | 6 | 0.85127
42770 | 5.225 | 1 | 365 | 5.9319 | 0.91935 | 6 | 0.85127
41811 | 5.25 | 1 | 365 | 5.9603 | 0.005085 | 5 | 0.96539
46405 | 2.04 | 1 | 365 | 2.316 | 0.99626 | 3 | 0.31227
43353 | 9.8 | 1 | 365 | 11.1259 | 0.60949 | 11 | 0.73539
46456 | 9.36 | 1 | 365 | 10.6264 | 0.10049 | 10 | 0.72686
43370 | 3.6 | 1 | 365 | 4.0871 | 0.34634 | 4 | 0.43341
45020 | 10.455 | 1 | 365 | 11.8695 | 0.85584 | 12 | 0.72536
42613 | 4.505 | 1 | 365 | 5.1145 | 0.45008 | 5 | 0.56459
44836 | 5.75 | 1 | 365 | 6.528 | 0.71985 | 7 | 0.24781
43821 | 3.06 | 1 | 365 | 3.474 | 0.49439 | 3 | 0.9684
44468 | 11.39 | 1 | 365 | 12.931 | 0.062461 | 12 | 0.99348
44680 | 5.72 | 1 | 365 | 6.4939 | 0.61697 | 7 | 0.11086
44839 | 2.188 | 1 | 365 | 2.484 | 0.50383 | 2 | 0.98786
45795 | 14.7 | 1 | 365 | 16.6889 | 0.41424 | 17 | 0.10309
44757 | 14.04 | 1 | 365 | 15.9396 | 0.15074 | 16 | 0.090297
44898 | 5.1 | 1 | 365 | 5.79 | 0.49065 | 6 | 0.28066
44858 | 9.88 | 1 | 365 | 11.2167 | 0.88386 | 12 | 0.10058
47255 | 5.565 | 1 | 365 | 6.3179 | 0.08539 | 6 | 0.40331
47346 | 5.2 | 1 | 365 | 5.9035 | 0.83361 | 6 | 0.73715
45033 | 6 | 1 | 365 | 6.8118 | 0.57724 | 7 | 0.38902
39347 | 7.28 | 1 | 365 | 8.265 | 0.96705 | 9 | 0.23201
44732 | 4.42 | 1 | 365 | 5.018 | 0.15857 | 5 | 0.17658
45131 | 4.16 | 1 | 365 | 4.7228 | 0.26689 | 4 | 0.98972
45127 | 4.77 | 1 | 365 | 5.4154 | 0.35891 | 5 | 0.77427
45228 | 5.1 | 1 | 365 | 5.79 | 0.49065 | 6 | 0.28066
43174 | 7.28 | 1 | 365 | 8.265 | 0.96705 | 9 | 0.23201
45223 | 6.76 | 1 | 365 | 7.6746 | 0.18369 | 7 | 0.85829
45186 | 10.4 | 1 | 365 | 11.8071 | 0.66722 | 12 | 0.47429
39148 | 3.315 | 1 | 365 | 3.7635 | 0.36893 | 4 | 0.13243
45152 | 15.6 | 1 | 365 | 17.7106 | 0.50082 | 18 | 0.21144
32433 | 13 | 1 | 365 | 14.7588 | 0.58402 | 15 | 0.34287
45501 | 3.57 | 1 | 365 | 4.053 | 0.24346 | 4 | 0.29646
46158 | 10.66 | 1 | 365 | 12.1023 | 0.5589 | 12 | 0.66115
48016 | 6.48 | 1 | 365 | 7.3567 | 0.22342 | 7 | 0.58014
45310 | 2.6 | 1 | 365 | 2.9518 | 0.9168 | 3 | 0.86857
40874 | 15.9 | 1 | 365 | 18.0512 | 0.52969 | 18 | 0.58089
39062 | 3.8 | 1 | 365 | 4.3141 | 0.032252 | 4 | 0.34638
42649 | 3.85 | 1 | 365 | 4.3709 | 0.20373 | 4 | 0.57462
42554 | 3.85 | 1 | 365 | 4.3709 | 0.20373 | 4 | 0.57462
44906 | 8.925 | 1 | 365 | 10.1325 | 0.60864 | 10 | 0.74116
42553 | 17.6 | 1 | 365 | 19.9812 | 0.3599 | 20 | 0.34111
42637 | 7.425 | 1 | 365 | 8.4296 | 0.46433 | 8 | 0.89391
32267 | 13 | 1 | 365 | 14.7588 | 0.58402 | 15 | 0.34287
47121 | 8.58 | 1 | 365 | 9.7408 | 0.42545 | 10 | 0.16629
47175 | 4.16 | 1 | 365 | 4.7228 | 0.26689 | 4 | 0.98972
44939 | 7.28 | 1 | 365 | 8.265 | 0.96705 | 9 | 0.23201
45021 | 5.2 | 1 | 365 | 5.9035 | 0.83361 | 6 | 0.73715
45460 | 11.44 | 1 | 365 | 12.9878 | 0.23394 | 13 | 0.22172
45466 | 4.94 | 1 | 365 | 5.6084 | 0.94193 | 6 | 0.55029
44868 | 4.16 | 1 | 365 | 4.7228 | 0.26689 | 4 | 0.98972
44705 | 7.54 | 1 | 365 | 8.5601 | 0.85873 | 9 | 0.41886
49636 | 8.58 | 1 | 365 | 9.7408 | 0.42545 | 10 | 0.16629
44642 | 12.74 | 1 | 365 | 14.4637 | 0.69234 | 15 | 0.15601
44637 | 6.375 | 1 | 365 | 7.2375 | 0.86332 | 8 | 0.10083
49641 | 3.8 | 1 | 365 | 4.3141 | 0.032252 | 4 | 0.34638
49647 | 3.64 | 1 | 365 | 4.1325 | 0.48353 | 4 | 0.616
49682 | 7.395 | 1 | 365 | 8.3955 | 0.36145 | 8 | 0.75696
36947 | 12.74 | 1 | 365 | 14.4637 | 0.69234 | 15 | 0.15601
33216 | 5.46 | 1 | 365 | 6.1987 | 0.72529 | 6 | 0.924
31671 | 5.2 | 1 | 365 | 5.9035 | 0.83361 | 6 | 0.73715
33278 | 9.36 | 1 | 365 | 10.6264 | 0.10049 | 10 | 0.72686
38949 | 4.42 | 1 | 365 | 5.018 | 0.15857 | 5 | 0.17658
35561 | 10.66 | 1 | 365 | 12.1023 | 0.5589 | 12 | 0.66115
37765 | 4.68 | 1 | 365 | 5.3132 | 0.050247 | 5 | 0.36343
28087 | 6.24 | 1 | 365 | 7.0842 | 0.40033 | 7 | 0.48458
38886 | 4.42 | 1 | 365 | 5.018 | 0.15857 | 5 | 0.17658
48426 | 2.6 | 1 | 365 | 2.9518 | 0.9168 | 3 | 0.86857
41691 | 4.42 | 1 | 365 | 5.018 | 0.15857 | 5 | 0.17658
37091 | 14.535 | 1 | 365 | 16.5015 | 0.84836 | 17 | 0.34989
37970 | 6.5 | 1 | 365 | 7.3794 | 0.29201 | 7 | 0.67143
39157 | 9.62 | 1 | 365 | 10.9215 | 0.99217 | 11 | 0.91372
37781 | 8.58 | 1 | 365 | 9.7408 | 0.42545 | 10 | 0.16629
48415 | 7.02 | 1 | 365 | 7.9698 | 0.075371 | 8 | 0.045149
28827 | 9.36 | 1 | 365 | 10.6264 | 0.10049 | 10 | 0.72686
38526 | 4.68 | 1 | 365 | 5.3132 | 0.050247 | 5 | 0.36343
43099 | 3.9 | 1 | 365 | 4.4277 | 0.37521 | 4 | 0.80286
37983 | 5.2 | 1 | 365 | 5.9035 | 0.83361 | 6 | 0.73715
39326 | 8.32 | 1 | 365 | 9.4457 | 0.53377 | 9 | 0.97944
41264 | 6.5 | 1 | 365 | 7.3794 | 0.29201 | 7 | 0.67143
40966 | 6.24 | 1 | 365 | 7.0842 | 0.40033 | 7 | 0.48458
40994 | 3.9 | 1 | 365 | 4.4277 | 0.37521 | 4 | 0.80286
48432 | 3.64 | 1 | 365 | 4.1325 | 0.48353 | 4 | 0.616
41101 | 11.96 | 1 | 365 | 13.5781 | 0.017298 | 13 | 0.59544
39294 | 9.1 | 1 | 365 | 10.3312 | 0.20881 | 10 | 0.54001
36972 | 6.24 | 1 | 365 | 7.0842 | 0.40033 | 7 | 0.48458
44269 | 2.6 | 1 | 365 | 2.9518 | 0.9168 | 3 | 0.86857
44541 | 3.38 | 1 | 365 | 3.8373 | 0.59185 | 4 | 0.42915
48488 | 4.16 | 1 | 365 | 4.7228 | 0.26689 | 4 | 0.98972
43216 | 7.15 | 1 | 365 | 8.1174 | 0.52121 | 8 | 0.63858
43166 | 9.075 | 1 | 365 | 10.3028 | 0.12308 | 10 | 0.42589
44885 | 3.57 | 1 | 365 | 4.053 | 0.24346 | 4 | 0.29646
42281 | 5.5 | 1 | 365 | 6.2441 | 0.86247 | 7 | 0.1066
42688 | 5.775 | 1 | 365 | 6.5563 | 0.80559 | 7 | 0.36193
42643 | 7.975 | 1 | 365 | 9.054 | 0.35058 | 9 | 0.40457
27221 | 7.54 | 1 | 365 | 8.5601 | 0.85873 | 9 | 0.41886
42634 | 6.6 | 1 | 365 | 7.493 | 0.63496 | 8 | 0.12792
42301 | 7.975 | 1 | 365 | 9.054 | 0.35058 | 9 | 0.40457
44973 | 4.16 | 1 | 365 | 4.7228 | 0.26689 | 4 | 0.98972
42275 | 5.225 | 1 | 365 | 5.9319 | 0.91935 | 6 | 0.85127
42627 | 5.225 | 1 | 365 | 5.9319 | 0.91935 | 6 | 0.85127
42615 | 5.775 | 1 | 365 | 6.5563 | 0.80559 | 7 | 0.36193
42620 | 4.4 | 1 | 365 | 4.9953 | 0.089976 | 5 | 0.085278
44824 | 4.335 | 1 | 365 | 4.9215 | 0.86706 | 5 | 0.78856
43722 | 9.36 | 1 | 365 | 10.6264 | 0.10049 | 10 | 0.72686
42476 | 9.54 | 1 | 365 | 10.8307 | 0.71781 | 11 | 0.54854
44684 | 5.46 | 1 | 365 | 6.1987 | 0.72529 | 6 | 0.924
44950 | 10.5 | 1 | 365 | 11.9206 | 0.01017 | 11 | 0.93078
39143 | 3.64 | 1 | 365 | 4.1325 | 0.48353 | 4 | 0.616
39346 | 8.32 | 1 | 365 | 9.4457 | 0.53377 | 9 | 0.97944
45322 | 7.8 | 1 | 365 | 8.8553 | 0.75041 | 9 | 0.60572
44949 | 4.94 | 1 | 365 | 5.6084 | 0.94193 | 6 | 0.55029
41002 | 5.72 | 1 | 365 | 6.4939 | 0.61697 | 7 | 0.11086
45034 | 9 | 1 | 365 | 10.2177 | 0.86586 | 11 | 0.083524
45438 | 3.9 | 1 | 365 | 4.4277 | 0.37521 | 4 | 0.80286
44867 | 5.75 | 1 | 365 | 6.528 | 0.71985 | 7 | 0.24781
42545 | 3.025 | 1 | 365 | 3.4343 | 0.37436 | 3 | 0.80863
42480 | 3.025 | 1 | 365 | 3.4343 | 0.37436 | 3 | 0.80863
45014 | 6.885 | 1 | 365 | 7.8165 | 0.61238 | 8 | 0.4289
42820 | 6.05 | 1 | 365 | 6.8685 | 0.74872 | 7 | 0.61726
44880 | 2.55 | 1 | 365 | 2.895 | 0.74533 | 3 | 0.64033
45025 | 6.63 | 1 | 365 | 7.527 | 0.73785 | 8 | 0.26486
42776 | 5.775 | 1 | 365 | 6.5563 | 0.80559 | 7 | 0.36193
42669 | 4.95 | 1 | 365 | 5.6197 | 0.97622 | 6 | 0.59594
42829 | 5.225 | 1 | 365 | 5.9319 | 0.91935 | 6 | 0.85127
42826 | 11 | 1 | 365 | 12.4883 | 0.72494 | 13 | 0.2132
44744 | 8.8 | 1 | 365 | 9.9906 | 0.17995 | 10 | 0.17056
42271 | 7.7 | 1 | 365 | 8.7418 | 0.40746 | 9 | 0.14924
26758 | 12.22 | 1 | 365 | 13.8733 | 0.90898 | 14 | 0.7823
42423 | 13.2 | 1 | 365 | 14.9859 | 0.26993 | 15 | 0.25584
42805 | 8.25 | 1 | 365 | 9.3662 | 0.29371 | 9 | 0.6599
44997 | 5.75 | 1 | 365 | 6.528 | 0.71985 | 7 | 0.24781
42437 | 9.075 | 1 | 365 | 10.3028 | 0.12308 | 10 | 0.42589
42800 | 9.35 | 1 | 365 | 10.615 | 0.066199 | 10 | 0.68122
44730 | 5.225 | 1 | 365 | 5.9319 | 0.91935 | 6 | 0.85127
44961 | 4.59 | 1 | 365 | 5.211 | 0.74159 | 5 | 0.9526
42203 | 3.85 | 1 | 365 | 4.3709 | 0.20373 | 4 | 0.57462
42223 | 8.525 | 1 | 365 | 9.6784 | 0.23683 | 9 | 0.91523
44862 | 10.5 | 1 | 365 | 11.9206 | 0.01017 | 11 | 0.93078
44873 | 6.12 | 1 | 365 | 6.948 | 0.98878 | 7 | 0.9368
42567 | 3.85 | 1 | 365 | 4.3709 | 0.20373 | 4 | 0.57462
44819 | 10.5 | 1 | 365 | 11.9206 | 0.01017 | 11 | 0.93078
44971 | 10.71 | 1 | 365 | 12.159 | 0.73037 | 12 | 0.88939
42778 | 8.48 | 1 | 365 | 9.6273 | 0.082499 | 9 | 0.70981
42299 | 5.5 | 1 | 365 | 6.2441 | 0.86247 | 7 | 0.1066
44367 | 10.92 | 1 | 365 | 12.3974 | 0.45058 | 12 | 0.84801
42442 | 8.525 | 1 | 365 | 9.6784 | 0.23683 | 9 | 0.91523
31895 | 5.72 | 1 | 365 | 6.4939 | 0.61697 | 7 | 0.11086
44584 | 6.5 | 1 | 365 | 7.3794 | 0.29201 | 7 | 0.67143
36730 | 6.24 | 1 | 365 | 7.0842 | 0.40033 | 7 | 0.48458
39301 | 7.54 | 1 | 365 | 8.5601 | 0.85873 | 9 | 0.41886
38491 | 9.69 | 1 | 365 | 11.001 | 0.23224 | 11 | 0.23326
38041 | 5.2 | 1 | 365 | 5.9035 | 0.83361 | 6 | 0.73715
44559 | 5.98 | 1 | 365 | 6.7891 | 0.50865 | 7 | 0.29772
42942 | 4.16 | 1 | 365 | 4.7228 | 0.26689 | 4 | 0.98972
34451 | 2.86 | 1 | 365 | 3.2469 | 0.80848 | 4 | 0.055431
48670 | 4.16 | 1 | 365 | 4.7228 | 0.26689 | 4 | 0.98972
44591 | 8.06 | 1 | 365 | 9.1505 | 0.64209 | 9 | 0.79258
36678 | 8.84 | 1 | 365 | 10.036 | 0.31713 | 10 | 0.35315
48397 | 4.68 | 1 | 365 | 5.3132 | 0.050247 | 5 | 0.36343
48645 | 6.24 | 1 | 365 | 7.0842 | 0.40033 | 7 | 0.48458
31888 | 5.98 | 1 | 365 | 6.7891 | 0.50865 | 7 | 0.29772
44678 | 7.54 | 1 | 365 | 8.5601 | 0.85873 | 9 | 0.41886
24332 | 13 | 1 | 365 | 14.7588 | 0.58402 | 15 | 0.34287
44127 | 4.68 | 1 | 365 | 5.3132 | 0.050247 | 5 | 0.36343
48629 | 4.68 | 1 | 365 | 5.3132 | 0.050247 | 5 | 0.36343
41654 | 9.1 | 1 | 365 | 10.3312 | 0.20881 | 10 | 0.54001
39003 | 6.5 | 1 | 365 | 7.3794 | 0.29201 | 7 | 0.67143
33546 | 7.28 | 1 | 365 | 8.265 | 0.96705 | 9 | 0.23201
43669 | 9.62 | 1 | 365 | 10.9215 | 0.99217 | 11 | 0.91372
48615 | 8.06 | 1 | 365 | 9.1505 | 0.64209 | 9 | 0.79258
41626 | 8.58 | 1 | 365 | 9.7408 | 0.42545 | 10 | 0.16629
44150 | 5.2 | 1 | 365 | 5.9035 | 0.83361 | 6 | 0.73715
43283 | 4.16 | 1 | 365 | 4.7228 | 0.26689 | 4 | 0.98972
32282 | 10.4 | 1 | 365 | 11.8071 | 0.66722 | 12 | 0.47429
48735 | 3.64 | 1 | 365 | 4.1325 | 0.48353 | 4 | 0.616
42447 | 14.575 | 1 | 365 | 16.5469 | 0.98555 | 17 | 0.53248
48643 | 4.94 | 1 | 365 | 5.6084 | 0.94193 | 6 | 0.55029
41730 | 5.98 | 1 | 365 | 6.7891 | 0.50865 | 7 | 0.29772
48733 | 4.94 | 1 | 365 | 5.6084 | 0.94193 | 6 | 0.55029
43289 | 13 | 1 | 365 | 14.7588 | 0.58402 | 15 | 0.34287
48605 | 2.08 | 1 | 365 | 2.3614 | 0.13344 | 2 | 0.49486
48599 | 5.72 | 1 | 365 | 6.4939 | 0.61697 | 7 | 0.11086
45441 | 12.74 | 1 | 365 | 14.4637 | 0.69234 | 15 | 0.15601
48576 | 9.62 | 1 | 365 | 10.9215 | 0.99217 | 11 | 0.91372
48694 | 6.5 | 1 | 365 | 7.3794 | 0.29201 | 7 | 0.67143
48635 | 10.66 | 1 | 365 | 12.1023 | 0.5589 | 12 | 0.66115
48671 | 3.06 | 1 | 365 | 3.474 | 0.49439 | 3 | 0.9684
48654 | 3.9 | 1 | 365 | 4.4277 | 0.37521 | 4 | 0.80286
40941 | 3.9 | 1 | 365 | 4.4277 | 0.37521 | 4 | 0.80286
44831 | 4 | 1 | 365 | 4.5412 | 0.71816 | 5 | 0.25934
44632 | 7.65 | 1 | 365 | 8.685 | 0.23598 | 8 | 0.921
42307 | 4.675 | 1 | 365 | 5.3075 | 0.033099 | 5 | 0.34061
44607 | 12.1 | 1 | 365 | 13.7371 | 0.49743 | 14 | 0.23452
42302 | 5.98 | 1 | 365 | 6.7891 | 0.50865 | 7 | 0.29772
42682 | 5.225 | 1 | 365 | 5.9319 | 0.91935 | 6 | 0.85127
42924 | 9.625 | 1 | 365 | 10.9272 | 0.0093225 | 10 | 0.93655
42296 | 7.425 | 1 | 365 | 8.4296 | 0.46433 | 8 | 0.89391
44889 | 4.845 | 1 | 365 | 5.5005 | 0.61612 | 6 | 0.11663
31712 | 2.6 | 1 | 365 | 2.9518 | 0.9168 | 3 | 0.86857
44747 | 16.25 | 1 | 365 | 18.4486 | 0.73002 | 19 | 0.17858
42590 | 4.95 | 1 | 365 | 5.6197 | 0.97622 | 6 | 0.59594
25190 | 9.1 | 1 | 365 | 10.3312 | 0.20881 | 10 | 0.54001
42475 | 7.7 | 1 | 365 | 8.7418 | 0.40746 | 9 | 0.14924
42440 | 6.5 | 1 | 365 | 7.3794 | 0.29201 | 7 | 0.67143
42593 | 11.18 | 1 | 365 | 12.6926 | 0.34226 | 13 | 0.034866
47132 | 10.5 | 1 | 365 | 11.9206 | 0.01017 | 11 | 0.93078
31859 | 6.5 | 1 | 365 | 7.3794 | 0.29201 | 7 | 0.67143
23603 | 3.9 | 1 | 365 | 4.4277 | 0.37521 | 4 | 0.80286
23668 | 8.32 | 1 | 365 | 9.4457 | 0.53377 | 9 | 0.97944
23850 | 5.72 | 1 | 365 | 6.4939 | 0.61697 | 7 | 0.11086
23980 | 9.62 | 1 | 365 | 10.9215 | 0.99217 | 11 | 0.91372
23923 | 11.44 | 1 | 365 | 12.9878 | 0.23394 | 13 | 0.22172
32352 | 5.2 | 1 | 365 | 5.9035 | 0.83361 | 6 | 0.73715
31663 | 5.2 | 1 | 365 | 5.9035 | 0.83361 | 6 | 0.73715
24050 | 7.02 | 1 | 365 | 7.9698 | 0.075371 | 8 | 0.045149
28125 | 7.02 | 1 | 365 | 7.9698 | 0.075371 | 8 | 0.045149
31714 | 5.46 | 1 | 365 | 6.1987 | 0.72529 | 6 | 0.924
25192 | 7.28 | 1 | 365 | 8.265 | 0.96705 | 9 | 0.23201
46566 | 6.76 | 1 | 365 | 7.6746 | 0.18369 | 7 | 0.85829
33731 | 9.9 | 1 | 365 | 11.2394 | 0.95245 | 12 | 0.19188
35800 | 1.34 | 1 | 365 | 1.5213 | 0.59558 | 2 | 0.11688
37115 | 12.6 | 1 | 365 | 14.3047 | 0.2122 | 14 | 0.51693
39387 | 13.08 | 1 | 365 | 14.8497 | 0.85838 | 15 | 0.70805
51654 | 105 | 0.9 | 365 | 107.2855 | 0.09153 | 107 | 0.377
43299 | 10.78 | 1 | 365 | 12.2385 | 0.97044 | 13 | 0.20893
44035 | 7.02 | 1 | 365 | 7.9698 | 0.075371 | 8 | 0.045149
42119 | 4.86 | 1 | 365 | 5.5175 | 0.66756 | 6 | 0.1851
35307 | 51.84 | 0.9 | 365 | 52.9684 | 0.0086182 | 52 | 0.97699
42297 | 5.98 | 1 | 365 | 6.7891 | 0.50865 | 7 | 0.29772
46597 | 5.98 | 1 | 365 | 6.7891 | 0.50865 | 7 | 0.29772
42471 | 4.95 | 1 | 365 | 5.6197 | 0.97622 | 6 | 0.59594
25222 | 5.72 | 1 | 365 | 6.4939 | 0.61697 | 7 | 0.11086
28560 | 6.76 | 1 | 365 | 7.6746 | 0.18369 | 7 | 0.85829
42780 | 8.25 | 1 | 365 | 9.3662 | 0.29371 | 9 | 0.6599
25536 | 5.98 | 1 | 365 | 6.7891 | 0.50865 | 7 | 0.29772
25331 | 9.36 | 1 | 365 | 10.6264 | 0.10049 | 10 | 0.72686
44600 | 9.35 | 1 | 365 | 10.615 | 0.066199 | 10 | 0.68122
44814 | 12.96 | 1 | 365 | 14.7134 | 0.44684 | 15 | 0.16027
43933 | 8.25 | 1 | 365 | 9.3662 | 0.29371 | 9 | 0.6599
26710 | 4.68 | 1 | 365 | 5.3132 | 0.050247 | 5 | 0.36343
27920 | 5.72 | 1 | 365 | 6.4939 | 0.61697 | 7 | 0.11086
32535 | 10.92 | 1 | 365 | 12.3974 | 0.45058 | 12 | 0.84801
46568 | 3.9 | 1 | 365 | 4.4277 | 0.37521 | 4 | 0.80286
32551 | 6.24 | 1 | 365 | 7.0842 | 0.40033 | 7 | 0.48458
32582 | 8.58 | 1 | 365 | 9.7408 | 0.42545 | 10 | 0.16629
32587 | 4.94 | 1 | 365 | 5.6084 | 0.94193 | 6 | 0.55029
45445 | 9.36 | 1 | 365 | 10.6264 | 0.10049 | 10 | 0.72686
32655 | 5.46 | 1 | 365 | 6.1987 | 0.72529 | 6 | 0.924
40130 | 8.58 | 1 | 365 | 9.7408 | 0.42545 | 10 | 0.16629
33121 | 3.12 | 1 | 365 | 3.5421 | 0.70016 | 4 | 0.24229
41376 | 6.5 | 1 | 365 | 7.3794 | 0.29201 | 7 | 0.67143
33775 | 4.94 | 1 | 365 | 5.6084 | 0.94193 | 6 | 0.55029
42160 | 6.6 | 1 | 365 | 7.493 | 0.63496 | 8 | 0.12792
13758 | 8.67 | 1 | 365 | 9.843 | 0.73411 | 10 | 0.57713
30949 | 3.9 | 1 | 365 | 4.4277 | 0.37521 | 4 | 0.80286
33180 | 10.4 | 1 | 365 | 11.8071 | 0.66722 | 12 | 0.47429
36973 | 16.38 | 1 | 365 | 18.5961 | 0.17587 | 18 | 0.77201
40880 | 11.34 | 1 | 365 | 12.8743 | 0.89098 | 13 | 0.76524
50709 | 3.12 | 1 | 365 | 3.5421 | 0.70016 | 4 | 0.24229
52048 | 14.04 | 1 | 365 | 15.9396 | 0.15074 | 16 | 0.090297
44860 | 9 | 1 | 365 | 10.2177 | 0.86586 | 11 | 0.083524
31627 | 3.9 | 1 | 365 | 4.4277 | 0.37521 | 4 | 0.80286
42764 | 11 | 1 | 365 | 12.4883 | 0.72494 | 13 | 0.2132
44117 | 4.68 | 1 | 365 | 5.3132 | 0.050247 | 5 | 0.36343
44021 | 7.54 | 1 | 365 | 8.5601 | 0.85873 | 9 | 0.41886
32922 | 4.68 | 1 | 365 | 5.3132 | 0.050247 | 5 | 0.36343
42661 | 6.89 | 1 | 365 | 7.8222 | 0.62953 | 8 | 0.45172
42633 | 5.3 | 1 | 365 | 6.0171 | 0.17656 | 6 | 0.19363
42815 | 3.18 | 1 | 365 | 3.6102 | 0.90594 | 4 | 0.51618
43048 | 10.335 | 1 | 365 | 11.7333 | 0.4443 | 12 | 0.17758
44492 | 5.83 | 1 | 365 | 6.6188 | 0.99422 | 7 | 0.61299
27500 | 4.845 | 1 | 365 | 5.5005 | 0.61612 | 6 | 0.11663
30032 | 9.1 | 1 | 365 | 10.3312 | 0.20881 | 10 | 0.54001
40786 | 7.8 | 1 | 365 | 8.8553 | 0.75041 | 9 | 0.60572
36639 | 24.9 | 1 | 365 | 28.2689 | 0.39555 | 28 | 0.66442
46851 | 7.5 | 1 | 365 | 8.5147 | 0.72155 | 9 | 0.23627
45731 | 10.6 | 1 | 365 | 12.0341 | 0.35312 | 12 | 0.38726
45357 | 13.52 | 1 | 365 | 15.3492 | 0.36738 | 15 | 0.71658
43657 | 13 | 1 | 365 | 14.7588 | 0.58402 | 15 | 0.34287
32115 | 10.92 | 1 | 365 | 12.3974 | 0.45058 | 12 | 0.84801
42814 | 5.775 | 1 | 365 | 6.5563 | 0.80559 | 7 | 0.36193
44766 | 6.885 | 1 | 365 | 7.8165 | 0.61238 | 8 | 0.4289
44483 | 7.42 | 1 | 365 | 8.4239 | 0.44719 | 8 | 0.87108
42485 | 10.865 | 1 | 365 | 12.335 | 0.26195 | 12 | 0.59694
44805 | 4.335 | 1 | 365 | 4.9215 | 0.86706 | 5 | 0.78856
44485 | 8.48 | 1 | 365 | 9.6273 | 0.082499 | 9 | 0.70981
44807 | 5.355 | 1 | 365 | 6.0795 | 0.36519 | 6 | 0.4447
42624 | 7.42 | 1 | 365 | 8.4239 | 0.44719 | 8 | 0.87108
31013 | 8.58 | 1 | 365 | 9.7408 | 0.42545 | 10 | 0.16629
48790 | 12.22 | 1 | 365 | 13.8733 | 0.90898 | 14 | 0.7823
48781 | 7.28 | 1 | 365 | 8.265 | 0.96705 | 9 | 0.23201
29228 | 6.76 | 1 | 365 | 7.6746 | 0.18369 | 7 | 0.85829
48649 | 8.58 | 1 | 365 | 9.7408 | 0.42545 | 10 | 0.16629
44940 | 9.62 | 1 | 365 | 10.9215 | 0.99217 | 11 | 0.91372
48712 | 9.1 | 1 | 365 | 10.3312 | 0.20881 | 10 | 0.54001
48701 | 4.42 | 1 | 365 | 5.018 | 0.15857 | 5 | 0.17658
48693 | 4.68 | 1 | 365 | 5.3132 | 0.050247 | 5 | 0.36343
48729 | 8.84 | 1 | 365 | 10.036 | 0.31713 | 10 | 0.35315
44239 | 6.76 | 1 | 365 | 7.6746 | 0.18369 | 7 | 0.85829
48771 | 5.72 | 1 | 365 | 6.4939 | 0.61697 | 7 | 0.11086
48772 | 6.24 | 1 | 365 | 7.0842 | 0.40033 | 7 | 0.48458
48766 | 7.28 | 1 | 365 | 8.265 | 0.96705 | 9 | 0.23201
41636 | 2.34 | 1 | 365 | 2.6566 | 0.025124 | 2 | 0.68172
48655 | 4.16 | 1 | 365 | 4.7228 | 0.26689 | 4 | 0.98972
48623 | 11.7 | 1 | 365 | 13.283 | 0.12562 | 13 | 0.40858
48590 | 5.2 | 1 | 365 | 5.9035 | 0.83361 | 6 | 0.73715
48595 | 6.24 | 1 | 365 | 7.0842 | 0.40033 | 7 | 0.48458
48390 | 5.46 | 1 | 365 | 6.1987 | 0.72529 | 6 | 0.924
40975 | 5.2 | 1 | 365 | 5.9035 | 0.83361 | 6 | 0.73715
38929 | 5.2 | 1 | 365 | 5.9035 | 0.83361 | 6 | 0.73715
32178 | 9.36 | 1 | 365 | 10.6264 | 0.10049 | 10 | 0.72686
43258 | 7.28 | 1 | 365 | 8.265 | 0.96705 | 9 | 0.23201
32247 | 8.32 | 1 | 365 | 9.4457 | 0.53377 | 9 | 0.97944
32212 | 7.28 | 1 | 365 | 8.265 | 0.96705 | 9 | 0.23201
29631 | 7.54 | 1 | 365 | 8.5601 | 0.85873 | 9 | 0.41886
31939 | 5.72 | 1 | 365 | 6.4939 | 0.61697 | 7 | 0.11086
31938 | 4.42 | 1 | 365 | 5.018 | 0.15857 | 5 | 0.17658
26990 | 7.28 | 1 | 365 | 8.265 | 0.96705 | 9 | 0.23201
31833 | 6.5 | 1 | 365 | 7.3794 | 0.29201 | 7 | 0.67143
31742 | 5.46 | 1 | 365 | 6.1987 | 0.72529 | 6 | 0.924
24173 | 5.46 | 1 | 365 | 6.1987 | 0.72529 | 6 | 0.924
23853 | 10.66 | 1 | 365 | 12.1023 | 0.5589 | 12 | 0.66115
22394 | 4.16 | 1 | 365 | 4.7228 | 0.26689 | 4 | 0.98972
48815 | 10.14 | 1 | 365 | 11.5119 | 0.77554 | 12 | 0.28744
48803 | 3.12 | 1 | 365 | 3.5421 | 0.70016 | 4 | 0.24229
32562 | 4.42 | 1 | 365 | 5.018 | 0.15857 | 5 | 0.17658
48795 | 6.24 | 1 | 365 | 7.0842 | 0.40033 | 7 | 0.48458
34420 | 4.42 | 1 | 365 | 5.018 | 0.15857 | 5 | 0.17658
48661 | 6.24 | 1 | 365 | 7.0842 | 0.40033 | 7 | 0.48458
48505 | 5.72 | 1 | 365 | 6.4939 | 0.61697 | 7 | 0.11086
36873 | 3.38 | 1 | 365 | 3.8373 | 0.59185 | 4 | 0.42915
33287 | 4.42 | 1 | 365 | 5.018 | 0.15857 | 5 | 0.17658
44878 | 9.1 | 1 | 365 | 10.3312 | 0.20881 | 10 | 0.54001
46822 | 15 | 1 | 365 | 17.0294 | 0.4431 | 17 | 0.47254
46981 | 5.98 | 1 | 365 | 6.7891 | 0.50865 | 7 | 0.29772
47005 | 3.9 | 1 | 365 | 4.4277 | 0.37521 | 4 | 0.80286
52313 | 15.12 | 1 | 365 | 17.1657 | 0.85464 | 18 | 0.02032
49783 | 5.865 | 1 | 365 | 6.6585 | 0.11425 | 6 | 0.77276
49849 | 4.16 | 1 | 365 | 4.7228 | 0.26689 | 4 | 0.98972
47185 | 2.34 | 1 | 365 | 2.6566 | 0.025124 | 2 | 0.68172
47254 | 7.8 | 1 | 365 | 8.8553 | 0.75041 | 9 | 0.60572
44865 | 4.5 | 1 | 365 | 5.1088 | 0.43293 | 5 | 0.54176
44881 | 7.395 | 1 | 365 | 8.3955 | 0.36145 | 8 | 0.75696
38151 | 7.28 | 1 | 365 | 8.265 | 0.96705 | 9 | 0.23201
44883 | 11.5 | 1 | 365 | 13.0559 | 0.43971 | 13 | 0.49561
38165 | 5.72 | 1 | 365 | 6.4939 | 0.61697 | 7 | 0.11086
49968 | 6.12 | 1 | 365 | 6.948 | 0.98878 | 7 | 0.9368
50699 | 10.4 | 1 | 365 | 11.8071 | 0.66722 | 12 | 0.47429
38211 | 6.76 | 1 | 365 | 7.6746 | 0.18369 | 7 | 0.85829
44911 | 4.335 | 1 | 365 | 4.9215 | 0.86706 | 5 | 0.78856
45022 | 7.905 | 1 | 365 | 8.9745 | 0.11051 | 9 | 0.085029
45032 | 4.75 | 1 | 365 | 5.3927 | 0.29031 | 5 | 0.68297
42714 | 10.175 | 1 | 365 | 11.5516 | 0.89557 | 12 | 0.44721
44628 | 7.425 | 1 | 365 | 8.4296 | 0.46433 | 8 | 0.89391
42305 | 12.1 | 1 | 365 | 13.7371 | 0.49743 | 14 | 0.23452
44606 | 7.5 | 1 | 365 | 8.5147 | 0.72155 | 9 | 0.23627
44967 | 10.75 | 1 | 365 | 12.2044 | 0.86755 | 13 | 0.071987
42746 | 9.075 | 1 | 365 | 10.3028 | 0.12308 | 10 | 0.42589
42654 | 12.1 | 1 | 365 | 13.7371 | 0.49743 | 14 | 0.23452
42457 | 12.48 | 1 | 365 | 14.1685 | 0.80066 | 14 | 0.96915
44630 | 11 | 1 | 365 | 12.4883 | 0.72494 | 13 | 0.2132
32413 | 9.36 | 1 | 365 | 10.6264 | 0.10049 | 10 | 0.72686
41892 | 7.28 | 1 | 365 | 8.265 | 0.96705 | 9 | 0.23201
48650 | 2.34 | 1 | 365 | 2.6566 | 0.025124 | 2 | 0.68172
32945 | 9.88 | 1 | 365 | 11.2167 | 0.88386 | 12 | 0.10058
48920 | 5.98 | 1 | 365 | 6.7891 | 0.50865 | 7 | 0.29772
48935 | 7.02 | 1 | 365 | 7.9698 | 0.075371 | 8 | 0.045149
48932 | 5.2 | 1 | 365 | 5.9035 | 0.83361 | 6 | 0.73715
48934 | 4.94 | 1 | 365 | 5.6084 | 0.94193 | 6 | 0.55029
32736 | 4.94 | 1 | 365 | 5.6084 | 0.94193 | 6 | 0.55029
32501 | 9.1 | 1 | 365 | 10.3312 | 0.20881 | 10 | 0.54001
48952 | 4.16 | 1 | 365 | 4.7228 | 0.26689 | 4 | 0.98972
33066 | 5.72 | 1 | 365 | 6.4939 | 0.61697 | 7 | 0.11086
48942 | 3.38 | 1 | 365 | 3.8373 | 0.59185 | 4 | 0.42915
39256 | 7.02 | 1 | 365 | 7.9698 | 0.075371 | 8 | 0.045149
48962 | 7.28 | 1 | 365 | 8.265 | 0.96705 | 9 | 0.23201
31229 | 5.98 | 1 | 365 | 6.7891 | 0.50865 | 7 | 0.29772
32761 | 16.83 | 1 | 365 | 19.107 | 0.71916 | 19 | 0.82619
48947 | 3.9 | 1 | 365 | 4.4277 | 0.37521 | 4 | 0.80286
48898 | 11.44 | 1 | 365 | 12.9878 | 0.23394 | 13 | 0.22172
48943 | 11.18 | 1 | 365 | 12.6926 | 0.34226 | 13 | 0.034866
48625 | 5.72 | 1 | 365 | 6.4939 | 0.61697 | 7 | 0.11086
48987 | 8.58 | 1 | 365 | 9.7408 | 0.42545 | 10 | 0.16629
48683 | 4.16 | 1 | 365 | 4.7228 | 0.26689 | 4 | 0.98972
34367 | 9.36 | 1 | 365 | 10.6264 | 0.10049 | 10 | 0.72686
48726 | 6.5 | 1 | 365 | 7.3794 | 0.29201 | 7 | 0.67143
48953 | 9.88 | 1 | 365 | 11.2167 | 0.88386 | 12 | 0.10058
33497 | 4.68 | 1 | 365 | 5.3132 | 0.050247 | 5 | 0.36343
48923 | 2.6 | 1 | 365 | 2.9518 | 0.9168 | 3 | 0.86857
49001 | 7.28 | 1 | 365 | 8.265 | 0.96705 | 9 | 0.23201
48659 | 4.68 | 1 | 365 | 5.3132 | 0.050247 | 5 | 0.36343
48702 | 15.08 | 1 | 365 | 17.1203 | 0.71746 | 17 | 0.83773
45305 | 9.54 | 1 | 365 | 10.8307 | 0.71781 | 11 | 0.54854
45326 | 7.95 | 1 | 365 | 9.0256 | 0.26484 | 9 | 0.29045
48631 | 10.4 | 1 | 365 | 11.8071 | 0.66722 | 12 | 0.47429
45119 | 6.36 | 1 | 365 | 7.2205 | 0.81187 | 8 | 0.032357
45233 | 13.78 | 1 | 365 | 15.6444 | 0.25906 | 15 | 0.90344
48227 | 24.525 | 1 | 365 | 27.8431 | 0.10947 | 27 | 0.9526
31057 | 8.37 | 1 | 365 | 9.5024 | 0.70525 | 10 | 0.20768
32365 | 9.92 | 1 | 365 | 11.2621 | 0.021037 | 11 | 0.28317
33024 | 9.9 | 1 | 365 | 11.2394 | 0.95245 | 12 | 0.19188
33887 | 12.24 | 1 | 365 | 13.896 | 0.97757 | 14 | 0.87359
36009 | 10.72 | 1 | 365 | 12.1704 | 0.76467 | 12 | 0.93504
35513 | 13.02 | 1 | 365 | 14.7816 | 0.65261 | 15 | 0.43416
36539 | 8.1 | 1 | 365 | 9.1959 | 0.77927 | 9 | 0.97517
36679 | 9.92 | 1 | 365 | 11.2621 | 0.021037 | 11 | 0.28317
42878 | 2.34 | 1 | 365 | 2.6566 | 0.025124 | 2 | 0.68172
31391 | 3.38 | 1 | 365 | 3.8373 | 0.59185 | 4 | 0.42915
49367 | 3.825 | 1 | 365 | 4.3425 | 0.11799 | 4 | 0.4605
42289 | 11.55 | 1 | 365 | 13.1127 | 0.61119 | 13 | 0.72386
42532 | 4.675 | 1 | 365 | 5.3075 | 0.033099 | 5 | 0.34061
43677 | 10.14 | 1 | 365 | 11.5119 | 0.77554 | 12 | 0.28744
48922 | 12.22 | 1 | 365 | 13.8733 | 0.90898 | 14 | 0.7823
48913 | 11.18 | 1 | 365 | 12.6926 | 0.34226 | 13 | 0.034866
37837 | 4.94 | 1 | 365 | 5.6084 | 0.94193 | 6 | 0.55029
48912 | 11.18 | 1 | 365 | 12.6926 | 0.34226 | 13 | 0.034866
32666 | 9.1 | 1 | 365 | 10.3312 | 0.20881 | 10 | 0.54001
37851 | 6.76 | 1 | 365 | 7.6746 | 0.18369 | 7 | 0.85829
48933 | 4.68 | 1 | 365 | 5.3132 | 0.050247 | 5 | 0.36343
48906 | 4.94 | 1 | 365 | 5.6084 | 0.94193 | 6 | 0.55029
19931 | 8.67 | 1 | 365 | 9.843 | 0.73411 | 10 | 0.57713
48709 | 6.76 | 1 | 365 | 7.6746 | 0.18369 | 7 | 0.85829
24164 | 4.94 | 1 | 365 | 5.6084 | 0.94193 | 6 | 0.55029
37817 | 6.76 | 1 | 365 | 7.6746 | 0.18369 | 7 | 0.85829
48908 | 7.54 | 1 | 365 | 8.5601 | 0.85873 | 9 | 0.41886
41293 | 16.2 | 1 | 365 | 18.3918 | 0.55855 | 18 | 0.95034
48925 | 8.84 | 1 | 365 | 10.036 | 0.31713 | 10 | 0.35315
26879 | 5.2 | 1 | 365 | 5.9035 | 0.83361 | 6 | 0.73715
48899 | 4.68 | 1 | 365 | 5.3132 | 0.050247 | 5 | 0.36343
48989 | 12.22 | 1 | 365 | 13.8733 | 0.90898 | 14 | 0.7823
47443 | 3.64 | 1 | 365 | 4.1325 | 0.48353 | 4 | 0.616
40636 | 10.8 | 1 | 365 | 12.2612 | 0.039032 | 12 | 0.30023
48761 | 2.34 | 1 | 365 | 2.6566 | 0.025124 | 2 | 0.68172
47482 | 7.8 | 1 | 365 | 8.8553 | 0.75041 | 9 | 0.60572
48905 | 7.8 | 1 | 365 | 8.8553 | 0.75041 | 9 | 0.60572
32863 | 8.06 | 1 | 365 | 9.1505 | 0.64209 | 9 | 0.79258
48916 | 9.88 | 1 | 365 | 11.2167 | 0.88386 | 12 | 0.10058
48663 | 9.62 | 1 | 365 | 10.9215 | 0.99217 | 11 | 0.91372
37845 | 4.275 | 1 | 365 | 4.8534 | 0.66128 | 5 | 0.51467
32730 | 4.42 | 1 | 365 | 5.018 | 0.15857 | 5 | 0.17658
38202 | 5.775 | 1 | 365 | 6.5563 | 0.80559 | 7 | 0.36193
49012 | 5.46 | 1 | 365 | 6.1987 | 0.72529 | 6 | 0.924
48948 | 5.98 | 1 | 365 | 6.7891 | 0.50865 | 7 | 0.29772
45750 | 11.7 | 1 | 365 | 13.283 | 0.12562 | 13 | 0.40858
34394 | 4.94 | 1 | 365 | 5.6084 | 0.94193 | 6 | 0.55029
36837 | 3.38 | 1 | 365 | 3.8373 | 0.59185 | 4 | 0.42915
37740 | 7.28 | 1 | 365 | 8.265 | 0.96705 | 9 | 0.23201
48975 | 6.5 | 1 | 365 | 7.3794 | 0.29201 | 7 | 0.67143
27864 | 5.355 | 1 | 365 | 6.0795 | 0.36519 | 6 | 0.4447
33068 | 4.94 | 1 | 365 | 5.6084 | 0.94193 | 6 | 0.55029
24031 | 10.92 | 1 | 365 | 12.3974 | 0.45058 | 12 | 0.84801
25554 | 5.2 | 1 | 365 | 5.9035 | 0.83361 | 6 | 0.73715
37227 | 3.85 | 1 | 365 | 4.3709 | 0.20373 | 4 | 0.57462
32377 | 4.16 | 1 | 365 | 4.7228 | 0.26689 | 4 | 0.98972
39880 | 4.95 | 1 | 365 | 5.6197 | 0.97622 | 6 | 0.59594
37286 | 4.4 | 1 | 365 | 4.9953 | 0.089976 | 5 | 0.085278
40574 | 7.28 | 1 | 365 | 8.265 | 0.96705 | 9 | 0.23201
49719 | 3.06 | 1 | 365 | 3.474 | 0.49439 | 3 | 0.9684
49778 | 2.86 | 1 | 365 | 3.2469 | 0.80848 | 4 | 0.055431
50757 | 5.98 | 1 | 365 | 6.7891 | 0.50865 | 7 | 0.29772
49774 | 9.62 | 1 | 365 | 10.9215 | 0.99217 | 11 | 0.91372
37398 | 8.06 | 1 | 365 | 9.1505 | 0.64209 | 9 | 0.79258
36301 | 3.3 | 1 | 365 | 3.7465 | 0.31748 | 4 | 0.063959
51080 | 12.22 | 1 | 365 | 13.8733 | 0.90898 | 14 | 0.7823
37767 | 4.94 | 1 | 365 | 5.6084 | 0.94193 | 6 | 0.55029
51373 | 11.925 | 1 | 365 | 13.5384 | 0.89726 | 14 | 0.43567
50954 | 6.12 | 1 | 365 | 6.948 | 0.98878 | 7 | 0.9368
47973 | 3.64 | 1 | 365 | 4.1325 | 0.48353 | 4 | 0.616
38045 | 5.72 | 1 | 365 | 6.4939 | 0.61697 | 7 | 0.11086
52869 | 6.24 | 1 | 365 | 7.0842 | 0.40033 | 7 | 0.48458
35950 | 5.72 | 1 | 365 | 6.4939 | 0.61697 | 7 | 0.11086
49938 | 9.36 | 1 | 365 | 10.6264 | 0.10049 | 10 | 0.72686
28074 | 7.65 | 1 | 365 | 8.685 | 0.23598 | 8 | 0.921
49946 | 10.14 | 1 | 365 | 11.5119 | 0.77554 | 12 | 0.28744
49078 | 2.86 | 1 | 365 | 3.2469 | 0.80848 | 4 | 0.055431
48597 | 5.2 | 1 | 365 | 5.9035 | 0.83361 | 6 | 0.73715
43176 | 6.36 | 1 | 365 | 7.2205 | 0.81187 | 8 | 0.032357
49961 | 5.46 | 1 | 365 | 6.1987 | 0.72529 | 6 | 0.924
37867 | 2.08 | 1 | 365 | 2.3614 | 0.13344 | 2 | 0.49486
49833 | 9.36 | 1 | 365 | 10.6264 | 0.10049 | 10 | 0.72686
39042 | 5.61 | 1 | 365 | 6.369 | 0.23972 | 6 | 0.60873
41412 | 9.1 | 1 | 365 | 10.3312 | 0.20881 | 10 | 0.54001
37942 | 3.64 | 1 | 365 | 4.1325 | 0.48353 | 4 | 0.616
49099 | 13.26 | 1 | 365 | 15.054 | 0.4757 | 15 | 0.52973
39269 | 4.16 | 1 | 365 | 4.7228 | 0.26689 | 4 | 0.98972
44082 | 3.9 | 1 | 365 | 4.4277 | 0.37521 | 4 | 0.80286
32542 | 5.72 | 1 | 365 | 6.4939 | 0.61697 | 7 | 0.11086
48992 | 12.22 | 1 | 365 | 13.8733 | 0.90898 | 14 | 0.7823
48961 | 7.54 | 1 | 365 | 8.5601 | 0.85873 | 9 | 0.41886
49082 | 4.16 | 1 | 365 | 4.7228 | 0.26689 | 4 | 0.98972
33135 | 6.5 | 1 | 365 | 7.3794 | 0.29201 | 7 | 0.67143
48964 | 7.54 | 1 | 365 | 8.5601 | 0.85873 | 9 | 0.41886
34085 | 9.1 | 1 | 365 | 10.3312 | 0.20881 | 10 | 0.54001
36952 | 5.46 | 1 | 365 | 6.1987 | 0.72529 | 6 | 0.924
48983 | 3.12 | 1 | 365 | 3.5421 | 0.70016 | 4 | 0.24229
45709 | 5.2 | 1 | 365 | 5.9035 | 0.83361 | 6 | 0.73715
48486 | 9.1 | 1 | 365 | 10.3312 | 0.20881 | 10 | 0.54001
39870 | 4.94 | 1 | 365 | 5.6084 | 0.94193 | 6 | 0.55029
48999 | 7.54 | 1 | 365 | 8.5601 | 0.85873 | 9 | 0.41886
39935 | 4.68 | 1 | 365 | 5.3132 | 0.050247 | 5 | 0.36343
38649 | 4.42 | 1 | 365 | 5.018 | 0.15857 | 5 | 0.17658
49010 | 3.64 | 1 | 365 | 4.1325 | 0.48353 | 4 | 0.616
49007 | 12.48 | 1 | 365 | 14.1685 | 0.80066 | 14 | 0.96915
49018 | 5.98 | 1 | 365 | 6.7891 | 0.50865 | 7 | 0.29772
36665 | 6.24 | 1 | 365 | 7.0842 | 0.40033 | 7 | 0.48458
36938 | 6.5 | 1 | 365 | 7.3794 | 0.29201 | 7 | 0.67143
49050 | 8.58 | 1 | 365 | 9.7408 | 0.42545 | 10 | 0.16629
37844 | 4.94 | 1 | 365 | 5.6084 | 0.94193 | 6 | 0.55029
49073 | 6.5 | 1 | 365 | 7.3794 | 0.29201 | 7 | 0.67143
49087 | 7.8 | 1 | 365 | 8.8553 | 0.75041 | 9 | 0.60572
49074 | 5.2 | 1 | 365 | 5.9035 | 0.83361 | 6 | 0.73715
38721 | 7.28 | 1 | 365 | 8.265 | 0.96705 | 9 | 0.23201
37087 | 4.68 | 1 | 365 | 5.3132 | 0.050247 | 5 | 0.36343
49101 | 4.42 | 1 | 365 | 5.018 | 0.15857 | 5 | 0.17658
49103 | 4.42 | 1 | 365 | 5.018 | 0.15857 | 5 | 0.17658
37406 | 5.98 | 1 | 365 | 6.7891 | 0.50865 | 7 | 0.29772
49094 | 8.58 | 1 | 365 | 9.7408 | 0.42545 | 10 | 0.16629
29179 | 7.28 | 1 | 365 | 8.265 | 0.96705 | 9 | 0.23201
33779 | 4.42 | 1 | 365 | 5.018 | 0.15857 | 5 | 0.17658
41299 | 8.06 | 1 | 365 | 9.1505 | 0.64209 | 9 | 0.79258
29596 | 13 | 1 | 365 | 14.7588 | 0.58402 | 15 | 0.34287
38906 | 21.06 | 1 | 365 | 23.9093 | 0.22611 | 24 | 0.13545
49117 | 13 | 1 | 365 | 14.7588 | 0.58402 | 15 | 0.34287
41875 | 5.2 | 1 | 365 | 5.9035 | 0.83361 | 6 | 0.73715
37943 | 7.28 | 1 | 365 | 8.265 | 0.96705 | 9 | 0.23201
43672 | 4.16 | 1 | 365 | 4.7228 | 0.26689 | 4 | 0.98972
39307 | 11.18 | 1 | 365 | 12.6926 | 0.34226 | 13 | 0.034866
43676 | 6.5 | 1 | 365 | 7.3794 | 0.29201 | 7 | 0.67143
39485 | 3.12 | 1 | 365 | 3.5421 | 0.70016 | 4 | 0.24229
39177 | 3.64 | 1 | 365 | 4.1325 | 0.48353 | 4 | 0.616
48446 | 13 | 1 | 365 | 14.7588 | 0.58402 | 15 | 0.34287
32227 | 5.46 | 1 | 365 | 6.1987 | 0.72529 | 6 | 0.924
35929 | 7.28 | 1 | 365 | 8.265 | 0.96705 | 9 | 0.23201
24443 | 5.2 | 1 | 365 | 5.9035 | 0.83361 | 6 | 0.73715
35032 | 37.5 | 0.9 | 365 | 38.3162 | 0.74698 | 39 | 0.063215
45107 | 2.86 | 1 | 365 | 3.2469 | 0.80848 | 4 | 0.055431
38094 | 3.825 | 1 | 365 | 4.3425 | 0.11799 | 4 | 0.4605
46879 | 7.695 | 1 | 365 | 8.7361 | 0.39031 | 9 | 0.12641
37545 | 3.3 | 1 | 365 | 3.7465 | 0.31748 | 4 | 0.063959
48893 | 9.62 | 1 | 365 | 10.9215 | 0.99217 | 11 | 0.91372
39012 | 6.5 | 1 | 365 | 7.3794 | 0.29201 | 7 | 0.67143
32317 | 9.92 | 1 | 365 | 11.2621 | 0.021037 | 11 | 0.28317
43224 | 10.6 | 1 | 365 | 12.0341 | 0.35312 | 12 | 0.38726
33046 | 9.92 | 1 | 365 | 11.2621 | 0.021037 | 11 | 0.28317
24119 | 9.62 | 1 | 365 | 10.9215 | 0.99217 | 11 | 0.91372
44622 | 7.14 | 1 | 365 | 8.106 | 0.48692 | 8 | 0.59293
32482 | 5.2 | 1 | 365 | 5.9035 | 0.83361 | 6 | 0.73715
32102 | 12.48 | 1 | 365 | 14.1685 | 0.80066 | 14 | 0.96915
48515 | 4.42 | 1 | 365 | 5.018 | 0.15857 | 5 | 0.17658
22946 | 4.94 | 1 | 365 | 5.6084 | 0.94193 | 6 | 0.55029
48968 | 5.2 | 1 | 365 | 5.9035 | 0.83361 | 6 | 0.73715
44806 | 4.675 | 1 | 365 | 5.3075 | 0.033099 | 5 | 0.34061
47451 | 7 | 1 | 365 | 7.9471 | 0.00678 | 7 | 0.95385
48988 | 4.42 | 1 | 365 | 5.018 | 0.15857 | 5 | 0.17658
47748 | 9.18 | 1 | 365 | 10.422 | 0.48318 | 10 | 0.90519
49212 | 4.68 | 1 | 365 | 5.3132 | 0.050247 | 5 | 0.36343
48998 | 9.88 | 1 | 365 | 11.2167 | 0.88386 | 12 | 0.10058
49249 | 5.1 | 1 | 365 | 5.79 | 0.49065 | 6 | 0.28066
49251 | 6.12 | 1 | 365 | 6.948 | 0.98878 | 7 | 0.9368
50796 | 6.12 | 1 | 365 | 6.948 | 0.98878 | 7 | 0.9368
28226 | 5.46 | 1 | 365 | 6.1987 | 0.72529 | 6 | 0.924
49217 | 7.28 | 1 | 365 | 8.265 | 0.96705 | 9 | 0.23201
51338 | 4.8 | 1 | 365 | 5.4494 | 0.46179 | 5 | 0.91121
32639 | 2.08 | 1 | 365 | 2.3614 | 0.13344 | 2 | 0.49486
37996 | 7.54 | 1 | 365 | 8.5601 | 0.85873 | 9 | 0.41886
49222 | 3.9 | 1 | 365 | 4.4277 | 0.37521 | 4 | 0.80286
46906 | 8.4 | 1 | 365 | 9.5365 | 0.80814 | 10 | 0.34462
38131 | 6.12 | 1 | 365 | 6.948 | 0.98878 | 7 | 0.9368
49123 | 3.38 | 1 | 365 | 3.8373 | 0.59185 | 4 | 0.42915
48756 | 5.2 | 1 | 365 | 5.9035 | 0.83361 | 6 | 0.73715
46914 | 9.54 | 1 | 365 | 10.8307 | 0.71781 | 11 | 0.54854
42891 | 4.94 | 1 | 365 | 5.6084 | 0.94193 | 6 | 0.55029
31373 | 7.8 | 1 | 365 | 8.8553 | 0.75041 | 9 | 0.60572
38037 | 7.54 | 1 | 365 | 8.5601 | 0.85873 | 9 | 0.41886
36657 | 7.2 | 1 | 365 | 8.1741 | 0.69269 | 8 | 0.86682
52599 | 7.82 | 1 | 365 | 8.878 | 0.819 | 9 | 0.69702
45610 | 7.8 | 1 | 365 | 8.8553 | 0.75041 | 9 | 0.60572
49289 | 7.8 | 1 | 365 | 8.8553 | 0.75041 | 9 | 0.60572
47300 | 2.8 | 1 | 365 | 3.1788 | 0.60271 | 3 | 0.78154
37697 | 7.54 | 1 | 365 | 8.5601 | 0.85873 | 9 | 0.41886
36868 | 3.64 | 1 | 365 | 4.1325 | 0.48353 | 4 | 0.616
21539 | 8.06 | 1 | 365 | 9.1505 | 0.64209 | 9 | 0.79258
37795 | 4.94 | 1 | 365 | 5.6084 | 0.94193 | 6 | 0.55029
33795 | 9.88 | 1 | 365 | 11.2167 | 0.88386 | 12 | 0.10058
22305 | 4.16 | 1 | 365 | 4.7228 | 0.26689 | 4 | 0.98972
41128 | 7.28 | 1 | 365 | 8.265 | 0.96705 | 9 | 0.23201
41243 | 10.4 | 1 | 365 | 11.8071 | 0.66722 | 12 | 0.47429
43661 | 5.2 | 1 | 365 | 5.9035 | 0.83361 | 6 | 0.73715
43658 | 8.06 | 1 | 365 | 9.1505 | 0.64209 | 9 | 0.79258
49803 | 6.5 | 1 | 365 | 7.3794 | 0.29201 | 7 | 0.67143
45691 | 3.9 | 1 | 365 | 4.4277 | 0.37521 | 4 | 0.80286
23166 | 13 | 1 | 365 | 14.7588 | 0.58402 | 15 | 0.34287
25197 | 4.16 | 1 | 365 | 4.7228 | 0.26689 | 4 | 0.98972
47321 | 3.825 | 1 | 365 | 4.3425 | 0.11799 | 4 | 0.4605
23154 | 6.76 | 1 | 365 | 7.6746 | 0.18369 | 7 | 0.85829
47602 | 2.835 | 1 | 365 | 3.2186 | 0.72275 | 3 | 0.94131
42306 | 9.075 | 1 | 365 | 10.3028 | 0.12308 | 10 | 0.42589
47326 | 7.28 | 1 | 365 | 8.265 | 0.96705 | 9 | 0.23201
49133 | 7.84 | 1 | 365 | 8.9007 | 0.88759 | 9 | 0.78831
47616 | 7.905 | 1 | 365 | 8.9745 | 0.11051 | 9 | 0.085029
24732 | 7.02 | 1 | 365 | 7.9698 | 0.075371 | 8 | 0.045149
47330 | 4.2 | 1 | 365 | 4.7682 | 0.40407 | 5 | 0.17231
47308 | 5.415 | 1 | 365 | 6.1476 | 0.57096 | 6 | 0.71859
48461 | 8.1 | 1 | 365 | 9.1959 | 0.77927 | 9 | 0.97517
48473 | 4.05 | 1 | 365 | 4.5979 | 0.88964 | 5 | 0.48759
48161 | 4.48 | 1 | 365 | 5.0861 | 0.36434 | 5 | 0.45047
25186 | 9.1 | 1 | 365 | 10.3312 | 0.20881 | 10 | 0.54001
48490 | 8.829 | 1 | 365 | 10.0235 | 0.27941 | 10 | 0.30294
48493 | 8.829 | 1 | 365 | 10.0235 | 0.27941 | 10 | 0.30294
47408 | 4.59 | 1 | 365 | 5.211 | 0.74159 | 5 | 0.9526
48500 | 10.137 | 1 | 365 | 11.5085 | 0.76525 | 12 | 0.27374
49219 | 6.5 | 1 | 365 | 7.3794 | 0.29201 | 7 | 0.67143
48498 | 8.28 | 1 | 365 | 9.4003 | 0.39659 | 9 | 0.79684
23155 | 3.9 | 1 | 365 | 4.4277 | 0.37521 | 4 | 0.80286
48533 | 7.194 | 1 | 365 | 8.1673 | 0.67211 | 8 | 0.83943
48230 | 6.625 | 1 | 365 | 7.5213 | 0.7207 | 8 | 0.24204
23759 | 13 | 1 | 365 | 14.7588 | 0.58402 | 15 | 0.34287
48244 | 6.24 | 1 | 365 | 7.0842 | 0.40033 | 7 | 0.48458
48548 | 13.25 | 1 | 365 | 15.0427 | 0.4414 | 15 | 0.48408
48554 | 18.24 | 1 | 365 | 20.7078 | 0.55481 | 21 | 0.26261
45710 | 5.46 | 1 | 365 | 6.1987 | 0.72529 | 6 | 0.924
49816 | 8.58 | 1 | 365 | 9.7408 | 0.42545 | 10 | 0.16629
47462 | 3.64 | 1 | 365 | 4.1325 | 0.48353 | 4 | 0.616
48710 | 7.54 | 1 | 365 | 8.5601 | 0.85873 | 9 | 0.41886
48677 | 8.84 | 1 | 365 | 10.036 | 0.31713 | 10 | 0.35315
49062 | 5.559 | 1 | 365 | 6.3111 | 0.064813 | 6 | 0.37592
48641 | 10.14 | 1 | 365 | 11.5119 | 0.77554 | 12 | 0.28744
47092 | 6.9 | 1 | 365 | 7.8335 | 0.66383 | 8 | 0.49737
49147 | 6.84 | 1 | 365 | 7.7654 | 0.45805 | 8 | 0.22348
48636 | 6.24 | 1 | 365 | 7.0842 | 0.40033 | 7 | 0.48458
49225 | 2.86 | 1 | 365 | 3.2469 | 0.80848 | 4 | 0.055431
30799 | 11 | 1 | 365 | 12.4883 | 0.72494 | 13 | 0.2132
30802 | 13.26 | 1 | 365 | 15.054 | 0.4757 | 15 | 0.52973
49152 | 7.875 | 1 | 365 | 8.9405 | 0.0076275 | 8 | 0.94808
49124 | 8.84 | 1 | 365 | 10.036 | 0.31713 | 10 | 0.35315
28008 | 5.46 | 1 | 365 | 6.1987 | 0.72529 | 6 | 0.924
25098 | 4.68 | 1 | 365 | 5.3132 | 0.050247 | 5 | 0.36343
16960 | 10.71 | 1 | 365 | 12.159 | 0.73037 | 12 | 0.88939
48248 | 7.93 | 1 | 365 | 9.0029 | 0.19625 | 9 | 0.19915
32273 | 4.68 | 1 | 365 | 5.3132 | 0.050247 | 5 | 0.36343
47589 | 5.5 | 1 | 365 | 6.2441 | 0.86247 | 7 | 0.1066
30852 | 9.62 | 1 | 365 | 10.9215 | 0.99217 | 11 | 0.91372
48257 | 13.005 | 1 | 365 | 14.7645 | 0.60117 | 15 | 0.36569
48608 | 8.58 | 1 | 365 | 9.7408 | 0.42545 | 10 | 0.16629
32186 | 5.2 | 1 | 365 | 5.9035 | 0.83361 | 6 | 0.73715
29244 | 6.895 | 1 | 365 | 7.8279 | 0.64668 | 8 | 0.47454
52542 | 5.79 | 1 | 365 | 6.5734 | 0.85704 | 7 | 0.4304
49169 | 6.21 | 1 | 365 | 7.0502 | 0.29744 | 7 | 0.34763
36937 | 3.12 | 1 | 365 | 3.5421 | 0.70016 | 4 | 0.24229
52545 | 6.28 | 1 | 365 | 7.1297 | 0.53751 | 7 | 0.66717
38787 | 5.46 | 1 | 365 | 6.1987 | 0.72529 | 6 | 0.924
32264 | 7.54 | 1 | 365 | 8.5601 | 0.85873 | 9 | 0.41886
50176 | 13 | 1 | 365 | 14.7588 | 0.58402 | 15 | 0.34287
48281 | 6.27 | 1 | 365 | 7.1183 | 0.50322 | 7 | 0.62152
49026 | 4.68 | 1 | 365 | 5.3132 | 0.050247 | 5 | 0.36343
33638 | 3.12 | 1 | 365 | 3.5421 | 0.70016 | 4 | 0.24229
48722 | 6.5 | 1 | 365 | 7.3794 | 0.29201 | 7 | 0.67143
50168 | 5.46 | 1 | 365 | 6.1987 | 0.72529 | 6 | 0.924
48648 | 6.5 | 1 | 365 | 7.3794 | 0.29201 | 7 | 0.67143
48542 | 11.44 | 1 | 365 | 12.9878 | 0.23394 | 13 | 0.22172
47629 | 7.02 | 1 | 365 | 7.9698 | 0.075371 | 8 | 0.045149
35915 | 10.14 | 1 | 365 | 11.5119 | 0.77554 | 12 | 0.28744
48907 | 3.12 | 1 | 365 | 3.5421 | 0.70016 | 4 | 0.24229
47630 | 5.886 | 1 | 365 | 6.6824 | 0.18627 | 6 | 0.86862
49322 | 7.194 | 1 | 365 | 8.1673 | 0.67211 | 8 | 0.83943
48821 | 5.2 | 1 | 365 | 5.9035 | 0.83361 | 6 | 0.73715
48812 | 4.42 | 1 | 365 | 5.018 | 0.15857 | 5 | 0.17658
48996 | 2.86 | 1 | 365 | 3.2469 | 0.80848 | 4 | 0.055431
49023 | 7.54 | 1 | 365 | 8.5601 | 0.85873 | 9 | 0.41886
45472 | 7.28 | 1 | 365 | 8.265 | 0.96705 | 9 | 0.23201
49248 | 5.72 | 1 | 365 | 6.4939 | 0.61697 | 7 | 0.11086
36322 | 24.75 | 1 | 365 | 28.0986 | 0.88111 | 28 | 0.97969
50557 | 6.24 | 1 | 365 | 7.0842 | 0.40033 | 7 | 0.48458
49235 | 7.15 | 1 | 365 | 8.1174 | 0.52121 | 8 | 0.63858
50787 | 3.9 | 1 | 365 | 4.4277 | 0.37521 | 4 | 0.80286
47487 | 21.655 | 1 | 365 | 24.5848 | 0.26669 | 24 | 0.85152
49302 | 9.69 | 1 | 365 | 11.001 | 0.23224 | 11 | 0.23326
36203 | 21.175 | 1 | 365 | 24.0399 | 0.62051 | 24 | 0.6604
48994 | 8.58 | 1 | 365 | 9.7408 | 0.42545 | 10 | 0.16629
50671 | 6.12 | 1 | 365 | 6.948 | 0.98878 | 7 | 0.9368
36199 | 4 | 1 | 365 | 4.5412 | 0.71816 | 5 | 0.25934
52747 | 5.67 | 1 | 365 | 6.4371 | 0.44549 | 6 | 0.88262
36259 | 6 | 1 | 365 | 6.8118 | 0.57724 | 7 | 0.38902
45467 | 5.2 | 1 | 365 | 5.9035 | 0.83361 | 6 | 0.73715
48651 | 6 | 1 | 365 | 6.8118 | 0.57724 | 7 | 0.38902
47646 | 3.9 | 1 | 365 | 4.4277 | 0.37521 | 4 | 0.80286
36155 | 12.765 | 1 | 365 | 14.4921 | 0.77808 | 15 | 0.27013
50792 | 4.42 | 1 | 365 | 5.018 | 0.15857 | 5 | 0.17658
49329 | 10.791 | 1 | 365 | 12.251 | 0.0081661 | 12 | 0.25915
48941 | 7.8 | 1 | 365 | 8.8553 | 0.75041 | 9 | 0.60572
50454 | 17.82 | 1 | 365 | 20.231 | 0.1144 | 20 | 0.34538
38532 | 8.67 | 1 | 365 | 9.843 | 0.73411 | 10 | 0.57713
43427 | 16.83 | 1 | 365 | 19.107 | 0.71916 | 19 | 0.82619
36190 | 7.194 | 1 | 365 | 8.1673 | 0.67211 | 8 | 0.83943
25617 | 16.32 | 1 | 365 | 18.528 | 0.97009 | 19 | 0.49812
42304 | 8.8 | 1 | 365 | 9.9906 | 0.17995 | 10 | 0.17056
50686 | 10.8 | 1 | 365 | 12.2612 | 0.039032 | 12 | 0.30023
43890 | 5 | 1 | 365 | 5.6765 | 0.1477 | 5 | 0.82418
46818 | 9 | 1 | 365 | 10.2177 | 0.86586 | 11 | 0.083524
36252 | 7.02 | 1 | 365 | 7.9698 | 0.075371 | 8 | 0.045149
38522 | 9 | 1 | 365 | 10.2177 | 0.86586 | 11 | 0.083524
36713 | 6.325 | 1 | 365 | 7.1807 | 0.69184 | 7 | 0.87259
37961 | 7.02 | 1 | 365 | 7.9698 | 0.075371 | 8 | 0.045149
49229 | 10.14 | 1 | 365 | 11.5119 | 0.77554 | 12 | 0.28744
43981 | 5.5 | 1 | 365 | 6.2441 | 0.86247 | 7 | 0.1066
46556 | 4.68 | 1 | 365 | 5.3132 | 0.050247 | 5 | 0.36343
46130 | 10.455 | 1 | 365 | 11.8695 | 0.85584 | 12 | 0.72536
38461 | 8.75 | 1 | 365 | 9.9338 | 0.008475 | 9 | 0.94231
49161 | 12.426 | 1 | 365 | 14.1072 | 0.61546 | 14 | 0.72265
38421 | 8.16 | 1 | 365 | 9.264 | 0.98505 | 10 | 0.24906
43650 | 9.975 | 1 | 365 | 11.3246 | 0.20966 | 11 | 0.53424
49003 | 4.68 | 1 | 365 | 5.3132 | 0.050247 | 5 | 0.36343
40799 | 8.06 | 1 | 365 | 9.1505 | 0.64209 | 9 | 0.79258
50788 | 5.72 | 1 | 365 | 6.4939 | 0.61697 | 7 | 0.11086
50791 | 7.8 | 1 | 365 | 8.8553 | 0.75041 | 9 | 0.60572
49685 | 3.64 | 1 | 365 | 4.1325 | 0.48353 | 4 | 0.616
36226 | 13.2 | 1 | 365 | 14.9859 | 0.26993 | 15 | 0.25584
32493 | 9.1 | 1 | 365 | 10.3312 | 0.20881 | 10 | 0.54001
46464 | 8.16 | 1 | 365 | 9.264 | 0.98505 | 10 | 0.24906
37712 | 5.2 | 1 | 365 | 5.9035 | 0.83361 | 6 | 0.73715
34872 | 11.8 | 0.9 | 365 | 12.0568 | 0.10682 | 12 | 0.16367
37151 | 8.4 | 1 | 365 | 9.5365 | 0.80814 | 10 | 0.34462
47636 | 9.62 | 1 | 365 | 10.9215 | 0.99217 | 11 | 0.91372
51557 | 3.6 | 1 | 365 | 4.0871 | 0.34634 | 4 | 0.43341
50815 | 10.66 | 1 | 365 | 12.1023 | 0.5589 | 12 | 0.66115
47639 | 5.98 | 1 | 365 | 6.7891 | 0.50865 | 7 | 0.29772
36216 | 6.54 | 1 | 365 | 7.4248 | 0.42919 | 7 | 0.85403
48587 | 7.8 | 1 | 365 | 8.8553 | 0.75041 | 9 | 0.60572
49688 | 6.24 | 1 | 365 | 7.0842 | 0.40033 | 7 | 0.48458
36198 | 9.12 | 1 | 365 | 10.3539 | 0.2774 | 10 | 0.6313
48911 | 9.1 | 1 | 365 | 10.3312 | 0.20881 | 10 | 0.54001
50816 | 4.94 | 1 | 365 | 5.6084 | 0.94193 | 6 | 0.55029
49836 | 5.72 | 1 | 365 | 6.4939 | 0.61697 | 7 | 0.11086
49142 | 4.94 | 1 | 365 | 5.6084 | 0.94193 | 6 | 0.55029
48930 | 13 | 1 | 365 | 14.7588 | 0.58402 | 15 | 0.34287
50825 | 2.75 | 1 | 365 | 3.1221 | 0.43124 | 3 | 0.5533
32669 | 12.74 | 1 | 365 | 14.4637 | 0.69234 | 15 | 0.15601
45035 | 4.08 | 1 | 365 | 4.632 | 0.99252 | 5 | 0.62453
48921 | 13.26 | 1 | 365 | 15.054 | 0.4757 | 15 | 0.52973
35060 | 3592.9 | 0.8 | 365 | 3263.204 | 0.59541 | 3263 | 0.79941
63 | 5992 | 0.7 | 365 | 4761.8855 | 0.86258 | 4762 | 0.74812
16832 | 7.54 | 1 | 365 | 8.5601 | 0.85873 | 9 | 0.41886
48309 | 7.848 | 1 | 365 | 8.9098 | 0.91503 | 9 | 0.82483
49954 | 5.61 | 1 | 365 | 6.369 | 0.23972 | 6 | 0.60873
40493 | 9.88 | 1 | 365 | 11.2167 | 0.88386 | 12 | 0.10058
50795 | 7.8 | 1 | 365 | 8.8553 | 0.75041 | 9 | 0.60572
40387 | 6.76 | 1 | 365 | 7.6746 | 0.18369 | 7 | 0.85829
40853 | 3.445 | 1 | 365 | 3.9111 | 0.81477 | 4 | 0.72586
50938 | 9.88 | 1 | 365 | 11.2167 | 0.88386 | 12 | 0.10058
49690 | 7.28 | 1 | 365 | 8.265 | 0.96705 | 9 | 0.23201
47643 | 4.94 | 1 | 365 | 5.6084 | 0.94193 | 6 | 0.55029
52419 | 11.118 | 1 | 365 | 12.6222 | 0.12963 | 12 | 0.75185
41623 | 10.14 | 1 | 365 | 11.5119 | 0.77554 | 12 | 0.28744
33100 | 4.68 | 1 | 365 | 5.3132 | 0.050247 | 5 | 0.36343
52458 | 5.4 | 1 | 365 | 6.1306 | 0.51952 | 6 | 0.65011
32380 | 7.54 | 1 | 365 | 8.5601 | 0.85873 | 9 | 0.41886
36080 | 9.24 | 1 | 365 | 10.4901 | 0.68895 | 11 | 0.17908
30844 | 5.72 | 1 | 365 | 6.4939 | 0.61697 | 7 | 0.11086
31005 | 4.68 | 1 | 365 | 5.3132 | 0.050247 | 5 | 0.36343
46382 | 10.92 | 1 | 365 | 12.3974 | 0.45058 | 12 | 0.84801
30989 | 13 | 1 | 365 | 14.7588 | 0.58402 | 15 | 0.34287
49821 | 5.98 | 1 | 365 | 6.7891 | 0.50865 | 7 | 0.29772
35796 | 5.94 | 1 | 365 | 6.7437 | 0.37147 | 7 | 0.11513
49042 | 4.16 | 1 | 365 | 4.7228 | 0.26689 | 4 | 0.98972
36052 | 4.4 | 1 | 365 | 4.9953 | 0.089976 | 5 | 0.085278
48611 | 5.2 | 1 | 365 | 5.9035 | 0.83361 | 6 | 0.73715
48469 | 4.68 | 1 | 365 | 5.3132 | 0.050247 | 5 | 0.36343
43104 | 9.62 | 1 | 365 | 10.9215 | 0.99217 | 11 | 0.91372
48668 | 4.94 | 1 | 365 | 5.6084 | 0.94193 | 6 | 0.55029
23709 | 5.2 | 1 | 365 | 5.9035 | 0.83361 | 6 | 0.73715
48951 | 2.86 | 1 | 365 | 3.2469 | 0.80848 | 4 | 0.055431
49709 | 5.4 | 1 | 365 | 6.1306 | 0.51952 | 6 | 0.65011
48732 | 9.1 | 1 | 365 | 10.3312 | 0.20881 | 10 | 0.54001
35782 | 9.18 | 1 | 365 | 10.422 | 0.48318 | 10 | 0.90519
49708 | 4.16 | 1 | 365 | 4.7228 | 0.26689 | 4 | 0.98972
50054 | 7.28 | 1 | 365 | 8.265 | 0.96705 | 9 | 0.23201
49712 | 4.16 | 1 | 365 | 4.7228 | 0.26689 | 4 | 0.98972
32349 | 3.12 | 1 | 365 | 3.5421 | 0.70016 | 4 | 0.24229
43867 | 24.705 | 1 | 365 | 28.0475 | 0.72679 | 28 | 0.77427
32384 | 8.06 | 1 | 365 | 9.1505 | 0.64209 | 9 | 0.79258
50065 | 5.72 | 1 | 365 | 6.4939 | 0.61697 | 7 | 0.11086
30860 | 13 | 1 | 365 | 14.7588 | 0.58402 | 15 | 0.34287
43791 | 5.1 | 1 | 365 | 5.79 | 0.49065 | 6 | 0.28066
35549 | 15.39 | 1 | 365 | 17.4722 | 0.78062 | 18 | 0.25283
31943 | 6.24 | 1 | 365 | 7.0842 | 0.40033 | 7 | 0.48458
48944 | 7.28 | 1 | 365 | 8.265 | 0.96705 | 9 | 0.23201
35702 | 4.68 | 1 | 365 | 5.3132 | 0.050247 | 5 | 0.36343
45351 | 9.1 | 1 | 365 | 10.3312 | 0.20881 | 10 | 0.54001
49713 | 6.5 | 1 | 365 | 7.3794 | 0.29201 | 7 | 0.67143
48811 | 5.72 | 1 | 365 | 6.4939 | 0.61697 | 7 | 0.11086
49934 | 5.61 | 1 | 365 | 6.369 | 0.23972 | 6 | 0.60873
49714 | 3.3 | 1 | 365 | 3.7465 | 0.31748 | 4 | 0.063959
45639 | 11.7 | 1 | 365 | 13.283 | 0.12562 | 13 | 0.40858
36157 | 4.05 | 1 | 365 | 4.5979 | 0.88964 | 5 | 0.48759
16801 | 22.44 | 1 | 365 | 25.476 | 0.95888 | 26 | 0.43492
52893 | 9.9 | 1 | 365 | 11.2394 | 0.95245 | 12 | 0.19188
52812 | 7.68 | 1 | 365 | 8.7191 | 0.33887 | 9 | 0.05794
48392 | 3.12 | 1 | 365 | 3.5421 | 0.70016 | 4 | 0.24229
52811 | 7.9 | 1 | 365 | 8.9688 | 0.093366 | 9 | 0.062204
52773 | 3.9 | 1 | 365 | 4.4277 | 0.37521 | 4 | 0.80286
41221 | 4.94 | 1 | 365 | 5.6084 | 0.94193 | 6 | 0.55029
52785 | 8.32 | 1 | 365 | 9.4457 | 0.53377 | 9 | 0.97944
48970 | 8.06 | 1 | 365 | 9.1505 | 0.64209 | 9 | 0.79258
46888 | 4.42 | 1 | 365 | 5.018 | 0.15857 | 5 | 0.17658
52714 | 10.2 | 1 | 365 | 11.58 | 0.98131 | 12 | 0.56133
48945 | 5.72 | 1 | 365 | 6.4939 | 0.61697 | 7 | 0.11086
44563 | 13 | 1 | 365 | 14.7588 | 0.58402 | 15 | 0.34287
49875 | 9.62 | 1 | 365 | 10.9215 | 0.99217 | 11 | 0.91372
44579 | 6.5 | 1 | 365 | 7.3794 | 0.29201 | 7 | 0.67143
52699 | 8.64 | 1 | 365 | 9.809 | 0.63123 | 10 | 0.44018
48928 | 7.54 | 1 | 365 | 8.5601 | 0.85873 | 9 | 0.41886
52621 | 5.355 | 1 | 365 | 6.0795 | 0.36519 | 6 | 0.4447
37823 | 11.7 | 1 | 365 | 13.283 | 0.12562 | 13 | 0.40858
49876 | 5.04 | 1 | 365 | 5.7219 | 0.28488 | 6 | 0.0067734
33574 | 3.38 | 1 | 365 | 3.8373 | 0.59185 | 4 | 0.42915
52456 | 8.4 | 1 | 365 | 9.5365 | 0.80814 | 10 | 0.34462
29610 | 10.92 | 1 | 365 | 12.3974 | 0.45058 | 12 | 0.84801
49085 | 3.38 | 1 | 365 | 3.8373 | 0.59185 | 4 | 0.42915
52219 | 7.95 | 1 | 365 | 9.0256 | 0.26484 | 9 | 0.29045
49139 | 7.28 | 1 | 365 | 8.265 | 0.96705 | 9 | 0.23201
52218 | 5.72 | 1 | 365 | 6.4939 | 0.61697 | 7 | 0.11086
47650 | 6.21 | 1 | 365 | 7.0502 | 0.29744 | 7 | 0.34763
47652 | 8.502 | 1 | 365 | 9.6523 | 0.15795 | 9 | 0.81024
47221 | 7.28 | 1 | 365 | 8.265 | 0.96705 | 9 | 0.23201
52217 | 9.18 | 1 | 365 | 10.422 | 0.48318 | 10 | 0.90519
52011 | 7.6 | 1 | 365 | 8.6282 | 0.064504 | 8 | 0.69275
49691 | 5.98 | 1 | 365 | 6.7891 | 0.50865 | 7 | 0.29772
51759 | 6.875 | 1 | 365 | 7.8052 | 0.57809 | 8 | 0.38325
51757 | 6.63 | 1 | 365 | 7.527 | 0.73785 | 8 | 0.26486
49693 | 6.76 | 1 | 365 | 7.6746 | 0.18369 | 7 | 0.85829
47653 | 10.005 | 1 | 365 | 11.3586 | 0.31255 | 11 | 0.67118
51596 | 4.05 | 1 | 365 | 4.5979 | 0.88964 | 5 | 0.48759
51221 | 14.85 | 1 | 365 | 16.8591 | 0.92867 | 17 | 0.78781
49692 | 5.98 | 1 | 365 | 6.7891 | 0.50865 | 7 | 0.29772
47657 | 8.1 | 1 | 365 | 9.1959 | 0.77927 | 9 | 0.97517
49881 | 4.16 | 1 | 365 | 4.7228 | 0.26689 | 4 | 0.98972
49695 | 7.02 | 1 | 365 | 7.9698 | 0.075371 | 8 | 0.045149
46431 | 3.06 | 1 | 365 | 3.474 | 0.49439 | 3 | 0.9684
49697 | 5.46 | 1 | 365 | 6.1987 | 0.72529 | 6 | 0.924
47669 | 7.194 | 1 | 365 | 8.1673 | 0.67211 | 8 | 0.83943
49694 | 5.46 | 1 | 365 | 6.1987 | 0.72529 | 6 | 0.924
50291 | 8.37 | 1 | 365 | 9.5024 | 0.70525 | 10 | 0.20768
47677 | 3.78 | 1 | 365 | 4.2914 | 0.96366 | 5 | 0.25508
49899 | 5.865 | 1 | 365 | 6.6585 | 0.11425 | 6 | 0.77276
47675 | 5.3 | 1 | 365 | 6.0171 | 0.17656 | 6 | 0.19363
51250 | 5.98 | 1 | 365 | 6.7891 | 0.50865 | 7 | 0.29772
51245 | 7.28 | 1 | 365 | 8.265 | 0.96705 | 9 | 0.23201
47682 | 5.985 | 1 | 365 | 6.7947 | 0.5258 | 7 | 0.32054
51257 | 4.68 | 1 | 365 | 5.3132 | 0.050247 | 5 | 0.36343
47683 | 6.5 | 1 | 365 | 7.3794 | 0.29201 | 7 | 0.67143
51260 | 7.56 | 1 | 365 | 8.5828 | 0.92732 | 9 | 0.51016
47684 | 4.8 | 1 | 365 | 5.4494 | 0.46179 | 5 | 0.91121
48224 | 6.213 | 1 | 365 | 7.0536 | 0.30773 | 7 | 0.36133
50844 | 7.28 | 1 | 365 | 8.265 | 0.96705 | 9 | 0.23201
42773 | 10.07 | 1 | 365 | 11.4324 | 0.53547 | 11 | 0.9679
51301 | 9.99 | 1 | 365 | 11.3416 | 0.2611 | 11 | 0.60271
49698 | 7.8 | 1 | 365 | 8.8553 | 0.75041 | 9 | 0.60572
49702 | 6.76 | 1 | 365 | 7.6746 | 0.18369 | 7 | 0.85829
51303 | 5.985 | 1 | 365 | 6.7947 | 0.5258 | 7 | 0.32054
51311 | 6.75 | 1 | 365 | 7.6632 | 0.1494 | 7 | 0.81264
48850 | 9.45 | 1 | 365 | 10.7285 | 0.40915 | 11 | 0.1377
46814 | 10.6 | 1 | 365 | 12.0341 | 0.35312 | 12 | 0.38726
49438 | 3 | 1 | 365 | 3.4059 | 0.28862 | 3 | 0.69451
49485 | 6.48 | 1 | 365 | 7.3567 | 0.22342 | 7 | 0.58014
49922 | 6.84 | 1 | 365 | 7.7654 | 0.45805 | 8 | 0.22348
53226 | 3.64 | 1 | 365 | 4.1325 | 0.48353 | 4 | 0.616
49486 | 10.8 | 1 | 365 | 12.2612 | 0.039032 | 12 | 0.30023
49195 | 10.8 | 1 | 365 | 12.2612 | 0.039032 | 12 | 0.30023
49493 | 6 | 1 | 365 | 6.8118 | 0.57724 | 7 | 0.38902
47322 | 5.46 | 1 | 365 | 6.1987 | 0.72529 | 6 | 0.924
49507 | 6.213 | 1 | 365 | 7.0536 | 0.30773 | 7 | 0.36133
49035 | 8.84 | 1 | 365 | 10.036 | 0.31713 | 10 | 0.35315
49516 | 5.025 | 1 | 365 | 5.7049 | 0.23344 | 5 | 0.9383
48990 | 13.75 | 1 | 365 | 15.6103 | 0.15617 | 15 | 0.76649
48892 | 8.64 | 1 | 365 | 9.809 | 0.63123 | 10 | 0.44018
49703 | 7.8 | 1 | 365 | 8.8553 | 0.75041 | 9 | 0.60572
48765 | 6.24 | 1 | 365 | 7.0842 | 0.40033 | 7 | 0.48458
49704 | 5.2 | 1 | 365 | 5.9035 | 0.83361 | 6 | 0.73715
49872 | 7.6 | 1 | 365 | 8.6282 | 0.064504 | 8 | 0.69275
48750 | 7.28 | 1 | 365 | 8.265 | 0.96705 | 9 | 0.23201
48730 | 5.94 | 1 | 365 | 6.7437 | 0.37147 | 7 | 0.11513
49410 | 6.44 | 1 | 365 | 7.3113 | 0.086238 | 7 | 0.39754
51732 | 4.2 | 1 | 365 | 4.7682 | 0.40407 | 5 | 0.17231
49397 | 8.16 | 1 | 365 | 9.264 | 0.98505 | 10 | 0.24906
48667 | 7.125 | 1 | 365 | 8.089 | 0.43547 | 8 | 0.52446
50814 | 7.54 | 1 | 365 | 8.5601 | 0.85873 | 9 | 0.41886
51733 | 10.26 | 1 | 365 | 11.6481 | 0.18708 | 11 | 0.83522
46892 | 7.02 | 1 | 365 | 7.9698 | 0.075371 | 8 | 0.045149
48152 | 6.63 | 1 | 365 | 7.527 | 0.73785 | 8 | 0.26486
47599 | 10.08 | 1 | 365 | 11.4438 | 0.56976 | 12 | 0.013547
32124 | 5.72 | 1 | 365 | 6.4939 | 0.61697 | 7 | 0.11086
48111 | 10.14 | 1 | 365 | 11.5119 | 0.77554 | 12 | 0.28744
50026 | 7.29 | 1 | 365 | 8.2763 | 0.0013466 | 8 | 0.27765
47698 | 7.56 | 1 | 365 | 8.5828 | 0.92732 | 9 | 0.51016
47674 | 7.93 | 1 | 365 | 9.0029 | 0.19625 | 9 | 0.19915
50034 | 6.5 | 1 | 365 | 7.3794 | 0.29201 | 7 | 0.67143
48609 | 5.355 | 1 | 365 | 6.0795 | 0.36519 | 6 | 0.4447
47642 | 11.34 | 1 | 365 | 12.8743 | 0.89098 | 13 | 0.76524
57 | 5992 | 0.7 | 365 | 4761.8855 | 0.86258 | 4762 | 0.74812
50648 | 13.515 | 1 | 365 | 15.3435 | 0.35023 | 15 | 0.69376
43946 | 20.13 | 1 | 365 | 22.8535 | 0.73897 | 23 | 0.59248
51803 | 8.64 | 1 | 365 | 9.809 | 0.63123 | 10 | 0.44018
42310 | 2.75 | 1 | 365 | 3.1221 | 0.43124 | 3 | 0.5533
50841 | 5.2 | 1 | 365 | 5.9035 | 0.83361 | 6 | 0.73715
44638 | 5.46 | 1 | 365 | 6.1987 | 0.72529 | 6 | 0.924
51462 | 5.2 | 1 | 365 | 5.9035 | 0.83361 | 6 | 0.73715
44595 | 13 | 1 | 365 | 14.7588 | 0.58402 | 15 | 0.34287
48754 | 5.46 | 1 | 365 | 6.1987 | 0.72529 | 6 | 0.924
50858 | 7.54 | 1 | 365 | 8.5601 | 0.85873 | 9 | 0.41886
50804 | 4.42 | 1 | 365 | 5.018 | 0.15857 | 5 | 0.17658
51291 | 4.68 | 1 | 365 | 5.3132 | 0.050247 | 5 | 0.36343
48767 | 5.98 | 1 | 365 | 6.7891 | 0.50865 | 7 | 0.29772
49196 | 7.02 | 1 | 365 | 7.9698 | 0.075371 | 8 | 0.045149
50793 | 15.6 | 1 | 365 | 17.7106 | 0.50082 | 18 | 0.21144
49199 | 2.43 | 1 | 365 | 2.7588 | 0.33378 | 3 | 0.092551
38374 | 2.86 | 1 | 365 | 3.2469 | 0.80848 | 4 | 0.055431
48939 | 5.2 | 1 | 365 | 5.9035 | 0.83361 | 6 | 0.73715
48997 | 4.68 | 1 | 365 | 5.3132 | 0.050247 | 5 | 0.36343
48681 | 5.72 | 1 | 365 | 6.4939 | 0.61697 | 7 | 0.11086
49197 | 6.5 | 1 | 365 | 7.3794 | 0.29201 | 7 | 0.67143
52548 | 11.4 | 1 | 365 | 12.9424 | 0.096756 | 13 | 0.03913
51981 | 12.426 | 1 | 365 | 14.1072 | 0.61546 | 14 | 0.72265
52334 | 5.98 | 1 | 365 | 6.7891 | 0.50865 | 7 | 0.29772
51427 | 5.5 | 1 | 365 | 6.2441 | 0.86247 | 7 | 0.1066
42467 | 6.24 | 1 | 365 | 7.0842 | 0.40033 | 7 | 0.48458
51426 | 7.315 | 1 | 365 | 8.3047 | 0.087085 | 8 | 0.39178
51422 | 12 | 1 | 365 | 13.6236 | 0.15448 | 13 | 0.77803
42685 | 8.84 | 1 | 365 | 10.036 | 0.31713 | 10 | 0.35315
51419 | 10.75 | 1 | 365 | 12.2044 | 0.86755 | 13 | 0.071987
45256 | 12.48 | 1 | 365 | 14.1685 | 0.80066 | 14 | 0.96915
44433 | 4.95 | 1 | 365 | 5.6197 | 0.97622 | 6 | 0.59594
45043 | 6.5 | 1 | 365 | 7.3794 | 0.29201 | 7 | 0.67143
44402 | 13 | 1 | 365 | 14.7588 | 0.58402 | 15 | 0.34287
51337 | 5.5 | 1 | 365 | 6.2441 | 0.86247 | 7 | 0.1066
44493 | 2.28 | 1 | 365 | 2.5885 | 0.81935 | 3 | 0.40783
46903 | 4.48 | 1 | 365 | 5.0861 | 0.36434 | 5 | 0.45047
47594 | 3.36 | 1 | 365 | 3.8146 | 0.52325 | 4 | 0.33785
46865 | 7.02 | 1 | 365 | 7.9698 | 0.075371 | 8 | 0.045149
47595 | 8.91 | 1 | 365 | 10.1155 | 0.5572 | 10 | 0.67269
46855 | 4.4 | 1 | 365 | 4.9953 | 0.089976 | 5 | 0.085278
46434 | 9.18 | 1 | 365 | 10.422 | 0.48318 | 10 | 0.90519
45178 | 8.7 | 1 | 365 | 9.8771 | 0.837 | 10 | 0.71407
46437 | 9.8 | 1 | 365 | 11.1259 | 0.60949 | 11 | 0.73539
48273 | 11.685 | 1 | 365 | 13.2659 | 0.074175 | 13 | 0.34011
46861 | 9.36 | 1 | 365 | 10.6264 | 0.10049 | 10 | 0.72686
45606 | 8.4 | 1 | 365 | 9.5365 | 0.80814 | 10 | 0.34462
45604 | 7.56 | 1 | 365 | 8.5828 | 0.92732 | 9 | 0.51016
44201 | 9.156 | 1 | 365 | 10.3948 | 0.40087 | 10 | 0.79564
47298 | 5.232 | 1 | 365 | 5.9399 | 0.94335 | 6 | 0.88322
46347 | 7.65 | 1 | 365 | 8.685 | 0.23598 | 8 | 0.921
48302 | 6.72 | 1 | 365 | 7.6292 | 0.046509 | 7 | 0.6757
46394 | 10.8 | 1 | 365 | 12.2612 | 0.039032 | 12 | 0.30023
46836 | 4.105 | 1 | 365 | 4.6604 | 0.078262 | 4 | 0.73865
46475 | 8.96 | 1 | 365 | 10.1723 | 0.72868 | 10 | 0.90093
43963 | 8.7 | 1 | 365 | 9.8771 | 0.837 | 10 | 0.71407
45781 | 10.8 | 1 | 365 | 12.2612 | 0.039032 | 12 | 0.30023
47353 | 6 | 1 | 365 | 6.8118 | 0.57724 | 7 | 0.38902
45374 | 7.04 | 1 | 365 | 7.9925 | 0.14396 | 8 | 0.13645
45236 | 6 | 1 | 365 | 6.8118 | 0.57724 | 7 | 0.38902
46221 | 7.68 | 1 | 365 | 8.7191 | 0.33887 | 9 | 0.05794
46009 | 3.92 | 1 | 365 | 4.4504 | 0.4438 | 4 | 0.89416
47309 | 6.885 | 1 | 365 | 7.8165 | 0.61238 | 8 | 0.4289
49198 | 6.63 | 1 | 365 | 7.527 | 0.73785 | 8 | 0.26486
45742 | 6.72 | 1 | 365 | 7.6292 | 0.046509 | 7 | 0.6757
46116 | 5.98 | 1 | 365 | 6.7891 | 0.50865 | 7 | 0.29772
46718 | 3.38 | 1 | 365 | 3.8373 | 0.59185 | 4 | 0.42915
36758 | 6.16 | 1 | 365 | 6.9934 | 0.12597 | 7 | 0.11939
43971 | 6.76 | 1 | 365 | 7.6746 | 0.18369 | 7 | 0.85829
47214 | 7.68 | 1 | 365 | 8.7191 | 0.33887 | 9 | 0.05794
36511 | 3.08 | 1 | 365 | 3.4967 | 0.56298 | 4 | 0.059695
36253 | 6.6 | 1 | 365 | 7.493 | 0.63496 | 8 | 0.12792
43976 | 4.16 | 1 | 365 | 4.7228 | 0.26689 | 4 | 0.98972
43974 | 6.76 | 1 | 365 | 7.6746 | 0.18369 | 7 | 0.85829
36518 | 10.51 | 1 | 365 | 11.932 | 0.044465 | 11 | 0.97643
40894 | 11.96 | 1 | 365 | 13.5781 | 0.017298 | 13 | 0.59544
37383 | 6.05 | 1 | 365 | 6.8685 | 0.74872 | 7 | 0.61726
36702 | 3.725 | 1 | 365 | 4.229 | 0.77504 | 5 | 0.0040141
36071 | 13 | 1 | 365 | 14.7588 | 0.58402 | 15 | 0.34287
36742 | 5.64 | 1 | 365 | 6.4031 | 0.34261 | 6 | 0.74568
48991 | 5.98 | 1 | 365 | 6.7891 | 0.50865 | 7 | 0.29772
36391 | 4.53 | 1 | 365 | 5.1429 | 0.53582 | 5 | 0.67871
39019 | 6.5 | 1 | 365 | 7.3794 | 0.29201 | 7 | 0.67143
37205 | 5.47 | 1 | 365 | 6.2101 | 0.75958 | 6 | 0.96965
37220 | 4.035 | 1 | 365 | 4.5809 | 0.83819 | 5 | 0.41911
36898 | 6.3 | 1 | 365 | 7.1524 | 0.6061 | 7 | 0.75847
43969 | 4.94 | 1 | 365 | 5.6084 | 0.94193 | 6 | 0.55029
36674 | 12.13 | 1 | 365 | 13.7711 | 0.60032 | 14 | 0.37146
51335 | 3.66 | 1 | 365 | 4.1552 | 0.55212 | 4 | 0.7073
51138 | 4.08 | 1 | 365 | 4.632 | 0.99252 | 5 | 0.62453
37605 | 8.47 | 1 | 365 | 9.616 | 0.048204 | 9 | 0.66416
51085 | 5.5 | 1 | 365 | 6.2441 | 0.86247 | 7 | 0.1066
50800 | 5.775 | 1 | 365 | 6.5563 | 0.80559 | 7 | 0.36193
42316 | 9 | 1 | 365 | 10.2177 | 0.86586 | 11 | 0.083524
53455 | 3.64 | 1 | 365 | 4.1325 | 0.48353 | 4 | 0.616
43056 | 8.4 | 1 | 365 | 9.5365 | 0.80814 | 10 | 0.34462
38407 | 7.425 | 1 | 365 | 8.4296 | 0.46433 | 8 | 0.89391
52469 | 7.54 | 1 | 365 | 8.5601 | 0.85873 | 9 | 0.41886
52875 | 6.885 | 1 | 365 | 7.8165 | 0.61238 | 8 | 0.4289
35920 | 3.775 | 1 | 365 | 4.2857 | 0.94651 | 5 | 0.23226
50689 | 5.94 | 1 | 365 | 6.7437 | 0.37147 | 7 | 0.11513
48297 | 6.48 | 1 | 365 | 7.3567 | 0.22342 | 7 | 0.58014
47495 | 5.185 | 1 | 365 | 5.8865 | 0.78216 | 6 | 0.66867
48181 | 5.985 | 1 | 365 | 6.7947 | 0.5258 | 7 | 0.32054
48193 | 6.48 | 1 | 365 | 7.3567 | 0.22342 | 7 | 0.58014
49578 | 3.51 | 1 | 365 | 3.9849 | 0.037685 | 4 | 0.022574
49861 | 5.67 | 1 | 365 | 6.4371 | 0.44549 | 6 | 0.88262
50016 | 4.5 | 1 | 365 | 5.1088 | 0.43293 | 5 | 0.54176
50201 | 3.5 | 1 | 365 | 3.9735 | 0.00339 | 3 | 0.97693
52874 | 3.135 | 1 | 365 | 3.5592 | 0.75161 | 4 | 0.31076
50202 | 6.75 | 1 | 365 | 7.6632 | 0.1494 | 7 | 0.81264
52490 | 8.175 | 1 | 365 | 9.281 | 0.03649 | 9 | 0.31753
51336 | 11.5 | 1 | 365 | 13.0559 | 0.43971 | 13 | 0.49561
47370 | 5.7 | 1 | 365 | 6.4712 | 0.54838 | 7 | 0.019565
52754 | 12 | 1 | 365 | 13.6236 | 0.15448 | 13 | 0.77803
43136 | 9.9 | 1 | 365 | 11.2394 | 0.95245 | 12 | 0.19188
46282 | 8.1 | 1 | 365 | 9.1959 | 0.77927 | 9 | 0.97517
44149 | 5.04 | 1 | 365 | 5.7219 | 0.28488 | 6 | 0.0067734
44157 | 5.4 | 1 | 365 | 6.1306 | 0.51952 | 6 | 0.65011
52593 | 4.25 | 1 | 365 | 4.825 | 0.57554 | 5 | 0.40055
44134 | 10.8 | 1 | 365 | 12.2612 | 0.039032 | 12 | 0.30023
43922 | 5.4 | 1 | 365 | 6.1306 | 0.51952 | 6 | 0.65011
52585 | 3.12 | 1 | 365 | 3.5421 | 0.70016 | 4 | 0.24229
52473 | 5.7 | 1 | 365 | 6.4712 | 0.54838 | 7 | 0.019565
43468 | 6.75 | 1 | 365 | 7.6632 | 0.1494 | 7 | 0.81264
47325 | 4.095 | 1 | 365 | 4.649 | 0.043966 | 4 | 0.693
52588 | 4.86 | 1 | 365 | 5.5175 | 0.66756 | 6 | 0.1851
44074 | 5.72 | 1 | 365 | 6.4939 | 0.61697 | 7 | 0.11086
52587 | 6.3 | 1 | 365 | 7.1524 | 0.6061 | 7 | 0.75847
32194 | 4.94 | 1 | 365 | 5.6084 | 0.94193 | 6 | 0.55029
37935 | 4.94 | 1 | 365 | 5.6084 | 0.94193 | 6 | 0.55029
32132 | 5.46 | 1 | 365 | 6.1987 | 0.72529 | 6 | 0.924
32254 | 5.2 | 1 | 365 | 5.9035 | 0.83361 | 6 | 0.73715
45459 | 3.64 | 1 | 365 | 4.1325 | 0.48353 | 4 | 0.616
52601 | 11.1 | 1 | 365 | 12.6018 | 0.067894 | 12 | 0.66968
45176 | 11.7 | 1 | 365 | 13.283 | 0.12562 | 13 | 0.40858
45171 | 10.8 | 1 | 365 | 12.2612 | 0.039032 | 12 | 0.30023
41539 | 8.829 | 1 | 365 | 10.0235 | 0.27941 | 10 | 0.30294
38682 | 10.4 | 1 | 365 | 11.8071 | 0.66722 | 12 | 0.47429
41519 | 11.655 | 1 | 365 | 13.2319 | 0.97129 | 14 | 0.20316
43378 | 4.16 | 1 | 365 | 4.7228 | 0.26689 | 4 | 0.98972
44374 | 4.845 | 1 | 365 | 5.5005 | 0.61612 | 6 | 0.11663
43484 | 10.8 | 1 | 365 | 12.2612 | 0.039032 | 12 | 0.30023
43142 | 4.94 | 1 | 365 | 5.6084 | 0.94193 | 6 | 0.55029
43573 | 1.88 | 1 | 365 | 2.1344 | 0.44754 | 2 | 0.58189
41206 | 6 | 1 | 365 | 6.8118 | 0.57724 | 7 | 0.38902
42885 | 11.7 | 1 | 365 | 13.283 | 0.12562 | 13 | 0.40858
43386 | 8.67 | 1 | 365 | 9.843 | 0.73411 | 10 | 0.57713
41984 | 7.685 | 1 | 365 | 8.7247 | 0.35601 | 9 | 0.080765
43571 | 5.32 | 1 | 365 | 6.0398 | 0.24515 | 6 | 0.28493
41467 | 10.35 | 1 | 365 | 11.7503 | 0.49574 | 12 | 0.24605
43553 | 5.13 | 1 | 365 | 5.8241 | 0.59354 | 6 | 0.41761
43328 | 6.6 | 1 | 365 | 7.493 | 0.63496 | 8 | 0.12792
38838 | 10.865 | 1 | 365 | 12.335 | 0.26195 | 12 | 0.59694
43374 | 4.16 | 1 | 365 | 4.7228 | 0.26689 | 4 | 0.98972
41512 | 8.505 | 1 | 365 | 9.6557 | 0.16824 | 9 | 0.82393
43523 | 3.99 | 1 | 365 | 4.5298 | 0.68386 | 5 | 0.2137
40384 | 10.2 | 1 | 365 | 11.58 | 0.98131 | 12 | 0.56133
42410 | 5.1 | 1 | 365 | 5.79 | 0.49065 | 6 | 0.28066
53479 | 8.47 | 1 | 365 | 9.616 | 0.048204 | 9 | 0.66416
44925 | 10.6 | 1 | 365 | 12.0341 | 0.35312 | 12 | 0.38726
47303 | 10.5 | 1 | 365 | 11.9206 | 0.01017 | 11 | 0.93078
49156 | 7.2 | 1 | 365 | 8.1741 | 0.69269 | 8 | 0.86682
39068 | 9.01 | 1 | 365 | 10.229 | 0.90016 | 11 | 0.12917
48531 | 9.12 | 1 | 365 | 10.3539 | 0.2774 | 10 | 0.6313
46891 | 12 | 1 | 365 | 13.6236 | 0.15448 | 13 | 0.77803
41119 | 19.8 | 1 | 365 | 22.4789 | 0.90489 | 23 | 0.38375
48267 | 9.975 | 1 | 365 | 11.3246 | 0.20966 | 11 | 0.53424
44569 | 4.16 | 1 | 365 | 4.7228 | 0.26689 | 4 | 0.98972
40306 | 12 | 1 | 365 | 13.6236 | 0.15448 | 13 | 0.77803
41317 | 18.55 | 1 | 365 | 21.0597 | 0.61797 | 21 | 0.67771
40996 | 23.7 | 1 | 365 | 26.9065 | 0.2801 | 27 | 0.18661
36177 | 7.02 | 1 | 365 | 7.9698 | 0.075371 | 8 | 0.045149
40259 | 7.8 | 1 | 365 | 8.8553 | 0.75041 | 9 | 0.60572
46809 | 14.03 | 1 | 365 | 15.9282 | 0.11645 | 16 | 0.044649
46329 | 24 | 1 | 365 | 27.2471 | 0.30896 | 27 | 0.55606
45516 | 11.59 | 1 | 365 | 13.1581 | 0.74837 | 13 | 0.90645
44784 | 11.285 | 1 | 365 | 12.8118 | 0.70236 | 13 | 0.51417
45169 | 5.04 | 1 | 365 | 5.7219 | 0.28488 | 6 | 0.0067734
41989 | 8.235 | 1 | 365 | 9.3492 | 0.24226 | 9 | 0.59142
41546 | 11.34 | 1 | 365 | 12.8743 | 0.89098 | 13 | 0.76524
43955 | 11.59 | 1 | 365 | 13.1581 | 0.74837 | 13 | 0.90645
45261 | 3.6 | 1 | 365 | 4.0871 | 0.34634 | 4 | 0.43341
36262 | 21.255 | 1 | 365 | 24.1307 | 0.89487 | 25 | 0.025589
41259 | 8.06 | 1 | 365 | 9.1505 | 0.64209 | 9 | 0.79258
44179 | 9 | 1 | 365 | 10.2177 | 0.86586 | 11 | 0.083524
43956 | 7.1 | 1 | 365 | 8.0606 | 0.34973 | 8 | 0.41034
40848 | 9.15 | 1 | 365 | 10.388 | 0.38029 | 10 | 0.76825
36689 | 7.125 | 1 | 365 | 8.089 | 0.43547 | 8 | 0.52446
36385 | 7.28 | 1 | 365 | 8.265 | 0.96705 | 9 | 0.23201
36396 | 4.96 | 1 | 365 | 5.6311 | 0.010518 | 5 | 0.64159
36273 | 10 | 1 | 365 | 11.353 | 0.2954 | 11 | 0.64836
46833 | 5.355 | 1 | 365 | 6.0795 | 0.36519 | 6 | 0.4447
46856 | 8.96 | 1 | 365 | 10.1723 | 0.72868 | 10 | 0.90093
46276 | 5.2 | 1 | 365 | 5.9035 | 0.83361 | 6 | 0.73715
33319 | 6.63 | 1 | 365 | 7.527 | 0.73785 | 8 | 0.26486
48971 | 5.72 | 1 | 365 | 6.4939 | 0.61697 | 7 | 0.11086
48695 | 6.76 | 1 | 365 | 7.6746 | 0.18369 | 7 | 0.85829
44155 | 10.26 | 1 | 365 | 11.6481 | 0.18708 | 11 | 0.83522
44578 | 10.95 | 1 | 365 | 12.4315 | 0.55346 | 12 | 0.98495
36078 | 11 | 1 | 365 | 12.4883 | 0.72494 | 13 | 0.2132
35772 | 7.84 | 1 | 365 | 8.9007 | 0.88759 | 9 | 0.78831
52216 | 8.1 | 1 | 365 | 9.1959 | 0.77927 | 9 | 0.97517
44750 | 12.925 | 1 | 365 | 14.6737 | 0.3268 | 15 | 0.0005053
48788 | 8.32 | 1 | 365 | 9.4457 | 0.53377 | 9 | 0.97944
47457 | 2.35 | 1 | 365 | 2.6679 | 0.059419 | 2 | 0.72736
50203 | 10.8 | 1 | 365 | 12.2612 | 0.039032 | 12 | 0.30023
42744 | 8.525 | 1 | 365 | 9.6784 | 0.23683 | 9 | 0.91523
49313 | 8.06 | 1 | 365 | 9.1505 | 0.64209 | 9 | 0.79258
48678 | 5.46 | 1 | 365 | 6.1987 | 0.72529 | 6 | 0.924
51976 | 6.21 | 1 | 365 | 7.0502 | 0.29744 | 7 | 0.34763
45269 | 5.1 | 1 | 365 | 5.79 | 0.49065 | 6 | 0.28066
36303 | 5.39 | 1 | 365 | 6.1192 | 0.48522 | 6 | 0.60447
42871 | 5.46 | 1 | 365 | 6.1987 | 0.72529 | 6 | 0.924
52025 | 7.6 | 1 | 365 | 8.6282 | 0.064504 | 8 | 0.69275
39807 | 4.59 | 1 | 365 | 5.211 | 0.74159 | 5 | 0.9526
36605 | 12.426 | 1 | 365 | 14.1072 | 0.61546 | 14 | 0.72265
42071 | 10.08 | 1 | 365 | 11.4438 | 0.56976 | 12 | 0.013547
36584 | 6.725 | 1 | 365 | 7.6349 | 0.063657 | 7 | 0.69852
36302 | 5.225 | 1 | 365 | 5.9319 | 0.91935 | 6 | 0.85127
36901 | 8.4 | 1 | 365 | 9.5365 | 0.80814 | 10 | 0.34462
50669 | 6.2 | 1 | 365 | 7.0388 | 0.26315 | 7 | 0.30198
36981 | 4.95 | 1 | 365 | 5.6197 | 0.97622 | 6 | 0.59594
36356 | 4.95 | 1 | 365 | 5.6197 | 0.97622 | 6 | 0.59594
49842 | 10.325 | 1 | 365 | 11.7219 | 0.41 | 12 | 0.13193
36471 | 10.08 | 1 | 365 | 11.4438 | 0.56976 | 12 | 0.013547
37073 | 8.8 | 1 | 365 | 9.9906 | 0.17995 | 10 | 0.17056
48301 | 5.4 | 1 | 365 | 6.1306 | 0.51952 | 6 | 0.65011
36509 | 15.4 | 1 | 365 | 17.4836 | 0.81492 | 18 | 0.29847
48555 | 7.6 | 1 | 365 | 8.6282 | 0.064504 | 8 | 0.69275
37590 | 3.92 | 1 | 365 | 4.4504 | 0.4438 | 4 | 0.89416
37177 | 4.68 | 1 | 365 | 5.3132 | 0.050247 | 5 | 0.36343
36716 | 9.52 | 1 | 365 | 10.808 | 0.64922 | 11 | 0.45724
45172 | 12.4 | 1 | 365 | 14.0777 | 0.5263 | 14 | 0.60397
45588 | 7.02 | 1 | 365 | 7.9698 | 0.075371 | 8 | 0.045149
47287 | 10.2 | 1 | 365 | 11.58 | 0.98131 | 12 | 0.56133
36731 | 4.675 | 1 | 365 | 5.3075 | 0.033099 | 5 | 0.34061
45204 | 11.78 | 1 | 365 | 13.3738 | 0.39998 | 13 | 0.77377
45518 | 7.125 | 1 | 365 | 8.089 | 0.43547 | 8 | 0.52446
37540 | 4.59 | 1 | 365 | 5.211 | 0.74159 | 5 | 0.9526
36530 | 336 | 0.9 | 365 | 343.3135 | 0.092896 | 343 | 0.40641
36587 | 6.72 | 1 | 365 | 7.6292 | 0.046509 | 7 | 0.6757
37254 | 3.92 | 1 | 365 | 4.4504 | 0.4438 | 4 | 0.89416
36524 | 10.2 | 1 | 365 | 11.58 | 0.98131 | 12 | 0.56133
36501 | 3.06 | 1 | 365 | 3.474 | 0.49439 | 3 | 0.9684
45527 | 5.25 | 1 | 365 | 5.9603 | 0.005085 | 5 | 0.96539
37234 | 4.08 | 1 | 365 | 4.632 | 0.99252 | 5 | 0.62453
45618 | 7.28 | 1 | 365 | 8.265 | 0.96705 | 9 | 0.23201
38321 | 2.86 | 1 | 365 | 3.2469 | 0.80848 | 4 | 0.055431
45622 | 5.4 | 1 | 365 | 6.1306 | 0.51952 | 6 | 0.65011
37558 | 4.59 | 1 | 365 | 5.211 | 0.74159 | 5 | 0.9526
36434 | 9.35 | 1 | 365 | 10.615 | 0.066199 | 10 | 0.68122
41899 | 10.25 | 1 | 365 | 11.6368 | 0.15278 | 11 | 0.78957
38347 | 5.46 | 1 | 365 | 6.1987 | 0.72529 | 6 | 0.924
42098 | 9.75 | 1 | 365 | 11.0691 | 0.43801 | 11 | 0.50715
36300 | 7.14 | 1 | 365 | 8.106 | 0.48692 | 8 | 0.59293
41919 | 4.16 | 1 | 365 | 4.7228 | 0.26689 | 4 | 0.98972
37542 | 5.46 | 1 | 365 | 6.1987 | 0.72529 | 6 | 0.924
42136 | 5.875 | 1 | 365 | 6.6699 | 0.14855 | 6 | 0.81841
47274 | 9.9 | 1 | 365 | 11.2394 | 0.95245 | 12 | 0.19188
46396 | 2.48 | 1 | 365 | 2.8155 | 0.50526 | 3 | 0.32079
46810 | 9.9 | 1 | 365 | 11.2394 | 0.95245 | 12 | 0.19188
46421 | 5.1 | 1 | 365 | 5.79 | 0.49065 | 6 | 0.28066
47277 | 7.848 | 1 | 365 | 8.9098 | 0.91503 | 9 | 0.82483
46451 | 10.64 | 1 | 365 | 12.0795 | 0.49031 | 12 | 0.56986
44072 | 4.5 | 1 | 365 | 5.1088 | 0.43293 | 5 | 0.54176
49243 | 6.725 | 1 | 365 | 7.6349 | 0.063657 | 7 | 0.69852
36488 | 4.4 | 1 | 365 | 4.9953 | 0.089976 | 5 | 0.085278
36905 | 3.28 | 1 | 365 | 3.7238 | 0.24889 | 3 | 0.97266
38799 | 4.68 | 1 | 365 | 5.3132 | 0.050247 | 5 | 0.36343
35798 | 12.12 | 1 | 365 | 13.7598 | 0.56602 | 14 | 0.32581
35986 | 9.156 | 1 | 365 | 10.3948 | 0.40087 | 10 | 0.79564
35977 | 9.36 | 1 | 365 | 10.6264 | 0.10049 | 10 | 0.72686
35968 | 7.521 | 1 | 365 | 8.5386 | 0.79357 | 9 | 0.33213
35802 | 8.06 | 1 | 365 | 9.1505 | 0.64209 | 9 | 0.79258
35793 | 6.63 | 1 | 365 | 7.527 | 0.73785 | 8 | 0.26486
38392 | 4.4 | 1 | 365 | 4.9953 | 0.089976 | 5 | 0.085278
36378 | 6.72 | 1 | 365 | 7.6292 | 0.046509 | 7 | 0.6757
37236 | 3.92 | 1 | 365 | 4.4504 | 0.4438 | 4 | 0.89416
44066 | 10.8 | 1 | 365 | 12.2612 | 0.039032 | 12 | 0.30023
36607 | 7.975 | 1 | 365 | 9.054 | 0.35058 | 9 | 0.40457
37041 | 10.36 | 1 | 365 | 11.7617 | 0.53003 | 12 | 0.2917
37242 | 7.28 | 1 | 365 | 8.265 | 0.96705 | 9 | 0.23201
36492 | 7.56 | 1 | 365 | 8.5828 | 0.92732 | 9 | 0.51016
49252 | 10.36 | 1 | 365 | 11.7617 | 0.53003 | 12 | 0.2917
44028 | 6.25 | 1 | 365 | 7.0956 | 0.43462 | 7 | 0.53022
50039 | 11.4 | 1 | 365 | 12.9424 | 0.096756 | 13 | 0.03913
49253 | 10.64 | 1 | 365 | 12.0795 | 0.49031 | 12 | 0.56986
49747 | 6.24 | 1 | 365 | 7.0842 | 0.40033 | 7 | 0.48458
49254 | 5.6 | 1 | 365 | 6.3577 | 0.20542 | 6 | 0.56308
47428 | 6.72 | 1 | 365 | 7.6292 | 0.046509 | 7 | 0.6757
49311 | 10 | 1 | 365 | 11.353 | 0.2954 | 11 | 0.64836
44029 | 9.75 | 1 | 365 | 11.0691 | 0.43801 | 11 | 0.50715
43763 | 5.4 | 1 | 365 | 6.1306 | 0.51952 | 6 | 0.65011
44812 | 12 | 1 | 365 | 13.6236 | 0.15448 | 13 | 0.77803
49304 | 11.055 | 1 | 365 | 12.5507 | 0.91356 | 13 | 0.46426
45167 | 6 | 1 | 365 | 6.8118 | 0.57724 | 7 | 0.38902
42320 | 11.66 | 1 | 365 | 13.2376 | 0.98844 | 14 | 0.22599
35688 | 325 | 0.9 | 365 | 332.0741 | 0.14045 | 332 | 0.21453
49522 | 9.81 | 1 | 365 | 11.1373 | 0.64379 | 11 | 0.78104
44743 | 8.925 | 1 | 365 | 10.1325 | 0.60864 | 10 | 0.74116
46311 | 10.545 | 1 | 365 | 11.9717 | 0.1645 | 12 | 0.1362
44735 | 5.75 | 1 | 365 | 6.528 | 0.71985 | 7 | 0.24781
42606 | 9.6 | 1 | 365 | 10.8988 | 0.92358 | 11 | 0.82243
42749 | 10.8 | 1 | 365 | 12.2612 | 0.039032 | 12 | 0.30023
49689 | 7.28 | 1 | 365 | 8.265 | 0.96705 | 9 | 0.23201
44700 | 6.375 | 1 | 365 | 7.2375 | 0.86332 | 8 | 0.10083
44624 | 6.5 | 1 | 365 | 7.3794 | 0.29201 | 7 | 0.67143
44621 | 3.315 | 1 | 365 | 3.7635 | 0.36893 | 4 | 0.13243
45623 | 6.44 | 1 | 365 | 7.3113 | 0.086238 | 7 | 0.39754
43024 | 6.625 | 1 | 365 | 7.5213 | 0.7207 | 8 | 0.24204
38702 | 6.9 | 1 | 365 | 7.8335 | 0.66383 | 8 | 0.49737
36760 | 4.56 | 1 | 365 | 5.1769 | 0.6387 | 5 | 0.81565
43499 | 9 | 1 | 365 | 10.2177 | 0.86586 | 11 | 0.083524
36707 | 4.4 | 1 | 365 | 4.9953 | 0.089976 | 5 | 0.085278
43539 | 5.355 | 1 | 365 | 6.0795 | 0.36519 | 6 | 0.4447
46149 | 7.8 | 1 | 365 | 8.8553 | 0.75041 | 9 | 0.60572
36677 | 5.775 | 1 | 365 | 6.5563 | 0.80559 | 7 | 0.36193
38222 | 7.84 | 1 | 365 | 8.9007 | 0.88759 | 9 | 0.78831
36331 | 3.85 | 1 | 365 | 4.3709 | 0.20373 | 4 | 0.57462
36732 | 5.2 | 1 | 365 | 5.9035 | 0.83361 | 6 | 0.73715
36458 | 5.5 | 1 | 365 | 6.2441 | 0.86247 | 7 | 0.1066
38683 | 4.95 | 1 | 365 | 5.6197 | 0.97622 | 6 | 0.59594
36466 | 14.025 | 1 | 365 | 15.9225 | 0.099299 | 16 | 0.021825
38349 | 4.94 | 1 | 365 | 5.6084 | 0.94193 | 6 | 0.55029
38482 | 3.85 | 1 | 365 | 4.3709 | 0.20373 | 4 | 0.57462
36711 | 11 | 1 | 365 | 12.4883 | 0.72494 | 13 | 0.2132
38277 | 6.76 | 1 | 365 | 7.6746 | 0.18369 | 7 | 0.85829
37014 | 4.316 | 1 | 365 | 4.8999 | 0.80189 | 5 | 0.70183
36930 | 7.15 | 1 | 365 | 8.1174 | 0.52121 | 8 | 0.63858
36733 | 3.85 | 1 | 365 | 4.3709 | 0.20373 | 4 | 0.57462
36817 | 5.225 | 1 | 365 | 5.9319 | 0.91935 | 6 | 0.85127
38800 | 4.16 | 1 | 365 | 4.7228 | 0.26689 | 4 | 0.98972
36870 | 5.415 | 1 | 365 | 6.1476 | 0.57096 | 6 | 0.71859
37582 | 7.15 | 1 | 365 | 8.1174 | 0.52121 | 8 | 0.63858
38145 | 5.6 | 1 | 365 | 6.3577 | 0.20542 | 6 | 0.56308
37629 | 5.6 | 1 | 365 | 6.3577 | 0.20542 | 6 | 0.56308
36468 | 4.235 | 1 | 365 | 4.808 | 0.5241 | 5 | 0.33208
44031 | 7.5 | 1 | 365 | 8.5147 | 0.72155 | 9 | 0.23627
36006 | 8.67 | 1 | 365 | 9.843 | 0.73411 | 10 | 0.57713
37431 | 9.81 | 1 | 365 | 11.1373 | 0.64379 | 11 | 0.78104
36315 | 6.56 | 1 | 365 | 7.4475 | 0.49778 | 7 | 0.94532
37459 | 9.5 | 1 | 365 | 10.7853 | 0.58063 | 11 | 0.36594
44032 | 6.5 | 1 | 365 | 7.3794 | 0.29201 | 7 | 0.67143
42308 | 8.829 | 1 | 365 | 10.0235 | 0.27941 | 10 | 0.30294
38995 | 6.6 | 1 | 365 | 7.493 | 0.63496 | 8 | 0.12792
36193 | 8.55 | 1 | 365 | 9.7068 | 0.32257 | 10 | 0.029348
44033 | 3.5 | 1 | 365 | 3.9735 | 0.00339 | 3 | 0.97693
36202 | 13.5 | 1 | 365 | 15.3265 | 0.29879 | 15 | 0.62529
36389 | 11.03 | 1 | 365 | 12.5223 | 0.82783 | 13 | 0.35014
36867 | 4.2 | 1 | 365 | 4.7682 | 0.40407 | 5 | 0.17231
36028 | 4.4 | 1 | 365 | 4.9953 | 0.089976 | 5 | 0.085278
43550 | 8.505 | 1 | 365 | 9.6557 | 0.16824 | 9 | 0.82393
38137 | 7.96 | 1 | 365 | 9.037 | 0.29914 | 9 | 0.33609
38123 | 4.95 | 1 | 365 | 5.6197 | 0.97622 | 6 | 0.59594
36496 | 3.92 | 1 | 365 | 4.4504 | 0.4438 | 4 | 0.89416
36404 | 8.4 | 1 | 365 | 9.5365 | 0.80814 | 10 | 0.34462
43297 | 6 | 1 | 365 | 6.8118 | 0.57724 | 7 | 0.38902
35663 | 12.29 | 1 | 365 | 13.9528 | 0.14905 | 14 | 0.10183
41039 | 13.734 | 1 | 365 | 15.5922 | 0.1013 | 15 | 0.69346
37207 | 3.11 | 1 | 365 | 3.5308 | 0.66587 | 4 | 0.19664
37165 | 15.525 | 1 | 365 | 17.6255 | 0.24361 | 17 | 0.86908
44060 | 10.5 | 1 | 365 | 11.9206 | 0.01017 | 11 | 0.93078
43369 | 5.61 | 1 | 365 | 6.369 | 0.23972 | 6 | 0.60873
38489 | 5.5 | 1 | 365 | 6.2441 | 0.86247 | 7 | 0.1066
51061 | 6.6 | 1 | 365 | 7.493 | 0.63496 | 8 | 0.12792
46751 | 8.16 | 1 | 365 | 9.264 | 0.98505 | 10 | 0.24906
43966 | 4.42 | 1 | 365 | 5.018 | 0.15857 | 5 | 0.17658
44482 | 6.76 | 1 | 365 | 7.6746 | 0.18369 | 7 | 0.85829
36529 | 7.15 | 1 | 365 | 8.1174 | 0.52121 | 8 | 0.63858
36218 | 6.76 | 1 | 365 | 7.6746 | 0.18369 | 7 | 0.85829
44343 | 11.04 | 1 | 365 | 12.5337 | 0.86212 | 13 | 0.39579
36200 | 10.4 | 1 | 365 | 11.8071 | 0.66722 | 12 | 0.47429
51031 | 5.2 | 1 | 365 | 5.9035 | 0.60445 | 6 | 0.50799
36337 | 9.705 | 1 | 365 | 11.018 | 0.28369 | 11 | 0.30173
44073 | 4.25 | 1 | 365 | 4.825 | 0.57554 | 5 | 0.40055
38393 | 5.1 | 1 | 365 | 5.79 | 0.49065 | 6 | 0.28066
38887 | 7.65 | 1 | 365 | 8.685 | 0.23598 | 8 | 0.921
41960 | 7.905 | 1 | 365 | 8.9745 | 0.11051 | 9 | 0.085029
43210 | 7.7 | 1 | 365 | 8.7418 | 0.40746 | 9 | 0.14924
44777 | 3.42 | 1 | 365 | 3.8827 | 0.72903 | 4 | 0.61174
39190 | 8.16 | 1 | 365 | 9.264 | 0.98505 | 10 | 0.24906
44061 | 8.4 | 1 | 365 | 9.5365 | 0.80814 | 10 | 0.34462
38589 | 4.08 | 1 | 365 | 4.632 | 0.99252 | 5 | 0.62453
44570 | 11.96 | 1 | 365 | 13.5781 | 0.017298 | 13 | 0.59544
38926 | 8.415 | 1 | 365 | 9.5535 | 0.85958 | 10 | 0.41309
38518 | 5.61 | 1 | 365 | 6.369 | 0.23972 | 6 | 0.60873
38603 | 3.57 | 1 | 365 | 4.053 | 0.24346 | 4 | 0.29646
38840 | 4.335 | 1 | 365 | 4.9215 | 0.86706 | 5 | 0.78856
38597 | 9.435 | 1 | 365 | 10.7115 | 0.35771 | 11 | 0.069228
38583 | 4.845 | 1 | 365 | 5.5005 | 0.61612 | 6 | 0.11663
39049 | 3.315 | 1 | 365 | 3.7635 | 0.36893 | 4 | 0.13243
39129 | 4.845 | 1 | 365 | 5.5005 | 0.61612 | 6 | 0.11663
39009 | 5.355 | 1 | 365 | 6.0795 | 0.36519 | 6 | 0.4447
38979 | 5.865 | 1 | 365 | 6.6585 | 0.11425 | 6 | 0.77276
36175 | 4.08 | 1 | 365 | 4.632 | 0.99252 | 5 | 0.62453
38964 | 8.16 | 1 | 365 | 9.264 | 0.98505 | 10 | 0.24906
38945 | 5.61 | 1 | 365 | 6.369 | 0.23972 | 6 | 0.60873
36111 | 8.06 | 1 | 365 | 9.1505 | 0.64209 | 9 | 0.79258
36187 | 16.35 | 1 | 365 | 18.5621 | 0.072979 | 18 | 0.63507
36160 | 5.67 | 1 | 365 | 6.4371 | 0.44549 | 6 | 0.88262
36011 | 8.625 | 1 | 365 | 9.7919 | 0.57978 | 10 | 0.37171
38993 | 7.65 | 1 | 365 | 8.685 | 0.23598 | 8 | 0.921
44411 | 5.25 | 1 | 365 | 5.9603 | 0.005085 | 5 | 0.96539
41505 | 9.135 | 1 | 365 | 10.3709 | 0.32885 | 10 | 0.69978
47412 | 5.2 | 1 | 365 | 5.9035 | 0.83361 | 6 | 0.73715
41998 | 5.985 | 1 | 365 | 6.7947 | 0.5258 | 7 | 0.32054
41484 | 9.156 | 1 | 365 | 10.3948 | 0.40087 | 10 | 0.79564
41489 | 9.156 | 1 | 365 | 10.3948 | 0.40087 | 10 | 0.79564
43475 | 8.502 | 1 | 365 | 9.6523 | 0.15795 | 9 | 0.81024
38419 | 3.825 | 1 | 365 | 4.3425 | 0.11799 | 4 | 0.4605
39202 | 9.435 | 1 | 365 | 10.7115 | 0.35771 | 11 | 0.069228
49257 | 7.84 | 1 | 365 | 8.9007 | 0.88759 | 9 | 0.78831
38414 | 2.805 | 1 | 365 | 3.1845 | 0.61986 | 3 | 0.80436
38586 | 7.75 | 1 | 365 | 8.7985 | 0.57893 | 9 | 0.37748
39163 | 4.59 | 1 | 365 | 5.211 | 0.74159 | 5 | 0.9526
38524 | 8.67 | 1 | 365 | 9.843 | 0.73411 | 10 | 0.57713
36975 | 10.464 | 1 | 365 | 11.8797 | 0.88671 | 12 | 0.76644
36965 | 13.455 | 1 | 365 | 15.2754 | 0.14446 | 15 | 0.41987
35758 | 9.25 | 1 | 365 | 10.5015 | 0.72325 | 11 | 0.22473
35761 | 10 | 1 | 365 | 11.353 | 0.2954 | 11 | 0.64836
44419 | 12.25 | 1 | 365 | 13.9074 | 0.011865 | 13 | 0.91924
49804 | 8.64 | 1 | 365 | 9.809 | 0.63123 | 10 | 0.44018
42431 | 8.48 | 1 | 365 | 9.6273 | 0.082499 | 9 | 0.70981
35991 | 7.245 | 1 | 365 | 8.2252 | 0.84702 | 9 | 0.072237
39220 | 4.24 | 1 | 365 | 4.8137 | 0.54125 | 5 | 0.3549
43089 | 4.16 | 1 | 365 | 4.7228 | 0.26689 | 4 | 0.98972
30350 | 6.095 | 1 | 365 | 6.9196 | 0.90305 | 7 | 0.82268
43403 | 5.4 | 1 | 365 | 6.1306 | 0.51952 | 6 | 0.65011
44720 | 4.34 | 1 | 365 | 4.9272 | 0.8842 | 5 | 0.81139
33328 | 5.98 | 1 | 365 | 6.7891 | 0.50865 | 7 | 0.29772
42058 | 5.565 | 1 | 365 | 6.3179 | 0.08539 | 6 | 0.40331
36147 | 7.59 | 1 | 365 | 8.6169 | 0.030209 | 8 | 0.64711
33637 | 14.04 | 1 | 365 | 15.9396 | 0.15074 | 16 | 0.090297
46827 | 6.825 | 1 | 365 | 7.7484 | 0.40661 | 8 | 0.15501
36127 | 7.28 | 1 | 365 | 8.265 | 0.96705 | 9 | 0.23201
33880 | 2.6 | 1 | 365 | 2.9518 | 0.9168 | 3 | 0.86857
46379 | 8.48 | 1 | 365 | 9.6273 | 0.082499 | 9 | 0.70981
34080 | 5.46 | 1 | 365 | 6.1987 | 0.72529 | 6 | 0.924
35998 | 9.483 | 1 | 365 | 10.766 | 0.52233 | 11 | 0.28834
44715 | 6 | 1 | 365 | 6.8118 | 0.57724 | 7 | 0.38902
36346 | 5.5 | 1 | 365 | 6.2441 | 0.86247 | 7 | 0.1066
36116 | 13.77 | 1 | 365 | 15.633 | 0.22477 | 15 | 0.85779
40347 | 9.6 | 1 | 365 | 10.8988 | 0.92358 | 11 | 0.82243
44397 | 12 | 1 | 365 | 13.6236 | 0.15448 | 13 | 0.77803
48833 | 9.45 | 1 | 365 | 10.7285 | 0.40915 | 11 | 0.1377
45515 | 5.1 | 1 | 365 | 5.79 | 0.49065 | 6 | 0.28066
36417 | 7.84 | 1 | 365 | 8.9007 | 0.88759 | 9 | 0.78831
42038 | 9.3 | 1 | 365 | 10.5583 | 0.89472 | 11 | 0.45297
37566 | 8.68 | 1 | 365 | 9.8544 | 0.76841 | 10 | 0.62278
44379 | 9.01 | 1 | 365 | 10.229 | 0.90016 | 11 | 0.12917
44203 | 3.3 | 1 | 365 | 3.7465 | 0.31748 | 4 | 0.063959
49041 | 10.865 | 1 | 365 | 12.335 | 0.26195 | 12 | 0.59694
43670 | 9.99 | 1 | 365 | 11.3416 | 0.2611 | 11 | 0.60271
43447 | 6.93 | 1 | 365 | 7.8676 | 0.76671 | 8 | 0.63431
38850 | 2.65 | 1 | 365 | 3.0085 | 0.088281 | 3 | 0.096815
47293 | 6.16 | 1 | 365 | 6.9934 | 0.12597 | 7 | 0.11939
43613 | 4.2 | 1 | 365 | 4.7682 | 0.40407 | 5 | 0.17231
36763 | 4.76 | 1 | 365 | 5.404 | 0.32461 | 5 | 0.72862
41179 | 3.06 | 1 | 365 | 3.474 | 0.49439 | 3 | 0.9684
36736 | 7 | 1 | 365 | 7.9471 | 0.00678 | 7 | 0.95385
35948 | 7 | 1 | 365 | 7.9471 | 0.00678 | 7 | 0.95385
38478 | 7.65 | 1 | 365 | 8.685 | 0.23598 | 8 | 0.921
36372 | 5.61 | 1 | 365 | 6.369 | 0.23972 | 6 | 0.60873
48829 | 12.4 | 1 | 365 | 14.0777 | 0.5263 | 14 | 0.60397
47267 | 24.5 | 1 | 365 | 27.8148 | 0.02373 | 27 | 0.83848
36705 | 10.45 | 1 | 365 | 11.8638 | 0.83869 | 12 | 0.70254
38928 | 7.95 | 1 | 365 | 9.0256 | 0.26484 | 9 | 0.29045
48280 | 9.405 | 1 | 365 | 10.6775 | 0.25482 | 10 | 0.93228
48557 | 6.213 | 1 | 365 | 7.0536 | 0.30773 | 7 | 0.36133
36666 | 4.085 | 1 | 365 | 4.6377 | 0.0096709 | 4 | 0.64736
41487 | 7.848 | 1 | 365 | 8.9098 | 0.91503 | 9 | 0.82483
44544 | 4.59 | 1 | 365 | 5.211 | 0.74159 | 5 | 0.9526
36383 | 6.6 | 1 | 365 | 7.493 | 0.63496 | 8 | 0.12792
43876 | 10.8 | 1 | 365 | 12.2612 | 0.039032 | 12 | 0.30023
36110 | 4.68 | 1 | 365 | 5.3132 | 0.050247 | 5 | 0.36343
33149 | 7.28 | 1 | 365 | 8.265 | 0.96705 | 9 | 0.23201
36201 | 9.2 | 1 | 365 | 10.4447 | 0.55177 | 10 | 0.99649
36035 | 18 | 1 | 365 | 20.4353 | 0.73172 | 21 | 0.16705
35765 | 10.14 | 1 | 365 | 11.5119 | 0.77554 | 12 | 0.28744
36192 | 13.68 | 1 | 365 | 15.5308 | 0.91611 | 16 | 0.44696
49728 | 11.22 | 1 | 365 | 12.738 | 0.47944 | 13 | 0.21746
42751 | 7.15 | 1 | 365 | 8.1174 | 0.52121 | 8 | 0.63858
36195 | 7.98 | 1 | 365 | 9.0597 | 0.36773 | 9 | 0.42739
42709 | 10.6 | 1 | 365 | 12.0341 | 0.35312 | 12 | 0.38726
36185 | 7.59 | 1 | 365 | 8.6169 | 0.030209 | 8 | 0.64711
42382 | 6.6 | 1 | 365 | 7.493 | 0.63496 | 8 | 0.12792
49245 | 7.02 | 1 | 365 | 7.9698 | 0.075371 | 8 | 0.045149
41683 | 7.5 | 1 | 365 | 8.5147 | 0.72155 | 9 | 0.23627
36450 | 5.865 | 1 | 365 | 6.6585 | 0.11425 | 6 | 0.77276
43086 | 6.9 | 1 | 365 | 7.8335 | 0.66383 | 8 | 0.49737
41708 | 9.9 | 1 | 365 | 11.2394 | 0.95245 | 12 | 0.19188
42050 | 7.02 | 1 | 365 | 7.9698 | 0.075371 | 8 | 0.045149
36685 | 7.28 | 1 | 365 | 8.265 | 0.96705 | 9 | 0.23201
44430 | 2.85 | 1 | 365 | 3.2356 | 0.77419 | 4 | 0.0097826
50752 | 7.54 | 1 | 365 | 8.5601 | 0.85873 | 9 | 0.41886
42130 | 1.88 | 1 | 365 | 2.1344 | 0.44754 | 2 | 0.58189
52330 | 9.01 | 1 | 365 | 10.229 | 0.90016 | 11 | 0.12917
40731 | 4.77 | 1 | 365 | 5.4154 | 0.35891 | 5 | 0.77427
43702 | 9.9 | 1 | 365 | 11.2394 | 0.95245 | 12 | 0.19188
38556 | 8.1 | 1 | 365 | 9.1959 | 0.77927 | 9 | 0.97517
36170 | 10.37 | 1 | 365 | 11.773 | 0.56433 | 12 | 0.33735
46723 | 7.6 | 1 | 365 | 8.6282 | 0.064504 | 8 | 0.69275
41085 | 6 | 1 | 365 | 6.8118 | 0.57724 | 7 | 0.38902
36686 | 30.78 | 0.9 | 365 | 31.45 | 0.0051171 | 31 | 0.45509
36256 | 8.4 | 1 | 365 | 9.5365 | 0.80814 | 10 | 0.34462
36245 | 7.02 | 1 | 365 | 7.9698 | 0.075371 | 8 | 0.045149
44225 | 6.1 | 1 | 365 | 6.9253 | 0.92019 | 7 | 0.8455
35051 | 11.7 | 1 | 365 | 13.283 | 0.12562 | 13 | 0.40858
44231 | 5.7 | 1 | 365 | 6.4712 | 0.54838 | 7 | 0.019565
44243 | 4.41 | 1 | 365 | 5.0067 | 0.12427 | 5 | 0.13093
38259 | 22.89 | 1 | 365 | 25.9869 | 0.50217 | 26 | 0.4891
48861 | 9.52 | 1 | 365 | 10.808 | 0.64922 | 11 | 0.45724
50138 | 4.16 | 1 | 365 | 4.7228 | 0.26689 | 4 | 0.98972
37429 | 6.75 | 1 | 365 | 7.6632 | 0.1494 | 7 | 0.81264
43417 | 9.92 | 1 | 365 | 11.2621 | 0.021037 | 11 | 0.28317
37547 | 5.215 | 1 | 365 | 5.9206 | 0.88505 | 6 | 0.80562
36987 | 4.76 | 1 | 365 | 5.404 | 0.32461 | 5 | 0.72862
36312 | 11 | 1 | 365 | 12.4883 | 0.72494 | 13 | 0.2132
38356 | 10.36 | 1 | 365 | 11.7617 | 0.53003 | 12 | 0.2917
50786 | 10 | 1 | 365 | 11.353 | 0.2954 | 11 | 0.64836
44297 | 13 | 1 | 365 | 14.7588 | 0.58402 | 15 | 0.34287
44707 | 10.8 | 1 | 365 | 12.2612 | 0.039032 | 12 | 0.30023
43158 | 5.83 | 1 | 365 | 6.6188 | 0.99422 | 7 | 0.61299
39034 | 8.16 | 1 | 365 | 9.264 | 0.98505 | 10 | 0.24906
38922 | 7.905 | 1 | 365 | 8.9745 | 0.11051 | 9 | 0.085029
38588 | 4.59 | 1 | 365 | 5.211 | 0.74159 | 5 | 0.9526
38579 | 7.5 | 1 | 365 | 8.5147 | 0.72155 | 9 | 0.23627
38559 | 7.905 | 1 | 365 | 8.9745 | 0.11051 | 9 | 0.085029
38500 | 8.5 | 1 | 365 | 9.65 | 0.15109 | 9 | 0.80111
38517 | 7.905 | 1 | 365 | 8.9745 | 0.11051 | 9 | 0.085029
38549 | 8.925 | 1 | 365 | 10.1325 | 0.60864 | 10 | 0.74116
38511 | 9.25 | 1 | 365 | 10.5015 | 0.72325 | 11 | 0.22473
50897 | 8.75 | 1 | 365 | 9.9338 | 0.008475 | 9 | 0.94231
36522 | 9.36 | 1 | 365 | 10.6264 | 0.10049 | 10 | 0.72686
38820 | 11.7 | 1 | 365 | 13.283 | 0.12562 | 13 | 0.40858
38133 | 11.275 | 1 | 365 | 12.8005 | 0.66806 | 13 | 0.46853
47087 | 6.3 | 1 | 365 | 7.1524 | 0.6061 | 7 | 0.75847
41307 | 98.7 | 0.9 | 365 | 100.8483 | 0.64604 | 101 | 0.49438
35757 | 14.271 | 1 | 365 | 16.2018 | 0.94297 | 17 | 0.14477
51417 | 3.65 | 1 | 365 | 4.1438 | 0.51782 | 4 | 0.66165
47421 | 5.46 | 1 | 365 | 6.1987 | 0.72529 | 6 | 0.924
49715 | 3.12 | 1 | 365 | 3.5421 | 0.70016 | 4 | 0.24229
47655 | 4.578 | 1 | 365 | 5.1974 | 0.70043 | 5 | 0.89782
47667 | 5.886 | 1 | 365 | 6.6824 | 0.18627 | 6 | 0.86862
38332 | 8.5 | 1 | 365 | 9.65 | 0.15109 | 9 | 0.80111
36848 | 4.68 | 1 | 365 | 5.3132 | 0.050247 | 5 | 0.36343
45425 | 9.12 | 1 | 365 | 10.3539 | 0.2774 | 10 | 0.6313
77 | 4107.06 | 0.7 | 365 | 3263.9102 | 0.72859 | 3264 | 0.63874
50645 | 5.985 | 1 | 365 | 6.7947 | 0.5258 | 7 | 0.32054
50829 | 6.3 | 1 | 365 | 7.1524 | 0.6061 | 7 | 0.75847
52757 | 7.8 | 1 | 365 | 8.8553 | 0.75041 | 9 | 0.60572
52764 | 8.215 | 1 | 365 | 9.3265 | 0.17367 | 9 | 0.50013
52774 | 6.36 | 1 | 365 | 7.2205 | 0.81187 | 8 | 0.032357
52876 | 12 | 1 | 365 | 13.6236 | 0.15448 | 13 | 0.77803
52821 | 5.7 | 1 | 365 | 6.4712 | 0.54838 | 7 | 0.019565
52595 | 6.6 | 1 | 365 | 7.493 | 0.63496 | 8 | 0.12792
52580 | 10.8 | 1 | 365 | 12.2612 | 0.039032 | 12 | 0.30023
13233 | 2415.42 | 0.8 | 365 | 2193.7733 | 0.023605 | 2193 | 0.79694
248 | 5996.02 | 0.7 | 365 | 4765.0803 | 0.5133 | 4765 | 0.59357
12463 | 1384.32 | 1 | 365 | 1571.613 | 0.58081 | 1572 | 0.19377
35445 | 5.72 | 1 | 365 | 6.4939 | 0.61697 | 7 | 0.11086
36420 | 5.98 | 1 | 365 | 6.7891 | 0.50865 | 7 | 0.29772
33375 | 2.6 | 1 | 365 | 2.9518 | 0.9168 | 3 | 0.86857
48541 | 5.83 | 1 | 365 | 6.6188 | 0.99422 | 7 | 0.61299
43985 | 7.15 | 1 | 365 | 8.1174 | 0.52121 | 8 | 0.63858
36260 | 4.86 | 1 | 365 | 5.5175 | 0.66756 | 6 | 0.1851
42317 | 12.3 | 1 | 365 | 13.9641 | 0.18334 | 14 | 0.14748
44634 | 6.87 | 1 | 365 | 7.7995 | 0.56094 | 8 | 0.36042
41774 | 7.5 | 1 | 365 | 8.5147 | 0.72155 | 9 | 0.23627
36174 | 7.44 | 1 | 365 | 8.4466 | 0.51578 | 8 | 0.96238
32567 | 12.6 | 1 | 365 | 14.3047 | 0.2122 | 14 | 0.51693
39185 | 8.925 | 1 | 365 | 10.1325 | 0.60864 | 10 | 0.74116
40391 | 14.04 | 1 | 365 | 15.9396 | 0.15074 | 16 | 0.090297
46443 | 8.4 | 1 | 365 | 9.5365 | 0.80814 | 10 | 0.34462
48853 | 5.04 | 1 | 365 | 5.7219 | 0.28488 | 6 | 0.0067734
49683 | 5.72 | 1 | 365 | 6.4939 | 0.61697 | 7 | 0.11086
49165 | 8.1 | 1 | 365 | 9.1959 | 0.77927 | 9 | 0.97517
49684 | 4.2 | 1 | 365 | 4.7682 | 0.40407 | 5 | 0.17231
52422 | 5.7 | 1 | 365 | 6.4712 | 0.54838 | 7 | 0.019565
46816 | 5.13 | 1 | 365 | 5.8241 | 0.59354 | 6 | 0.41761
45557 | 8.7 | 1 | 365 | 9.8771 | 0.837 | 10 | 0.71407
48275 | 9.12 | 1 | 365 | 10.3539 | 0.2774 | 10 | 0.6313
45578 | 6.24 | 1 | 365 | 7.0842 | 0.40033 | 7 | 0.48458
49181 | 4.86 | 1 | 365 | 5.5175 | 0.66756 | 6 | 0.1851
52454 | 7.56 | 1 | 365 | 8.5828 | 0.92732 | 9 | 0.51016
52415 | 4.095 | 1 | 365 | 4.649 | 0.043966 | 4 | 0.693
52579 | 7.56 | 1 | 365 | 8.5828 | 0.92732 | 9 | 0.51016
45734 | 9.35 | 1 | 365 | 10.615 | 0.066199 | 10 | 0.68122
36221 | 171.11 | 0.9 | 365 | 174.8344 | 0.14573 | 174 | 0.98018
35486 | 12.19 | 1 | 365 | 13.8393 | 0.80609 | 14 | 0.64535
35363 | 9 | 1 | 365 | 10.2177 | 0.86586 | 11 | 0.083524
35918 | 8.4 | 1 | 365 | 9.5365 | 0.80814 | 10 | 0.34462
31573 | 109.14 | 0.9 | 365 | 111.5156 | 0.87 | 112 | 0.38558
36853 | 8.745 | 1 | 365 | 9.9282 | 0.99133 | 10 | 0.91949
37289 | 9.3 | 1 | 365 | 10.5583 | 0.89472 | 11 | 0.45297
32868 | 40.32 | 0.9 | 365 | 41.1976 | 0.45115 | 41 | 0.64877
43817 | 7.56 | 1 | 365 | 8.5828 | 0.92732 | 9 | 0.51016
34657 | 318.7 | 0.9 | 365 | 325.637 | 0.69496 | 326 | 0.33191
34742 | 74.4 | 0.9 | 365 | 76.0194 | 0.642 | 76 | 0.66142
38655 | 6.6 | 1 | 365 | 7.493 | 0.63496 | 8 | 0.12792
34738 | 249.6 | 0.9 | 365 | 255.0329 | 0.41187 | 255 | 0.44476
34655 | 53.68 | 0.9 | 365 | 54.8484 | 0.68794 | 55 | 0.53636
34715 | 224.64 | 0.9 | 365 | 229.5296 | 0.37068 | 229 | 0.90028
46011 | 7.8 | 1 | 365 | 8.8553 | 0.75041 | 9 | 0.60572
45996 | 4.77 | 1 | 365 | 5.4154 | 0.35891 | 5 | 0.77427
46472 | 10.14 | 1 | 365 | 11.5119 | 0.77554 | 12 | 0.28744
43204 | 6.36 | 1 | 365 | 7.2205 | 0.81187 | 8 | 0.032357
50923 | 10.64 | 1 | 365 | 12.0795 | 0.49031 | 12 | 0.56986
45403 | 4.335 | 1 | 365 | 4.9215 | 0.86706 | 5 | 0.78856
37982 | 3.515 | 1 | 365 | 3.9906 | 0.054833 | 4 | 0.045399
43219 | 4.24 | 1 | 365 | 4.8137 | 0.54125 | 5 | 0.3549
44609 | 4.95 | 1 | 365 | 5.6197 | 0.97622 | 6 | 0.59594
48387 | 3 | 1 | 365 | 3.4059 | 0.28862 | 3 | 0.69451
43864 | 8.8 | 1 | 365 | 9.9906 | 0.17995 | 10 | 0.17056
15072 | 4.08 | 1 | 365 | 4.632 | 0.99252 | 5 | 0.62453
42789 | 7.15 | 1 | 365 | 8.1174 | 0.52121 | 8 | 0.63858
45444 | 13.86 | 1 | 365 | 15.7352 | 0.53342 | 16 | 0.26863
29188 | 7.395 | 1 | 365 | 8.3955 | 0.36145 | 8 | 0.75696
29741 | 3.12 | 1 | 365 | 3.5421 | 0.70016 | 4 | 0.24229
42466 | 10.6 | 1 | 365 | 12.0341 | 0.35312 | 12 | 0.38726
42671 | 10.6 | 1 | 365 | 12.0341 | 0.35312 | 12 | 0.38726
42698 | 9.805 | 1 | 365 | 11.1316 | 0.62664 | 11 | 0.75822
45052 | 3.5 | 1 | 365 | 3.9735 | 0.00339 | 3 | 0.97693
45122 | 5.565 | 1 | 365 | 6.3179 | 0.08539 | 6 | 0.40331
42463 | 5.83 | 1 | 365 | 6.6188 | 0.99422 | 7 | 0.61299
44887 | 5 | 1 | 365 | 5.6765 | 0.1477 | 5 | 0.82418
44892 | 10.25 | 1 | 365 | 11.6368 | 0.15278 | 11 | 0.78957
42769 | 6.89 | 1 | 365 | 7.8222 | 0.62953 | 8 | 0.45172
45044 | 11.5 | 1 | 365 | 13.0559 | 0.43971 | 13 | 0.49561
44399 | 8.84 | 1 | 365 | 10.036 | 0.31713 | 10 | 0.35315
42752 | 11.55 | 1 | 365 | 13.1127 | 0.61119 | 13 | 0.72386
48229 | 8.82 | 1 | 365 | 10.0133 | 0.24854 | 10 | 0.26185
41894 | 5.5 | 1 | 365 | 6.2441 | 0.86247 | 7 | 0.1066
41531 | 8.19 | 1 | 365 | 9.2981 | 0.087933 | 9 | 0.38601
43036 | 6.875 | 1 | 365 | 7.8052 | 0.57809 | 8 | 0.38325
48017 | 9.9 | 1 | 365 | 11.2394 | 0.95245 | 12 | 0.19188
45661 | 9.625 | 1 | 365 | 10.9272 | 0.0093225 | 10 | 0.93655
43235 | 13.2 | 1 | 365 | 14.9859 | 0.26993 | 15 | 0.25584
42715 | 7.15 | 1 | 365 | 8.1174 | 0.52121 | 8 | 0.63858
43938 | 5.775 | 1 | 365 | 6.5563 | 0.80559 | 7 | 0.36193
44822 | 7.975 | 1 | 365 | 9.054 | 0.35058 | 9 | 0.40457
44850 | 5.5 | 1 | 365 | 6.2441 | 0.86247 | 7 | 0.1066
48030 | 12 | 1 | 365 | 13.6236 | 0.15448 | 13 | 0.77803
42765 | 4.95 | 1 | 365 | 5.6197 | 0.97622 | 6 | 0.59594
44826 | 8.1 | 1 | 365 | 9.1959 | 0.77927 | 9 | 0.97517
44871 | 8.16 | 1 | 365 | 9.264 | 0.98505 | 10 | 0.24906
44916 | 10.2 | 1 | 365 | 11.58 | 0.98131 | 12 | 0.56133
44983 | 6.63 | 1 | 365 | 7.527 | 0.73785 | 8 | 0.26486
45013 | 3.57 | 1 | 365 | 4.053 | 0.24346 | 4 | 0.29646
45063 | 9 | 1 | 365 | 10.2177 | 0.86586 | 11 | 0.083524
44780 | 9.9 | 1 | 365 | 11.2394 | 0.95245 | 12 | 0.19188
45041 | 10.25 | 1 | 365 | 11.6368 | 0.15278 | 11 | 0.78957
42802 | 8.32 | 1 | 365 | 9.4457 | 0.53377 | 9 | 0.97944
47596 | 8.06 | 1 | 365 | 9.1505 | 0.64209 | 9 | 0.79258
42779 | 11.825 | 1 | 365 | 13.4249 | 0.55431 | 13 | 0.97919
42787 | 11 | 1 | 365 | 12.4883 | 0.72494 | 13 | 0.2132
42792 | 6.875 | 1 | 365 | 7.8052 | 0.57809 | 8 | 0.38325
42581 | 4.24 | 1 | 365 | 4.8137 | 0.54125 | 5 | 0.3549
42645 | 9.275 | 1 | 365 | 10.5299 | 0.80898 | 11 | 0.33885
43126 | 6.095 | 1 | 365 | 6.9196 | 0.90305 | 7 | 0.82268
43884 | 6.325 | 1 | 365 | 7.1807 | 0.69184 | 7 | 0.87259
48969 | 6.89 | 1 | 365 | 7.8222 | 0.62953 | 8 | 0.45172
42571 | 7.155 | 1 | 365 | 8.123 | 0.53836 | 8 | 0.6614
44907 | 8.5 | 1 | 365 | 9.65 | 0.15109 | 9 | 0.80111
44782 | 4.335 | 1 | 365 | 4.9215 | 0.86706 | 5 | 0.78856
48033 | 5.5 | 1 | 365 | 6.2441 | 0.86247 | 7 | 0.1066
42535 | 12.375 | 1 | 365 | 14.0493 | 0.44056 | 14 | 0.48985
47984 | 3.06 | 1 | 365 | 3.474 | 0.49439 | 3 | 0.9684
48534 | 6.12 | 1 | 365 | 6.948 | 0.98878 | 7 | 0.9368
47992 | 9.3 | 1 | 365 | 10.5583 | 0.89472 | 11 | 0.45297
47312 | 7.54 | 1 | 365 | 8.5601 | 0.85873 | 9 | 0.41886
49301 | 11.73 | 1 | 365 | 13.317 | 0.2285 | 13 | 0.54553
32185 | 4.16 | 1 | 365 | 4.7228 | 0.26689 | 4 | 0.98972
49348 | 7.54 | 1 | 365 | 8.5601 | 0.85873 | 9 | 0.41886
42272 | 8.525 | 1 | 365 | 9.6784 | 0.23683 | 9 | 0.91523
46043 | 6.05 | 1 | 365 | 6.8685 | 0.74872 | 7 | 0.61726
42573 | 7.975 | 1 | 365 | 9.054 | 0.35058 | 9 | 0.40457
47900 | 10.45 | 1 | 365 | 11.8638 | 0.83869 | 12 | 0.70254
44740 | 11.5 | 1 | 365 | 13.0559 | 0.43971 | 13 | 0.49561
47878 | 8.25 | 1 | 365 | 9.3662 | 0.29371 | 9 | 0.6599
44979 | 5.25 | 1 | 365 | 5.9603 | 0.005085 | 5 | 0.96539
42830 | 4.4 | 1 | 365 | 4.9953 | 0.089976 | 5 | 0.085278
44904 | 6.25 | 1 | 365 | 7.0956 | 0.43462 | 7 | 0.53022
53282 | 6.6 | 1 | 365 | 7.493 | 0.63496 | 8 | 0.12792
43020 | 7.95 | 1 | 365 | 9.0256 | 0.26484 | 9 | 0.29045
43803 | 11.925 | 1 | 365 | 13.5384 | 0.89726 | 14 | 0.43567
42730 | 8.48 | 1 | 365 | 9.6273 | 0.082499 | 9 | 0.70981
47209 | 7.42 | 1 | 365 | 8.4239 | 0.44719 | 8 | 0.87108
43065 | 9.54 | 1 | 365 | 10.8307 | 0.71781 | 11 | 0.54854
51711 | 6.63 | 1 | 365 | 7.527 | 0.73785 | 8 | 0.26486
47380 | 3.445 | 1 | 365 | 3.9111 | 0.81477 | 4 | 0.72586
43942 | 4.505 | 1 | 365 | 5.1145 | 0.45008 | 5 | 0.56459
45129 | 4.24 | 1 | 365 | 4.8137 | 0.54125 | 5 | 0.3549
43824 | 3.71 | 1 | 365 | 4.2119 | 0.72359 | 4 | 0.93554
43069 | 6.89 | 1 | 365 | 7.8222 | 0.62953 | 8 | 0.45172
43586 | 4.68 | 1 | 365 | 5.3132 | 0.050247 | 5 | 0.36343
43159 | 12.1 | 1 | 365 | 13.7371 | 0.49743 | 14 | 0.23452
44830 | 9.075 | 1 | 365 | 10.3028 | 0.12308 | 10 | 0.42589
48023 | 3.64 | 1 | 365 | 4.1325 | 0.48353 | 4 | 0.616
51332 | 8.4 | 1 | 365 | 9.5365 | 0.80814 | 10 | 0.34462
43034 | 9.54 | 1 | 365 | 10.8307 | 0.71781 | 11 | 0.54854
43546 | 9.35 | 1 | 365 | 10.615 | 0.066199 | 10 | 0.68122
50927 | 4.8 | 1 | 365 | 5.4494 | 0.46179 | 5 | 0.91121
45029 | 5.86 | 1 | 365 | 6.6528 | 0.097104 | 6 | 0.74994
43939 | 6.36 | 1 | 365 | 7.2205 | 0.81187 | 8 | 0.032357
44659 | 6.885 | 1 | 365 | 7.8165 | 0.61238 | 8 | 0.4289
42538 | 4.675 | 1 | 365 | 5.3075 | 0.033099 | 5 | 0.34061
43199 | 5.565 | 1 | 365 | 6.3179 | 0.08539 | 6 | 0.40331
42782 | 8.25 | 1 | 365 | 9.3662 | 0.29371 | 9 | 0.6599
44774 | 12.75 | 1 | 365 | 14.475 | 0.72663 | 15 | 0.20166
44620 | 5.865 | 1 | 365 | 6.6585 | 0.11425 | 6 | 0.77276
43891 | 11 | 1 | 365 | 12.4883 | 0.72494 | 13 | 0.2132
44410 | 8.32 | 1 | 365 | 9.4457 | 0.53377 | 9 | 0.97944
44760 | 7.425 | 1 | 365 | 8.4296 | 0.46433 | 8 | 0.89391
44383 | 9.36 | 1 | 365 | 10.6264 | 0.10049 | 10 | 0.72686
44853 | 7.42 | 1 | 365 | 8.4239 | 0.44719 | 8 | 0.87108
42680 | 7.975 | 1 | 365 | 9.054 | 0.35058 | 9 | 0.40457
44884 | 14 | 1 | 365 | 15.8941 | 0.01356 | 15 | 0.9077
42290 | 3.85 | 1 | 365 | 4.3709 | 0.20373 | 4 | 0.57462
42738 | 10.725 | 1 | 365 | 12.176 | 0.78182 | 12 | 0.95787
44968 | 4.59 | 1 | 365 | 5.211 | 0.74159 | 5 | 0.9526
47968 | 8.25 | 1 | 365 | 9.3662 | 0.29371 | 9 | 0.6599
44869 | 6 | 1 | 365 | 6.8118 | 0.57724 | 7 | 0.38902
42732 | 11.55 | 1 | 365 | 13.1127 | 0.61119 | 13 | 0.72386
44611 | 11.75 | 1 | 365 | 13.3397 | 0.29709 | 13 | 0.63682
44823 | 10.71 | 1 | 365 | 12.159 | 0.73037 | 12 | 0.88939
48077 | 9.1 | 1 | 365 | 10.3312 | 0.20881 | 10 | 0.54001
42639 | 6.36 | 1 | 365 | 7.2205 | 0.81187 | 8 | 0.032357
46522 | 12 | 1 | 365 | 13.6236 | 0.15448 | 13 | 0.77803
42646 | 8.58 | 1 | 365 | 9.7408 | 0.42545 | 10 | 0.16629
44334 | 6.16 | 1 | 365 | 6.9934 | 0.12597 | 7 | 0.11939
43996 | 9.62 | 1 | 365 | 10.9215 | 0.99217 | 11 | 0.91372
42953 | 10.07 | 1 | 365 | 11.4324 | 0.53547 | 11 | 0.9679
49080 | 3.12 | 1 | 365 | 3.5421 | 0.70016 | 4 | 0.24229
42650 | 4.77 | 1 | 365 | 5.4154 | 0.35891 | 5 | 0.77427
51699 | 8.58 | 1 | 365 | 9.7408 | 0.42545 | 10 | 0.16629
51686 | 11.18 | 1 | 365 | 12.6926 | 0.34226 | 13 | 0.034866
51690 | 8.06 | 1 | 365 | 9.1505 | 0.64209 | 9 | 0.79258
51703 | 5.72 | 1 | 365 | 6.4939 | 0.61697 | 7 | 0.11086
51706 | 10.4 | 1 | 365 | 11.8071 | 0.66722 | 12 | 0.47429
51702 | 4.42 | 1 | 365 | 5.018 | 0.15857 | 5 | 0.17658
32602 | 9.36 | 1 | 365 | 10.6264 | 0.10049 | 10 | 0.72686
51685 | 6.24 | 1 | 365 | 7.0842 | 0.40033 | 7 | 0.48458
50840 | 6.9 | 1 | 365 | 7.8335 | 0.66383 | 8 | 0.49737
42660 | 3.18 | 1 | 365 | 3.6102 | 0.90594 | 4 | 0.51618
44296 | 7.8 | 1 | 365 | 8.8553 | 0.75041 | 9 | 0.60572
42667 | 8.745 | 1 | 365 | 9.9282 | 0.99133 | 10 | 0.91949
44976 | 5.5 | 1 | 365 | 6.2441 | 0.86247 | 7 | 0.1066
43190 | 5.775 | 1 | 365 | 6.5563 | 0.80559 | 7 | 0.36193
42726 | 6.325 | 1 | 365 | 7.1807 | 0.69184 | 7 | 0.87259
44276 | 7.28 | 1 | 365 | 8.265 | 0.96705 | 9 | 0.23201
44834 | 9.35 | 1 | 365 | 10.615 | 0.066199 | 10 | 0.68122
42287 | 14.3 | 1 | 365 | 16.2347 | 0.042422 | 16 | 0.27715
51698 | 8.06 | 1 | 365 | 9.1505 | 0.64209 | 9 | 0.79258
51672 | 4.16 | 1 | 365 | 4.7228 | 0.26689 | 4 | 0.98972
51701 | 6.24 | 1 | 365 | 7.0842 | 0.40033 | 7 | 0.48458
36182 | 7.848 | 1 | 365 | 8.9098 | 0.91503 | 9 | 0.82483
49402 | 8 | 1 | 365 | 9.0824 | 0.43632 | 9 | 0.51869
51684 | 3.64 | 1 | 365 | 4.1325 | 0.48353 | 4 | 0.616
29207 | 10.92 | 1 | 365 | 12.3974 | 0.45058 | 12 | 0.84801
51681 | 6.24 | 1 | 365 | 7.0842 | 0.40033 | 7 | 0.48458
51708 | 6.24 | 1 | 365 | 7.0842 | 0.40033 | 7 | 0.48458
50809 | 8.84 | 1 | 365 | 10.036 | 0.31713 | 10 | 0.35315
41845 | 7.32 | 1 | 365 | 8.3104 | 0.10423 | 8 | 0.4146
44530 | 11.78 | 1 | 365 | 13.3738 | 0.39998 | 13 | 0.77377
44387 | 5.04 | 1 | 365 | 5.7219 | 0.28488 | 6 | 0.0067734
45716 | 6.2 | 1 | 365 | 7.0388 | 0.26315 | 7 | 0.30198
42719 | 11.275 | 1 | 365 | 12.8005 | 0.66806 | 13 | 0.46853
44396 | 10.66 | 1 | 365 | 12.1023 | 0.5589 | 12 | 0.66115
46001 | 6.75 | 1 | 365 | 7.6632 | 0.1494 | 7 | 0.81264
42445 | 3.575 | 1 | 365 | 4.0587 | 0.26061 | 4 | 0.31929
44801 | 6.6 | 1 | 365 | 7.493 | 0.63496 | 8 | 0.12792
36336 | 8.55 | 1 | 365 | 9.7068 | 0.32257 | 10 | 0.029348
44827 | 2 | 1 | 365 | 2.2706 | 0.85908 | 3 | 0.12967
42750 | 3.85 | 1 | 365 | 4.3709 | 0.20373 | 4 | 0.57462
42283 | 11.825 | 1 | 365 | 13.4249 | 0.55431 | 13 | 0.97919
43225 | 8.215 | 1 | 365 | 9.3265 | 0.17367 | 9 | 0.50013
42493 | 2.915 | 1 | 365 | 3.3094 | 0.99711 | 4 | 0.3065
42693 | 8.525 | 1 | 365 | 9.6784 | 0.23683 | 9 | 0.91523
45038 | 3.315 | 1 | 365 | 3.7635 | 0.36893 | 4 | 0.13243
42733 | 14.3 | 1 | 365 | 16.2347 | 0.042422 | 16 | 0.27715
45018 | 10.25 | 1 | 365 | 11.6368 | 0.15278 | 11 | 0.78957
44270 | 8.1 | 1 | 365 | 9.1959 | 0.77927 | 9 | 0.97517
42809 | 10.07 | 1 | 365 | 11.4324 | 0.53547 | 11 | 0.9679
44488 | 9.25 | 1 | 365 | 10.5015 | 0.72325 | 11 | 0.22473
49221 | 6.5 | 1 | 365 | 7.3794 | 0.29201 | 7 | 0.67143
49213 | 8.58 | 1 | 365 | 9.7408 | 0.42545 | 10 | 0.16629
43236 | 7.155 | 1 | 365 | 8.123 | 0.53836 | 8 | 0.6614
50857 | 4.16 | 1 | 365 | 4.7228 | 0.26689 | 4 | 0.98972
49105 | 5.46 | 1 | 365 | 6.1987 | 0.72529 | 6 | 0.924
42631 | 10.6 | 1 | 365 | 12.0341 | 0.35312 | 12 | 0.38726
50864 | 11.44 | 1 | 365 | 12.9878 | 0.23394 | 13 | 0.22172
50828 | 7.28 | 1 | 365 | 8.265 | 0.96705 | 9 | 0.23201
42544 | 11 | 1 | 365 | 12.4883 | 0.72494 | 13 | 0.2132
45064 | 5.865 | 1 | 365 | 6.6585 | 0.11425 | 6 | 0.77276
50881 | 11.7 | 1 | 365 | 13.283 | 0.12562 | 13 | 0.40858
42725 | 9.35 | 1 | 365 | 10.615 | 0.066199 | 10 | 0.68122
50900 | 7.8 | 1 | 365 | 8.8553 | 0.75041 | 9 | 0.60572
42713 | 7.95 | 1 | 365 | 9.0256 | 0.26484 | 9 | 0.29045
42653 | 7.95 | 1 | 365 | 9.0256 | 0.26484 | 9 | 0.29045
41668 | 2.6 | 1 | 365 | 2.9518 | 0.9168 | 3 | 0.86857
42635 | 8.215 | 1 | 365 | 9.3265 | 0.17367 | 9 | 0.50013
48634 | 5.98 | 1 | 365 | 6.7891 | 0.50865 | 7 | 0.29772
44996 | 10.965 | 1 | 365 | 12.4485 | 0.60491 | 13 | 0.053427
42294 | 6.875 | 1 | 365 | 7.8052 | 0.57809 | 8 | 0.38325
42666 | 9.54 | 1 | 365 | 10.8307 | 0.71781 | 11 | 0.54854
43222 | 6.89 | 1 | 365 | 7.8222 | 0.62953 | 8 | 0.45172
42611 | 5.83 | 1 | 365 | 6.6188 | 0.99422 | 7 | 0.61299
45070 | 11 | 1 | 365 | 12.4883 | 0.72494 | 13 | 0.2132
50945 | 5.72 | 1 | 365 | 6.4939 | 0.61697 | 7 | 0.11086
35809 | 5.4 | 1 | 365 | 6.1306 | 0.51952 | 6 | 0.65011
42617 | 4.4 | 1 | 365 | 4.9953 | 0.089976 | 5 | 0.085278
42623 | 10.6 | 1 | 365 | 12.0341 | 0.35312 | 12 | 0.38726
35808 | 6.93 | 1 | 365 | 7.8676 | 0.76671 | 8 | 0.63431
43241 | 2.915 | 1 | 365 | 3.3094 | 0.99711 | 4 | 0.3065
31912 | 10.14 | 1 | 365 | 11.5119 | 0.77554 | 12 | 0.28744
43242 | 3.18 | 1 | 365 | 3.6102 | 0.90594 | 4 | 0.51618
42626 | 10.6 | 1 | 365 | 12.0341 | 0.35312 | 12 | 0.38726
41310 | 11.725 | 1 | 365 | 13.3113 | 0.21136 | 13 | 0.5227
44616 | 6 | 1 | 365 | 6.8118 | 0.57724 | 7 | 0.38902
45031 | 4.335 | 1 | 365 | 4.9215 | 0.86706 | 5 | 0.78856
35734 | 7.88 | 1 | 365 | 8.9461 | 0.024775 | 8 | 0.97091
48715 | 9.36 | 1 | 365 | 10.6264 | 0.10049 | 10 | 0.72686
48454 | 5.2 | 1 | 365 | 5.9035 | 0.83361 | 6 | 0.73715
32071 | 3.9 | 1 | 365 | 4.4277 | 0.37521 | 4 | 0.80286
49009 | 7.28 | 1 | 365 | 8.265 | 0.96705 | 9 | 0.23201
46630 | 6.375 | 1 | 365 | 7.2375 | 0.86332 | 8 | 0.10083
51354 | 8.58 | 1 | 365 | 9.7408 | 0.42545 | 10 | 0.16629
51361 | 3.64 | 1 | 365 | 4.1325 | 0.48353 | 4 | 0.616
51370 | 5.72 | 1 | 365 | 6.4939 | 0.61697 | 7 | 0.11086
51371 | 2.86 | 1 | 365 | 3.2469 | 0.80848 | 4 | 0.055431
51425 | 6.24 | 1 | 365 | 7.0842 | 0.40033 | 7 | 0.48458
49002 | 5.46 | 1 | 365 | 6.1987 | 0.72529 | 6 | 0.924
30988 | 10.92 | 1 | 365 | 12.3974 | 0.45058 | 12 | 0.84801
48457 | 7.54 | 1 | 365 | 8.5601 | 0.85873 | 9 | 0.41886
49084 | 5.2 | 1 | 365 | 5.9035 | 0.83361 | 6 | 0.73715
49004 | 3.64 | 1 | 365 | 4.1325 | 0.48353 | 4 | 0.616
49005 | 9.88 | 1 | 365 | 11.2167 | 0.88386 | 12 | 0.10058
48917 | 5.72 | 1 | 365 | 6.4939 | 0.61697 | 7 | 0.11086
52478 | 11.685 | 1 | 365 | 13.2659 | 0.074175 | 13 | 0.34011
35674 | 9.12 | 1 | 365 | 10.3539 | 0.2774 | 10 | 0.6313
51356 | 3.12 | 1 | 365 | 3.5421 | 0.70016 | 4 | 0.24229
52598 | 11.025 | 1 | 365 | 12.5166 | 0.81068 | 13 | 0.32732
53225 | 7.29 | 1 | 365 | 8.2763 | 0.0013466 | 8 | 0.27765
52597 | 12.48 | 1 | 365 | 14.1685 | 0.80066 | 14 | 0.96915
52796 | 7.68 | 1 | 365 | 8.7191 | 0.33887 | 9 | 0.05794
48653 | 10.4 | 1 | 365 | 11.8071 | 0.66722 | 12 | 0.47429
44434 | 5 | 1 | 365 | 5.6765 | 0.1477 | 5 | 0.82418
45314 | 11.96 | 1 | 365 | 13.5781 | 0.017298 | 13 | 0.59544
51610 | 6.5 | 1 | 365 | 7.3794 | 0.29201 | 7 | 0.67143
51614 | 7.28 | 1 | 365 | 8.265 | 0.96705 | 9 | 0.23201
51616 | 4.94 | 1 | 365 | 5.6084 | 0.94193 | 6 | 0.55029
51617 | 4.94 | 1 | 365 | 5.6084 | 0.94193 | 6 | 0.55029
45330 | 2.08 | 1 | 365 | 2.3614 | 0.13344 | 2 | 0.49486
34294 | 3.38 | 1 | 365 | 3.8373 | 0.59185 | 4 | 0.42915
44220 | 7.8 | 1 | 365 | 8.8553 | 0.75041 | 9 | 0.60572
52797 | 10.4 | 1 | 365 | 11.8071 | 0.66722 | 12 | 0.47429
52885 | 7.875 | 1 | 365 | 8.9405 | 0.0076275 | 8 | 0.94808
51664 | 7.54 | 1 | 365 | 8.5601 | 0.85873 | 9 | 0.41886
51662 | 7.02 | 1 | 365 | 7.9698 | 0.075371 | 8 | 0.045149
48780 | 7.28 | 1 | 365 | 8.265 | 0.96705 | 9 | 0.23201
49230 | 13 | 1 | 365 | 14.7588 | 0.58402 | 15 | 0.34287
51605 | 4.42 | 1 | 365 | 5.018 | 0.15857 | 5 | 0.17658
51603 | 5.2 | 1 | 365 | 5.9035 | 0.83361 | 6 | 0.73715
51787 | 6.24 | 1 | 365 | 7.0842 | 0.40033 | 7 | 0.48458
51784 | 3.64 | 1 | 365 | 4.1325 | 0.48353 | 4 | 0.616
51781 | 12.48 | 1 | 365 | 14.1685 | 0.80066 | 14 | 0.96915
51778 | 5.2 | 1 | 365 | 5.9035 | 0.83361 | 6 | 0.73715
51789 | 5.46 | 1 | 365 | 6.1987 | 0.72529 | 6 | 0.924
22918 | 9.1 | 1 | 365 | 10.3312 | 0.20881 | 10 | 0.54001
32319 | 10.4 | 1 | 365 | 11.8071 | 0.66722 | 12 | 0.47429
33873 | 7.02 | 1 | 365 | 7.9698 | 0.075371 | 8 | 0.045149
38991 | 3.38 | 1 | 365 | 3.8373 | 0.59185 | 4 | 0.42915
48751 | 4.42 | 1 | 365 | 5.018 | 0.15857 | 5 | 0.17658
51358 | 8.06 | 1 | 365 | 9.1505 | 0.64209 | 9 | 0.79258
51359 | 5.46 | 1 | 365 | 6.1987 | 0.72529 | 6 | 0.924
51770 | 5.72 | 1 | 365 | 6.4939 | 0.61697 | 7 | 0.11086
51768 | 9.1 | 1 | 365 | 10.3312 | 0.20881 | 10 | 0.54001
51720 | 3.12 | 1 | 365 | 3.5421 | 0.70016 | 4 | 0.24229
49110 | 5.46 | 1 | 365 | 6.1987 | 0.72529 | 6 | 0.924
51801 | 4.77 | 1 | 365 | 5.4154 | 0.35891 | 5 | 0.77427
51765 | 9.36 | 1 | 365 | 10.6264 | 0.10049 | 10 | 0.72686
51844 | 2.34 | 1 | 365 | 2.6566 | 0.025124 | 2 | 0.68172
51840 | 7.02 | 1 | 365 | 7.9698 | 0.075371 | 8 | 0.045149
52894 | 6.6 | 1 | 365 | 7.493 | 0.63496 | 8 | 0.12792
52901 | 9.6 | 1 | 365 | 10.8988 | 0.92358 | 11 | 0.82243
51810 | 10.66 | 1 | 365 | 12.1023 | 0.5589 | 12 | 0.66115
43113 | 8.575 | 1 | 365 | 9.7352 | 0.40831 | 10 | 0.14347
29902 | 6.5 | 1 | 365 | 7.3794 | 0.29201 | 7 | 0.67143
51831 | 4.16 | 1 | 365 | 4.7228 | 0.26689 | 4 | 0.98972
52953 | 5.46 | 1 | 365 | 6.1987 | 0.72529 | 6 | 0.924
51232 | 7.02 | 1 | 365 | 7.9698 | 0.075371 | 8 | 0.045149
39272 | 8.32 | 1 | 365 | 9.4457 | 0.53377 | 9 | 0.97944
41156 | 5.98 | 1 | 365 | 6.7891 | 0.50865 | 7 | 0.29772
51229 | 6.76 | 1 | 365 | 7.6746 | 0.18369 | 7 | 0.85829
37695 | 3.12 | 1 | 365 | 3.5421 | 0.70016 | 4 | 0.24229
51821 | 4.68 | 1 | 365 | 5.3132 | 0.050247 | 5 | 0.36343
51820 | 2.6 | 1 | 365 | 2.9518 | 0.9168 | 3 | 0.86857
48642 | 9.36 | 1 | 365 | 10.6264 | 0.10049 | 10 | 0.72686
51819 | 4.94 | 1 | 365 | 5.6084 | 0.94193 | 6 | 0.55029
51818 | 4.16 | 1 | 365 | 4.7228 | 0.26689 | 4 | 0.98972
49226 | 2.34 | 1 | 365 | 2.6566 | 0.025124 | 2 | 0.68172
51809 | 5.98 | 1 | 365 | 6.7891 | 0.50865 | 7 | 0.29772
51806 | 7.28 | 1 | 365 | 8.265 | 0.96705 | 9 | 0.23201
48633 | 9.1 | 1 | 365 | 10.3312 | 0.20881 | 10 | 0.54001
34352 | 11.7 | 1 | 365 | 13.283 | 0.12562 | 13 | 0.40858
48656 | 3.64 | 1 | 365 | 4.1325 | 0.48353 | 4 | 0.616
48436 | 6.5 | 1 | 365 | 7.3794 | 0.29201 | 7 | 0.67143
43275 | 7.28 | 1 | 365 | 8.265 | 0.96705 | 9 | 0.23201
51791 | 3.12 | 1 | 365 | 3.5421 | 0.70016 | 4 | 0.24229
51797 | 4.68 | 1 | 365 | 5.3132 | 0.050247 | 5 | 0.36343
37862 | 3.64 | 1 | 365 | 4.1325 | 0.48353 | 4 | 0.616
34274 | 8.32 | 1 | 365 | 9.4457 | 0.53377 | 9 | 0.97944
33680 | 4.42 | 1 | 365 | 5.018 | 0.15857 | 5 | 0.17658
47368 | 7.54 | 1 | 365 | 8.5601 | 0.85873 | 9 | 0.41886
53106 | 12.4 | 1 | 365 | 14.0777 | 0.5263 | 14 | 0.60397
53108 | 13.76 | 1 | 365 | 15.6217 | 0.19047 | 15 | 0.81214
45453 | 2.34 | 1 | 365 | 2.6566 | 0.025124 | 2 | 0.68172
51794 | 2.34 | 1 | 365 | 2.6566 | 0.025124 | 2 | 0.68172
51796 | 11.96 | 1 | 365 | 13.5781 | 0.017298 | 13 | 0.59544
51785 | 4.16 | 1 | 365 | 4.7228 | 0.26689 | 4 | 0.98972
51749 | 6.5 | 1 | 365 | 7.3794 | 0.29201 | 7 | 0.67143
51906 | 4.59 | 1 | 365 | 5.211 | 0.74159 | 5 | 0.9526
24250 | 6.76 | 1 | 365 | 7.6746 | 0.18369 | 7 | 0.85829
51756 | 7.54 | 1 | 365 | 8.5601 | 0.85873 | 9 | 0.41886
51600 | 8.58 | 1 | 365 | 9.7408 | 0.42545 | 10 | 0.16629
51852 | 7.02 | 1 | 365 | 7.9698 | 0.075371 | 8 | 0.045149
24264 | 5.2 | 1 | 365 | 5.9035 | 0.83361 | 6 | 0.73715
37967 | 15.6 | 1 | 365 | 17.7106 | 0.50082 | 18 | 0.21144
53109 | 8.96 | 1 | 365 | 10.1723 | 0.72868 | 10 | 0.90093
33644 | 7.02 | 1 | 365 | 7.9698 | 0.075371 | 8 | 0.045149
27727 | 9 | 1 | 365 | 10.2177 | 0.86586 | 11 | 0.083524
51535 | 5.2 | 1 | 365 | 5.9035 | 0.83361 | 6 | 0.73715
51563 | 8.06 | 1 | 365 | 9.1505 | 0.64209 | 9 | 0.79258
22138 | 5.98 | 1 | 365 | 6.7891 | 0.50865 | 7 | 0.29772
30531 | 4.68 | 1 | 365 | 5.3132 | 0.050247 | 5 | 0.36343
31962 | 11.18 | 1 | 365 | 12.6926 | 0.34226 | 13 | 0.034866
51406 | 8.06 | 1 | 365 | 9.1505 | 0.64209 | 9 | 0.79258
51621 | 5.98 | 1 | 365 | 6.7891 | 0.50865 | 7 | 0.29772
16626 | 6.885 | 1 | 365 | 7.8165 | 0.61238 | 8 | 0.4289
50906 | 7.02 | 1 | 365 | 7.9698 | 0.075371 | 8 | 0.045149
35614 | 7.54 | 1 | 365 | 8.5601 | 0.85873 | 9 | 0.41886
51872 | 12.22 | 1 | 365 | 13.8733 | 0.90898 | 14 | 0.7823
33097 | 6.5 | 1 | 365 | 7.3794 | 0.29201 | 7 | 0.67143
51836 | 9.36 | 1 | 365 | 10.6264 | 0.10049 | 10 | 0.72686
51835 | 4.42 | 1 | 365 | 5.018 | 0.15857 | 5 | 0.17658
51849 | 3.9 | 1 | 365 | 4.4277 | 0.37521 | 4 | 0.80286
51846 | 8.58 | 1 | 365 | 9.7408 | 0.42545 | 10 | 0.16629
51936 | 7.28 | 1 | 365 | 8.265 | 0.96705 | 9 | 0.23201
51935 | 9.88 | 1 | 365 | 11.2167 | 0.88386 | 12 | 0.10058
29921 | 2.805 | 1 | 365 | 3.1845 | 0.61986 | 3 | 0.80436
53218 | 5.58 | 1 | 365 | 6.335 | 0.13683 | 6 | 0.47178
51571 | 11.18 | 1 | 365 | 12.6926 | 0.34226 | 13 | 0.034866
51577 | 6.24 | 1 | 365 | 7.0842 | 0.40033 | 7 | 0.48458
51567 | 8.32 | 1 | 365 | 9.4457 | 0.53377 | 9 | 0.97944
51560 | 6.5 | 1 | 365 | 7.3794 | 0.29201 | 7 | 0.67143
51566 | 5.46 | 1 | 365 | 6.1987 | 0.72529 | 6 | 0.924
53220 | 11.025 | 1 | 365 | 12.5166 | 0.81068 | 13 | 0.32732
51564 | 8.32 | 1 | 365 | 9.4457 | 0.53377 | 9 | 0.97944
50876 | 9.62 | 1 | 365 | 10.9215 | 0.99217 | 11 | 0.91372
49211 | 6.76 | 1 | 365 | 7.6746 | 0.18369 | 7 | 0.85829
53221 | 6.84 | 1 | 365 | 7.7654 | 0.45805 | 8 | 0.22348
48666 | 9.36 | 1 | 365 | 10.6264 | 0.10049 | 10 | 0.72686
51934 | 8.84 | 1 | 365 | 10.036 | 0.31713 | 10 | 0.35315
51125 | 8.64 | 1 | 365 | 9.809 | 0.63123 | 10 | 0.44018
51933 | 5.2 | 1 | 365 | 5.9035 | 0.83361 | 6 | 0.73715
50851 | 8.06 | 1 | 365 | 9.1505 | 0.64209 | 9 | 0.79258
50813 | 5.72 | 1 | 365 | 6.4939 | 0.61697 | 7 | 0.11086
51930 | 6.76 | 1 | 365 | 7.6746 | 0.18369 | 7 | 0.85829
51718 | 7.54 | 1 | 365 | 8.5601 | 0.85873 | 9 | 0.41886
51668 | 4.16 | 1 | 365 | 4.7228 | 0.26689 | 4 | 0.98972
46261 | 13.8 | 1 | 365 | 15.6671 | 0.32765 | 15 | 0.99474
44503 | 4.48 | 1 | 365 | 5.0861 | 0.36434 | 5 | 0.45047
51585 | 7.02 | 1 | 365 | 7.9698 | 0.075371 | 8 | 0.045149
51918 | 5.98 | 1 | 365 | 6.7891 | 0.50865 | 7 | 0.29772
48904 | 7.54 | 1 | 365 | 8.5601 | 0.85873 | 9 | 0.41886
44226 | 9.88 | 1 | 365 | 11.2167 | 0.88386 | 12 | 0.10058
50950 | 6.24 | 1 | 365 | 7.0842 | 0.40033 | 7 | 0.48458
44285 | 8.06 | 1 | 365 | 9.1505 | 0.64209 | 9 | 0.79258
51587 | 2.86 | 1 | 365 | 3.2469 | 0.80848 | 4 | 0.055431
51579 | 8.84 | 1 | 365 | 10.036 | 0.31713 | 10 | 0.35315
51924 | 5.98 | 1 | 365 | 6.7891 | 0.50865 | 7 | 0.29772
48646 | 6.24 | 1 | 365 | 7.0842 | 0.40033 | 7 | 0.48458
48764 | 5.2 | 1 | 365 | 5.9035 | 0.83361 | 6 | 0.73715
49098 | 4.68 | 1 | 365 | 5.3132 | 0.050247 | 5 | 0.36343
48679 | 5.98 | 1 | 365 | 6.7891 | 0.50865 | 7 | 0.29772
45276 | 9.315 | 1 | 365 | 10.5753 | 0.94617 | 11 | 0.52145
48809 | 10.14 | 1 | 365 | 11.5119 | 0.77554 | 12 | 0.28744
49218 | 10.66 | 1 | 365 | 12.1023 | 0.5589 | 12 | 0.66115
48744 | 2.08 | 1 | 365 | 2.3614 | 0.13344 | 2 | 0.49486
48689 | 10.66 | 1 | 365 | 12.1023 | 0.5589 | 12 | 0.66115
50885 | 13.26 | 1 | 365 | 15.054 | 0.4757 | 15 | 0.52973
51753 | 10.66 | 1 | 365 | 12.1023 | 0.5589 | 12 | 0.66115
48938 | 8.06 | 1 | 365 | 9.1505 | 0.64209 | 9 | 0.79258
51748 | 6.24 | 1 | 365 | 7.0842 | 0.40033 | 7 | 0.48458
51746 | 9.36 | 1 | 365 | 10.6264 | 0.10049 | 10 | 0.72686
51747 | 6.5 | 1 | 365 | 7.3794 | 0.29201 | 7 | 0.67143
51745 | 4.16 | 1 | 365 | 4.7228 | 0.26689 | 4 | 0.98972
51736 | 9.62 | 1 | 365 | 10.9215 | 0.99217 | 11 | 0.91372
51735 | 7.02 | 1 | 365 | 7.9698 | 0.075371 | 8 | 0.045149
51717 | 5.46 | 1 | 365 | 6.1987 | 0.72529 | 6 | 0.924
51730 | 7.02 | 1 | 365 | 7.9698 | 0.075371 | 8 | 0.045149
50812 | 9.62 | 1 | 365 | 10.9215 | 0.99217 | 11 | 0.91372
51729 | 3.64 | 1 | 365 | 4.1325 | 0.48353 | 4 | 0.616
51719 | 3.64 | 1 | 365 | 4.1325 | 0.48353 | 4 | 0.616
51724 | 2.34 | 1 | 365 | 2.6566 | 0.025124 | 2 | 0.68172
51673 | 9.36 | 1 | 365 | 10.6264 | 0.10049 | 10 | 0.72686
37463 | 6.72 | 1 | 365 | 7.6292 | 0.046509 | 7 | 0.6757
33290 | 5.46 | 1 | 365 | 6.1987 | 0.72529 | 6 | 0.924
51910 | 9.88 | 1 | 365 | 11.2167 | 0.88386 | 12 | 0.10058
49923 | 9.9 | 1 | 365 | 11.2394 | 0.95245 | 12 | 0.19188
36999 | 9.1 | 1 | 365 | 10.3312 | 0.20881 | 10 | 0.54001
51939 | 3.9 | 1 | 365 | 4.4277 | 0.37521 | 4 | 0.80286
51917 | 5.72 | 1 | 365 | 6.4939 | 0.61697 | 7 | 0.11086
51920 | 7.02 | 1 | 365 | 7.9698 | 0.075371 | 8 | 0.045149
52065 | 3.64 | 1 | 365 | 4.1325 | 0.48353 | 4 | 0.616
36669 | 8.32 | 1 | 365 | 9.4457 | 0.53377 | 9 | 0.97944
52056 | 3.38 | 1 | 365 | 3.8373 | 0.59185 | 4 | 0.42915
34414 | 5.2 | 1 | 365 | 5.9035 | 0.83361 | 6 | 0.73715
33486 | 7.54 | 1 | 365 | 8.5601 | 0.85873 | 9 | 0.41886
32231 | 10.92 | 1 | 365 | 12.3974 | 0.45058 | 12 | 0.84801
49948 | 10.2 | 1 | 365 | 11.58 | 0.98131 | 12 | 0.56133
31766 | 7.28 | 1 | 365 | 8.265 | 0.96705 | 9 | 0.23201
21537 | 4.94 | 1 | 365 | 5.6084 | 0.94193 | 6 | 0.55029
51967 | 9.62 | 1 | 365 | 10.9215 | 0.99217 | 11 | 0.91372
52019 | 4.94 | 1 | 365 | 5.6084 | 0.94193 | 6 | 0.55029
52017 | 8.84 | 1 | 365 | 10.036 | 0.31713 | 10 | 0.35315
43827 | 9.45 | 1 | 365 | 10.7285 | 0.40915 | 11 | 0.1377
51980 | 13.26 | 1 | 365 | 15.054 | 0.4757 | 15 | 0.52973
43917 | 10.14 | 1 | 365 | 11.5119 | 0.77554 | 12 | 0.28744
51973 | 6.5 | 1 | 365 | 7.3794 | 0.29201 | 7 | 0.67143
51962 | 6.5 | 1 | 365 | 7.3794 | 0.29201 | 7 | 0.67143
36261 | 7.56 | 1 | 365 | 8.5828 | 0.92732 | 9 | 0.51016
49016 | 4.16 | 1 | 365 | 4.7228 | 0.26689 | 4 | 0.98972
44693 | 6.21 | 1 | 365 | 7.0502 | 0.29744 | 7 | 0.34763
48918 | 12.22 | 1 | 365 | 13.8733 | 0.90898 | 14 | 0.7823
50069 | 13.725 | 1 | 365 | 15.5819 | 0.070436 | 15 | 0.65237
52110 | 10.92 | 1 | 365 | 12.3974 | 0.45058 | 12 | 0.84801
52050 | 4.68 | 1 | 365 | 5.3132 | 0.050247 | 5 | 0.36343
48674 | 4.94 | 1 | 365 | 5.6084 | 0.94193 | 6 | 0.55029
48967 | 5.72 | 1 | 365 | 6.4939 | 0.61697 | 7 | 0.11086
31969 | 4.68 | 1 | 365 | 5.3132 | 0.050247 | 5 | 0.36343
52149 | 9.88 | 1 | 365 | 11.2167 | 0.88386 | 12 | 0.10058
52148 | 7.8 | 1 | 365 | 8.8553 | 0.75041 | 9 | 0.60572
52147 | 4.16 | 1 | 365 | 4.7228 | 0.26689 | 4 | 0.98972
52146 | 2.34 | 1 | 365 | 2.6566 | 0.025124 | 2 | 0.68172
52135 | 9.945 | 1 | 365 | 11.2905 | 0.10678 | 11 | 0.39729
32032 | 3.9 | 1 | 365 | 4.4277 | 0.37521 | 4 | 0.80286
52132 | 5.72 | 1 | 365 | 6.4939 | 0.61697 | 7 | 0.11086
27349 | 7.8 | 1 | 365 | 8.8553 | 0.75041 | 9 | 0.60572
52240 | 7.8 | 1 | 365 | 8.8553 | 0.75041 | 9 | 0.60572
32222 | 6.76 | 1 | 365 | 7.6746 | 0.18369 | 7 | 0.85829
52256 | 7.54 | 1 | 365 | 8.5601 | 0.85873 | 9 | 0.41886
52255 | 8.06 | 1 | 365 | 9.1505 | 0.64209 | 9 | 0.79258
52468 | 6.24 | 1 | 365 | 7.0842 | 0.40033 | 7 | 0.48458
52257 | 5.46 | 1 | 365 | 6.1987 | 0.72529 | 6 | 0.924
52260 | 3.64 | 1 | 365 | 4.1325 | 0.48353 | 4 | 0.616
52251 | 12.22 | 1 | 365 | 13.8733 | 0.90898 | 14 | 0.7823
52246 | 8.32 | 1 | 365 | 9.4457 | 0.53377 | 9 | 0.97944
52243 | 5.46 | 1 | 365 | 6.1987 | 0.72529 | 6 | 0.924
52254 | 5.98 | 1 | 365 | 6.7891 | 0.50865 | 7 | 0.29772
52253 | 9.88 | 1 | 365 | 11.2167 | 0.88386 | 12 | 0.10058
52249 | 8.06 | 1 | 365 | 9.1505 | 0.64209 | 9 | 0.79258
52245 | 7.8 | 1 | 365 | 8.8553 | 0.75041 | 9 | 0.60572
52236 | 8.84 | 1 | 365 | 10.036 | 0.31713 | 10 | 0.35315
52232 | 9.1 | 1 | 365 | 10.3312 | 0.20881 | 10 | 0.54001
52230 | 9.62 | 1 | 365 | 10.9215 | 0.99217 | 11 | 0.91372
52226 | 16.9 | 1 | 365 | 19.1865 | 0.95923 | 20 | 0.14573
52208 | 4.94 | 1 | 365 | 5.6084 | 0.94193 | 6 | 0.55029
52186 | 5.2 | 1 | 365 | 5.9035 | 0.83361 | 6 | 0.73715
52202 | 3.38 | 1 | 365 | 3.8373 | 0.59185 | 4 | 0.42915
52302 | 4.68 | 1 | 365 | 5.3132 | 0.050247 | 5 | 0.36343
52301 | 8.58 | 1 | 365 | 9.7408 | 0.42545 | 10 | 0.16629
52314 | 6.5 | 1 | 365 | 7.3794 | 0.29201 | 7 | 0.67143
52287 | 12.48 | 1 | 365 | 14.1685 | 0.80066 | 14 | 0.96915
52290 | 8.06 | 1 | 365 | 9.1505 | 0.64209 | 9 | 0.79258
52600 | 6 | 1 | 365 | 6.8118 | 0.57724 | 7 | 0.38902
52286 | 4.42 | 1 | 365 | 5.018 | 0.15857 | 5 | 0.17658
52285 | 4.94 | 1 | 365 | 5.6084 | 0.94193 | 6 | 0.55029
52284 | 3.9 | 1 | 365 | 4.4277 | 0.37521 | 4 | 0.80286
52281 | 3.38 | 1 | 365 | 3.8373 | 0.59185 | 4 | 0.42915
52279 | 4.16 | 1 | 365 | 4.7228 | 0.26689 | 4 | 0.98972
51985 | 9.9 | 1 | 365 | 11.2394 | 0.95245 | 12 | 0.19188
52278 | 4.94 | 1 | 365 | 5.6084 | 0.94193 | 6 | 0.55029
32248 | 77.805 | 0.9 | 365 | 79.4985 | 0.15182 | 79 | 0.65036
34773 | 175.76 | 0.9 | 365 | 179.5857 | 0.49836 | 180 | 0.084018
34766 | 252.34 | 0.9 | 365 | 257.8325 | 0.86911 | 258 | 0.70164
34583 | 113.84 | 0.9 | 365 | 116.3179 | 0.37695 | 116 | 0.69484
34814 | 84.18 | 0.9 | 365 | 86.0123 | 0.82881 | 86 | 0.84111
34726 | 340.38 | 0.9 | 365 | 347.7888 | 0.61214 | 348 | 0.40099
34761 | 170.73 | 0.9 | 365 | 174.4462 | 0.97283 | 175 | 0.41901
28927 | 4.68 | 1 | 365 | 5.3132 | 0.050247 | 5 | 0.36343
52268 | 5.2 | 1 | 365 | 5.9035 | 0.83361 | 6 | 0.73715
52231 | 3.38 | 1 | 365 | 3.8373 | 0.59185 | 4 | 0.42915
52271 | 3.64 | 1 | 365 | 4.1325 | 0.48353 | 4 | 0.616
51795 | 5.72 | 1 | 365 | 6.4939 | 0.61697 | 7 | 0.11086
52098 | 2.08 | 1 | 365 | 2.3614 | 0.13344 | 2 | 0.49486
52310 | 7.54 | 1 | 365 | 8.5601 | 0.85873 | 9 | 0.41886
52101 | 5.46 | 1 | 365 | 6.1987 | 0.72529 | 6 | 0.924
52244 | 6.5 | 1 | 365 | 7.3794 | 0.29201 | 7 | 0.67143
38507 | 3.38 | 1 | 365 | 3.8373 | 0.59185 | 4 | 0.42915
52227 | 7.8 | 1 | 365 | 8.8553 | 0.75041 | 9 | 0.60572
52095 | 3.64 | 1 | 365 | 4.1325 | 0.48353 | 4 | 0.616
52200 | 3.9 | 1 | 365 | 4.4277 | 0.37521 | 4 | 0.80286
52094 | 9.36 | 1 | 365 | 10.6264 | 0.10049 | 10 | 0.72686
42309 | 4.68 | 1 | 365 | 5.3132 | 0.050247 | 5 | 0.36343
52205 | 10.92 | 1 | 365 | 12.3974 | 0.45058 | 12 | 0.84801
21515 | 5.2 | 1 | 365 | 5.9035 | 0.83361 | 6 | 0.73715
52295 | 9.36 | 1 | 365 | 10.6264 | 0.10049 | 10 | 0.72686
52057 | 10.4 | 1 | 365 | 11.8071 | 0.66722 | 12 | 0.47429
52070 | 9.1 | 1 | 365 | 10.3312 | 0.20881 | 10 | 0.54001
52081 | 10.92 | 1 | 365 | 12.3974 | 0.45058 | 12 | 0.84801
51763 | 3.9 | 1 | 365 | 4.4277 | 0.37521 | 4 | 0.80286
52382 | 12.48 | 1 | 365 | 14.1685 | 0.80066 | 14 | 0.96915
34975 | 28.35 | 0.9 | 365 | 28.9671 | 0.50471 | 29 | 0.47179
52381 | 8.84 | 1 | 365 | 10.036 | 0.31713 | 10 | 0.35315
52350 | 6.76 | 1 | 365 | 7.6746 | 0.18369 | 7 | 0.85829
52347 | 8.32 | 1 | 365 | 9.4457 | 0.53377 | 9 | 0.97944
52358 | 7.28 | 1 | 365 | 8.265 | 0.96705 | 9 | 0.23201
52357 | 8.06 | 1 | 365 | 9.1505 | 0.64209 | 9 | 0.79258
37955 | 6.76 | 1 | 365 | 7.6746 | 0.18369 | 7 | 0.85829
21322 | 9.396 | 1 | 365 | 10.6672 | 0.22396 | 10 | 0.8912
15886 | 11.22 | 1 | 365 | 12.738 | 0.47944 | 13 | 0.21746
52393 | 4.68 | 1 | 365 | 5.3132 | 0.050247 | 5 | 0.36343
52345 | 2.34 | 1 | 365 | 2.6566 | 0.025124 | 2 | 0.68172
49405 | 12.6 | 1 | 365 | 14.3047 | 0.2122 | 14 | 0.51693
52346 | 4.42 | 1 | 365 | 5.018 | 0.15857 | 5 | 0.17658
52338 | 6.76 | 1 | 365 | 7.6746 | 0.18369 | 7 | 0.85829
52333 | 10.92 | 1 | 365 | 12.3974 | 0.45058 | 12 | 0.84801
52332 | 11.18 | 1 | 365 | 12.6926 | 0.34226 | 13 | 0.034866
52322 | 4.68 | 1 | 365 | 5.3132 | 0.050247 | 5 | 0.36343
52315 | 8.32 | 1 | 365 | 9.4457 | 0.53377 | 9 | 0.97944
52312 | 8.06 | 1 | 365 | 9.1505 | 0.64209 | 9 | 0.79258
51734 | 12.74 | 1 | 365 | 14.4637 | 0.69234 | 15 | 0.15601
43934 | 92.16 | 0.9 | 365 | 94.166 | 0.45977 | 94 | 0.62576
52076 | 7.8 | 1 | 365 | 8.8553 | 0.75041 | 9 | 0.60572
37870 | 5.2 | 1 | 365 | 5.9035 | 0.83361 | 6 | 0.73715
52470 | 9.1 | 1 | 365 | 10.3312 | 0.20881 | 10 | 0.54001
52463 | 13.26 | 1 | 365 | 15.054 | 0.4757 | 15 | 0.52973
52459 | 9.36 | 1 | 365 | 10.6264 | 0.10049 | 10 | 0.72686
52133 | 1.56 | 1 | 365 | 1.7711 | 0.35008 | 2 | 0.12114
52453 | 10.4 | 1 | 365 | 11.8071 | 0.66722 | 12 | 0.47429
52130 | 6.24 | 1 | 365 | 7.0842 | 0.40033 | 7 | 0.48458
37027 | 101.4 | 0.9 | 365 | 103.6071 | 0.97982 | 104 | 0.58693
52125 | 13.52 | 1 | 365 | 15.3492 | 0.36738 | 15 | 0.71658
52122 | 9.36 | 1 | 365 | 10.6264 | 0.10049 | 10 | 0.72686
52155 | 8.84 | 1 | 365 | 10.036 | 0.31713 | 10 | 0.35315
52364 | 9.36 | 1 | 365 | 10.6264 | 0.10049 | 10 | 0.72686
44502 | 6.72 | 1 | 365 | 7.6292 | 0.046509 | 7 | 0.6757
50843 | 12.22 | 1 | 365 | 13.8733 | 0.90898 | 14 | 0.7823
52424 | 4.42 | 1 | 365 | 5.018 | 0.15857 | 5 | 0.17658
36497 | 10.66 | 1 | 365 | 12.1023 | 0.5589 | 12 | 0.66115
52433 | 9.88 | 1 | 365 | 11.2167 | 0.88386 | 12 | 0.10058
52174 | 8.06 | 1 | 365 | 9.1505 | 0.64209 | 9 | 0.79258
52170 | 4.94 | 1 | 365 | 5.6084 | 0.94193 | 6 | 0.55029
32387 | 8.32 | 1 | 365 | 9.4457 | 0.53377 | 9 | 0.97944
52168 | 10.4 | 1 | 365 | 11.8071 | 0.66722 | 12 | 0.47429
32111 | 16.64 | 1 | 365 | 18.8913 | 0.067546 | 18 | 0.95887
52117 | 13 | 1 | 365 | 14.7588 | 0.58402 | 15 | 0.34287
52118 | 12.74 | 1 | 365 | 14.4637 | 0.69234 | 15 | 0.15601
51937 | 11.7 | 1 | 365 | 13.283 | 0.12562 | 13 | 0.40858
52178 | 10.4 | 1 | 365 | 11.8071 | 0.66722 | 12 | 0.47429
32663 | 8.06 | 1 | 365 | 9.1505 | 0.64209 | 9 | 0.79258
51926 | 6.24 | 1 | 365 | 7.0842 | 0.40033 | 7 | 0.48458
49140 | 8.06 | 1 | 365 | 9.1505 | 0.64209 | 9 | 0.79258
52392 | 4.16 | 1 | 365 | 4.7228 | 0.26689 | 4 | 0.98972
52390 | 8.58 | 1 | 365 | 9.7408 | 0.42545 | 10 | 0.16629
52385 | 11.7 | 1 | 365 | 13.283 | 0.12562 | 13 | 0.40858
30218 | 7.28 | 1 | 365 | 8.265 | 0.96705 | 9 | 0.23201
52488 | 7.54 | 1 | 365 | 8.5601 | 0.85873 | 9 | 0.41886
52536 | 7.28 | 1 | 365 | 8.265 | 0.96705 | 9 | 0.23201
52150 | 4.16 | 1 | 365 | 4.7228 | 0.26689 | 4 | 0.98972
52534 | 7.54 | 1 | 365 | 8.5601 | 0.85873 | 9 | 0.41886
45367 | 8.84 | 1 | 365 | 10.036 | 0.31713 | 10 | 0.35315
52068 | 3.64 | 1 | 365 | 4.1325 | 0.48353 | 4 | 0.616
52516 | 2.86 | 1 | 365 | 3.2469 | 0.80848 | 4 | 0.055431
49681 | 8.97 | 1 | 365 | 10.1836 | 0.76297 | 10 | 0.94658
52499 | 4.16 | 1 | 365 | 4.7228 | 0.26689 | 4 | 0.98972
52138 | 8.32 | 1 | 365 | 9.4457 | 0.53377 | 9 | 0.97944
52139 | 3.825 | 1 | 365 | 4.3425 | 0.11799 | 4 | 0.4605
52532 | 7.8 | 1 | 365 | 8.8553 | 0.75041 | 9 | 0.60572
52140 | 4.94 | 1 | 365 | 5.6084 | 0.94193 | 6 | 0.55029
52505 | 13 | 1 | 365 | 14.7588 | 0.58402 | 15 | 0.34287
52141 | 8.58 | 1 | 365 | 9.7408 | 0.42545 | 10 | 0.16629
52502 | 7.02 | 1 | 365 | 7.9698 | 0.075371 | 8 | 0.045149
52121 | 5.2 | 1 | 365 | 5.9035 | 0.83361 | 6 | 0.73715
52489 | 5.2 | 1 | 365 | 5.9035 | 0.83361 | 6 | 0.73715
52116 | 5.2 | 1 | 365 | 5.9035 | 0.83361 | 6 | 0.73715
52482 | 5.46 | 1 | 365 | 6.1987 | 0.72529 | 6 | 0.924
46255 | 7.29 | 1 | 365 | 8.2763 | 0.0013466 | 8 | 0.27765
52479 | 7.8 | 1 | 365 | 8.8553 | 0.75041 | 9 | 0.60572
52111 | 6.76 | 1 | 365 | 7.6746 | 0.18369 | 7 | 0.85829
52475 | 7.54 | 1 | 365 | 8.5601 | 0.85873 | 9 | 0.41886
52165 | 7.28 | 1 | 365 | 8.265 | 0.96705 | 9 | 0.23201
52438 | 3.64 | 1 | 365 | 4.1325 | 0.48353 | 4 | 0.616
43973 | 4.42 | 1 | 365 | 5.018 | 0.15857 | 5 | 0.17658
51822 | 5.98 | 1 | 365 | 6.7891 | 0.50865 | 7 | 0.29772
52154 | 6.5 | 1 | 365 | 7.3794 | 0.29201 | 7 | 0.67143
51812 | 5.98 | 1 | 365 | 6.7891 | 0.50865 | 7 | 0.29772
43989 | 9 | 1 | 365 | 10.2177 | 0.86586 | 11 | 0.083524
29881 | 7.8 | 1 | 365 | 8.8553 | 0.75041 | 9 | 0.60572
50737 | 2.75 | 1 | 365 | 3.1221 | 0.43124 | 3 | 0.5533
52461 | 13 | 1 | 365 | 14.7588 | 0.58402 | 15 | 0.34287
52460 | 3.64 | 1 | 365 | 4.1325 | 0.48353 | 4 | 0.616
50746 | 6 | 1 | 365 | 6.8118 | 0.57724 | 7 | 0.38902
52464 | 9.62 | 1 | 365 | 10.9215 | 0.99217 | 11 | 0.91372
52439 | 3.38 | 1 | 365 | 3.8373 | 0.59185 | 4 | 0.42915
52466 | 4.16 | 1 | 365 | 4.7228 | 0.26689 | 4 | 0.98972
52467 | 5.72 | 1 | 365 | 6.4939 | 0.61697 | 7 | 0.11086
49114 | 6.5 | 1 | 365 | 7.3794 | 0.29201 | 7 | 0.67143
31690 | 7.28 | 1 | 365 | 8.265 | 0.96705 | 9 | 0.23201
52527 | 13 | 1 | 365 | 14.7588 | 0.58402 | 15 | 0.34287
50873 | 4.335 | 1 | 365 | 4.9215 | 0.86706 | 5 | 0.78856
52417 | 5.46 | 1 | 365 | 6.1987 | 0.72529 | 6 | 0.924
52423 | 5.2 | 1 | 365 | 5.9035 | 0.83361 | 6 | 0.73715
52493 | 2.06 | 1 | 365 | 2.3387 | 0.064852 | 2 | 0.40356
52484 | 6.24 | 1 | 365 | 7.0842 | 0.40033 | 7 | 0.48458
51998 | 8.32 | 1 | 365 | 9.4457 | 0.53377 | 9 | 0.97944
52481 | 7.02 | 1 | 365 | 7.9698 | 0.075371 | 8 | 0.045149
52604 | 5.1 | 1 | 365 | 5.79 | 0.49065 | 6 | 0.28066
52480 | 8.32 | 1 | 365 | 9.4457 | 0.53377 | 9 | 0.97944
52624 | 11.985 | 1 | 365 | 13.6065 | 0.10304 | 13 | 0.70956
52517 | 6.76 | 1 | 365 | 7.6746 | 0.18369 | 7 | 0.85829
52745 | 8.4 | 1 | 365 | 9.5365 | 0.80814 | 10 | 0.34462
52003 | 13 | 1 | 365 | 14.7588 | 0.58402 | 15 | 0.34287
52526 | 3.64 | 1 | 365 | 4.1325 | 0.48353 | 4 | 0.616
52629 | 5.98 | 1 | 365 | 6.7891 | 0.50865 | 7 | 0.29772
52519 | 9.88 | 1 | 365 | 11.2167 | 0.88386 | 12 | 0.10058
28200 | 6.76 | 1 | 365 | 7.6746 | 0.18369 | 7 | 0.85829
52506 | 3.64 | 1 | 365 | 4.1325 | 0.48353 | 4 | 0.616
52503 | 10.66 | 1 | 365 | 12.1023 | 0.5589 | 12 | 0.66115
52497 | 4.94 | 1 | 365 | 5.6084 | 0.94193 | 6 | 0.55029
52372 | 10.14 | 1 | 365 | 11.5119 | 0.77554 | 12 | 0.28744
28231 | 4.16 | 1 | 365 | 4.7228 | 0.26689 | 4 | 0.98972
52501 | 7.02 | 1 | 365 | 7.9698 | 0.075371 | 8 | 0.045149
33549 | 4.68 | 1 | 365 | 5.3132 | 0.050247 | 5 | 0.36343
49233 | 4.94 | 1 | 365 | 5.6084 | 0.94193 | 6 | 0.55029
48703 | 5.46 | 1 | 365 | 6.1987 | 0.72529 | 6 | 0.924
43751 | 15.08 | 1 | 365 | 17.1203 | 0.71746 | 17 | 0.83773
52203 | 6.24 | 1 | 365 | 7.0842 | 0.40033 | 7 | 0.48458
48776 | 7.28 | 1 | 365 | 8.265 | 0.96705 | 9 | 0.23201
52182 | 7.28 | 1 | 365 | 8.265 | 0.96705 | 9 | 0.23201
52561 | 8.32 | 1 | 365 | 9.4457 | 0.53377 | 9 | 0.97944
52166 | 12.48 | 1 | 365 | 14.1685 | 0.80066 | 14 | 0.96915
32274 | 8.84 | 1 | 365 | 10.036 | 0.31713 | 10 | 0.35315
26680 | 7.28 | 1 | 365 | 8.265 | 0.96705 | 9 | 0.23201
52556 | 7.54 | 1 | 365 | 8.5601 | 0.85873 | 9 | 0.41886
52153 | 5.46 | 1 | 365 | 6.1987 | 0.72529 | 6 | 0.924
48606 | 8.84 | 1 | 365 | 10.036 | 0.31713 | 10 | 0.35315
52197 | 9.88 | 1 | 365 | 11.2167 | 0.88386 | 12 | 0.10058
52128 | 9.1 | 1 | 365 | 10.3312 | 0.20881 | 10 | 0.54001
52566 | 9.88 | 1 | 365 | 11.2167 | 0.88386 | 12 | 0.10058
52509 | 7.54 | 1 | 365 | 8.5601 | 0.85873 | 9 | 0.41886
51813 | 4.68 | 1 | 365 | 5.3132 | 0.050247 | 5 | 0.36343
52613 | 4.68 | 1 | 365 | 5.3132 | 0.050247 | 5 | 0.36343
52123 | 7.02 | 1 | 365 | 7.9698 | 0.075371 | 8 | 0.045149
52572 | 4.16 | 1 | 365 | 4.7228 | 0.26689 | 4 | 0.98972
51739 | 6.24 | 1 | 365 | 7.0842 | 0.40033 | 7 | 0.48458
52552 | 6.5 | 1 | 365 | 7.3794 | 0.29201 | 7 | 0.67143
52611 | 4.94 | 1 | 365 | 5.6084 | 0.94193 | 6 | 0.55029
36487 | 5.46 | 1 | 365 | 6.1987 | 0.72529 | 6 | 0.924
52577 | 10.92 | 1 | 365 | 12.3974 | 0.45058 | 12 | 0.84801
52430 | 11.96 | 1 | 365 | 13.5781 | 0.017298 | 13 | 0.59544
22418 | 13.26 | 1 | 365 | 15.054 | 0.4757 | 15 | 0.52973
34128 | 4.16 | 1 | 365 | 4.7228 | 0.26689 | 4 | 0.98972
33485 | 6.76 | 1 | 365 | 7.6746 | 0.18369 | 7 | 0.85829
29169 | 9.1 | 1 | 365 | 10.3312 | 0.20881 | 10 | 0.54001
33790 | 10.4 | 1 | 365 | 11.8071 | 0.66722 | 12 | 0.47429
31740 | 3.9 | 1 | 365 | 4.4277 | 0.37521 | 4 | 0.80286
33629 | 3.64 | 1 | 365 | 4.1325 | 0.48353 | 4 | 0.616
52789 | 8.84 | 1 | 365 | 10.036 | 0.31713 | 10 | 0.35315
52782 | 8.84 | 1 | 365 | 10.036 | 0.31713 | 10 | 0.35315
52787 | 13 | 1 | 365 | 14.7588 | 0.58402 | 15 | 0.34287
52771 | 10.4 | 1 | 365 | 11.8071 | 0.66722 | 12 | 0.47429
52769 | 4.94 | 1 | 365 | 5.6084 | 0.94193 | 6 | 0.55029
52766 | 9.62 | 1 | 365 | 10.9215 | 0.99217 | 11 | 0.91372
52761 | 2.86 | 1 | 365 | 3.2469 | 0.80848 | 4 | 0.055431
52759 | 2.6 | 1 | 365 | 2.9518 | 0.9168 | 3 | 0.86857
52160 | 4.68 | 1 | 365 | 5.3132 | 0.050247 | 5 | 0.36343
44202 | 11.96 | 1 | 365 | 13.5781 | 0.017298 | 13 | 0.59544
52791 | 5.98 | 1 | 365 | 6.7891 | 0.50865 | 7 | 0.29772
52718 | 5.72 | 1 | 365 | 6.4939 | 0.61697 | 7 | 0.11086
52684 | 4.42 | 1 | 365 | 5.018 | 0.15857 | 5 | 0.17658
52436 | 8.84 | 1 | 365 | 10.036 | 0.31713 | 10 | 0.35315
52210 | 4.42 | 1 | 365 | 5.018 | 0.15857 | 5 | 0.17658
52209 | 2.08 | 1 | 365 | 2.3614 | 0.13344 | 2 | 0.49486
52521 | 8.06 | 1 | 365 | 9.1505 | 0.64209 | 9 | 0.79258
44589 | 4.94 | 1 | 365 | 5.6084 | 0.94193 | 6 | 0.55029
52844 | 5.98 | 1 | 365 | 6.7891 | 0.50865 | 7 | 0.29772
52854 | 6.5 | 1 | 365 | 7.3794 | 0.29201 | 7 | 0.67143
52573 | 5.98 | 1 | 365 | 6.7891 | 0.50865 | 7 | 0.29772
52432 | 5.98 | 1 | 365 | 6.7891 | 0.50865 | 7 | 0.29772
52465 | 9.1 | 1 | 365 | 10.3312 | 0.20881 | 10 | 0.54001
52837 | 2.86 | 1 | 365 | 3.2469 | 0.80848 | 4 | 0.055431
46328 | 11.7 | 1 | 365 | 13.283 | 0.12562 | 13 | 0.40858
52591 | 3.64 | 1 | 365 | 4.1325 | 0.48353 | 4 | 0.616
52592 | 5.61 | 1 | 365 | 6.369 | 0.23972 | 6 | 0.60873
50006 | 7.245 | 1 | 365 | 8.2252 | 0.84702 | 9 | 0.072237
52455 | 3.9 | 1 | 365 | 4.4277 | 0.37521 | 4 | 0.80286
52914 | 9.72 | 1 | 365 | 11.0351 | 0.33513 | 11 | 0.37021
52351 | 8.84 | 1 | 365 | 10.036 | 0.31713 | 10 | 0.35315
52340 | 7.02 | 1 | 365 | 7.9698 | 0.075371 | 8 | 0.045149
52915 | 12.6 | 1 | 365 | 14.3047 | 0.2122 | 14 | 0.51693
52925 | 7.2 | 1 | 365 | 8.1741 | 0.69269 | 8 | 0.86682
32420 | 5.2 | 1 | 365 | 5.9035 | 0.83361 | 6 | 0.73715
32392 | 7.28 | 1 | 365 | 8.265 | 0.96705 | 9 | 0.23201
52895 | 3.9 | 1 | 365 | 4.4277 | 0.37521 | 4 | 0.80286
52889 | 6.5 | 1 | 365 | 7.3794 | 0.29201 | 7 | 0.67143
52778 | 5.2 | 1 | 365 | 5.9035 | 0.83361 | 6 | 0.73715
52881 | 8.06 | 1 | 365 | 9.1505 | 0.64209 | 9 | 0.79258
52880 | 11.96 | 1 | 365 | 13.5781 | 0.017298 | 13 | 0.59544
52877 | 7.02 | 1 | 365 | 7.9698 | 0.075371 | 8 | 0.045149
52756 | 9.1 | 1 | 365 | 10.3312 | 0.20881 | 10 | 0.54001
47434 | 11.2 | 1 | 365 | 12.7153 | 0.41085 | 13 | 0.12616
47414 | 6.6 | 1 | 365 | 7.493 | 0.63496 | 8 | 0.12792
48936 | 4.42 | 1 | 365 | 5.018 | 0.15857 | 5 | 0.17658
49883 | 7.65 | 1 | 365 | 8.685 | 0.23598 | 8 | 0.921
43997 | 4.75 | 1 | 365 | 5.3927 | 0.29031 | 5 | 0.68297
48296 | 4.96 | 1 | 365 | 5.6311 | 0.010518 | 5 | 0.64159
52928 | 7.02 | 1 | 365 | 7.9698 | 0.075371 | 8 | 0.045149
47401 | 2.6 | 1 | 365 | 2.9518 | 0.9168 | 3 | 0.86857
52920 | 6.5 | 1 | 365 | 7.3794 | 0.29201 | 7 | 0.67143
48506 | 11.48 | 1 | 365 | 13.0332 | 0.37112 | 13 | 0.40432
52515 | 8.58 | 1 | 365 | 9.7408 | 0.42545 | 10 | 0.16629
47343 | 7.56 | 1 | 365 | 8.5828 | 0.92732 | 9 | 0.51016
51767 | 13 | 1 | 365 | 14.7588 | 0.58402 | 15 | 0.34287
46901 | 10.92 | 1 | 365 | 12.3974 | 0.45058 | 12 | 0.84801
52916 | 8.32 | 1 | 365 | 9.4457 | 0.53377 | 9 | 0.97944
48603 | 9.1 | 1 | 365 | 10.3312 | 0.20881 | 10 | 0.54001
46900 | 5.045 | 1 | 365 | 5.7276 | 0.30203 | 6 | 0.029598
47301 | 8.12 | 1 | 365 | 9.2186 | 0.84786 | 10 | 0.066468
46491 | 11.2 | 1 | 365 | 12.7153 | 0.41085 | 13 | 0.12616
45197 | 8.25 | 1 | 365 | 9.3662 | 0.29371 | 9 | 0.6599
44775 | 5.985 | 1 | 365 | 6.7947 | 0.5258 | 7 | 0.32054
44731 | 7.5 | 1 | 365 | 8.5147 | 0.72155 | 9 | 0.23627
43509 | 6.3 | 1 | 365 | 7.1524 | 0.6061 | 7 | 0.75847
43574 | 4.96 | 1 | 365 | 5.6311 | 0.010518 | 5 | 0.64159
43486 | 7.194 | 1 | 365 | 8.1673 | 0.67211 | 8 | 0.83943
38022 | 10.66 | 1 | 365 | 12.1023 | 0.5589 | 12 | 0.66115
52720 | 11.7 | 1 | 365 | 13.283 | 0.12562 | 13 | 0.40858
52633 | 10.14 | 1 | 365 | 11.5119 | 0.77554 | 12 | 0.28744
52112 | 9.1 | 1 | 365 | 10.3312 | 0.20881 | 10 | 0.54001
44272 | 5.2 | 1 | 365 | 5.9035 | 0.83361 | 6 | 0.73715
43510 | 8.4 | 1 | 365 | 9.5365 | 0.80814 | 10 | 0.34462
39222 | 12.22 | 1 | 365 | 13.8733 | 0.90898 | 14 | 0.7823
52730 | 6.24 | 1 | 365 | 7.0842 | 0.40033 | 7 | 0.48458
41995 | 3.597 | 1 | 365 | 4.0837 | 0.33606 | 4 | 0.41972
52729 | 8.32 | 1 | 365 | 9.4457 | 0.53377 | 9 | 0.97944
43501 | 7.848 | 1 | 365 | 8.9098 | 0.91503 | 9 | 0.82483
52617 | 5.72 | 1 | 365 | 6.4939 | 0.61697 | 7 | 0.11086
27535 | 5.46 | 1 | 365 | 6.1987 | 0.72529 | 6 | 0.924
34072 | 4.42 | 1 | 365 | 5.018 | 0.15857 | 5 | 0.17658
52669 | 6.5 | 1 | 365 | 7.3794 | 0.29201 | 7 | 0.67143
48662 | 3.64 | 1 | 365 | 4.1325 | 0.48353 | 4 | 0.616
52678 | 2.6 | 1 | 365 | 2.9518 | 0.9168 | 3 | 0.86857
24948 | 7.8 | 1 | 365 | 8.8553 | 0.75041 | 9 | 0.60572
52648 | 5.46 | 1 | 365 | 6.1987 | 0.72529 | 6 | 0.924
52768 | 3.12 | 1 | 365 | 3.5421 | 0.70016 | 4 | 0.24229
52642 | 8.06 | 1 | 365 | 9.1505 | 0.64209 | 9 | 0.79258
38571 | 7 | 1 | 365 | 7.9471 | 0.00678 | 7 | 0.95385
52722 | 5.98 | 1 | 365 | 6.7891 | 0.50865 | 7 | 0.29772
48266 | 7.245 | 1 | 365 | 8.2252 | 0.84702 | 9 | 0.072237
53013 | 3.64 | 1 | 365 | 4.1325 | 0.48353 | 4 | 0.616
52349 | 8.06 | 1 | 365 | 9.1505 | 0.64209 | 9 | 0.79258
31848 | 3.9 | 1 | 365 | 4.4277 | 0.37521 | 4 | 0.80286
31890 | 7.28 | 1 | 365 | 8.265 | 0.96705 | 9 | 0.23201
53063 | 5.565 | 1 | 365 | 6.3179 | 0.08539 | 6 | 0.40331
53010 | 5.72 | 1 | 365 | 6.4939 | 0.61697 | 7 | 0.11086
53002 | 11.655 | 1 | 365 | 13.2319 | 0.97129 | 14 | 0.20316
32390 | 3.64 | 1 | 365 | 4.1325 | 0.48353 | 4 | 0.616
53003 | 6.36 | 1 | 365 | 7.2205 | 0.81187 | 8 | 0.032357
38468 | 3.315 | 1 | 365 | 3.7635 | 0.36893 | 4 | 0.13243
53023 | 2.86 | 1 | 365 | 3.2469 | 0.80848 | 4 | 0.055431
52362 | 8.84 | 1 | 365 | 10.036 | 0.31713 | 10 | 0.35315
53134 | 8.96 | 1 | 365 | 10.1723 | 0.72868 | 10 | 0.90093
52437 | 2.86 | 1 | 365 | 3.2469 | 0.80848 | 4 | 0.055431
52792 | 9.36 | 1 | 365 | 10.6264 | 0.10049 | 10 | 0.72686
52375 | 1.82 | 1 | 365 | 2.0662 | 0.24176 | 2 | 0.308
52992 | 13 | 1 | 365 | 14.7588 | 0.58402 | 15 | 0.34287
53048 | 2.86 | 1 | 365 | 3.2469 | 0.80848 | 4 | 0.055431
51625 | 6.76 | 1 | 365 | 7.6746 | 0.18369 | 7 | 0.85829
38290 | 5.46 | 1 | 365 | 6.1987 | 0.72529 | 6 | 0.924
52431 | 2.08 | 1 | 365 | 2.3614 | 0.13344 | 2 | 0.49486
53022 | 11.18 | 1 | 365 | 12.6926 | 0.34226 | 13 | 0.034866
44708 | 12 | 1 | 365 | 13.6236 | 0.15448 | 13 | 0.77803
53037 | 7.8 | 1 | 365 | 8.8553 | 0.75041 | 9 | 0.60572
42430 | 8.06 | 1 | 365 | 9.1505 | 0.64209 | 9 | 0.79258
53120 | 8.58 | 1 | 365 | 9.7408 | 0.42545 | 10 | 0.16629
53122 | 6.5 | 1 | 365 | 7.3794 | 0.29201 | 7 | 0.67143
53128 | 7.8 | 1 | 365 | 8.8553 | 0.75041 | 9 | 0.60572
52982 | 6.5 | 1 | 365 | 7.3794 | 0.29201 | 7 | 0.67143
53129 | 4.94 | 1 | 365 | 5.6084 | 0.94193 | 6 | 0.55029
36960 | 4.42 | 1 | 365 | 5.018 | 0.15857 | 5 | 0.17658
53125 | 6.76 | 1 | 365 | 7.6746 | 0.18369 | 7 | 0.85829
52990 | 8.58 | 1 | 365 | 9.7408 | 0.42545 | 10 | 0.16629
47742 | 5.865 | 1 | 365 | 6.6585 | 0.11425 | 6 | 0.77276
52979 | 9.62 | 1 | 365 | 10.9215 | 0.99217 | 11 | 0.91372
25327 | 9.62 | 1 | 365 | 10.9215 | 0.99217 | 11 | 0.91372
52973 | 8.84 | 1 | 365 | 10.036 | 0.31713 | 10 | 0.35315
18309 | 6.24 | 1 | 365 | 7.0842 | 0.40033 | 7 | 0.48458
46830 | 6.375 | 1 | 365 | 7.2375 | 0.86332 | 8 | 0.10083
24021 | 2.86 | 1 | 365 | 3.2469 | 0.80848 | 4 | 0.055431
22748 | 5.61 | 1 | 365 | 6.369 | 0.23972 | 6 | 0.60873
52772 | 7.02 | 1 | 365 | 7.9698 | 0.075371 | 8 | 0.045149
46857 | 4.48 | 1 | 365 | 5.0861 | 0.36434 | 5 | 0.45047
44352 | 7.8 | 1 | 365 | 8.8553 | 0.75041 | 9 | 0.60572
52777 | 4.68 | 1 | 365 | 5.3132 | 0.050247 | 5 | 0.36343
52957 | 4.42 | 1 | 365 | 5.018 | 0.15857 | 5 | 0.17658
52927 | 5.2 | 1 | 365 | 5.9035 | 0.83361 | 6 | 0.73715
13845 | 4.08 | 1 | 365 | 4.632 | 0.99252 | 5 | 0.62453
53209 | 8.84 | 1 | 365 | 10.036 | 0.31713 | 10 | 0.35315
42298 | 6.05 | 1 | 365 | 6.8685 | 0.74872 | 7 | 0.61726
53206 | 4.16 | 1 | 365 | 4.7228 | 0.26689 | 4 | 0.98972
52946 | 4.42 | 1 | 365 | 5.018 | 0.15857 | 5 | 0.17658
42292 | 3.3 | 1 | 365 | 3.7465 | 0.31748 | 4 | 0.063959
35966 | 1.56 | 1 | 365 | 1.7711 | 0.35008 | 2 | 0.12114
52997 | 5.72 | 1 | 365 | 6.4939 | 0.61697 | 7 | 0.11086
52949 | 2.34 | 1 | 365 | 2.6566 | 0.025124 | 2 | 0.68172
37402 | 4.16 | 1 | 365 | 4.7228 | 0.26689 | 4 | 0.98972
52999 | 6.24 | 1 | 365 | 7.0842 | 0.40033 | 7 | 0.48458
38634 | 5.72 | 1 | 365 | 6.4939 | 0.61697 | 7 | 0.11086
53009 | 2.86 | 1 | 365 | 3.2469 | 0.80848 | 4 | 0.055431
34316 | 8.06 | 1 | 365 | 9.1505 | 0.64209 | 9 | 0.79258
47244 | 5.46 | 1 | 365 | 6.1987 | 0.72529 | 6 | 0.924
32141 | 4.94 | 1 | 365 | 5.6084 | 0.94193 | 6 | 0.55029
53036 | 9.62 | 1 | 365 | 10.9215 | 0.99217 | 11 | 0.91372
53034 | 7.8 | 1 | 365 | 8.8553 | 0.75041 | 9 | 0.60572
25657 | 4.68 | 1 | 365 | 5.3132 | 0.050247 | 5 | 0.36343
53029 | 7.28 | 1 | 365 | 8.265 | 0.96705 | 9 | 0.23201
53028 | 5.72 | 1 | 365 | 6.4939 | 0.61697 | 7 | 0.11086
53024 | 5.46 | 1 | 365 | 6.1987 | 0.72529 | 6 | 0.924
28004 | 5.46 | 1 | 365 | 6.1987 | 0.72529 | 6 | 0.924
47603 | 3.99 | 1 | 365 | 4.5298 | 0.68386 | 5 | 0.2137
53215 | 8.06 | 1 | 365 | 9.1505 | 0.64209 | 9 | 0.79258
53195 | 5.72 | 1 | 365 | 6.4939 | 0.61697 | 7 | 0.11086
36815 | 3.57 | 1 | 365 | 4.053 | 0.24346 | 4 | 0.29646
42005 | 11.772 | 1 | 365 | 13.3647 | 0.37254 | 13 | 0.73725
52890 | 7.28 | 1 | 365 | 8.265 | 0.96705 | 9 | 0.23201
46493 | 5.61 | 1 | 365 | 6.369 | 0.23972 | 6 | 0.60873
52530 | 5.2 | 1 | 365 | 5.9035 | 0.83361 | 6 | 0.73715
33771 | 5.98 | 1 | 365 | 6.7891 | 0.50865 | 7 | 0.29772
52355 | 2.6 | 1 | 365 | 2.9518 | 0.9168 | 3 | 0.86857
51606 | 10.4 | 1 | 365 | 11.8071 | 0.66722 | 12 | 0.47429
46327 | 11.4 | 1 | 365 | 12.9424 | 0.096756 | 13 | 0.03913
53085 | 7.8 | 1 | 365 | 8.8553 | 0.75041 | 9 | 0.60572
48664 | 3.38 | 1 | 365 | 3.8373 | 0.59185 | 4 | 0.42915
52520 | 8.06 | 1 | 365 | 9.1505 | 0.64209 | 9 | 0.79258
53088 | 2.08 | 1 | 365 | 2.3614 | 0.13344 | 2 | 0.49486
50901 | 8.84 | 1 | 365 | 10.036 | 0.31713 | 10 | 0.35315
52537 | 3.12 | 1 | 365 | 3.5421 | 0.70016 | 4 | 0.24229
51995 | 4.68 | 1 | 365 | 5.3132 | 0.050247 | 5 | 0.36343
52538 | 9.1 | 1 | 365 | 10.3312 | 0.20881 | 10 | 0.54001
43699 | 10.14 | 1 | 365 | 11.5119 | 0.77554 | 12 | 0.28744
52115 | 3.9 | 1 | 365 | 4.4277 | 0.37521 | 4 | 0.80286
49045 | 3.38 | 1 | 365 | 3.8373 | 0.59185 | 4 | 0.42915
52158 | 8.84 | 1 | 365 | 10.036 | 0.31713 | 10 | 0.35315
51790 | 3.64 | 1 | 365 | 4.1325 | 0.48353 | 4 | 0.616
51575 | 5.72 | 1 | 365 | 6.4939 | 0.61697 | 7 | 0.11086
49526 | 7.54 | 1 | 365 | 8.5601 | 0.85873 | 9 | 0.41886
52628 | 13 | 1 | 365 | 14.7588 | 0.58402 | 15 | 0.34287
51931 | 11.18 | 1 | 365 | 12.6926 | 0.34226 | 13 | 0.034866
52732 | 4.94 | 1 | 365 | 5.6084 | 0.94193 | 6 | 0.55029
52291 | 4.16 | 1 | 365 | 4.7228 | 0.26689 | 4 | 0.98972
52360 | 10.14 | 1 | 365 | 11.5119 | 0.77554 | 12 | 0.28744
39115 | 4.25 | 1 | 365 | 4.825 | 0.57554 | 5 | 0.40055
29112 | 7.8 | 1 | 365 | 8.8553 | 0.75041 | 9 | 0.60572
47356 | 2.6 | 1 | 365 | 2.9518 | 0.9168 | 3 | 0.86857
52498 | 6.24 | 1 | 365 | 7.0842 | 0.40033 | 7 | 0.48458
32857 | 4.42 | 1 | 365 | 5.018 | 0.15857 | 5 | 0.17658
22512 | 4.42 | 1 | 365 | 5.018 | 0.15857 | 5 | 0.17658
41113 | 7.28 | 1 | 365 | 8.265 | 0.96705 | 9 | 0.23201
23472 | 7.8 | 1 | 365 | 8.8553 | 0.75041 | 9 | 0.60572
43735 | 3.64 | 1 | 365 | 4.1325 | 0.48353 | 4 | 0.616
32168 | 8.58 | 1 | 365 | 9.7408 | 0.42545 | 10 | 0.16629
45177 | 8.06 | 1 | 365 | 9.1505 | 0.64209 | 9 | 0.79258
33689 | 2.86 | 1 | 365 | 3.2469 | 0.80848 | 4 | 0.055431
34421 | 10.92 | 1 | 365 | 12.3974 | 0.45058 | 12 | 0.84801
44216 | 4.16 | 1 | 365 | 4.7228 | 0.26689 | 4 | 0.98972
53373 | 7.56 | 1 | 365 | 8.5828 | 0.92732 | 9 | 0.51016
46799 | 7.98 | 1 | 365 | 9.0597 | 0.36773 | 9 | 0.42739
44647 | 6.5 | 1 | 365 | 7.3794 | 0.29201 | 7 | 0.67143
49220 | 7.02 | 1 | 365 | 7.9698 | 0.075371 | 8 | 0.045149
45512 | 4.96 | 1 | 365 | 5.6311 | 0.010518 | 5 | 0.64159
53086 | 7.02 | 1 | 365 | 7.9698 | 0.075371 | 8 | 0.045149
45543 | 4.16 | 1 | 365 | 4.7228 | 0.26689 | 4 | 0.98972
48816 | 4.16 | 1 | 365 | 4.7228 | 0.26689 | 4 | 0.98972
45514 | 8.12 | 1 | 365 | 9.2186 | 0.84786 | 10 | 0.066468
48676 | 8.06 | 1 | 365 | 9.1505 | 0.64209 | 9 | 0.79258
48628 | 11.18 | 1 | 365 | 12.6926 | 0.34226 | 13 | 0.034866
51072 | 7.28 | 1 | 365 | 8.265 | 0.96705 | 9 | 0.23201
50904 | 4.16 | 1 | 365 | 4.7228 | 0.26689 | 4 | 0.98972
50970 | 13 | 1 | 365 | 14.7588 | 0.58402 | 15 | 0.34287
51942 | 10.4 | 1 | 365 | 11.8071 | 0.66722 | 12 | 0.47429
50963 | 7.54 | 1 | 365 | 8.5601 | 0.85873 | 9 | 0.41886
45195 | 6.27 | 1 | 365 | 7.1183 | 0.50322 | 7 | 0.62152
51622 | 6.24 | 1 | 365 | 7.0842 | 0.40033 | 7 | 0.48458
52228 | 5.98 | 1 | 365 | 6.7891 | 0.50865 | 7 | 0.29772
46312 | 8.82 | 1 | 365 | 10.0133 | 0.24854 | 10 | 0.26185
33393 | 7.8 | 1 | 365 | 8.8553 | 0.75041 | 9 | 0.60572
52462 | 9.1 | 1 | 365 | 10.3312 | 0.20881 | 10 | 0.54001
50654 | 4.76 | 1 | 365 | 5.404 | 0.32461 | 5 | 0.72862
37811 | 8.32 | 1 | 365 | 9.4457 | 0.53377 | 9 | 0.97944
51737 | 2.86 | 1 | 365 | 3.2469 | 0.80848 | 4 | 0.055431
52282 | 2.34 | 1 | 365 | 2.6566 | 0.025124 | 2 | 0.68172
46349 | 9.6 | 1 | 365 | 10.8988 | 0.92358 | 11 | 0.82243
53323 | 8.58 | 1 | 365 | 9.7408 | 0.42545 | 10 | 0.16629
53346 | 3.38 | 1 | 365 | 3.8373 | 0.59185 | 4 | 0.42915
53349 | 6.24 | 1 | 365 | 7.0842 | 0.40033 | 7 | 0.48458
53351 | 5.72 | 1 | 365 | 6.4939 | 0.61697 | 7 | 0.11086
53354 | 2.08 | 1 | 365 | 2.3614 | 0.13344 | 2 | 0.49486
45620 | 5.1 | 1 | 365 | 5.79 | 0.49065 | 6 | 0.28066
53360 | 5.2 | 1 | 365 | 5.9035 | 0.83361 | 6 | 0.73715
53368 | 5.46 | 1 | 365 | 6.1987 | 0.72529 | 6 | 0.924
53353 | 4.16 | 1 | 365 | 4.7228 | 0.26689 | 4 | 0.98972
53357 | 4.16 | 1 | 365 | 4.7228 | 0.26689 | 4 | 0.98972
52525 | 4.94 | 1 | 365 | 5.6084 | 0.94193 | 6 | 0.55029
52476 | 12.48 | 1 | 365 | 14.1685 | 0.80066 | 14 | 0.96915
29773 | 4.16 | 1 | 365 | 4.7228 | 0.26689 | 4 | 0.98972
53534 | 3.9 | 1 | 365 | 4.4277 | 0.37521 | 4 | 0.80286
53535 | 6.76 | 1 | 365 | 7.6746 | 0.18369 | 7 | 0.85829
53541 | 7.28 | 1 | 365 | 8.265 | 0.96705 | 9 | 0.23201
53547 | 4.94 | 1 | 365 | 5.6084 | 0.94193 | 6 | 0.55029
46376 | 4.65 | 1 | 365 | 5.2791 | 0.94736 | 6 | 0.22649
53542 | 6.5 | 1 | 365 | 7.3794 | 0.29201 | 7 | 0.67143
53235 | 6.75 | 1 | 365 | 7.6632 | 0.1494 | 7 | 0.81264
53548 | 2.6 | 1 | 365 | 2.9518 | 0.9168 | 3 | 0.86857
48849 | 10.08 | 1 | 365 | 11.4438 | 0.56976 | 12 | 0.013547
53140 | 7.56 | 1 | 365 | 8.5828 | 0.92732 | 9 | 0.51016
52850 | 5.46 | 1 | 365 | 6.1987 | 0.72529 | 6 | 0.924
32395 | 7.8 | 1 | 365 | 8.8553 | 0.75041 | 9 | 0.60572
48686 | 5.865 | 1 | 365 | 6.6585 | 0.11425 | 6 | 0.77276
37728 | 6.24 | 1 | 365 | 7.0842 | 0.40033 | 7 | 0.48458
51618 | 5.2 | 1 | 365 | 5.9035 | 0.83361 | 6 | 0.73715
23109 | 1.785 | 1 | 365 | 2.0265 | 0.12173 | 2 | 0.14823
51847 | 9.62 | 1 | 365 | 10.9215 | 0.99217 | 11 | 0.91372
51834 | 14.79 | 1 | 365 | 16.791 | 0.7229 | 17 | 0.51392
47644 | 9.8 | 1 | 365 | 11.1259 | 0.60949 | 11 | 0.73539
46388 | 9 | 1 | 365 | 10.2177 | 0.86586 | 11 | 0.083524
53069 | 5.72 | 1 | 365 | 6.4939 | 0.61697 | 7 | 0.11086
53247 | 13.68 | 1 | 365 | 15.5308 | 0.91611 | 16 | 0.44696
32590 | 4.42 | 1 | 365 | 5.018 | 0.15857 | 5 | 0.17658
53065 | 10.92 | 1 | 365 | 12.3974 | 0.45058 | 12 | 0.84801
46441 | 6.72 | 1 | 365 | 7.6292 | 0.046509 | 7 | 0.6757
53055 | 9.36 | 1 | 365 | 10.6264 | 0.10049 | 10 | 0.72686
46446 | 5.61 | 1 | 365 | 6.369 | 0.23972 | 6 | 0.60873
52570 | 11.7 | 1 | 365 | 13.283 | 0.12562 | 13 | 0.40858
53021 | 10.92 | 1 | 365 | 12.3974 | 0.45058 | 12 | 0.84801
46449 | 7.84 | 1 | 365 | 8.9007 | 0.88759 | 9 | 0.78831
46450 | 7.194 | 1 | 365 | 8.1673 | 0.67211 | 8 | 0.83943
52152 | 7.02 | 1 | 365 | 7.9698 | 0.075371 | 8 | 0.045149
53026 | 3.9 | 1 | 365 | 4.4277 | 0.37521 | 4 | 0.80286
53032 | 7.28 | 1 | 365 | 8.265 | 0.96705 | 9 | 0.23201
53068 | 6.76 | 1 | 365 | 7.6746 | 0.18369 | 7 | 0.85829
53083 | 4.42 | 1 | 365 | 5.018 | 0.15857 | 5 | 0.17658
53066 | 13 | 1 | 365 | 14.7588 | 0.58402 | 15 | 0.34287
53285 | 7.56 | 1 | 365 | 8.5828 | 0.92732 | 9 | 0.51016
53080 | 7.02 | 1 | 365 | 7.9698 | 0.075371 | 8 | 0.045149
53049 | 9.1 | 1 | 365 | 10.3312 | 0.20881 | 10 | 0.54001
53046 | 10.14 | 1 | 365 | 11.5119 | 0.77554 | 12 | 0.28744
47297 | 12.753 | 1 | 365 | 14.4784 | 0.73692 | 15 | 0.21535
53287 | 5.5 | 1 | 365 | 6.2441 | 0.86247 | 7 | 0.1066
32591 | 3.38 | 1 | 365 | 3.8373 | 0.59185 | 4 | 0.42915
51578 | 2.6 | 1 | 365 | 2.9518 | 0.9168 | 3 | 0.86857
28850 | 4.42 | 1 | 365 | 5.018 | 0.15857 | 5 | 0.17658
51833 | 4.94 | 1 | 365 | 5.6084 | 0.94193 | 6 | 0.55029
23606 | 9.88 | 1 | 365 | 11.2167 | 0.88386 | 12 | 0.10058
37760 | 8.06 | 1 | 365 | 9.1505 | 0.64209 | 9 | 0.79258
52318 | 11.96 | 1 | 365 | 13.5781 | 0.017298 | 13 | 0.59544
46479 | 4.48 | 1 | 365 | 5.0861 | 0.36434 | 5 | 0.45047
35066 | 7.6 | 1 | 365 | 8.6282 | 0.064504 | 8 | 0.69275
51355 | 8.58 | 1 | 365 | 9.7408 | 0.42545 | 10 | 0.16629
48491 | 8.4 | 1 | 365 | 9.5365 | 0.80814 | 10 | 0.34462
53313 | 12.825 | 1 | 365 | 14.5602 | 0.98385 | 15 | 0.54402
42051 | 9 | 1 | 365 | 10.2177 | 0.86586 | 11 | 0.083524
43548 | 6.93 | 1 | 365 | 7.8676 | 0.76671 | 8 | 0.63431
41897 | 8.7 | 1 | 365 | 9.8771 | 0.837 | 10 | 0.71407
46497 | 4.72 | 1 | 365 | 5.3586 | 0.18743 | 5 | 0.54603
53461 | 5.1 | 1 | 365 | 5.79 | 0.49065 | 6 | 0.28066
43477 | 5.559 | 1 | 365 | 6.3111 | 0.064813 | 6 | 0.37592
49059 | 8.505 | 1 | 365 | 9.6557 | 0.16824 | 9 | 0.82393
53470 | 6.84 | 1 | 365 | 7.7654 | 0.45805 | 8 | 0.22348
43719 | 5.1 | 1 | 365 | 5.79 | 0.49065 | 6 | 0.28066
41560 | 9.483 | 1 | 365 | 10.766 | 0.52233 | 11 | 0.28834
43671 | 11.4 | 1 | 365 | 12.9424 | 0.096756 | 13 | 0.03913
43714 | 5.1 | 1 | 365 | 5.79 | 0.49065 | 6 | 0.28066
46324 | 10.8 | 1 | 365 | 12.2612 | 0.039032 | 12 | 0.30023
48841 | 7.29 | 1 | 365 | 8.2763 | 0.0013466 | 8 | 0.27765
41579 | 8.19 | 1 | 365 | 9.2981 | 0.087933 | 9 | 0.38601
48858 | 6.72 | 1 | 365 | 7.6292 | 0.046509 | 7 | 0.6757
42031 | 6.3 | 1 | 365 | 7.1524 | 0.6061 | 7 | 0.75847
46370 | 7.13 | 1 | 365 | 8.0947 | 0.45262 | 8 | 0.54728
50672 | 4.578 | 1 | 365 | 5.1974 | 0.70043 | 5 | 0.89782
48476 | 7.28 | 1 | 365 | 8.265 | 0.96705 | 9 | 0.23201
45550 | 7.32 | 1 | 365 | 8.3104 | 0.10423 | 8 | 0.4146
44412 | 6.84 | 1 | 365 | 7.7654 | 0.45805 | 8 | 0.22348
48560 | 4.96 | 1 | 365 | 5.6311 | 0.010518 | 5 | 0.64159
48870 | 9.235 | 1 | 365 | 10.4845 | 0.6718 | 11 | 0.15626
53670 | 9.88 | 1 | 365 | 11.2167 | 0.88386 | 12 | 0.10058
43915 | 5.985 | 1 | 365 | 6.7947 | 0.5258 | 7 | 0.32054
44080 | 10.5 | 1 | 365 | 11.9206 | 0.01017 | 11 | 0.93078
53673 | 9.6 | 1 | 365 | 10.8988 | 0.92358 | 11 | 0.82243
53681 | 9.805 | 1 | 365 | 11.1316 | 0.62664 | 11 | 0.75822
49034 | 5.32 | 1 | 365 | 6.0398 | 0.24515 | 6 | 0.28493
49877 | 24.8 | 1 | 365 | 28.1553 | 0.052592 | 28 | 0.20793
49044 | 10.23 | 1 | 365 | 11.6141 | 0.084194 | 11 | 0.69827
44697 | 3.75 | 1 | 365 | 4.2574 | 0.86078 | 5 | 0.11813
44376 | 4.275 | 1 | 365 | 4.8534 | 0.66128 | 5 | 0.51467
43494 | 8.25 | 1 | 365 | 9.3662 | 0.29371 | 9 | 0.6599
49049 | 8.06 | 1 | 365 | 9.1505 | 0.64209 | 9 | 0.79258
44340 | 6.75 | 1 | 365 | 7.6632 | 0.1494 | 7 | 0.81264
49179 | 8.91 | 1 | 365 | 10.1155 | 0.5572 | 10 | 0.67269
49176 | 4.95 | 1 | 365 | 5.6197 | 0.97622 | 6 | 0.59594
44070 | 5.5 | 1 | 365 | 6.2441 | 0.86247 | 7 | 0.1066
49891 | 11.22 | 1 | 365 | 12.738 | 0.47944 | 13 | 0.21746
44350 | 10.71 | 1 | 365 | 12.159 | 0.73037 | 12 | 0.88939
50279 | 10.64 | 1 | 365 | 12.0795 | 0.49031 | 12 | 0.56986
45470 | 12.69 | 1 | 365 | 14.4069 | 0.52086 | 14 | 0.92777
43822 | 6.6 | 1 | 365 | 7.493 | 0.63496 | 8 | 0.12792
43758 | 8.7 | 1 | 365 | 9.8771 | 0.837 | 10 | 0.71407
44316 | 8.5 | 1 | 365 | 9.65 | 0.15109 | 9 | 0.80111
45095 | 7.42 | 1 | 365 | 8.4239 | 0.44719 | 8 | 0.87108
49489 | 6.84 | 1 | 365 | 7.7654 | 0.45805 | 8 | 0.22348
44003 | 6.76 | 1 | 365 | 7.6746 | 0.18369 | 7 | 0.85829
35925 | 5.4 | 1 | 365 | 6.1306 | 0.51952 | 6 | 0.65011
44765 | 11.44 | 1 | 365 | 12.9878 | 0.23394 | 13 | 0.22172
38288 | 2.6 | 1 | 365 | 2.9518 | 0.9168 | 3 | 0.86857
46487 | 7.125 | 1 | 365 | 8.089 | 0.43547 | 8 | 0.52446
35954 | 6.66 | 1 | 365 | 7.5611 | 0.84074 | 8 | 0.40181
45583 | 5.7 | 1 | 365 | 6.4712 | 0.54838 | 7 | 0.019565
44746 | 7.98 | 1 | 365 | 9.0597 | 0.36773 | 9 | 0.42739
51249 | 14.835 | 1 | 365 | 16.8421 | 0.87723 | 17 | 0.71934
48832 | 6.095 | 1 | 365 | 6.9196 | 0.90305 | 7 | 0.82268
50289 | 8.1 | 1 | 365 | 9.1959 | 0.77927 | 9 | 0.97517
50655 | 6.9 | 1 | 365 | 7.8335 | 0.66383 | 8 | 0.49737
53102 | 9.88 | 1 | 365 | 11.2167 | 0.88386 | 12 | 0.10058
43914 | 5.695 | 1 | 365 | 6.4655 | 0.53123 | 6 | 0.99674
42029 | 6.5 | 1 | 365 | 7.3794 | 0.29201 | 7 | 0.67143
46904 | 10.791 | 1 | 365 | 12.251 | 0.0081661 | 12 | 0.25915
49440 | 5 | 1 | 365 | 5.6765 | 0.1477 | 5 | 0.82418
49995 | 4.42 | 1 | 365 | 5.018 | 0.15857 | 5 | 0.17658
46877 | 6.6 | 1 | 365 | 7.493 | 0.63496 | 8 | 0.12792
43454 | 5.7 | 1 | 365 | 6.4712 | 0.54838 | 7 | 0.019565
47591 | 24 | 1 | 365 | 27.2471 | 0.30896 | 27 | 0.55606
49731 | 7.875 | 1 | 365 | 8.9405 | 0.0076275 | 8 | 0.94808
47670 | 7.2 | 1 | 365 | 8.1741 | 0.69269 | 8 | 0.86682
48502 | 7.56 | 1 | 365 | 8.5828 | 0.92732 | 9 | 0.51016
46368 | 7.245 | 1 | 365 | 8.2252 | 0.84702 | 9 | 0.072237
46911 | 12.4 | 1 | 365 | 14.0777 | 0.5263 | 14 | 0.60397
46895 | 7.04 | 1 | 365 | 7.9925 | 0.14396 | 8 | 0.13645
46796 | 8.68 | 1 | 365 | 9.8544 | 0.76841 | 10 | 0.62278
46886 | 7.5 | 1 | 365 | 8.5147 | 0.72155 | 9 | 0.23627
50157 | 6.93 | 1 | 365 | 7.8676 | 0.76671 | 8 | 0.63431
41565 | 9.135 | 1 | 365 | 10.3709 | 0.32885 | 10 | 0.69978
46890 | 8.4 | 1 | 365 | 9.5365 | 0.80814 | 10 | 0.34462
48855 | 6.16 | 1 | 365 | 6.9934 | 0.12597 | 7 | 0.11939
44723 | 5.58 | 1 | 365 | 6.335 | 0.13683 | 6 | 0.47178
47617 | 14.88 | 1 | 365 | 16.8932 | 0.031555 | 16 | 0.92476
41937 | 5.7 | 1 | 365 | 6.4712 | 0.54838 | 7 | 0.019565
45565 | 8.19 | 1 | 365 | 9.2981 | 0.087933 | 9 | 0.38601
50001 | 11.73 | 1 | 365 | 13.317 | 0.2285 | 13 | 0.54553
43455 | 5.52 | 1 | 365 | 6.2668 | 0.93106 | 7 | 0.19789
49886 | 7.65 | 1 | 365 | 8.685 | 0.23598 | 8 | 0.921
45205 | 5.415 | 1 | 365 | 6.1476 | 0.57096 | 6 | 0.71859
49917 | 10.965 | 1 | 365 | 12.4485 | 0.60491 | 13 | 0.053427
48566 | 9.69 | 1 | 365 | 11.001 | 0.23224 | 11 | 0.23326
44754 | 12.6 | 1 | 365 | 14.3047 | 0.2122 | 14 | 0.51693
45218 | 4.578 | 1 | 365 | 5.1974 | 0.70043 | 5 | 0.89782
49997 | 5.2 | 1 | 365 | 5.9035 | 0.83361 | 6 | 0.73715
48881 | 6.48 | 1 | 365 | 7.3567 | 0.22342 | 7 | 0.58014
49730 | 12.426 | 1 | 365 | 14.1072 | 0.61546 | 14 | 0.72265
49729 | 12.426 | 1 | 365 | 14.1072 | 0.61546 | 14 | 0.72265
46867 | 3.92 | 1 | 365 | 4.4504 | 0.4438 | 4 | 0.89416
49064 | 3.78 | 1 | 365 | 4.2914 | 0.96366 | 5 | 0.25508
49185 | 6.213 | 1 | 365 | 7.0536 | 0.30773 | 7 | 0.36133
41993 | 6.84 | 1 | 365 | 7.7654 | 0.45805 | 8 | 0.22348
47284 | 11.4 | 1 | 365 | 12.9424 | 0.096756 | 13 | 0.03913
43928 | 12 | 1 | 365 | 13.6236 | 0.15448 | 13 | 0.77803
46488 | 8.64 | 1 | 365 | 9.809 | 0.63123 | 10 | 0.44018
43208 | 6.05 | 1 | 365 | 6.8685 | 0.74872 | 7 | 0.61726
42742 | 4.125 | 1 | 365 | 4.6831 | 0.14685 | 4 | 0.82995
42443 | 6.24 | 1 | 365 | 7.0842 | 0.40033 | 7 | 0.48458
42718 | 8.48 | 1 | 365 | 9.6273 | 0.082499 | 9 | 0.70981
42604 | 11 | 1 | 365 | 12.4883 | 0.72494 | 13 | 0.2132
42607 | 3.575 | 1 | 365 | 4.0587 | 0.26061 | 4 | 0.31929
42754 | 7.15 | 1 | 365 | 8.1174 | 0.52121 | 8 | 0.63858
42441 | 5.225 | 1 | 365 | 5.9319 | 0.91935 | 6 | 0.85127
42788 | 11 | 1 | 365 | 12.4883 | 0.72494 | 13 | 0.2132
34666 | 109.2 | 0.9 | 365 | 111.5769 | 0.055191 | 111 | 0.63208
42704 | 9.625 | 1 | 365 | 10.9272 | 0.0093225 | 10 | 0.93655
42579 | 5.225 | 1 | 365 | 5.9319 | 0.91935 | 6 | 0.85127
42540 | 9.075 | 1 | 365 | 10.3028 | 0.12308 | 10 | 0.42589
46481 | 11.73 | 1 | 365 | 13.317 | 0.2285 | 13 | 0.54553
42539 | 4.24 | 1 | 365 | 4.8137 | 0.54125 | 5 | 0.3549
43549 | 3.15 | 1 | 365 | 3.5762 | 0.80305 | 4 | 0.37923
46354 | 9.99 | 1 | 365 | 11.3416 | 0.2611 | 11 | 0.60271
43941 | 10.464 | 1 | 365 | 11.8797 | 0.88671 | 12 | 0.76644
53854 | 8.215 | 1 | 365 | 9.3265 | 0.17367 | 9 | 0.50013
46452 | 11.73 | 1 | 365 | 13.317 | 0.2285 | 13 | 0.54553
46342 | 20.16 | 1 | 365 | 22.8876 | 0.13953 | 23 | 0.027094
47319 | 6.51 | 1 | 365 | 7.3908 | 0.32631 | 7 | 0.71708
47624 | 7.194 | 1 | 365 | 8.1673 | 0.67211 | 8 | 0.83943
44064 | 3.75 | 1 | 365 | 4.2574 | 0.86078 | 5 | 0.11813
51294 | 5.5 | 1 | 365 | 6.2441 | 0.86247 | 7 | 0.1066
46839 | 11.73 | 1 | 365 | 13.317 | 0.2285 | 13 | 0.54553
46838 | 0.765 | 1 | 365 | 0.8685 | 0.6236 | 1 | 0.4921
49529 | 5.49 | 1 | 365 | 6.2328 | 0.82817 | 7 | 0.06095
46281 | 6.5 | 1 | 365 | 7.3794 | 0.29201 | 7 | 0.67143
47177 | 6.25 | 1 | 365 | 7.0956 | 0.43462 | 7 | 0.53022
47228 | 5.6 | 1 | 365 | 6.3577 | 0.20542 | 6 | 0.56308
46643 | 6.76 | 1 | 365 | 7.6746 | 0.18369 | 7 | 0.85829
46102 | 8.32 | 1 | 365 | 9.4457 | 0.53377 | 9 | 0.97944
46955 | 8.32 | 1 | 365 | 9.4457 | 0.53377 | 9 | 0.97944
46962 | 5.98 | 1 | 365 | 6.7891 | 0.50865 | 7 | 0.29772
46957 | 6.24 | 1 | 365 | 7.0842 | 0.40033 | 7 | 0.48458
45199 | 9 | 1 | 365 | 10.2177 | 0.86586 | 11 | 0.083524
48856 | 11.07 | 1 | 365 | 12.5677 | 0.96501 | 13 | 0.53273
51318 | 10.4 | 1 | 365 | 11.8071 | 0.66722 | 12 | 0.47429
46503 | 3.12 | 1 | 365 | 3.5421 | 0.70016 | 4 | 0.24229
49735 | 8.55 | 1 | 365 | 9.7068 | 0.32257 | 10 | 0.029348
46496 | 6.76 | 1 | 365 | 7.6746 | 0.18369 | 7 | 0.85829
46483 | 4.24 | 1 | 365 | 4.8137 | 0.54125 | 5 | 0.3549
46823 | 11.655 | 1 | 365 | 13.2319 | 0.97129 | 14 | 0.20316
46611 | 8.32 | 1 | 365 | 9.4457 | 0.53377 | 9 | 0.97944
49469 | 7.98 | 1 | 365 | 9.0597 | 0.36773 | 9 | 0.42739
46959 | 6.24 | 1 | 365 | 7.0842 | 0.40033 | 7 | 0.48458
50235 | 10.8 | 1 | 365 | 12.2612 | 0.039032 | 12 | 0.30023
49163 | 4.41 | 1 | 365 | 5.0067 | 0.12427 | 5 | 0.13093
46661 | 5.2 | 1 | 365 | 5.9035 | 0.83361 | 6 | 0.73715
46004 | 3.64 | 1 | 365 | 4.1325 | 0.48353 | 4 | 0.616
46374 | 5.88 | 1 | 365 | 6.6755 | 0.1657 | 6 | 0.84124
46508 | 3.76 | 1 | 365 | 4.2687 | 0.89507 | 5 | 0.16378
46433 | 6.48 | 1 | 365 | 7.3567 | 0.22342 | 7 | 0.58014
46076 | 3.38 | 1 | 365 | 3.8373 | 0.59185 | 4 | 0.42915
46030 | 4.16 | 1 | 365 | 4.7228 | 0.26689 | 4 | 0.98972
46070 | 6.5 | 1 | 365 | 7.3794 | 0.29201 | 7 | 0.67143
46034 | 4.68 | 1 | 365 | 5.3132 | 0.050247 | 5 | 0.36343
46080 | 7.54 | 1 | 365 | 8.5601 | 0.85873 | 9 | 0.41886
46090 | 8.84 | 1 | 365 | 10.036 | 0.31713 | 10 | 0.35315
47662 | 9.69 | 1 | 365 | 11.001 | 0.23224 | 11 | 0.23326
46097 | 5.2 | 1 | 365 | 5.9035 | 0.83361 | 6 | 0.73715
46896 | 7.125 | 1 | 365 | 8.089 | 0.43547 | 8 | 0.52446
47431 | 8.5 | 1 | 365 | 9.65 | 0.15109 | 9 | 0.80111
49172 | 6.72 | 1 | 365 | 7.6292 | 0.046509 | 7 | 0.6757
47374 | 6.24 | 1 | 365 | 7.0842 | 0.40033 | 7 | 0.48458
46854 | 6.3 | 1 | 365 | 7.1524 | 0.6061 | 7 | 0.75847
50558 | 9.3 | 1 | 365 | 10.5583 | 0.89472 | 11 | 0.45297
48496 | 5.04 | 1 | 365 | 5.7219 | 0.28488 | 6 | 0.0067734
50688 | 4.86 | 1 | 365 | 5.5175 | 0.66756 | 6 | 0.1851
46334 | 9.12 | 1 | 365 | 10.3539 | 0.2774 | 10 | 0.6313
46358 | 5.1 | 1 | 365 | 5.79 | 0.49065 | 6 | 0.28066
51429 | 5.2 | 1 | 365 | 5.9035 | 0.83361 | 6 | 0.73715
44646 | 10.71 | 1 | 365 | 12.159 | 0.73037 | 12 | 0.88939
42691 | 9.35 | 1 | 365 | 10.615 | 0.066199 | 10 | 0.68122
42678 | 9.9 | 1 | 365 | 11.2394 | 0.95245 | 12 | 0.19188
45605 | 4.76 | 1 | 365 | 5.404 | 0.32461 | 5 | 0.72862
37613 | 5.1 | 1 | 365 | 5.79 | 0.49065 | 6 | 0.28066
44566 | 8.25 | 1 | 365 | 9.3662 | 0.29371 | 9 | 0.6599
45607 | 6.75 | 1 | 365 | 7.6632 | 0.1494 | 7 | 0.81264
48508 | 3.78 | 1 | 365 | 4.2914 | 0.96366 | 5 | 0.25508
47600 | 9.75 | 1 | 365 | 11.0691 | 0.43801 | 11 | 0.50715
46850 | 6.44 | 1 | 365 | 7.3113 | 0.086238 | 7 | 0.39754
46828 | 6 | 1 | 365 | 6.8118 | 0.57724 | 7 | 0.38902
51286 | 12.09 | 1 | 365 | 13.7257 | 0.46314 | 14 | 0.18887
44040 | 9.81 | 1 | 365 | 11.1373 | 0.64379 | 11 | 0.78104
47672 | 9.075 | 1 | 365 | 10.3028 | 0.12308 | 10 | 0.42589
41956 | 7.875 | 1 | 365 | 8.9405 | 0.0076275 | 8 | 0.94808
44745 | 5.72 | 1 | 365 | 6.4939 | 0.61697 | 7 | 0.11086
43931 | 8.96 | 1 | 365 | 10.1723 | 0.72868 | 10 | 0.90093
46392 | 4.96 | 1 | 365 | 5.6311 | 0.010518 | 5 | 0.64159
53946 | 10.6 | 1 | 365 | 12.0341 | 0.35312 | 12 | 0.38726
53111 | 9.6 | 1 | 365 | 10.8988 | 0.92358 | 11 | 0.82243
34049 | 129.2 | 0.9 | 365 | 132.0122 | 0.78691 | 132 | 0.79913
32968 | 681.065 | 0.9 | 365 | 695.8893 | 0.16569 | 696 | 0.055027
49452 | 9.945 | 1 | 365 | 11.2905 | 0.10678 | 11 | 0.39729
32971 | 176.8 | 0.9 | 365 | 180.6483 | 0.7084 | 181 | 0.3567
51289 | 4.59 | 1 | 365 | 5.211 | 0.74159 | 5 | 0.9526
34603 | 54.9 | 0.9 | 365 | 56.095 | 0.45357 | 56 | 0.54855
49323 | 7.65 | 1 | 365 | 8.685 | 0.23598 | 8 | 0.921
41563 | 10.791 | 1 | 365 | 12.251 | 0.0081661 | 12 | 0.25915
34755 | 124 | 0.9 | 365 | 126.699 | 0.73666 | 127 | 0.4357
50148 | 8.502 | 1 | 365 | 9.6523 | 0.15795 | 9 | 0.81024
34684 | 202.8 | 0.9 | 365 | 207.2142 | 0.95964 | 208 | 0.17387
35298 | 265.98 | 0.9 | 365 | 271.7694 | 0.97014 | 272 | 0.73957
44388 | 11.78 | 1 | 365 | 13.3738 | 0.39998 | 13 | 0.77377
35299 | 269.39 | 0.9 | 365 | 275.2537 | 0.4954 | 275 | 0.74905
32959 | 649.8 | 0.8 | 365 | 590.1723 | 0.81207 | 590 | 0.98435
47621 | 5.58 | 1 | 365 | 6.335 | 0.13683 | 6 | 0.47178
32966 | 649.8 | 0.8 | 365 | 590.1723 | 0.81207 | 590 | 0.98435
46492 | 8.4 | 1 | 365 | 9.5365 | 0.80814 | 10 | 0.34462
32969 | 649.8 | 0.8 | 365 | 590.1723 | 0.81207 | 590 | 0.98435
44413 | 17.325 | 1 | 365 | 19.669 | 0.41678 | 20 | 0.085784
46422 | 4.905 | 1 | 365 | 5.5686 | 0.82189 | 6 | 0.39052
47914 | 4.42 | 1 | 365 | 5.018 | 0.15857 | 5 | 0.17658
44062 | 5.4 | 1 | 365 | 6.1306 | 0.51952 | 6 | 0.65011
42670 | 11.13 | 1 | 365 | 12.6358 | 0.17078 | 12 | 0.80662
44905 | 9.69 | 1 | 365 | 11.001 | 0.23224 | 11 | 0.23326
43444 | 5.75 | 1 | 365 | 6.528 | 0.71985 | 7 | 0.24781
42557 | 6.625 | 1 | 365 | 7.5213 | 0.7207 | 8 | 0.24204
44425 | 4.905 | 1 | 365 | 5.5686 | 0.82189 | 6 | 0.39052
49067 | 5.865 | 1 | 365 | 6.6585 | 0.11425 | 6 | 0.77276
41453 | 15.696 | 1 | 365 | 17.8196 | 0.83006 | 18 | 0.64967
48513 | 8.96 | 1 | 365 | 10.1723 | 0.72868 | 10 | 0.90093
48847 | 5.7 | 1 | 365 | 6.4712 | 0.54838 | 7 | 0.019565
44058 | 4.905 | 1 | 365 | 5.5686 | 0.82189 | 6 | 0.39052
47612 | 3.6 | 1 | 365 | 4.0871 | 0.34634 | 4 | 0.43341
43531 | 13.23 | 1 | 365 | 15.02 | 0.37281 | 15 | 0.39278
41542 | 6.54 | 1 | 365 | 7.4248 | 0.42919 | 7 | 0.85403
48485 | 7.75 | 1 | 365 | 8.7985 | 0.57893 | 9 | 0.37748
51251 | 14.79 | 1 | 365 | 16.791 | 0.7229 | 17 | 0.51392
50280 | 6.84 | 1 | 365 | 7.7654 | 0.45805 | 8 | 0.22348
41978 | 11.655 | 1 | 365 | 13.2319 | 0.97129 | 14 | 0.20316
49157 | 3.924 | 1 | 365 | 4.4549 | 0.45751 | 4 | 0.91242
49885 | 9.45 | 1 | 365 | 10.7285 | 0.40915 | 11 | 0.1377
49478 | 10.464 | 1 | 365 | 11.8797 | 0.88671 | 12 | 0.76644
49019 | 8.1 | 1 | 365 | 9.1959 | 0.77927 | 9 | 0.97517
48481 | 10.5 | 1 | 365 | 11.9206 | 0.01017 | 11 | 0.93078
44057 | 5 | 1 | 365 | 5.6765 | 0.1477 | 5 | 0.82418
34757 | 145.08 | 0.9 | 365 | 148.2379 | 0.8019 | 149 | 0.039766
34562 | 209.56 | 0.9 | 365 | 214.1214 | 0.82496 | 214 | 0.94633
36229 | 237.05 | 0.9 | 365 | 242.2097 | 0.67521 | 242 | 0.88494
34733 | 475.84 | 0.9 | 365 | 486.1973 | 0.72108 | 486 | 0.91841
34527 | 102.024 | 0.9 | 365 | 104.2447 | 0.90585 | 105 | 0.15055
34537 | 106.6 | 0.9 | 365 | 108.9203 | 0.030068 | 108 | 0.95037
46288 | 5.2 | 1 | 365 | 5.9035 | 0.83361 | 6 | 0.73715
46165 | 5.2 | 1 | 365 | 5.9035 | 0.83361 | 6 | 0.73715
42712 | 12.1 | 1 | 365 | 13.7371 | 0.49743 | 14 | 0.23452
48638 | 3.12 | 1 | 365 | 3.5421 | 0.70016 | 4 | 0.24229
45497 | 4.575 | 1 | 365 | 5.194 | 0.69015 | 5 | 0.88412
41595 | 10.35 | 1 | 365 | 11.7503 | 0.49574 | 12 | 0.24605
43175 | 3.64 | 1 | 365 | 4.1325 | 0.48353 | 4 | 0.616
42753 | 3.575 | 1 | 365 | 4.0587 | 0.26061 | 4 | 0.31929
42811 | 11.22 | 1 | 365 | 12.738 | 0.47944 | 13 | 0.21746
42736 | 6.6 | 1 | 365 | 7.493 | 0.63496 | 8 | 0.12792
41946 | 4.59 | 1 | 365 | 5.211 | 0.74159 | 5 | 0.9526
38558 | 6.12 | 1 | 365 | 6.948 | 0.98878 | 7 | 0.9368
38498 | 7.395 | 1 | 365 | 8.3955 | 0.36145 | 8 | 0.75696
38447 | 8.25 | 1 | 365 | 9.3662 | 0.29371 | 9 | 0.6599
38398 | 6.12 | 1 | 365 | 6.948 | 0.98878 | 7 | 0.9368
38791 | 6.12 | 1 | 365 | 6.948 | 0.98878 | 7 | 0.9368
38439 | 7.25 | 1 | 365 | 8.2309 | 0.86416 | 9 | 0.095061
38568 | 6.75 | 1 | 365 | 7.6632 | 0.1494 | 7 | 0.81264
48516 | 4.96 | 1 | 365 | 5.6311 | 0.010518 | 5 | 0.64159
38946 | 7.14 | 1 | 365 | 8.106 | 0.48692 | 8 | 0.59293
44113 | 6 | 1 | 365 | 6.8118 | 0.57724 | 7 | 0.38902
39196 | 4.08 | 1 | 365 | 4.632 | 0.99252 | 5 | 0.62453
38540 | 7.14 | 1 | 365 | 8.106 | 0.48692 | 8 | 0.59293
38557 | 5.1 | 1 | 365 | 5.79 | 0.49065 | 6 | 0.28066
44095 | 4.05 | 1 | 365 | 4.5979 | 0.88964 | 5 | 0.48759
38458 | 4 | 1 | 365 | 4.5412 | 0.71816 | 5 | 0.25934
36124 | 11.7 | 1 | 365 | 13.283 | 0.12562 | 13 | 0.40858
51366 | 6.24 | 1 | 365 | 7.0842 | 0.40033 | 7 | 0.48458
48977 | 6.24 | 1 | 365 | 7.0842 | 0.40033 | 7 | 0.48458
51612 | 5.72 | 1 | 365 | 6.4939 | 0.61697 | 7 | 0.11086
51766 | 3.64 | 1 | 365 | 4.1325 | 0.48353 | 4 | 0.616
47587 | 17.28 | 1 | 365 | 19.6179 | 0.26245 | 19 | 0.88037
44501 | 11.025 | 1 | 365 | 12.5166 | 0.81068 | 13 | 0.32732
52748 | 9.45 | 1 | 365 | 10.7285 | 0.40915 | 11 | 0.1377
21535 | 2145 | 0.9 | 365 | 2191.6889 | 0.72697 | 2192 | 0.4159
1454 | 1266.35 | 1 | 365 | 1437.6821 | 0.99798 | 1438 | 0.68007
52594 | 10.2 | 1 | 365 | 11.58 | 0.98131 | 12 | 0.56133
46885 | 10.44 | 1 | 365 | 11.8525 | 0.8044 | 12 | 0.65689
46864 | 8.4 | 1 | 365 | 9.5365 | 0.80814 | 10 | 0.34462
46832 | 6.09 | 1 | 365 | 6.914 | 0.8859 | 7 | 0.79985
46477 | 11.22 | 1 | 365 | 12.738 | 0.47944 | 13 | 0.21746
45192 | 6 | 1 | 365 | 6.8118 | 0.57724 | 7 | 0.38902
46910 | 9.9 | 1 | 365 | 11.2394 | 0.95245 | 12 | 0.19188
53289 | 12.96 | 1 | 365 | 14.7134 | 0.44684 | 15 | 0.16027
48291 | 8.99 | 1 | 365 | 10.2063 | 0.83156 | 11 | 0.037876
51308 | 12.4 | 1 | 365 | 14.0777 | 0.5263 | 14 | 0.60397
44039 | 16.24 | 1 | 365 | 18.4372 | 0.69573 | 19 | 0.13294
45559 | 7.975 | 1 | 365 | 9.054 | 0.35058 | 9 | 0.40457
45592 | 7.975 | 1 | 365 | 9.054 | 0.35058 | 9 | 0.40457
53314 | 3.3 | 1 | 365 | 3.7465 | 0.31748 | 4 | 0.063959
53775 | 10.725 | 1 | 365 | 12.176 | 0.78182 | 12 | 0.95787
53332 | 11.2 | 1 | 365 | 12.7153 | 0.41085 | 13 | 0.12616
53312 | 8.48 | 1 | 365 | 9.6273 | 0.082499 | 9 | 0.70981
53493 | 5.32 | 1 | 365 | 6.0398 | 0.24515 | 6 | 0.28493
53506 | 6.095 | 1 | 365 | 6.9196 | 0.90305 | 7 | 0.82268
53492 | 10.335 | 1 | 365 | 11.7333 | 0.4443 | 12 | 0.17758
53777 | 11.55 | 1 | 365 | 13.1127 | 0.61119 | 13 | 0.72386
53309 | 6.12 | 1 | 365 | 6.948 | 0.98878 | 7 | 0.9368
35738 | 9 | 1 | 365 | 10.2177 | 0.86586 | 11 | 0.083524
52960 | 9.9 | 1 | 365 | 11.2394 | 0.95245 | 12 | 0.19188
51225 | 2.34 | 1 | 365 | 2.6566 | 0.025124 | 2 | 0.68172
53793 | 4.675 | 1 | 365 | 5.3075 | 0.033099 | 5 | 0.34061
49314 | 7.44 | 1 | 365 | 8.4466 | 0.51578 | 8 | 0.96238
53788 | 10.6 | 1 | 365 | 12.0341 | 0.35312 | 12 | 0.38726
52045 | 2.34 | 1 | 365 | 2.6566 | 0.025124 | 2 | 0.68172
52015 | 4.42 | 1 | 365 | 5.018 | 0.15857 | 5 | 0.17658
53785 | 8.48 | 1 | 365 | 9.6273 | 0.082499 | 9 | 0.70981
52634 | 6.76 | 1 | 365 | 7.6746 | 0.18369 | 7 | 0.85829
53776 | 6.325 | 1 | 365 | 7.1807 | 0.69184 | 7 | 0.87259
53060 | 10.5 | 1 | 365 | 11.9206 | 0.01017 | 11 | 0.93078
47316 | 8.12 | 1 | 365 | 9.2186 | 0.84786 | 10 | 0.066468
42300 | 14.3 | 1 | 365 | 16.2347 | 0.042422 | 16 | 0.27715
53403 | 11.07 | 1 | 365 | 12.5677 | 0.96501 | 13 | 0.53273
42455 | 18.15 | 1 | 365 | 20.6056 | 0.24615 | 20 | 0.85177
53409 | 10.545 | 1 | 365 | 11.9717 | 0.1645 | 12 | 0.1362
43201 | 5.225 | 1 | 365 | 5.9319 | 0.91935 | 6 | 0.85127
44636 | 7.65 | 1 | 365 | 8.685 | 0.23598 | 8 | 0.921
53418 | 7.56 | 1 | 365 | 8.5828 | 0.92732 | 9 | 0.51016
53562 | 4.94 | 1 | 365 | 5.6084 | 0.94193 | 6 | 0.55029
53137 | 8.58 | 1 | 365 | 9.7408 | 0.42545 | 10 | 0.16629
42469 | 7.685 | 1 | 365 | 8.7247 | 0.35601 | 9 | 0.080765
38645 | 5.2 | 1 | 365 | 5.9035 | 0.83361 | 6 | 0.73715
53380 | 9.1 | 1 | 365 | 10.3312 | 0.20881 | 10 | 0.54001
50217 | 20.46 | 1 | 365 | 23.2282 | 0.16839 | 23 | 0.39654
42303 | 10.45 | 1 | 365 | 11.8638 | 0.83869 | 12 | 0.70254
35601 | 13.4 | 1 | 365 | 15.213 | 0.95584 | 16 | 0.1688
53391 | 12.48 | 1 | 365 | 14.1685 | 0.80066 | 14 | 0.96915
53868 | 4.24 | 1 | 365 | 4.8137 | 0.54125 | 5 | 0.3549
53399 | 4.16 | 1 | 365 | 4.7228 | 0.26689 | 4 | 0.98972
53420 | 4.94 | 1 | 365 | 5.6084 | 0.94193 | 6 | 0.55029
53419 | 9.36 | 1 | 365 | 10.6264 | 0.10049 | 10 | 0.72686
53421 | 7.54 | 1 | 365 | 8.5601 | 0.85873 | 9 | 0.41886
53371 | 4.42 | 1 | 365 | 5.018 | 0.15857 | 5 | 0.17658
42798 | 4.125 | 1 | 365 | 4.6831 | 0.14685 | 4 | 0.82995
53382 | 5.98 | 1 | 365 | 6.7891 | 0.50865 | 7 | 0.29772
43519 | 4.83 | 1 | 365 | 5.4835 | 0.56468 | 6 | 0.048158
46913 | 24.885 | 1 | 365 | 28.2518 | 0.3441 | 28 | 0.59594
50012 | 9.88 | 1 | 365 | 11.2167 | 0.88386 | 12 | 0.10058
48303 | 6.16 | 1 | 365 | 6.9934 | 0.12597 | 7 | 0.11939
41947 | 4.725 | 1 | 365 | 5.3643 | 0.20458 | 5 | 0.56885
50226 | 6.25 | 1 | 365 | 7.0956 | 0.43462 | 7 | 0.53022
53880 | 4.24 | 1 | 365 | 4.8137 | 0.54125 | 5 | 0.3549
49717 | 6.24 | 1 | 365 | 7.0842 | 0.40033 | 7 | 0.48458
53860 | 3.975 | 1 | 365 | 4.5128 | 0.63242 | 5 | 0.14522
46465 | 9.99 | 1 | 365 | 11.3416 | 0.2611 | 11 | 0.60271
53859 | 5.3 | 1 | 365 | 6.0171 | 0.17656 | 6 | 0.19363
53947 | 4.24 | 1 | 365 | 4.8137 | 0.54125 | 5 | 0.3549
53950 | 8.48 | 1 | 365 | 9.6273 | 0.082499 | 9 | 0.70981
43433 | 10.395 | 1 | 365 | 11.8014 | 0.65007 | 12 | 0.45147
48877 | 12.6 | 1 | 365 | 14.3047 | 0.2122 | 14 | 0.51693
53797 | 5 | 1 | 365 | 5.6765 | 0.1477 | 5 | 0.82418
53948 | 8.745 | 1 | 365 | 9.9282 | 0.99133 | 10 | 0.91949
53945 | 8.745 | 1 | 365 | 9.9282 | 0.99133 | 10 | 0.91949
53944 | 6.095 | 1 | 365 | 6.9196 | 0.90305 | 7 | 0.82268
53951 | 9.54 | 1 | 365 | 10.8307 | 0.71781 | 11 | 0.54854
53796 | 6.875 | 1 | 365 | 7.8052 | 0.57809 | 8 | 0.38325
53786 | 5.565 | 1 | 365 | 6.3179 | 0.08539 | 6 | 0.40331
49488 | 6.16 | 1 | 365 | 6.9934 | 0.12597 | 7 | 0.11939
46485 | 4.335 | 1 | 365 | 4.9215 | 0.86706 | 5 | 0.78856
49334 | 5.559 | 1 | 365 | 6.3111 | 0.064813 | 6 | 0.37592
50166 | 4.96 | 1 | 365 | 5.6311 | 0.010518 | 5 | 0.64159
41928 | 12.285 | 1 | 365 | 13.9471 | 0.1319 | 14 | 0.07901
51510 | 13.5 | 1 | 365 | 15.3265 | 0.29879 | 15 | 0.62529
51824 | 3.315 | 1 | 365 | 3.7635 | 0.36893 | 4 | 0.13243
52213 | 7.29 | 1 | 365 | 8.2763 | 0.0013466 | 8 | 0.27765
52273 | 13.23 | 1 | 365 | 15.02 | 0.37281 | 15 | 0.39278
50003 | 8.99 | 1 | 365 | 10.2063 | 0.83156 | 11 | 0.037876
49186 | 10.53 | 1 | 365 | 11.9547 | 0.11306 | 12 | 0.067723
49025 | 5.886 | 1 | 365 | 6.6824 | 0.18627 | 6 | 0.86862
47626 | 5.98 | 1 | 365 | 6.7891 | 0.50865 | 7 | 0.29772
53795 | 3.445 | 1 | 365 | 3.9111 | 0.81477 | 4 | 0.72586
53862 | 5.3 | 1 | 365 | 6.0171 | 0.17656 | 6 | 0.19363
53801 | 3.445 | 1 | 365 | 3.9111 | 0.81477 | 4 | 0.72586
53783 | 11.275 | 1 | 365 | 12.8005 | 0.66806 | 13 | 0.46853
53802 | 7.425 | 1 | 365 | 8.4296 | 0.46433 | 8 | 0.89391
42763 | 7.425 | 1 | 365 | 8.4296 | 0.46433 | 8 | 0.89391
53877 | 7.155 | 1 | 365 | 8.123 | 0.53836 | 8 | 0.6614
53780 | 5.1 | 1 | 365 | 5.79 | 0.49065 | 6 | 0.28066
43091 | 3.18 | 1 | 365 | 3.6102 | 0.90594 | 4 | 0.51618
43227 | 4.4 | 1 | 365 | 4.9953 | 0.089976 | 5 | 0.085278
43490 | 9.01 | 1 | 365 | 10.229 | 0.90016 | 11 | 0.12917
43123 | 8.215 | 1 | 365 | 9.3265 | 0.17367 | 9 | 0.50013
46526 | 6.36 | 1 | 365 | 7.2205 | 0.81187 | 8 | 0.032357
53425 | 11.7 | 1 | 365 | 13.283 | 0.12562 | 13 | 0.40858
53469 | 11.18 | 1 | 365 | 12.6926 | 0.34226 | 13 | 0.034866
53397 | 13 | 1 | 365 | 14.7588 | 0.58402 | 15 | 0.34287
26678 | 4.16 | 1 | 365 | 4.7228 | 0.26689 | 4 | 0.98972
53641 | 3.9 | 1 | 365 | 4.4277 | 0.37521 | 4 | 0.80286
53389 | 9.555 | 1 | 365 | 10.8478 | 0.76925 | 11 | 0.61701
53512 | 8.84 | 1 | 365 | 10.036 | 0.31713 | 10 | 0.35315
53481 | 3.38 | 1 | 365 | 3.8373 | 0.59185 | 4 | 0.42915
53480 | 5.46 | 1 | 365 | 6.1987 | 0.72529 | 6 | 0.924
43193 | 9.805 | 1 | 365 | 11.1316 | 0.62664 | 11 | 0.75822
53471 | 5.46 | 1 | 365 | 6.1987 | 0.72529 | 6 | 0.924
43146 | 5.565 | 1 | 365 | 6.3179 | 0.08539 | 6 | 0.40331
53429 | 4.42 | 1 | 365 | 5.018 | 0.15857 | 5 | 0.17658
43243 | 9.35 | 1 | 365 | 10.615 | 0.066199 | 10 | 0.68122
53463 | 5.72 | 1 | 365 | 6.4939 | 0.61697 | 7 | 0.11086
53449 | 10.66 | 1 | 365 | 12.1023 | 0.5589 | 12 | 0.66115
53446 | 9.62 | 1 | 365 | 10.9215 | 0.99217 | 11 | 0.91372
16670 | 9.88 | 1 | 365 | 11.2167 | 0.88386 | 12 | 0.10058
46291 | 8.32 | 1 | 365 | 9.4457 | 0.53377 | 9 | 0.97944
28366 | 4.16 | 1 | 365 | 4.7228 | 0.26689 | 4 | 0.98972
49512 | 10.66 | 1 | 365 | 12.1023 | 0.5589 | 12 | 0.66115
31650 | 9.88 | 1 | 365 | 11.2167 | 0.88386 | 12 | 0.10058
22301 | 5.46 | 1 | 365 | 6.1987 | 0.72529 | 6 | 0.924
53474 | 3.64 | 1 | 365 | 4.1325 | 0.48353 | 4 | 0.616
45137 | 8.48 | 1 | 365 | 9.6273 | 0.082499 | 9 | 0.70981
42758 | 14.575 | 1 | 365 | 16.5469 | 0.98555 | 17 | 0.53248
27166 | 8.58 | 1 | 365 | 9.7408 | 0.42545 | 10 | 0.16629
31401 | 9.18 | 1 | 365 | 10.422 | 0.48318 | 10 | 0.90519
27718 | 4.59 | 1 | 365 | 5.211 | 0.74159 | 5 | 0.9526
37899 | 3.9 | 1 | 365 | 4.4277 | 0.37521 | 4 | 0.80286
27684 | 8.925 | 1 | 365 | 10.1325 | 0.60864 | 10 | 0.74116
20662 | 6.76 | 1 | 365 | 7.6746 | 0.18369 | 7 | 0.85829
37883 | 10.4 | 1 | 365 | 11.8071 | 0.66722 | 12 | 0.47429
29254 | 7.28 | 1 | 365 | 8.265 | 0.96705 | 9 | 0.23201
42585 | 10.07 | 1 | 365 | 11.4324 | 0.53547 | 11 | 0.9679
27584 | 5.61 | 1 | 365 | 6.369 | 0.23972 | 6 | 0.60873
42791 | 6.6 | 1 | 365 | 7.493 | 0.63496 | 8 | 0.12792
51886 | 7.02 | 1 | 365 | 7.9698 | 0.075371 | 8 | 0.045149
42796 | 4.24 | 1 | 365 | 4.8137 | 0.54125 | 5 | 0.3549
36542 | 8.06 | 1 | 365 | 9.1505 | 0.64209 | 9 | 0.79258
34270 | 5.25 | 1 | 365 | 5.9603 | 0.005085 | 5 | 0.96539
27553 | 9.18 | 1 | 365 | 10.422 | 0.48318 | 10 | 0.90519
33125 | 6.24 | 1 | 365 | 7.0842 | 0.40033 | 7 | 0.48458
27489 | 5.355 | 1 | 365 | 6.0795 | 0.36519 | 6 | 0.4447
33460 | 2.86 | 1 | 365 | 3.2469 | 0.80848 | 4 | 0.055431
42797 | 12.1 | 1 | 365 | 13.7371 | 0.49743 | 14 | 0.23452
52107 | 8.32 | 1 | 365 | 9.4457 | 0.53377 | 9 | 0.97944
51944 | 11.7 | 1 | 365 | 13.283 | 0.12562 | 13 | 0.40858
53827 | 4.94 | 1 | 365 | 5.6084 | 0.94193 | 6 | 0.55029
39353 | 10.66 | 1 | 365 | 12.1023 | 0.5589 | 12 | 0.66115
42931 | 5.3 | 1 | 365 | 6.0171 | 0.17656 | 6 | 0.19363
42662 | 9.9 | 1 | 365 | 11.2394 | 0.95245 | 12 | 0.19188
34312 | 4.16 | 1 | 365 | 4.7228 | 0.26689 | 4 | 0.98972
42673 | 7.42 | 1 | 365 | 8.4239 | 0.44719 | 8 | 0.87108
19685 | 4.68 | 1 | 365 | 5.3132 | 0.050247 | 5 | 0.36343
53823 | 3.12 | 1 | 365 | 3.5421 | 0.70016 | 4 | 0.24229
17405 | 9.88 | 1 | 365 | 11.2167 | 0.88386 | 12 | 0.10058
42632 | 6.6 | 1 | 365 | 7.493 | 0.63496 | 8 | 0.12792
51751 | 9.88 | 1 | 365 | 11.2167 | 0.88386 | 12 | 0.10058
38806 | 4.94 | 1 | 365 | 5.6084 | 0.94193 | 6 | 0.55029
42629 | 11 | 1 | 365 | 12.4883 | 0.72494 | 13 | 0.2132
42642 | 9.9 | 1 | 365 | 11.2394 | 0.95245 | 12 | 0.19188
53583 | 5.98 | 1 | 365 | 6.7891 | 0.50865 | 7 | 0.29772
51769 | 10.4 | 1 | 365 | 11.8071 | 0.66722 | 12 | 0.47429
52353 | 2.86 | 1 | 365 | 3.2469 | 0.80848 | 4 | 0.055431
42801 | 3.3 | 1 | 365 | 3.7465 | 0.31748 | 4 | 0.063959
53008 | 7.02 | 1 | 365 | 7.9698 | 0.075371 | 8 | 0.045149
41914 | 3.9 | 1 | 365 | 4.4277 | 0.37521 | 4 | 0.80286
52995 | 7.02 | 1 | 365 | 7.9698 | 0.075371 | 8 | 0.045149
51604 | 15.86 | 1 | 365 | 18.0058 | 0.3925 | 18 | 0.3983
43155 | 4.505 | 1 | 365 | 5.1145 | 0.45008 | 5 | 0.56459
52994 | 5.72 | 1 | 365 | 6.4939 | 0.61697 | 7 | 0.11086
52993 | 6.5 | 1 | 365 | 7.3794 | 0.29201 | 7 | 0.67143
48760 | 17.94 | 1 | 365 | 20.3672 | 0.52595 | 20 | 0.89316
53119 | 9.88 | 1 | 365 | 11.2167 | 0.88386 | 12 | 0.10058
43206 | 7.425 | 1 | 365 | 8.4296 | 0.46433 | 8 | 0.89391
45547 | 10.4 | 1 | 365 | 11.8071 | 0.66722 | 12 | 0.47429
52969 | 12.48 | 1 | 365 | 14.1685 | 0.80066 | 14 | 0.96915
52967 | 6.76 | 1 | 365 | 7.6746 | 0.18369 | 7 | 0.85829
52945 | 5.98 | 1 | 365 | 6.7891 | 0.50865 | 7 | 0.29772
44965 | 3.64 | 1 | 365 | 4.1325 | 0.48353 | 4 | 0.616
43717 | 8.32 | 1 | 365 | 9.4457 | 0.53377 | 9 | 0.97944
42819 | 5.5 | 1 | 365 | 6.2441 | 0.86247 | 7 | 0.1066
39363 | 3.9 | 1 | 365 | 4.4277 | 0.37521 | 4 | 0.80286
52937 | 12.48 | 1 | 365 | 14.1685 | 0.80066 | 14 | 0.96915
41494 | 3.9 | 1 | 365 | 4.4277 | 0.37521 | 4 | 0.80286
52948 | 6.76 | 1 | 365 | 7.6746 | 0.18369 | 7 | 0.85829
52926 | 10.4 | 1 | 365 | 11.8071 | 0.66722 | 12 | 0.47429
52991 | 6.24 | 1 | 365 | 7.0842 | 0.40033 | 7 | 0.48458
52763 | 2.34 | 1 | 365 | 2.6566 | 0.025124 | 2 | 0.68172
52726 | 3.9 | 1 | 365 | 4.4277 | 0.37521 | 4 | 0.80286
43853 | 4.505 | 1 | 365 | 5.1145 | 0.45008 | 5 | 0.56459
45417 | 4.59 | 1 | 365 | 5.211 | 0.74159 | 5 | 0.9526
43532 | 3.825 | 1 | 365 | 4.3425 | 0.11799 | 4 | 0.4605
45413 | 7.65 | 1 | 365 | 8.685 | 0.23598 | 8 | 0.921
45412 | 5.355 | 1 | 365 | 6.0795 | 0.36519 | 6 | 0.4447
45803 | 3.06 | 1 | 365 | 3.474 | 0.49439 | 3 | 0.9684
53539 | 7.28 | 1 | 365 | 8.265 | 0.96705 | 9 | 0.23201
53792 | 2.86 | 1 | 365 | 3.2469 | 0.80848 | 4 | 0.055431
53756 | 4.94 | 1 | 365 | 5.6084 | 0.94193 | 6 | 0.55029
53755 | 6.76 | 1 | 365 | 7.6746 | 0.18369 | 7 | 0.85829
52044 | 11.44 | 1 | 365 | 12.9878 | 0.23394 | 13 | 0.22172
53977 | 7.28 | 1 | 365 | 8.265 | 0.96705 | 9 | 0.23201
53974 | 7.8 | 1 | 365 | 8.8553 | 0.75041 | 9 | 0.60572
36333 | 4.578 | 1 | 365 | 5.1974 | 0.70043 | 5 | 0.89782
53971 | 2.08 | 1 | 365 | 2.3614 | 0.13344 | 2 | 0.49486
53924 | 16.12 | 1 | 365 | 18.301 | 0.28418 | 18 | 0.58516
52685 | 10.92 | 1 | 365 | 12.3974 | 0.45058 | 12 | 0.84801
53893 | 8.84 | 1 | 365 | 10.036 | 0.31713 | 10 | 0.35315
52650 | 7.02 | 1 | 365 | 7.9698 | 0.075371 | 8 | 0.045149
52631 | 10.14 | 1 | 365 | 11.5119 | 0.77554 | 12 | 0.28744
53959 | 4.16 | 1 | 365 | 4.7228 | 0.26689 | 4 | 0.98972
52583 | 9.88 | 1 | 365 | 11.2167 | 0.88386 | 12 | 0.10058
46916 | 7.56 | 1 | 365 | 8.5828 | 0.92732 | 9 | 0.51016
52513 | 5.2 | 1 | 365 | 5.9035 | 0.83361 | 6 | 0.73715
20829 | 2.08 | 1 | 365 | 2.3614 | 0.13344 | 2 | 0.49486
52474 | 8.58 | 1 | 365 | 9.7408 | 0.42545 | 10 | 0.16629
52434 | 10.4 | 1 | 365 | 11.8071 | 0.66722 | 12 | 0.47429
53697 | 6.24 | 1 | 365 | 7.0842 | 0.40033 | 7 | 0.48458
53915 | 13 | 1 | 365 | 14.7588 | 0.58402 | 15 | 0.34287
53687 | 3.64 | 1 | 365 | 4.1325 | 0.48353 | 4 | 0.616
53890 | 7.8 | 1 | 365 | 8.8553 | 0.75041 | 9 | 0.60572
53685 | 7.02 | 1 | 365 | 7.9698 | 0.075371 | 8 | 0.045149
53920 | 12.48 | 1 | 365 | 14.1685 | 0.80066 | 14 | 0.96915
53678 | 4.94 | 1 | 365 | 5.6084 | 0.94193 | 6 | 0.55029
53656 | 9.88 | 1 | 365 | 11.2167 | 0.88386 | 12 | 0.10058
53674 | 10.14 | 1 | 365 | 11.5119 | 0.77554 | 12 | 0.28744
53672 | 7.8 | 1 | 365 | 8.8553 | 0.75041 | 9 | 0.60572
53665 | 3.38 | 1 | 365 | 3.8373 | 0.59185 | 4 | 0.42915
53869 | 5.98 | 1 | 365 | 6.7891 | 0.50865 | 7 | 0.29772
53653 | 5.72 | 1 | 365 | 6.4939 | 0.61697 | 7 | 0.11086
53567 | 6.5 | 1 | 365 | 7.3794 | 0.29201 | 7 | 0.67143
53565 | 13 | 1 | 365 | 14.7588 | 0.58402 | 15 | 0.34287
53876 | 11.96 | 1 | 365 | 13.5781 | 0.017298 | 13 | 0.59544
53561 | 9.1 | 1 | 365 | 10.3312 | 0.20881 | 10 | 0.54001
53560 | 7.02 | 1 | 365 | 7.9698 | 0.075371 | 8 | 0.045149
53655 | 9.62 | 1 | 365 | 10.9215 | 0.99217 | 11 | 0.91372
34571 | 650 | 0.9 | 365 | 664.1482 | 0.2809 | 664 | 0.42906
53651 | 3.38 | 1 | 365 | 3.8373 | 0.59185 | 4 | 0.42915
53552 | 8.06 | 1 | 365 | 9.1505 | 0.64209 | 9 | 0.79258
54084 | 3.9 | 1 | 365 | 4.4277 | 0.37521 | 4 | 0.80286
53529 | 3.9 | 1 | 365 | 4.4277 | 0.37521 | 4 | 0.80286
54056 | 8.06 | 1 | 365 | 9.1505 | 0.64209 | 9 | 0.79258
35923 | 64.005 | 0.9 | 365 | 65.3982 | 0.55694 | 65 | 0.9551
53999 | 5.72 | 1 | 365 | 6.4939 | 0.61697 | 7 | 0.11086
53576 | 8.58 | 1 | 365 | 9.7408 | 0.42545 | 10 | 0.16629
53308 | 4.16 | 1 | 365 | 4.7228 | 0.26689 | 4 | 0.98972
34506 | 30.24 | 0.9 | 365 | 30.8982 | 0.33836 | 31 | 0.23658
53632 | 13 | 1 | 365 | 14.7588 | 0.58402 | 15 | 0.34287
54042 | 8.84 | 1 | 365 | 10.036 | 0.31713 | 10 | 0.35315
53061 | 6.24 | 1 | 365 | 7.0842 | 0.40033 | 7 | 0.48458
53030 | 8.06 | 1 | 365 | 9.1505 | 0.64209 | 9 | 0.79258
52810 | 9.62 | 1 | 365 | 10.9215 | 0.99217 | 11 | 0.91372
53845 | 5.98 | 1 | 365 | 6.7891 | 0.50865 | 7 | 0.29772
53865 | 9.1 | 1 | 365 | 10.3312 | 0.20881 | 10 | 0.54001
53196 | 4.68 | 1 | 365 | 5.3132 | 0.050247 | 5 | 0.36343
34987 | 7.8 | 1 | 365 | 8.8553 | 0.75041 | 9 | 0.60572
53374 | 8.32 | 1 | 365 | 9.4457 | 0.53377 | 9 | 0.97944
53105 | 8.32 | 1 | 365 | 9.4457 | 0.53377 | 9 | 0.97944
53874 | 3.12 | 1 | 365 | 3.5421 | 0.70016 | 4 | 0.24229
53649 | 9.62 | 1 | 365 | 10.9215 | 0.99217 | 11 | 0.91372
36444 | 7.8 | 1 | 365 | 8.8553 | 0.75041 | 9 | 0.60572
53870 | 8.58 | 1 | 365 | 9.7408 | 0.42545 | 10 | 0.16629
53643 | 6.76 | 1 | 365 | 7.6746 | 0.18369 | 7 | 0.85829
44574 | 5.13 | 1 | 365 | 5.8241 | 0.59354 | 6 | 0.41761
53866 | 17.68 | 1 | 365 | 20.072 | 0.63427 | 20 | 0.7063
53851 | 7.02 | 1 | 365 | 7.9698 | 0.075371 | 8 | 0.045149
53640 | 11.96 | 1 | 365 | 13.5781 | 0.017298 | 13 | 0.59544
44568 | 9.98 | 1 | 365 | 11.3303 | 0.22681 | 11 | 0.55706
53615 | 6.24 | 1 | 365 | 7.0842 | 0.40033 | 7 | 0.48458
44542 | 8.19 | 1 | 365 | 9.2981 | 0.087933 | 9 | 0.38601
53585 | 3.64 | 1 | 365 | 4.1325 | 0.48353 | 4 | 0.616
53832 | 10.66 | 1 | 365 | 12.1023 | 0.5589 | 12 | 0.66115
53564 | 11.18 | 1 | 365 | 12.6926 | 0.34226 | 13 | 0.034866
53856 | 7.54 | 1 | 365 | 8.5601 | 0.85873 | 9 | 0.41886
53546 | 9.88 | 1 | 365 | 11.2167 | 0.88386 | 12 | 0.10058
51972 | 13.545 | 1 | 365 | 15.3776 | 0.45312 | 15 | 0.8307
52223 | 5.98 | 1 | 365 | 6.7891 | 0.50865 | 7 | 0.29772
52546 | 14.1 | 1 | 365 | 16.0077 | 0.35651 | 16 | 0.36419
52331 | 7.215 | 1 | 365 | 8.1912 | 0.74413 | 8 | 0.93529
52233 | 9.95 | 1 | 365 | 11.2962 | 0.12392 | 11 | 0.42012
52237 | 8.82 | 1 | 365 | 10.0133 | 0.24854 | 10 | 0.26185
52701 | 13.77 | 1 | 365 | 15.633 | 0.22477 | 15 | 0.85779
52711 | 5.61 | 1 | 365 | 6.369 | 0.23972 | 6 | 0.60873
52809 | 7.8 | 1 | 365 | 8.8553 | 0.75041 | 9 | 0.60572
52941 | 12.15 | 1 | 365 | 13.7938 | 0.66891 | 14 | 0.46276
52911 | 13 | 1 | 365 | 14.7588 | 0.58402 | 15 | 0.34287
52912 | 4.86 | 1 | 365 | 5.5175 | 0.66756 | 6 | 0.1851
53025 | 8.1 | 1 | 365 | 9.1959 | 0.77927 | 9 | 0.97517
53097 | 8.5 | 1 | 365 | 9.65 | 0.15109 | 9 | 0.80111
53142 | 6.48 | 1 | 365 | 7.3567 | 0.22342 | 7 | 0.58014
53143 | 10.4 | 1 | 365 | 11.8071 | 0.66722 | 12 | 0.47429
53144 | 5.8 | 1 | 365 | 6.5847 | 0.89133 | 7 | 0.47605
53133 | 12.255 | 1 | 365 | 13.9131 | 0.029013 | 13 | 0.94207
44551 | 12.24 | 1 | 365 | 13.896 | 0.97757 | 14 | 0.87359
39792 | 8.8 | 1 | 365 | 9.9906 | 0.17995 | 10 | 0.17056
37211 | 7.7 | 1 | 365 | 8.7418 | 0.40746 | 9 | 0.14924
38312 | 4.125 | 1 | 365 | 4.6831 | 0.14685 | 4 | 0.82995
41014 | 5.04 | 1 | 365 | 5.7219 | 0.28488 | 6 | 0.0067734
36454 | 7.935 | 1 | 365 | 9.0086 | 0.2134 | 9 | 0.22197
36482 | 3.33 | 1 | 365 | 3.7805 | 0.42037 | 4 | 0.2009
36729 | 5.125 | 1 | 365 | 5.8184 | 0.57639 | 6 | 0.39478
36463 | 5.125 | 1 | 365 | 5.8184 | 0.57639 | 6 | 0.39478
36659 | 9.755 | 1 | 365 | 11.0748 | 0.45516 | 11 | 0.52998
37839 | 4.235 | 1 | 365 | 4.808 | 0.5241 | 5 | 0.33208
39922 | 6.325 | 1 | 365 | 7.1807 | 0.69184 | 7 | 0.87259
36479 | 9 | 1 | 365 | 10.2177 | 0.86586 | 11 | 0.083524
35995 | 15.86 | 1 | 365 | 18.0058 | 0.3925 | 18 | 0.3983
53350 | 5.04 | 1 | 365 | 5.7219 | 0.28488 | 6 | 0.0067734
53617 | 7 | 1 | 365 | 7.9471 | 0.00678 | 7 | 0.95385
53668 | 10.8 | 1 | 365 | 12.2612 | 0.039032 | 12 | 0.30023
36437 | 3.315 | 1 | 365 | 3.7635 | 0.36893 | 4 | 0.13243
53457 | 7.5 | 1 | 365 | 8.5147 | 0.72155 | 9 | 0.23627
36506 | 8.195 | 1 | 365 | 9.3038 | 0.10508 | 9 | 0.40883
53731 | 8.8 | 1 | 365 | 9.9906 | 0.17995 | 10 | 0.17056
53770 | 5.98 | 1 | 365 | 6.7891 | 0.50865 | 7 | 0.29772
36380 | 5.88 | 1 | 365 | 6.6755 | 0.1657 | 6 | 0.84124
53759 | 6.615 | 1 | 365 | 7.51 | 0.68641 | 8 | 0.19639
36872 | 8.455 | 1 | 365 | 9.5989 | 0.99676 | 10 | 0.59569
53885 | 14.49 | 1 | 365 | 16.4504 | 0.69403 | 17 | 0.14447
38116 | 9.9 | 1 | 365 | 11.2394 | 0.95245 | 12 | 0.19188
37193 | 8.8 | 1 | 365 | 9.9906 | 0.17995 | 10 | 0.17056
53834 | 3.38 | 1 | 365 | 3.8373 | 0.59185 | 4 | 0.42915
36440 | 7.7 | 1 | 365 | 8.7418 | 0.40746 | 9 | 0.14924
53888 | 6.84 | 1 | 365 | 7.7654 | 0.45805 | 8 | 0.22348
35981 | 3.59 | 1 | 365 | 4.0757 | 0.31205 | 4 | 0.38776
53444 | 4.86 | 1 | 365 | 5.5175 | 0.66756 | 6 | 0.1851
36612 | 7.72 | 1 | 365 | 8.7645 | 0.47605 | 9 | 0.24053
36364 | 4.125 | 1 | 365 | 4.6831 | 0.14685 | 4 | 0.82995
36360 | 9.21 | 1 | 365 | 10.4561 | 0.58606 | 11 | 0.04214
36505 | 10.51 | 1 | 365 | 11.932 | 0.044465 | 11 | 0.97643
38198 | 3.025 | 1 | 365 | 3.4343 | 0.37436 | 3 | 0.80863
36697 | 3.07 | 1 | 365 | 3.4854 | 0.52869 | 4 | 0.014047
36753 | 13.12 | 1 | 365 | 14.8951 | 0.99556 | 15 | 0.89065
36755 | 9.76 | 1 | 365 | 11.0805 | 0.47231 | 11 | 0.5528
36761 | 6.14 | 1 | 365 | 6.9707 | 0.057376 | 7 | 0.028093
36866 | 9.35 | 1 | 365 | 10.615 | 0.066199 | 10 | 0.68122
38846 | 8.84 | 1 | 365 | 10.036 | 0.31713 | 10 | 0.35315
36751 | 9.78 | 1 | 365 | 11.1032 | 0.5409 | 11 | 0.6441
36741 | 3.565 | 1 | 365 | 4.0473 | 0.22631 | 4 | 0.27364
37279 | 7.28 | 1 | 365 | 8.265 | 0.96705 | 9 | 0.23201
39775 | 4.95 | 1 | 365 | 5.6197 | 0.97622 | 6 | 0.59594
43837 | 5.565 | 1 | 365 | 6.3179 | 0.08539 | 6 | 0.40331
43826 | 3.445 | 1 | 365 | 3.9111 | 0.81477 | 4 | 0.72586
38722 | 4.845 | 1 | 365 | 5.5005 | 0.61612 | 6 | 0.11663
38171 | 8.25 | 1 | 365 | 9.3662 | 0.29371 | 9 | 0.6599
43847 | 10.6 | 1 | 365 | 12.0341 | 0.35312 | 12 | 0.38726
39830 | 4.68 | 1 | 365 | 5.3132 | 0.050247 | 5 | 0.36343
37075 | 4.48 | 1 | 365 | 5.0861 | 0.36434 | 5 | 0.45047
38146 | 8.845 | 1 | 365 | 10.0417 | 0.33428 | 10 | 0.37597
38201 | 6.24 | 1 | 365 | 7.0842 | 0.40033 | 7 | 0.48458
37537 | 9.69 | 1 | 365 | 11.001 | 0.23224 | 11 | 0.23326
37078 | 4.125 | 1 | 365 | 4.6831 | 0.14685 | 4 | 0.82995
36984 | 5.225 | 1 | 365 | 5.9319 | 0.91935 | 6 | 0.85127
40318 | 6.05 | 1 | 365 | 6.8685 | 0.74872 | 7 | 0.61726
38760 | 3.12 | 1 | 365 | 3.5421 | 0.70016 | 4 | 0.24229
38011 | 5.72 | 1 | 365 | 6.4939 | 0.61697 | 7 | 0.11086
36739 | 2.86 | 1 | 365 | 3.2469 | 0.80848 | 4 | 0.055431
44171 | 3.92 | 1 | 365 | 4.4504 | 0.4438 | 4 | 0.89416
41031 | 4.335 | 1 | 365 | 4.9215 | 0.86706 | 5 | 0.78856
38863 | 7.975 | 1 | 365 | 9.054 | 0.35058 | 9 | 0.40457
36042 | 17.36 | 1 | 365 | 19.7087 | 0.53681 | 20 | 0.24555
38494 | 7.975 | 1 | 365 | 9.054 | 0.35058 | 9 | 0.40457
37033 | 4.125 | 1 | 365 | 4.6831 | 0.14685 | 4 | 0.82995
37260 | 3.025 | 1 | 365 | 3.4343 | 0.37436 | 3 | 0.80863
38852 | 4.4 | 1 | 365 | 4.9953 | 0.089976 | 5 | 0.085278
44338 | 6.12 | 1 | 365 | 6.948 | 0.98878 | 7 | 0.9368
44951 | 12.75 | 1 | 365 | 14.475 | 0.72663 | 15 | 0.20166
39851 | 3.9 | 1 | 365 | 4.4277 | 0.37521 | 4 | 0.80286
37000 | 4.48 | 1 | 365 | 5.0861 | 0.36434 | 5 | 0.45047
35756 | 14 | 1 | 365 | 15.8941 | 0.01356 | 15 | 0.9077
12300 | 418.19 | 1 | 365 | 474.7694 | 0.19933 | 474 | 0.96877
35753 | 11 | 1 | 365 | 12.4883 | 0.72494 | 13 | 0.2132
39850 | 4.125 | 1 | 365 | 4.6831 | 0.14685 | 4 | 0.82995
37230 | 4.4 | 1 | 365 | 4.9953 | 0.089976 | 5 | 0.085278
38676 | 3.85 | 1 | 365 | 4.3709 | 0.20373 | 4 | 0.57462
46629 | 9.9 | 1 | 365 | 11.2394 | 0.95245 | 12 | 0.19188
39087 | 6.325 | 1 | 365 | 7.1807 | 0.69184 | 7 | 0.87259
39769 | 4.4 | 1 | 365 | 4.9953 | 0.089976 | 5 | 0.085278
37995 | 4.8 | 1 | 365 | 5.4494 | 0.46179 | 5 | 0.91121
38249 | 5.2 | 1 | 365 | 5.9035 | 0.83361 | 6 | 0.73715
36885 | 10.36 | 1 | 365 | 11.7617 | 0.53003 | 12 | 0.2917
38140 | 4.68 | 1 | 365 | 5.3132 | 0.050247 | 5 | 0.36343
38923 | 5.2 | 1 | 365 | 5.9035 | 0.83361 | 6 | 0.73715
38807 | 5.2 | 1 | 365 | 5.9035 | 0.83361 | 6 | 0.73715
38785 | 5.72 | 1 | 365 | 6.4939 | 0.61697 | 7 | 0.11086
37356 | 8.06 | 1 | 365 | 9.1505 | 0.64209 | 9 | 0.79258
37158 | 3.9 | 1 | 365 | 4.4277 | 0.37521 | 4 | 0.80286
37347 | 6.76 | 1 | 365 | 7.6746 | 0.18369 | 7 | 0.85829
37199 | 3.38 | 1 | 365 | 3.8373 | 0.59185 | 4 | 0.42915
39073 | 4.16 | 1 | 365 | 4.7228 | 0.26689 | 4 | 0.98972
37196 | 5.2 | 1 | 365 | 5.9035 | 0.83361 | 6 | 0.73715
38303 | 5.72 | 1 | 365 | 6.4939 | 0.61697 | 7 | 0.11086
37534 | 3.64 | 1 | 365 | 4.1325 | 0.48353 | 4 | 0.616
38376 | 6.05 | 1 | 365 | 6.8685 | 0.74872 | 7 | 0.61726
37533 | 4.16 | 1 | 365 | 4.7228 | 0.26689 | 4 | 0.98972
37999 | 4.42 | 1 | 365 | 5.018 | 0.15857 | 5 | 0.17658
38244 | 6.24 | 1 | 365 | 7.0842 | 0.40033 | 7 | 0.48458
37355 | 4.68 | 1 | 365 | 5.3132 | 0.050247 | 5 | 0.36343
35985 | 7.96 | 1 | 365 | 9.037 | 0.29914 | 9 | 0.33609
37885 | 4.675 | 1 | 365 | 5.3075 | 0.033099 | 5 | 0.34061
35838 | 8.829 | 1 | 365 | 10.0235 | 0.27941 | 10 | 0.30294
35760 | 9.156 | 1 | 365 | 10.3948 | 0.40087 | 10 | 0.79564
38813 | 7.8 | 1 | 365 | 8.8553 | 0.75041 | 9 | 0.60572
37248 | 8.32 | 1 | 365 | 9.4457 | 0.53377 | 9 | 0.97944
47018 | 8.58 | 1 | 365 | 9.7408 | 0.42545 | 10 | 0.16629
39928 | 5.2 | 1 | 365 | 5.9035 | 0.83361 | 6 | 0.73715
47021 | 3.99 | 1 | 365 | 4.5298 | 0.68386 | 5 | 0.2137
38125 | 8.58 | 1 | 365 | 9.7408 | 0.42545 | 10 | 0.16629
47025 | 6.5 | 1 | 365 | 7.3794 | 0.29201 | 7 | 0.67143
39802 | 4.95 | 1 | 365 | 5.6197 | 0.97622 | 6 | 0.59594
47027 | 6.24 | 1 | 365 | 7.0842 | 0.40033 | 7 | 0.48458
47030 | 13.26 | 1 | 365 | 15.054 | 0.4757 | 15 | 0.52973
39098 | 7.15 | 1 | 365 | 8.1174 | 0.52121 | 8 | 0.63858
38854 | 4.125 | 1 | 365 | 4.6831 | 0.14685 | 4 | 0.82995
36491 | 4.4 | 1 | 365 | 4.9953 | 0.089976 | 5 | 0.085278
36438 | 4.4 | 1 | 365 | 4.9953 | 0.089976 | 5 | 0.085278
37163 | 4.16 | 1 | 365 | 4.7228 | 0.26689 | 4 | 0.98972
47044 | 9.88 | 1 | 365 | 11.2167 | 0.88386 | 12 | 0.10058
38233 | 6.24 | 1 | 365 | 7.0842 | 0.40033 | 7 | 0.48458
37327 | 5.6 | 1 | 365 | 6.3577 | 0.20542 | 6 | 0.56308
38422 | 4.68 | 1 | 365 | 5.3132 | 0.050247 | 5 | 0.36343
36536 | 4.4 | 1 | 365 | 4.9953 | 0.089976 | 5 | 0.085278
38192 | 6.24 | 1 | 365 | 7.0842 | 0.40033 | 7 | 0.48458
37927 | 5.72 | 1 | 365 | 6.4939 | 0.61697 | 7 | 0.11086
36422 | 6.875 | 1 | 365 | 7.8052 | 0.57809 | 8 | 0.38325
37182 | 5.32 | 1 | 365 | 6.0398 | 0.24515 | 6 | 0.28493
38747 | 5.6 | 1 | 365 | 6.3577 | 0.20542 | 6 | 0.56308
40235 | 5.2 | 1 | 365 | 5.9035 | 0.83361 | 6 | 0.73715
38433 | 3.64 | 1 | 365 | 4.1325 | 0.48353 | 4 | 0.616
38640 | 5.88 | 1 | 365 | 6.6755 | 0.1657 | 6 | 0.84124
37162 | 5.2 | 1 | 365 | 5.9035 | 0.83361 | 6 | 0.73715
47047 | 7.98 | 1 | 365 | 9.0597 | 0.36773 | 9 | 0.42739
37704 | 24.26 | 1 | 365 | 27.5423 | 0.20064 | 27 | 0.74292
36726 | 7.47 | 1 | 365 | 8.4807 | 0.61866 | 9 | 0.099325
47052 | 7.8 | 1 | 365 | 8.8553 | 0.75041 | 9 | 0.60572
39805 | 6.05 | 1 | 365 | 6.8685 | 0.74872 | 7 | 0.61726
36756 | 7.2 | 1 | 365 | 8.1741 | 0.69269 | 8 | 0.86682
39861 | 5.225 | 1 | 365 | 5.9319 | 0.91935 | 6 | 0.85127
47105 | 9.62 | 1 | 365 | 10.9215 | 0.99217 | 11 | 0.91372
37272 | 7.15 | 1 | 365 | 8.1174 | 0.52121 | 8 | 0.63858
38669 | 5.225 | 1 | 365 | 5.9319 | 0.91935 | 6 | 0.85127
47106 | 4.16 | 1 | 365 | 4.7228 | 0.26689 | 4 | 0.98972
36369 | 4.125 | 1 | 365 | 4.6831 | 0.14685 | 4 | 0.82995
47107 | 8.32 | 1 | 365 | 9.4457 | 0.53377 | 9 | 0.97944
47110 | 4.94 | 1 | 365 | 5.6084 | 0.94193 | 6 | 0.55029
39372 | 4.2 | 1 | 365 | 4.7682 | 0.40407 | 5 | 0.17231
39864 | 3.85 | 1 | 365 | 4.3709 | 0.20373 | 4 | 0.57462
38339 | 5.225 | 1 | 365 | 5.9319 | 0.91935 | 6 | 0.85127
47112 | 3.9 | 1 | 365 | 4.4277 | 0.37521 | 4 | 0.80286
36485 | 7.18 | 1 | 365 | 8.1514 | 0.6241 | 8 | 0.77552
47114 | 6.24 | 1 | 365 | 7.0842 | 0.40033 | 7 | 0.48458
47117 | 9.88 | 1 | 365 | 11.2167 | 0.88386 | 12 | 0.10058
36365 | 3.07 | 1 | 365 | 3.4854 | 0.52869 | 4 | 0.014047
36382 | 6.66 | 1 | 365 | 7.5611 | 0.84074 | 8 | 0.40181
47034 | 10.66 | 1 | 365 | 12.1023 | 0.5589 | 12 | 0.66115
36386 | 7.96 | 1 | 365 | 9.037 | 0.29914 | 9 | 0.33609
36500 | 10.25 | 1 | 365 | 11.6368 | 0.15278 | 11 | 0.78957
37717 | 6.72 | 1 | 365 | 7.6292 | 0.046509 | 7 | 0.6757
36399 | 7.18 | 1 | 365 | 8.1514 | 0.6241 | 8 | 0.77552
36667 | 6.14 | 1 | 365 | 6.9707 | 0.057376 | 7 | 0.028093
36015 | 5.905 | 1 | 365 | 6.7039 | 0.25143 | 6 | 0.95536
36502 | 4.605 | 1 | 365 | 5.228 | 0.79303 | 6 | 0.02107
36307 | 5.88 | 1 | 365 | 6.6755 | 0.1657 | 6 | 0.84124
38269 | 4.16 | 1 | 365 | 4.7228 | 0.26689 | 4 | 0.98972
37157 | 3.12 | 1 | 365 | 3.5421 | 0.70016 | 4 | 0.24229
36368 | 9.235 | 1 | 365 | 10.4845 | 0.6718 | 11 | 0.15626
38224 | 4.42 | 1 | 365 | 5.018 | 0.15857 | 5 | 0.17658
36038 | 7.18 | 1 | 365 | 8.1514 | 0.6241 | 8 | 0.77552
44771 | 10.791 | 1 | 365 | 12.251 | 0.0081661 | 12 | 0.25915
44733 | 13.5 | 1 | 365 | 15.3265 | 0.29879 | 15 | 0.62529
37893 | 7.8 | 1 | 365 | 8.8553 | 0.75041 | 9 | 0.60572
36296 | 13.12 | 1 | 365 | 14.8951 | 0.99556 | 15 | 0.89065
47050 | 6.5 | 1 | 365 | 7.3794 | 0.29201 | 7 | 0.67143
38181 | 6.5 | 1 | 365 | 7.3794 | 0.29201 | 7 | 0.67143
47119 | 7.8 | 1 | 365 | 8.8553 | 0.75041 | 9 | 0.60572
47122 | 3.38 | 1 | 365 | 3.8373 | 0.59185 | 4 | 0.42915
47124 | 11.7 | 1 | 365 | 13.283 | 0.12562 | 13 | 0.40858
47126 | 5.72 | 1 | 365 | 6.4939 | 0.61697 | 7 | 0.11086
36735 | 5.6 | 1 | 365 | 6.3577 | 0.20542 | 6 | 0.56308
47140 | 5.72 | 1 | 365 | 6.4939 | 0.61697 | 7 | 0.11086
38977 | 9.8 | 1 | 365 | 11.1259 | 0.60949 | 11 | 0.73539
47143 | 8.91 | 1 | 365 | 10.1155 | 0.5572 | 10 | 0.67269
38223 | 6.05 | 1 | 365 | 6.8685 | 0.74872 | 7 | 0.61726
47146 | 6.76 | 1 | 365 | 7.6746 | 0.18369 | 7 | 0.85829
37931 | 3.64 | 1 | 365 | 4.1325 | 0.48353 | 4 | 0.616
35957 | 5.13 | 1 | 365 | 5.8241 | 0.59354 | 6 | 0.41761
37156 | 10.4 | 1 | 365 | 11.8071 | 0.66722 | 12 | 0.47429
45525 | 7.44 | 1 | 365 | 8.4466 | 0.51578 | 8 | 0.96238
47149 | 5.98 | 1 | 365 | 6.7891 | 0.50865 | 7 | 0.29772
44779 | 8.04 | 1 | 365 | 9.1278 | 0.5735 | 9 | 0.70128
47154 | 4.94 | 1 | 365 | 5.6084 | 0.94193 | 6 | 0.55029
38126 | 10.92 | 1 | 365 | 12.3974 | 0.45058 | 12 | 0.84801
47155 | 3.12 | 1 | 365 | 3.5421 | 0.70016 | 4 | 0.24229
38279 | 7.28 | 1 | 365 | 8.265 | 0.96705 | 9 | 0.23201
36472 | 11.55 | 1 | 365 | 13.1127 | 0.61119 | 13 | 0.72386
39810 | 6.16 | 1 | 365 | 6.9934 | 0.12597 | 7 | 0.11939
38651 | 3.025 | 1 | 365 | 3.4343 | 0.37436 | 3 | 0.80863
37359 | 8.4 | 1 | 365 | 9.5365 | 0.80814 | 10 | 0.34462
47157 | 4.42 | 1 | 365 | 5.018 | 0.15857 | 5 | 0.17658
47161 | 5.98 | 1 | 365 | 6.7891 | 0.50865 | 7 | 0.29772
37745 | 4.68 | 1 | 365 | 5.3132 | 0.050247 | 5 | 0.36343
47162 | 8.32 | 1 | 365 | 9.4457 | 0.53377 | 9 | 0.97944
47163 | 4.16 | 1 | 365 | 4.7228 | 0.26689 | 4 | 0.98972
38792 | 10.14 | 1 | 365 | 11.5119 | 0.77554 | 12 | 0.28744
39845 | 4.48 | 1 | 365 | 5.0861 | 0.36434 | 5 | 0.45047
39881 | 7.8 | 1 | 365 | 8.8553 | 0.75041 | 9 | 0.60572
39064 | 5.88 | 1 | 365 | 6.6755 | 0.1657 | 6 | 0.84124
39130 | 11.7 | 1 | 365 | 13.283 | 0.12562 | 13 | 0.40858
47170 | 8.58 | 1 | 365 | 9.7408 | 0.42545 | 10 | 0.16629
47336 | 9.156 | 1 | 365 | 10.3948 | 0.40087 | 10 | 0.79564
47171 | 6.76 | 1 | 365 | 7.6746 | 0.18369 | 7 | 0.85829
37924 | 10.08 | 1 | 365 | 11.4438 | 0.56976 | 12 | 0.013547
53967 | 9.625 | 1 | 365 | 10.9272 | 0.0093225 | 10 | 0.93655
47172 | 8.06 | 1 | 365 | 9.1505 | 0.64209 | 9 | 0.79258
38628 | 5.215 | 1 | 365 | 5.9206 | 0.88505 | 6 | 0.80562
37155 | 9.52 | 1 | 365 | 10.808 | 0.64922 | 11 | 0.45724
36909 | 5.98 | 1 | 365 | 6.7891 | 0.50865 | 7 | 0.29772
38440 | 6.5 | 1 | 365 | 7.3794 | 0.29201 | 7 | 0.67143
38654 | 4.94 | 1 | 365 | 5.6084 | 0.94193 | 6 | 0.55029
53973 | 8.84 | 1 | 365 | 10.036 | 0.31713 | 10 | 0.35315
38380 | 2.6 | 1 | 365 | 2.9518 | 0.9168 | 3 | 0.86857
53975 | 9.1 | 1 | 365 | 10.3312 | 0.20881 | 10 | 0.54001
39089 | 4.845 | 1 | 365 | 5.5005 | 0.61612 | 6 | 0.11663
53978 | 10.53 | 1 | 365 | 11.9547 | 0.11306 | 12 | 0.067723
53985 | 5.232 | 1 | 365 | 5.9399 | 0.94335 | 6 | 0.88322
54013 | 7.75 | 1 | 365 | 8.7985 | 0.57893 | 9 | 0.37748
54014 | 10.545 | 1 | 365 | 11.9717 | 0.1645 | 12 | 0.1362
54015 | 11.2 | 1 | 365 | 12.7153 | 0.41085 | 13 | 0.12616
54020 | 6.12 | 1 | 365 | 6.948 | 0.98878 | 7 | 0.9368
54058 | 10.335 | 1 | 365 | 11.7333 | 0.4443 | 12 | 0.17758
54091 | 2.34 | 1 | 365 | 2.6566 | 0.025124 | 2 | 0.68172
54089 | 7.28 | 1 | 365 | 8.265 | 0.96705 | 9 | 0.23201
37757 | 6.05 | 1 | 365 | 6.8685 | 0.74872 | 7 | 0.61726
49470 | 6.48 | 1 | 365 | 7.3567 | 0.22342 | 7 | 0.58014
38266 | 5.5 | 1 | 365 | 6.2441 | 0.86247 | 7 | 0.1066
39806 | 9.075 | 1 | 365 | 10.3028 | 0.12308 | 10 | 0.42589
38134 | 7.98 | 1 | 365 | 9.0597 | 0.36773 | 9 | 0.42739
38633 | 8.55 | 1 | 365 | 9.7068 | 0.32257 | 10 | 0.029348
38367 | 5.775 | 1 | 365 | 6.5563 | 0.80559 | 7 | 0.36193
38395 | 4.79 | 1 | 365 | 5.4381 | 0.4275 | 5 | 0.86556
38197 | 7.975 | 1 | 365 | 9.054 | 0.35058 | 9 | 0.40457
38960 | 6.24 | 1 | 365 | 7.0842 | 0.40033 | 7 | 0.48458
38728 | 3.9 | 1 | 365 | 4.4277 | 0.37521 | 4 | 0.80286
38696 | 2.6 | 1 | 365 | 2.9518 | 0.9168 | 3 | 0.86857
37592 | 8.58 | 1 | 365 | 9.7408 | 0.42545 | 10 | 0.16629
43355 | 3.64 | 1 | 365 | 4.1325 | 0.48353 | 4 | 0.616
41608 | 4.68 | 1 | 365 | 5.3132 | 0.050247 | 5 | 0.36343
37790 | 5.72 | 1 | 365 | 6.4939 | 0.61697 | 7 | 0.11086
38677 | 6.76 | 1 | 365 | 7.6746 | 0.18369 | 7 | 0.85829
37259 | 3.85 | 1 | 365 | 4.3709 | 0.20373 | 4 | 0.57462
36512 | 4.605 | 1 | 365 | 5.228 | 0.79303 | 6 | 0.02107
36616 | 8.455 | 1 | 365 | 9.5989 | 0.99676 | 10 | 0.59569
36515 | 4.605 | 1 | 365 | 5.228 | 0.79303 | 6 | 0.02107
37231 | 6.325 | 1 | 365 | 7.1807 | 0.69184 | 7 | 0.87259
41630 | 4.95 | 1 | 365 | 5.6197 | 0.97622 | 6 | 0.59594
38167 | 4.76 | 1 | 365 | 5.404 | 0.32461 | 5 | 0.72862
42694 | 7.7 | 1 | 365 | 8.7418 | 0.40746 | 9 | 0.14924
42812 | 6.6 | 1 | 365 | 7.493 | 0.63496 | 8 | 0.12792
48367 | 8.48 | 1 | 365 | 9.6273 | 0.082499 | 9 | 0.70981
52053 | 13 | 1 | 365 | 14.7588 | 0.58402 | 15 | 0.34287
52612 | 2.86 | 1 | 365 | 3.2469 | 0.80848 | 4 | 0.055431
53135 | 12.15 | 1 | 365 | 13.7938 | 0.66891 | 14 | 0.46276
35926 | 8.28 | 1 | 365 | 9.4003 | 0.39659 | 9 | 0.79684
53039 | 11.18 | 1 | 365 | 12.6926 | 0.34226 | 13 | 0.034866
48746 | 9.1 | 1 | 365 | 10.3312 | 0.20881 | 10 | 0.54001
52276 | 12.48 | 1 | 365 | 14.1685 | 0.80066 | 14 | 0.96915
53093 | 7.02 | 1 | 365 | 7.9698 | 0.075371 | 8 | 0.045149
53064 | 6.5 | 1 | 365 | 7.3794 | 0.29201 | 7 | 0.67143
53040 | 6.5 | 1 | 365 | 7.3794 | 0.29201 | 7 | 0.67143
31925 | 9.1 | 1 | 365 | 10.3312 | 0.20881 | 10 | 0.54001
53238 | 9.62 | 1 | 365 | 10.9215 | 0.99217 | 11 | 0.91372
53293 | 9.12 | 1 | 365 | 10.3539 | 0.2774 | 10 | 0.6313
53683 | 7.8 | 1 | 365 | 8.8553 | 0.75041 | 9 | 0.60572
44196 | 6.3 | 1 | 365 | 7.1524 | 0.6061 | 7 | 0.75847
42658 | 3.575 | 1 | 365 | 4.0587 | 0.26061 | 4 | 0.31929
42563 | 9.1 | 1 | 365 | 10.3312 | 0.20881 | 10 | 0.54001
53949 | 6.095 | 1 | 365 | 6.9196 | 0.90305 | 7 | 0.82268
53778 | 6.6 | 1 | 365 | 7.493 | 0.63496 | 8 | 0.12792
53779 | 4.77 | 1 | 365 | 5.4154 | 0.35891 | 5 | 0.77427
29047 | 6.12 | 1 | 365 | 6.948 | 0.98878 | 7 | 0.9368
15954 | 11.22 | 1 | 365 | 12.738 | 0.47944 | 13 | 0.21746
53626 | 5.2 | 1 | 365 | 5.9035 | 0.83361 | 6 | 0.73715
53516 | 5.98 | 1 | 365 | 6.7891 | 0.50865 | 7 | 0.29772
53450 | 6.24 | 1 | 365 | 7.0842 | 0.40033 | 7 | 0.48458
53472 | 5.2 | 1 | 365 | 5.9035 | 0.83361 | 6 | 0.73715
53578 | 4.94 | 1 | 365 | 5.6084 | 0.94193 | 6 | 0.55029
53487 | 3.9 | 1 | 365 | 4.4277 | 0.37521 | 4 | 0.80286
53597 | 10.92 | 1 | 365 | 12.3974 | 0.45058 | 12 | 0.84801
54024 | 4.59 | 1 | 365 | 5.211 | 0.74159 | 5 | 0.9526
53895 | 6.5 | 1 | 365 | 7.3794 | 0.29201 | 7 | 0.67143
16203 | 9.435 | 1 | 365 | 10.7115 | 0.35771 | 11 | 0.069228
14636 | 2.55 | 1 | 365 | 2.895 | 0.74533 | 3 | 0.64033
53899 | 3.64 | 1 | 365 | 4.1325 | 0.48353 | 4 | 0.616
54068 | 9.1 | 1 | 365 | 10.3312 | 0.20881 | 10 | 0.54001
54048 | 10.4 | 1 | 365 | 11.8071 | 0.66722 | 12 | 0.47429
31352 | 14.3 | 1 | 365 | 16.2347 | 0.042422 | 16 | 0.27715
53984 | 11.44 | 1 | 365 | 12.9878 | 0.23394 | 13 | 0.22172
34953 | 24.9 | 1 | 365 | 28.2689 | 0.39555 | 28 | 0.66442
52627 | 6.6 | 1 | 365 | 7.493 | 0.63496 | 8 | 0.12792
53145 | 9.99 | 1 | 365 | 11.3416 | 0.2611 | 11 | 0.60271
53586 | 5.98 | 1 | 365 | 6.7891 | 0.50865 | 7 | 0.29772
54080 | 12.6 | 1 | 365 | 14.3047 | 0.2122 | 14 | 0.51693
38327 | 3.47 | 1 | 365 | 3.9395 | 0.9005 | 4 | 0.83998
54081 | 8.06 | 1 | 365 | 9.1505 | 0.64209 | 9 | 0.79258
38150 | 3.64 | 1 | 365 | 4.1325 | 0.48353 | 4 | 0.616
38345 | 14.3 | 1 | 365 | 16.2347 | 0.042422 | 16 | 0.27715
37933 | 10.14 | 1 | 365 | 11.5119 | 0.77554 | 12 | 0.28744
54111 | 3.72 | 1 | 365 | 4.2233 | 0.75789 | 4 | 0.98119
53988 | 17.16 | 1 | 365 | 19.4817 | 0.85091 | 20 | 0.33259
38122 | 4.125 | 1 | 365 | 4.6831 | 0.14685 | 4 | 0.82995
36342 | 8.95 | 1 | 365 | 10.1609 | 0.69438 | 10 | 0.85528
36412 | 11.265 | 1 | 365 | 12.7891 | 0.63377 | 13 | 0.42288
38108 | 3.12 | 1 | 365 | 3.5421 | 0.70016 | 4 | 0.24229
54112 | 4.35 | 1 | 365 | 4.9385 | 0.9185 | 5 | 0.85704
41097 | 4.42 | 1 | 365 | 5.018 | 0.15857 | 5 | 0.17658
54127 | 9.25 | 1 | 365 | 10.5015 | 0.72325 | 11 | 0.22473
39862 | 3.575 | 1 | 365 | 4.0587 | 0.26061 | 4 | 0.31929
36498 | 9.495 | 1 | 365 | 10.7796 | 0.56348 | 11 | 0.34312
39767 | 6.875 | 1 | 365 | 7.8052 | 0.57809 | 8 | 0.38325
37596 | 6.05 | 1 | 365 | 6.8685 | 0.74872 | 7 | 0.61726
36856 | 7.935 | 1 | 365 | 9.0086 | 0.2134 | 9 | 0.22197
37624 | 9.36 | 1 | 365 | 10.6264 | 0.10049 | 10 | 0.72686
54113 | 11.4 | 1 | 365 | 12.9424 | 0.096756 | 13 | 0.03913
54115 | 10.545 | 1 | 365 | 11.9717 | 0.1645 | 12 | 0.1362
54131 | 9.28 | 1 | 365 | 10.5355 | 0.82613 | 11 | 0.36168
36858 | 6.68 | 1 | 365 | 7.5838 | 0.90933 | 8 | 0.4931
38789 | 3.775 | 1 | 365 | 4.2857 | 0.94651 | 5 | 0.23226
38710 | 4.42 | 1 | 365 | 5.018 | 0.15857 | 5 | 0.17658
38240 | 7.8 | 1 | 365 | 8.8553 | 0.75041 | 9 | 0.60572
37252 | 7.15 | 1 | 365 | 8.1174 | 0.52121 | 8 | 0.63858
39364 | 6.875 | 1 | 365 | 7.8052 | 0.57809 | 8 | 0.38325
39913 | 3.08 | 1 | 365 | 3.4967 | 0.56298 | 4 | 0.059695
38121 | 8.415 | 1 | 365 | 9.5535 | 0.85958 | 10 | 0.41309
38916 | 6.065 | 1 | 365 | 6.8856 | 0.80016 | 7 | 0.68573
38300 | 9.88 | 1 | 365 | 11.2167 | 0.88386 | 12 | 0.10058
38839 | 4.42 | 1 | 365 | 5.018 | 0.15857 | 5 | 0.17658
38218 | 5.72 | 1 | 365 | 6.4939 | 0.61697 | 7 | 0.11086
37181 | 3.92 | 1 | 365 | 4.4504 | 0.4438 | 4 | 0.89416
36849 | 5.125 | 1 | 365 | 5.8184 | 0.57639 | 6 | 0.39478
36609 | 6.92 | 1 | 365 | 7.8562 | 0.73242 | 8 | 0.58867
36026 | 7.7 | 1 | 365 | 8.7418 | 0.40746 | 9 | 0.14924
41674 | 6.24 | 1 | 365 | 7.0842 | 0.40033 | 7 | 0.48458
36401 | 4.605 | 1 | 365 | 5.228 | 0.79303 | 6 | 0.02107
37807 | 5.46 | 1 | 365 | 6.1987 | 0.72529 | 6 | 0.924
39859 | 5.72 | 1 | 365 | 6.4939 | 0.61697 | 7 | 0.11086
39123 | 7.425 | 1 | 365 | 8.4296 | 0.46433 | 8 | 0.89391
47248 | 5.2 | 1 | 365 | 5.9035 | 0.83361 | 6 | 0.73715
38817 | 5.2 | 1 | 365 | 5.9035 | 0.83361 | 6 | 0.73715
36503 | 4.68 | 1 | 365 | 5.3132 | 0.050247 | 5 | 0.36343
38348 | 4.42 | 1 | 365 | 5.018 | 0.15857 | 5 | 0.17658
37824 | 6.05 | 1 | 365 | 6.8685 | 0.74872 | 7 | 0.61726
37251 | 7.02 | 1 | 365 | 7.9698 | 0.075371 | 8 | 0.045149
36291 | 7.675 | 1 | 365 | 8.7134 | 0.32172 | 9 | 0.035116
37256 | 6.47 | 1 | 365 | 7.3454 | 0.18912 | 7 | 0.53449
44195 | 6.76 | 1 | 365 | 7.6746 | 0.18369 | 7 | 0.85829
38206 | 4.94 | 1 | 365 | 5.6084 | 0.94193 | 6 | 0.55029
37952 | 4.68 | 1 | 365 | 5.3132 | 0.050247 | 5 | 0.36343
38681 | 7.7 | 1 | 365 | 8.7418 | 0.40746 | 9 | 0.14924
38658 | 8.96 | 1 | 365 | 10.1723 | 0.72868 | 10 | 0.90093
47153 | 6.76 | 1 | 365 | 7.6746 | 0.18369 | 7 | 0.85829
44924 | 8.06 | 1 | 365 | 9.1505 | 0.64209 | 9 | 0.79258
41024 | 4.48 | 1 | 365 | 5.0861 | 0.36434 | 5 | 0.45047
47176 | 8.06 | 1 | 365 | 9.1505 | 0.64209 | 9 | 0.79258
47178 | 9.88 | 1 | 365 | 11.2167 | 0.88386 | 12 | 0.10058
42841 | 3.12 | 1 | 365 | 3.5421 | 0.70016 | 4 | 0.24229
47180 | 6.24 | 1 | 365 | 7.0842 | 0.40033 | 7 | 0.48458
38214 | 6.24 | 1 | 365 | 7.0842 | 0.40033 | 7 | 0.48458
47183 | 7.8 | 1 | 365 | 8.8553 | 0.75041 | 9 | 0.60572
38435 | 3.64 | 1 | 365 | 4.1325 | 0.48353 | 4 | 0.616
37603 | 4.675 | 1 | 365 | 5.3075 | 0.033099 | 5 | 0.34061
47406 | 10.92 | 1 | 365 | 12.3974 | 0.45058 | 12 | 0.84801
47536 | 10.14 | 1 | 365 | 11.5119 | 0.77554 | 12 | 0.28744
37280 | 3.3 | 1 | 365 | 3.7465 | 0.31748 | 4 | 0.063959
37190 | 6.05 | 1 | 365 | 6.8685 | 0.74872 | 7 | 0.61726
47184 | 8.58 | 1 | 365 | 9.7408 | 0.42545 | 10 | 0.16629
37218 | 4.2 | 1 | 365 | 4.7682 | 0.40407 | 5 | 0.17231
47186 | 5.2 | 1 | 365 | 5.9035 | 0.83361 | 6 | 0.73715
42186 | 3.9 | 1 | 365 | 4.4277 | 0.37521 | 4 | 0.80286
47188 | 4.16 | 1 | 365 | 4.7228 | 0.26689 | 4 | 0.98972
47189 | 4.68 | 1 | 365 | 5.3132 | 0.050247 | 5 | 0.36343
54174 | 8.19 | 1 | 365 | 9.2981 | 0.087933 | 9 | 0.38601
54175 | 6.625 | 1 | 365 | 7.5213 | 0.7207 | 8 | 0.24204
47486 | 9.36 | 1 | 365 | 10.6264 | 0.10049 | 10 | 0.72686
54181 | 5.46 | 1 | 365 | 6.1987 | 0.72529 | 6 | 0.924
54176 | 9.69 | 1 | 365 | 11.001 | 0.23224 | 11 | 0.23326
47494 | 3.38 | 1 | 365 | 3.8373 | 0.59185 | 4 | 0.42915
47314 | 9.315 | 1 | 365 | 10.5753 | 0.94617 | 11 | 0.52145
54184 | 7.155 | 1 | 365 | 8.123 | 0.53836 | 8 | 0.6614
54187 | 8.55 | 1 | 365 | 9.7068 | 0.32257 | 10 | 0.029348
54217 | 4.4 | 1 | 365 | 4.9953 | 0.089976 | 5 | 0.085278
54198 | 7.02 | 1 | 365 | 7.9698 | 0.075371 | 8 | 0.045149
51855 | 6.76 | 1 | 365 | 7.6746 | 0.18369 | 7 | 0.85829
43496 | 3.3 | 1 | 365 | 3.7465 | 0.31748 | 4 | 0.063959
53193 | 5.46 | 1 | 365 | 6.1987 | 0.72529 | 6 | 0.924
32120 | 7.54 | 1 | 365 | 8.5601 | 0.85873 | 9 | 0.41886
49093 | 7.02 | 1 | 365 | 7.9698 | 0.075371 | 8 | 0.045149
53901 | 5.72 | 1 | 365 | 6.4939 | 0.61697 | 7 | 0.11086
39874 | 5.46 | 1 | 365 | 6.1987 | 0.72529 | 6 | 0.924
31101 | 2267.7 | 0.8 | 365 | 2059.6086 | 0.73429 | 2060 | 0.34288
32078 | 7.02 | 1 | 365 | 7.9698 | 0.075371 | 8 | 0.045149
32967 | 649.8 | 0.8 | 365 | 590.1723 | 0.81207 | 590 | 0.98435
38485 | 10.08 | 1 | 365 | 11.4438 | 0.56976 | 12 | 0.013547
28101 | 4.845 | 1 | 365 | 5.5005 | 0.61612 | 6 | 0.11663
1441 | 2773.26 | 0.7 | 365 | 2203.9297 | 0.70427 | 2204 | 0.63396
47522 | 5.72 | 1 | 365 | 6.4939 | 0.61697 | 7 | 0.11086
26714 | 5.72 | 1 | 365 | 6.4939 | 0.61697 | 7 | 0.11086
31249 | 715.05 | 1 | 365 | 811.7934 | 0.29258 | 812 | 0.085982
23063 | 1.53 | 1 | 365 | 1.737 | 0.2472 | 1 | 0.9842
47527 | 4.68 | 1 | 365 | 5.3132 | 0.050247 | 5 | 0.36343
27825 | 8.84 | 1 | 365 | 10.036 | 0.31713 | 10 | 0.35315
47531 | 5.13 | 1 | 365 | 5.8241 | 0.59354 | 6 | 0.41761
22046 | 6.24 | 1 | 365 | 7.0842 | 0.40033 | 7 | 0.48458
47534 | 3.64 | 1 | 365 | 4.1325 | 0.48353 | 4 | 0.616
53536 | 7.8 | 1 | 365 | 8.8553 | 0.75041 | 9 | 0.60572
53491 | 9.88 | 1 | 365 | 11.2167 | 0.88386 | 12 | 0.10058
47541 | 9.69 | 1 | 365 | 11.001 | 0.23224 | 11 | 0.23326
47544 | 7.7 | 1 | 365 | 8.7418 | 0.40746 | 9 | 0.14924
35866 | 777.48 | 1 | 365 | 882.6699 | 0.39876 | 883 | 0.068693
38715 | 8.55 | 1 | 365 | 9.7068 | 0.32257 | 10 | 0.029348
38866 | 5.98 | 1 | 365 | 6.7891 | 0.50865 | 7 | 0.29772
38638 | 2.34 | 1 | 365 | 2.6566 | 0.025124 | 2 | 0.68172
38441 | 5.72 | 1 | 365 | 6.4939 | 0.61697 | 7 | 0.11086
47546 | 6.5 | 1 | 365 | 7.3794 | 0.29201 | 7 | 0.67143
38950 | 11.96 | 1 | 365 | 13.5781 | 0.017298 | 13 | 0.59544
47548 | 7.8 | 1 | 365 | 8.8553 | 0.75041 | 9 | 0.60572
31574 | 64.26 | 0.9 | 365 | 65.6587 | 0.34402 | 66 | 0.0027252
47550 | 9.1 | 1 | 365 | 10.3312 | 0.20881 | 10 | 0.54001
47936 | 5.2 | 1 | 365 | 5.9035 | 0.83361 | 6 | 0.73715
49362 | 2.08 | 1 | 365 | 2.3614 | 0.13344 | 2 | 0.49486
47940 | 6.76 | 1 | 365 | 7.6746 | 0.18369 | 7 | 0.85829
49364 | 5.46 | 1 | 365 | 6.1987 | 0.72529 | 6 | 0.924
47948 | 8.32 | 1 | 365 | 9.4457 | 0.53377 | 9 | 0.97944
47950 | 2.86 | 1 | 365 | 3.2469 | 0.80848 | 4 | 0.055431
50134 | 6.5 | 1 | 365 | 7.3794 | 0.29201 | 7 | 0.67143
54255 | 3.025 | 1 | 365 | 3.4343 | 0.37436 | 3 | 0.80863
49365 | 11.18 | 1 | 365 | 12.6926 | 0.34226 | 13 | 0.034866
49378 | 15.08 | 1 | 365 | 17.1203 | 0.71746 | 17 | 0.83773
49593 | 17.385 | 1 | 365 | 19.7371 | 0.62255 | 20 | 0.35967
50142 | 7.02 | 1 | 365 | 7.9698 | 0.075371 | 8 | 0.045149
49366 | 8.06 | 1 | 365 | 9.1505 | 0.64209 | 9 | 0.79258
49368 | 7.8 | 1 | 365 | 8.8553 | 0.75041 | 9 | 0.60572
50149 | 5.2 | 1 | 365 | 5.9035 | 0.83361 | 6 | 0.73715
49380 | 6.555 | 1 | 365 | 7.4419 | 0.48063 | 7 | 0.9225
49900 | 9.45 | 1 | 365 | 10.7285 | 0.40915 | 11 | 0.1377
52892 | 5.83 | 1 | 365 | 6.6188 | 0.99422 | 7 | 0.61299
44330 | 9.25 | 1 | 365 | 10.5015 | 0.72325 | 11 | 0.22473
50273 | 4.96 | 1 | 365 | 5.6311 | 0.010518 | 5 | 0.64159
53873 | 11.7 | 1 | 365 | 13.283 | 0.12562 | 13 | 0.40858
41535 | 6.3 | 1 | 365 | 7.1524 | 0.6061 | 7 | 0.75847
53001 | 6.3 | 1 | 365 | 7.1524 | 0.6061 | 7 | 0.75847
53251 | 4.88 | 1 | 365 | 5.5402 | 0.73616 | 6 | 0.2764
53290 | 8.19 | 1 | 365 | 9.2981 | 0.087933 | 9 | 0.38601
48517 | 11.4 | 1 | 365 | 12.9424 | 0.096756 | 13 | 0.03913
52584 | 8.265 | 1 | 365 | 9.3832 | 0.34515 | 9 | 0.72837
49382 | 6.5 | 1 | 365 | 7.3794 | 0.29201 | 7 | 0.67143
53794 | 2.915 | 1 | 365 | 3.3094 | 0.99711 | 4 | 0.3065
46470 | 11.48 | 1 | 365 | 13.0332 | 0.37112 | 13 | 0.40432
49022 | 11.4 | 1 | 365 | 12.9424 | 0.096756 | 13 | 0.03913
25778 | 10.4 | 1 | 365 | 11.8071 | 0.66722 | 12 | 0.47429
27620 | 6.54 | 1 | 365 | 7.4248 | 0.42919 | 7 | 0.85403
49385 | 9.36 | 1 | 365 | 10.6264 | 0.10049 | 10 | 0.72686
49538 | 8.52 | 1 | 365 | 9.6727 | 0.21968 | 9 | 0.8924
49565 | 4.42 | 1 | 365 | 5.018 | 0.15857 | 5 | 0.17658
49573 | 9.36 | 1 | 365 | 10.6264 | 0.10049 | 10 | 0.72686
49576 | 7.8 | 1 | 365 | 8.8553 | 0.75041 | 9 | 0.60572
49580 | 6.76 | 1 | 365 | 7.6746 | 0.18369 | 7 | 0.85829
49582 | 5.46 | 1 | 365 | 6.1987 | 0.72529 | 6 | 0.924
36683 | 14.025 | 1 | 365 | 15.9225 | 0.099299 | 16 | 0.021825
49589 | 5.46 | 1 | 365 | 6.1987 | 0.72529 | 6 | 0.924
49376 | 9.36 | 1 | 365 | 10.6264 | 0.10049 | 10 | 0.72686
50159 | 3.9 | 1 | 365 | 4.4277 | 0.37521 | 4 | 0.80286
49374 | 9.88 | 1 | 365 | 11.2167 | 0.88386 | 12 | 0.10058
50162 | 9.62 | 1 | 365 | 10.9215 | 0.99217 | 11 | 0.91372
39858 | 7.425 | 1 | 365 | 8.4296 | 0.46433 | 8 | 0.89391
50167 | 9.975 | 1 | 365 | 11.3246 | 0.20966 | 11 | 0.53424
37734 | 5.32 | 1 | 365 | 6.0398 | 0.24515 | 6 | 0.28493
39855 | 11.275 | 1 | 365 | 12.8005 | 0.66806 | 13 | 0.46853
39060 | 8.8 | 1 | 365 | 9.9906 | 0.17995 | 10 | 0.17056
47252 | 4.16 | 1 | 365 | 4.7228 | 0.26689 | 4 | 0.98972
50169 | 8.32 | 1 | 365 | 9.4457 | 0.53377 | 9 | 0.97944
41076 | 7.41 | 1 | 365 | 8.4125 | 0.41289 | 8 | 0.82543
50170 | 9.1 | 1 | 365 | 10.3312 | 0.20881 | 10 | 0.54001
50715 | 5.98 | 1 | 365 | 6.7891 | 0.50865 | 7 | 0.29772
50719 | 10.4 | 1 | 365 | 11.8071 | 0.66722 | 12 | 0.47429
37245 | 12.1 | 1 | 365 | 13.7371 | 0.49743 | 14 | 0.23452
39856 | 4.16 | 1 | 365 | 4.7228 | 0.26689 | 4 | 0.98972
37770 | 5.72 | 1 | 365 | 6.4939 | 0.61697 | 7 | 0.11086
38675 | 4.125 | 1 | 365 | 4.6831 | 0.14685 | 4 | 0.82995
36014 | 5.62 | 1 | 365 | 6.3804 | 0.27401 | 6 | 0.65438
38261 | 5.98 | 1 | 365 | 6.7891 | 0.50865 | 7 | 0.29772
38759 | 8.265 | 1 | 365 | 9.3832 | 0.34515 | 9 | 0.72837
39841 | 5.72 | 1 | 365 | 6.4939 | 0.61697 | 7 | 0.11086
50727 | 4.68 | 1 | 365 | 5.3132 | 0.050247 | 5 | 0.36343
49523 | 8.835 | 1 | 365 | 10.0303 | 0.29999 | 10 | 0.33033
50943 | 7.8 | 1 | 365 | 8.8553 | 0.75041 | 9 | 0.60572
39070 | 15.12 | 1 | 365 | 17.1657 | 0.85464 | 18 | 0.02032
50973 | 13.26 | 1 | 365 | 15.054 | 0.4757 | 15 | 0.52973
38894 | 5.72 | 1 | 365 | 6.4939 | 0.61697 | 7 | 0.11086
51023 | 13.26 | 1 | 365 | 15.054 | 0.4757 | 15 | 0.52973
41621 | 6.76 | 1 | 365 | 7.6746 | 0.18369 | 7 | 0.85829
50946 | 3.9 | 1 | 365 | 4.4277 | 0.37521 | 4 | 0.80286
41045 | 3.38 | 1 | 365 | 3.8373 | 0.59185 | 4 | 0.42915
50947 | 2.08 | 1 | 365 | 2.3614 | 0.13344 | 2 | 0.49486
47285 | 3.38 | 1 | 365 | 3.8373 | 0.59185 | 4 | 0.42915
40278 | 7.8 | 1 | 365 | 8.8553 | 0.75041 | 9 | 0.60572
50949 | 6.5 | 1 | 365 | 7.3794 | 0.29201 | 7 | 0.67143
50971 | 4.42 | 1 | 365 | 5.018 | 0.15857 | 5 | 0.17658
37812 | 4.16 | 1 | 365 | 4.7228 | 0.26689 | 4 | 0.98972
37172 | 11 | 1 | 365 | 12.4883 | 0.72494 | 13 | 0.2132
51002 | 5.72 | 1 | 365 | 6.4939 | 0.61697 | 7 | 0.11086
51003 | 9.88 | 1 | 365 | 11.2167 | 0.88386 | 12 | 0.10058
43338 | 5.98 | 1 | 365 | 6.7891 | 0.50865 | 7 | 0.29772
39778 | 4.16 | 1 | 365 | 4.7228 | 0.26689 | 4 | 0.98972
38132 | 5.88 | 1 | 365 | 6.6755 | 0.1657 | 6 | 0.84124
51005 | 5.2 | 1 | 365 | 5.9035 | 0.83361 | 6 | 0.73715
39825 | 12.1 | 1 | 365 | 13.7371 | 0.49743 | 14 | 0.23452
51007 | 9.36 | 1 | 365 | 10.6264 | 0.10049 | 10 | 0.72686
38872 | 4.95 | 1 | 365 | 5.6197 | 0.97622 | 6 | 0.59594
51008 | 5.72 | 1 | 365 | 6.4939 | 0.61697 | 7 | 0.11086
38310 | 5.4 | 1 | 365 | 6.1306 | 0.51952 | 6 | 0.65011
51009 | 4.16 | 1 | 365 | 4.7228 | 0.26689 | 4 | 0.98972
39884 | 3.12 | 1 | 365 | 3.5421 | 0.70016 | 4 | 0.24229
38190 | 4.16 | 1 | 365 | 4.7228 | 0.26689 | 4 | 0.98972
51011 | 5.98 | 1 | 365 | 6.7891 | 0.50865 | 7 | 0.29772
51013 | 3.64 | 1 | 365 | 4.1325 | 0.48353 | 4 | 0.616
36945 | 4.56 | 1 | 365 | 5.1769 | 0.6387 | 5 | 0.81565
36740 | 6.47 | 1 | 365 | 7.3454 | 0.18912 | 7 | 0.53449
35988 | 5.125 | 1 | 365 | 5.8184 | 0.57639 | 6 | 0.39478
51021 | 7.02 | 1 | 365 | 7.9698 | 0.075371 | 8 | 0.045149
37904 | 7.975 | 1 | 365 | 9.054 | 0.35058 | 9 | 0.40457
38860 | 6.24 | 1 | 365 | 7.0842 | 0.40033 | 7 | 0.48458
51022 | 8.32 | 1 | 365 | 9.4457 | 0.53377 | 9 | 0.97944
39848 | 4.94 | 1 | 365 | 5.6084 | 0.94193 | 6 | 0.55029
38322 | 8.68 | 1 | 365 | 9.8544 | 0.76841 | 10 | 0.62278
51025 | 3.64 | 1 | 365 | 4.1325 | 0.48353 | 4 | 0.616
39872 | 3.64 | 1 | 365 | 4.1325 | 0.48353 | 4 | 0.616
50139 | 7.95 | 1 | 365 | 9.0256 | 0.26484 | 9 | 0.29045
51148 | 15.08 | 1 | 365 | 17.1203 | 0.71746 | 17 | 0.83773
51149 | 13.26 | 1 | 365 | 15.054 | 0.4757 | 15 | 0.52973
51146 | 9.1 | 1 | 365 | 10.3312 | 0.20881 | 10 | 0.54001
50944 | 5.2 | 1 | 365 | 5.9035 | 0.83361 | 6 | 0.73715
51147 | 6.5 | 1 | 365 | 7.3794 | 0.29201 | 7 | 0.67143
51150 | 7.54 | 1 | 365 | 8.5601 | 0.85873 | 9 | 0.41886
51159 | 2.08 | 1 | 365 | 2.3614 | 0.13344 | 2 | 0.49486
51167 | 4.16 | 1 | 365 | 4.7228 | 0.26689 | 4 | 0.98972
37776 | 9.8 | 1 | 365 | 11.1259 | 0.60949 | 11 | 0.73539
51168 | 7.41 | 1 | 365 | 8.4125 | 0.41289 | 8 | 0.82543
38679 | 3.64 | 1 | 365 | 4.1325 | 0.48353 | 4 | 0.616
51185 | 2.6 | 1 | 365 | 2.9518 | 0.9168 | 3 | 0.86857
37217 | 8.84 | 1 | 365 | 10.036 | 0.31713 | 10 | 0.35315
51169 | 7.28 | 1 | 365 | 8.265 | 0.96705 | 9 | 0.23201
41338 | 10.545 | 1 | 365 | 11.9717 | 0.1645 | 12 | 0.1362
51188 | 9.88 | 1 | 365 | 11.2167 | 0.88386 | 12 | 0.10058
51191 | 8.58 | 1 | 365 | 9.7408 | 0.42545 | 10 | 0.16629
51195 | 6.76 | 1 | 365 | 7.6746 | 0.18369 | 7 | 0.85829
36319 | 6.14 | 1 | 365 | 6.9707 | 0.057376 | 7 | 0.028093
49584 | 5.46 | 1 | 365 | 6.1987 | 0.72529 | 6 | 0.924
39813 | 5.2 | 1 | 365 | 5.9035 | 0.83361 | 6 | 0.73715
47127 | 9.12 | 1 | 365 | 10.3539 | 0.2774 | 10 | 0.6313
36897 | 6.24 | 1 | 365 | 7.0842 | 0.40033 | 7 | 0.48458
51197 | 3.38 | 1 | 365 | 3.8373 | 0.59185 | 4 | 0.42915
37746 | 7.28 | 1 | 365 | 8.265 | 0.96705 | 9 | 0.23201
51228 | 3.12 | 1 | 365 | 3.5421 | 0.70016 | 4 | 0.24229
51296 | 8.25 | 1 | 365 | 9.3662 | 0.29371 | 9 | 0.6599
37169 | 4.16 | 1 | 365 | 4.7228 | 0.26689 | 4 | 0.98972
49442 | 6.5 | 1 | 365 | 7.3794 | 0.29201 | 7 | 0.67143
39839 | 5.46 | 1 | 365 | 6.1987 | 0.72529 | 6 | 0.924
37834 | 3.9 | 1 | 365 | 4.4277 | 0.37521 | 4 | 0.80286
39056 | 5.2 | 1 | 365 | 5.9035 | 0.83361 | 6 | 0.73715
36737 | 5.46 | 1 | 365 | 6.1987 | 0.72529 | 6 | 0.924
46979 | 10.36 | 1 | 365 | 11.7617 | 0.53003 | 12 | 0.2917
51399 | 6.76 | 1 | 365 | 7.6746 | 0.18369 | 7 | 0.85829
46033 | 8.25 | 1 | 365 | 9.3662 | 0.29371 | 9 | 0.6599
51400 | 9.62 | 1 | 365 | 10.9215 | 0.99217 | 11 | 0.91372
38693 | 3.64 | 1 | 365 | 4.1325 | 0.48353 | 4 | 0.616
37876 | 5.2 | 1 | 365 | 5.9035 | 0.83361 | 6 | 0.73715
38026 | 4.16 | 1 | 365 | 4.7228 | 0.26689 | 4 | 0.98972
51401 | 8.32 | 1 | 365 | 9.4457 | 0.53377 | 9 | 0.97944
38338 | 7.54 | 1 | 365 | 8.5601 | 0.85873 | 9 | 0.41886
39005 | 5.98 | 1 | 365 | 6.7891 | 0.50865 | 7 | 0.29772
51402 | 5.98 | 1 | 365 | 6.7891 | 0.50865 | 7 | 0.29772
38864 | 6.05 | 1 | 365 | 6.8685 | 0.74872 | 7 | 0.61726
38182 | 3.85 | 1 | 365 | 4.3709 | 0.20373 | 4 | 0.57462
51410 | 12.22 | 1 | 365 | 13.8733 | 0.90898 | 14 | 0.7823
36499 | 5.98 | 1 | 365 | 6.7891 | 0.50865 | 7 | 0.29772
51411 | 13.52 | 1 | 365 | 15.3492 | 0.36738 | 15 | 0.71658
38635 | 4.42 | 1 | 365 | 5.018 | 0.15857 | 5 | 0.17658
51413 | 11.44 | 1 | 365 | 12.9878 | 0.23394 | 13 | 0.22172
39382 | 5.2 | 1 | 365 | 5.9035 | 0.83361 | 6 | 0.73715
38183 | 5.2 | 1 | 365 | 5.9035 | 0.83361 | 6 | 0.73715
51412 | 11.7 | 1 | 365 | 13.283 | 0.12562 | 13 | 0.40858
37023 | 5.805 | 1 | 365 | 6.5904 | 0.90848 | 7 | 0.49887
37178 | 4.16 | 1 | 365 | 4.7228 | 0.26689 | 4 | 0.98972
36922 | 8.47 | 1 | 365 | 9.616 | 0.048204 | 9 | 0.66416
37953 | 8.12 | 1 | 365 | 9.2186 | 0.84786 | 10 | 0.066468
38646 | 4.845 | 1 | 365 | 5.5005 | 0.61612 | 6 | 0.11663
36661 | 7.7 | 1 | 365 | 8.7418 | 0.40746 | 9 | 0.14924
36876 | 4.085 | 1 | 365 | 4.6377 | 0.0096709 | 4 | 0.64736
38711 | 8.4 | 1 | 365 | 9.5365 | 0.80814 | 10 | 0.34462
47238 | 3.515 | 1 | 365 | 3.9906 | 0.054833 | 4 | 0.045399
38271 | 6.56 | 1 | 365 | 7.4475 | 0.49778 | 7 | 0.94532
37249 | 4.4 | 1 | 365 | 4.9953 | 0.089976 | 5 | 0.085278
37030 | 5.4 | 1 | 365 | 6.1306 | 0.51952 | 6 | 0.65011
41651 | 11.96 | 1 | 365 | 13.5781 | 0.017298 | 13 | 0.59544
38869 | 6.14 | 1 | 365 | 6.9707 | 0.057376 | 7 | 0.028093
39899 | 11.76 | 1 | 365 | 13.3511 | 0.33139 | 13 | 0.68247
38632 | 7.28 | 1 | 365 | 8.265 | 0.96705 | 9 | 0.23201
37957 | 3.85 | 1 | 365 | 4.3709 | 0.20373 | 4 | 0.57462
35771 | 8.25 | 1 | 365 | 9.3662 | 0.29371 | 9 | 0.6599
43025 | 4.4 | 1 | 365 | 4.9953 | 0.089976 | 5 | 0.085278
43629 | 8.82 | 1 | 365 | 10.0133 | 0.24854 | 10 | 0.26185
38816 | 4.605 | 1 | 365 | 5.228 | 0.79303 | 6 | 0.02107
37748 | 6.92 | 1 | 365 | 7.8562 | 0.73242 | 8 | 0.58867
37183 | 7.935 | 1 | 365 | 9.0086 | 0.2134 | 9 | 0.22197
41649 | 5.5 | 1 | 365 | 6.2441 | 0.86247 | 7 | 0.1066
38708 | 4.4 | 1 | 365 | 4.9953 | 0.089976 | 5 | 0.085278
49449 | 10.92 | 1 | 365 | 12.3974 | 0.45058 | 12 | 0.84801
38387 | 8.32 | 1 | 365 | 9.4457 | 0.53377 | 9 | 0.97944
37007 | 5.905 | 1 | 365 | 6.7039 | 0.25143 | 6 | 0.95536
46277 | 10.4 | 1 | 365 | 11.8071 | 0.66722 | 12 | 0.47429
35797 | 7.8 | 1 | 365 | 8.8553 | 0.75041 | 9 | 0.60572
52746 | 8.67 | 1 | 365 | 9.843 | 0.73411 | 10 | 0.57713
46110 | 10.4 | 1 | 365 | 11.8071 | 0.66722 | 12 | 0.47429
46956 | 13.26 | 1 | 365 | 15.054 | 0.4757 | 15 | 0.52973
38913 | 5.72 | 1 | 365 | 6.4939 | 0.61697 | 7 | 0.11086
39747 | 8.59 | 1 | 365 | 9.7522 | 0.45975 | 10 | 0.21194
38821 | 4.035 | 1 | 365 | 4.5809 | 0.83819 | 5 | 0.41911
37209 | 5.12 | 1 | 365 | 5.8127 | 0.55924 | 6 | 0.37196
41393 | 3.3 | 1 | 365 | 3.7465 | 0.31748 | 4 | 0.063959
38717 | 3.575 | 1 | 365 | 4.0587 | 0.26061 | 4 | 0.31929
47222 | 12.1 | 1 | 365 | 13.7371 | 0.49743 | 14 | 0.23452
38880 | 5.545 | 1 | 365 | 6.2952 | 0.016799 | 6 | 0.31202
37191 | 8.195 | 1 | 365 | 9.3038 | 0.10508 | 9 | 0.40883
36989 | 4.605 | 1 | 365 | 5.228 | 0.79303 | 6 | 0.02107
36877 | 5.1 | 1 | 365 | 5.79 | 0.49065 | 6 | 0.28066
37203 | 7.18 | 1 | 365 | 8.1514 | 0.6241 | 8 | 0.77552
36958 | 7.44 | 1 | 365 | 8.4466 | 0.51578 | 8 | 0.96238
38143 | 7.8 | 1 | 365 | 8.8553 | 0.75041 | 9 | 0.60572
37362 | 3.12 | 1 | 365 | 3.5421 | 0.70016 | 4 | 0.24229
51155 | 4.94 | 1 | 365 | 5.6084 | 0.94193 | 6 | 0.55029
39751 | 8.715 | 1 | 365 | 9.8941 | 0.88844 | 10 | 0.78255
38830 | 6.66 | 1 | 365 | 7.5611 | 0.84074 | 8 | 0.40181
38734 | 5.72 | 1 | 365 | 6.4939 | 0.61697 | 7 | 0.11086
38805 | 3.9 | 1 | 365 | 4.4277 | 0.37521 | 4 | 0.80286
38769 | 7.28 | 1 | 365 | 8.265 | 0.96705 | 9 | 0.23201
39782 | 6.24 | 1 | 365 | 7.0842 | 0.40033 | 7 | 0.48458
38257 | 6.47 | 1 | 365 | 7.3454 | 0.18912 | 7 | 0.53449
38627 | 7.315 | 1 | 365 | 8.3047 | 0.087085 | 8 | 0.39178
38476 | 10.57 | 1 | 365 | 12.0001 | 0.25024 | 12 | 0.25032
49517 | 5.98 | 1 | 365 | 6.7891 | 0.50865 | 7 | 0.29772
39082 | 11.025 | 1 | 365 | 12.5166 | 0.81068 | 13 | 0.32732
38394 | 4.5 | 1 | 365 | 5.1088 | 0.43293 | 5 | 0.54176
42537 | 10.71 | 1 | 365 | 12.159 | 0.73037 | 12 | 0.88939
41967 | 6.3 | 1 | 365 | 7.1524 | 0.6061 | 7 | 0.75847
42110 | 12 | 1 | 365 | 13.6236 | 0.15448 | 13 | 0.77803
41924 | 12 | 1 | 365 | 13.6236 | 0.15448 | 13 | 0.77803
38375 | 9.135 | 1 | 365 | 10.3709 | 0.32885 | 10 | 0.69978
41195 | 8.19 | 1 | 365 | 9.2981 | 0.087933 | 9 | 0.38601
38325 | 7.2 | 1 | 365 | 8.1741 | 0.69269 | 8 | 0.86682
47358 | 6.3 | 1 | 365 | 7.1524 | 0.6061 | 7 | 0.75847
47103 | 5.1 | 1 | 365 | 5.79 | 0.49065 | 6 | 0.28066
47096 | 7.2 | 1 | 365 | 8.1741 | 0.69269 | 8 | 0.86682
46290 | 7.8 | 1 | 365 | 8.8553 | 0.75041 | 9 | 0.60572
47116 | 9.6 | 1 | 365 | 10.8988 | 0.92358 | 11 | 0.82243
44359 | 4.56 | 1 | 365 | 5.1769 | 0.6387 | 5 | 0.81565
46197 | 11.25 | 1 | 365 | 12.7721 | 0.58232 | 13 | 0.3544
47458 | 24.64 | 1 | 365 | 27.9737 | 0.50387 | 28 | 0.47756
48725 | 11.6 | 1 | 365 | 13.1694 | 0.78266 | 13 | 0.9521
50115 | 11.6 | 1 | 365 | 13.1694 | 0.78266 | 13 | 0.9521
49772 | 11.6 | 1 | 365 | 13.1694 | 0.78266 | 13 | 0.9521
35931 | 6.213 | 1 | 365 | 7.0536 | 0.30773 | 7 | 0.36133
36131 | 12.426 | 1 | 365 | 14.1072 | 0.61546 | 14 | 0.72265
36135 | 7.194 | 1 | 365 | 8.1673 | 0.67211 | 8 | 0.83943
36142 | 12.42 | 1 | 365 | 14.1004 | 0.59489 | 14 | 0.69526
36163 | 9.81 | 1 | 365 | 11.1373 | 0.64379 | 11 | 0.78104
37522 | 7.02 | 1 | 365 | 7.9698 | 0.075371 | 8 | 0.045149
38875 | 6.56 | 1 | 365 | 7.4475 | 0.49778 | 7 | 0.94532
42888 | 3.02 | 1 | 365 | 3.4286 | 0.35721 | 3 | 0.7858
36835 | 4.605 | 1 | 365 | 5.228 | 0.79303 | 6 | 0.02107
37216 | 3.85 | 1 | 365 | 4.3709 | 0.20373 | 4 | 0.57462
36882 | 6.375 | 1 | 365 | 7.2375 | 0.86332 | 8 | 0.10083
39849 | 8.715 | 1 | 365 | 9.8941 | 0.88844 | 10 | 0.78255
38836 | 7.15 | 1 | 365 | 8.1174 | 0.52121 | 8 | 0.63858
47235 | 6.76 | 1 | 365 | 7.6746 | 0.18369 | 7 | 0.85829
37625 | 4.345 | 1 | 365 | 4.9329 | 0.90135 | 5 | 0.83421
37228 | 7.84 | 1 | 365 | 8.9007 | 0.88759 | 9 | 0.78831
50807 | 5.72 | 1 | 365 | 6.4939 | 0.61697 | 7 | 0.11086
38733 | 4.11 | 1 | 365 | 4.6661 | 0.095409 | 4 | 0.76148
38189 | 12.1 | 1 | 365 | 13.7371 | 0.49743 | 14 | 0.23452
39794 | 8.68 | 1 | 365 | 9.8544 | 0.76841 | 10 | 0.62278
43255 | 6.76 | 1 | 365 | 7.6746 | 0.18369 | 7 | 0.85829
50644 | 4.42 | 1 | 365 | 5.018 | 0.15857 | 5 | 0.17658
39030 | 6.27 | 1 | 365 | 7.1183 | 0.50322 | 7 | 0.62152
38306 | 6.6 | 1 | 365 | 7.493 | 0.63496 | 8 | 0.12792
39920 | 5.6 | 1 | 365 | 6.3577 | 0.20542 | 6 | 0.56308
39091 | 9.1 | 1 | 365 | 10.3312 | 0.20881 | 10 | 0.54001
51181 | 4.94 | 1 | 365 | 5.6084 | 0.94193 | 6 | 0.55029
38796 | 4.2 | 1 | 365 | 4.7682 | 0.40407 | 5 | 0.17231
36363 | 8.715 | 1 | 365 | 9.8941 | 0.88844 | 10 | 0.78255
38299 | 5.88 | 1 | 365 | 6.6755 | 0.1657 | 6 | 0.84124
39112 | 8.58 | 1 | 365 | 9.7408 | 0.42545 | 10 | 0.16629
39094 | 9.1 | 1 | 365 | 10.3312 | 0.20881 | 10 | 0.54001
51157 | 10.08 | 1 | 365 | 11.4438 | 0.56976 | 12 | 0.013547
38107 | 4.845 | 1 | 365 | 5.5005 | 0.61612 | 6 | 0.11663
38212 | 9.36 | 1 | 365 | 10.6264 | 0.10049 | 10 | 0.72686
47231 | 7.28 | 1 | 365 | 8.265 | 0.96705 | 9 | 0.23201
51584 | 7.28 | 1 | 365 | 8.265 | 0.96705 | 9 | 0.23201
39784 | 6.05 | 1 | 365 | 6.8685 | 0.74872 | 7 | 0.61726
49492 | 4.16 | 1 | 365 | 4.7228 | 0.26689 | 4 | 0.98972
50707 | 4.68 | 1 | 365 | 5.3132 | 0.050247 | 5 | 0.36343
41052 | 7.15 | 1 | 365 | 8.1174 | 0.52121 | 8 | 0.63858
37275 | 3.575 | 1 | 365 | 4.0587 | 0.26061 | 4 | 0.31929
38842 | 8.195 | 1 | 365 | 9.3038 | 0.10508 | 9 | 0.40883
39392 | 8.195 | 1 | 365 | 9.3038 | 0.10508 | 9 | 0.40883
39075 | 7.15 | 1 | 365 | 8.1174 | 0.52121 | 8 | 0.63858
38685 | 6.325 | 1 | 365 | 7.1807 | 0.69184 | 7 | 0.87259
39869 | 4.68 | 1 | 365 | 5.3132 | 0.050247 | 5 | 0.36343
38501 | 10.4 | 1 | 365 | 11.8071 | 0.66722 | 12 | 0.47429
38663 | 8.59 | 1 | 365 | 9.7522 | 0.45975 | 10 | 0.21194
37875 | 12.32 | 1 | 365 | 13.9868 | 0.25193 | 14 | 0.23878
39843 | 3.12 | 1 | 365 | 3.5421 | 0.70016 | 4 | 0.24229
37370 | 12.48 | 1 | 365 | 14.1685 | 0.80066 | 14 | 0.96915
37257 | 5.88 | 1 | 365 | 6.6755 | 0.1657 | 6 | 0.84124
38283 | 6.76 | 1 | 365 | 7.6746 | 0.18369 | 7 | 0.85829
47247 | 7.02 | 1 | 365 | 7.9698 | 0.075371 | 8 | 0.045149
37771 | 7.8 | 1 | 365 | 8.8553 | 0.75041 | 9 | 0.60572
47240 | 4.16 | 1 | 365 | 4.7228 | 0.26689 | 4 | 0.98972
38877 | 5.72 | 1 | 365 | 6.4939 | 0.61697 | 7 | 0.11086
39105 | 5.2 | 1 | 365 | 5.9035 | 0.83361 | 6 | 0.73715
53056 | 24.99 | 1 | 365 | 28.371 | 0.7042 | 29 | 0.075252
44456 | 119.025 | 0.9 | 365 | 121.6157 | 0.3809 | 121 | 0.99664
29889 | 456.94 | 0.9 | 365 | 466.8859 | 0.38461 | 467 | 0.27055
35678 | 148.18 | 0.9 | 365 | 151.4053 | 0.37031 | 151 | 0.77566
52626 | 7.6 | 1 | 365 | 8.6282 | 0.064504 | 8 | 0.69275
51397 | 6.76 | 1 | 365 | 7.6746 | 0.18369 | 7 | 0.85829
51201 | 8.32 | 1 | 365 | 9.4457 | 0.53377 | 9 | 0.97944
45336 | 22.26 | 1 | 365 | 25.2717 | 0.34156 | 25 | 0.61325
51628 | 9.36 | 1 | 365 | 10.6264 | 0.10049 | 10 | 0.72686
51629 | 8.84 | 1 | 365 | 10.036 | 0.31713 | 10 | 0.35315
51638 | 6.76 | 1 | 365 | 7.6746 | 0.18369 | 7 | 0.85829
51639 | 5.2 | 1 | 365 | 5.9035 | 0.83361 | 6 | 0.73715
51640 | 7.02 | 1 | 365 | 7.9698 | 0.075371 | 8 | 0.045149
41973 | 7.28 | 1 | 365 | 8.265 | 0.96705 | 9 | 0.23201
51641 | 7.28 | 1 | 365 | 8.265 | 0.96705 | 9 | 0.23201
51643 | 4.42 | 1 | 365 | 5.018 | 0.15857 | 5 | 0.17658
51644 | 5.98 | 1 | 365 | 6.7891 | 0.50865 | 7 | 0.29772
51645 | 7.02 | 1 | 365 | 7.9698 | 0.075371 | 8 | 0.045149
51680 | 3.9 | 1 | 365 | 4.4277 | 0.37521 | 4 | 0.80286
51682 | 2.86 | 1 | 365 | 3.2469 | 0.80848 | 4 | 0.055431
51683 | 7.28 | 1 | 365 | 8.265 | 0.96705 | 9 | 0.23201
51687 | 5.1 | 1 | 365 | 5.79 | 0.49065 | 6 | 0.28066
51691 | 4.42 | 1 | 365 | 5.018 | 0.15857 | 5 | 0.17658
51694 | 7.28 | 1 | 365 | 8.265 | 0.96705 | 9 | 0.23201
51695 | 2.86 | 1 | 365 | 3.2469 | 0.80848 | 4 | 0.055431
51696 | 9.88 | 1 | 365 | 11.2167 | 0.88386 | 12 | 0.10058
51697 | 7.28 | 1 | 365 | 8.265 | 0.96705 | 9 | 0.23201
51938 | 3.12 | 1 | 365 | 3.5421 | 0.70016 | 4 | 0.24229
49096 | 6.25 | 1 | 365 | 7.0956 | 0.43462 | 7 | 0.53022
51964 | 7.8 | 1 | 365 | 8.8553 | 0.75041 | 9 | 0.60572
36486 | 9.96 | 1 | 365 | 11.3075 | 0.15822 | 11 | 0.46577
37801 | 4.68 | 1 | 365 | 5.3132 | 0.050247 | 5 | 0.36343
37247 | 4.42 | 1 | 365 | 5.018 | 0.15857 | 5 | 0.17658
37154 | 4.42 | 1 | 365 | 5.018 | 0.15857 | 5 | 0.17658
38264 | 3.64 | 1 | 365 | 4.1325 | 0.48353 | 4 | 0.616
51968 | 9.36 | 1 | 365 | 10.6264 | 0.10049 | 10 | 0.72686
51969 | 6.76 | 1 | 365 | 7.6746 | 0.18369 | 7 | 0.85829
51971 | 3.64 | 1 | 365 | 4.1325 | 0.48353 | 4 | 0.616
51975 | 5.2 | 1 | 365 | 5.9035 | 0.83361 | 6 | 0.73715
51978 | 5.46 | 1 | 365 | 6.1987 | 0.72529 | 6 | 0.924
51983 | 4.42 | 1 | 365 | 5.018 | 0.15857 | 5 | 0.17658
51982 | 8.8 | 1 | 365 | 9.9906 | 0.17995 | 10 | 0.17056
51987 | 9.36 | 1 | 365 | 10.6264 | 0.10049 | 10 | 0.72686
51984 | 3.38 | 1 | 365 | 3.8373 | 0.59185 | 4 | 0.42915
51990 | 5.72 | 1 | 365 | 6.4939 | 0.61697 | 7 | 0.11086
51993 | 8.06 | 1 | 365 | 9.1505 | 0.64209 | 9 | 0.79258
51999 | 5.2 | 1 | 365 | 5.9035 | 0.83361 | 6 | 0.73715
52013 | 6.24 | 1 | 365 | 7.0842 | 0.40033 | 7 | 0.48458
52001 | 5.72 | 1 | 365 | 6.4939 | 0.61697 | 7 | 0.11086
52004 | 4.68 | 1 | 365 | 5.3132 | 0.050247 | 5 | 0.36343
41699 | 12.32 | 1 | 365 | 13.9868 | 0.25193 | 14 | 0.23878
37175 | 7.8 | 1 | 365 | 8.8553 | 0.75041 | 9 | 0.60572
38362 | 8.58 | 1 | 365 | 9.7408 | 0.42545 | 10 | 0.16629
38672 | 2.86 | 1 | 365 | 3.2469 | 0.80848 | 4 | 0.055431
51588 | 12.22 | 1 | 365 | 13.8733 | 0.90898 | 14 | 0.7823
49479 | 3.64 | 1 | 365 | 4.1325 | 0.48353 | 4 | 0.616
39753 | 5.72 | 1 | 365 | 6.4939 | 0.61697 | 7 | 0.11086
51192 | 12.22 | 1 | 365 | 13.8733 | 0.90898 | 14 | 0.7823
38272 | 9.88 | 1 | 365 | 11.2167 | 0.88386 | 12 | 0.10058
38350 | 5.46 | 1 | 365 | 6.1987 | 0.72529 | 6 | 0.924
38861 | 6.56 | 1 | 365 | 7.4475 | 0.49778 | 7 | 0.94532
41353 | 7.28 | 1 | 365 | 8.265 | 0.96705 | 9 | 0.23201
41624 | 6.065 | 1 | 365 | 6.8856 | 0.80016 | 7 | 0.68573
39750 | 12.04 | 1 | 365 | 13.669 | 0.29166 | 13 | 0.96063
36655 | 5.5 | 1 | 365 | 6.2441 | 0.86247 | 7 | 0.1066
47775 | 10.865 | 1 | 365 | 12.335 | 0.26195 | 12 | 0.59694
52043 | 9.01 | 1 | 365 | 10.229 | 0.90016 | 11 | 0.12917
38892 | 7.5 | 1 | 365 | 8.5147 | 0.72155 | 9 | 0.23627
46587 | 4.2 | 1 | 365 | 4.7682 | 0.40407 | 5 | 0.17231
48627 | 9.6 | 1 | 365 | 10.8988 | 0.92358 | 11 | 0.82243
52175 | 9.1 | 1 | 365 | 10.3312 | 0.20881 | 10 | 0.54001
52177 | 8.58 | 1 | 365 | 9.7408 | 0.42545 | 10 | 0.16629
52180 | 2.52 | 1 | 365 | 2.8609 | 0.64244 | 3 | 0.50339
52181 | 7.8 | 1 | 365 | 8.8553 | 0.75041 | 9 | 0.60572
52183 | 4.16 | 1 | 365 | 4.7228 | 0.26689 | 4 | 0.98972
52185 | 3.9 | 1 | 365 | 4.4277 | 0.37521 | 4 | 0.80286
47111 | 6 | 1 | 365 | 6.8118 | 0.57724 | 7 | 0.38902
36189 | 7.56 | 1 | 365 | 8.5828 | 0.92732 | 9 | 0.51016
40771 | 4.2 | 1 | 365 | 4.7682 | 0.40407 | 5 | 0.17231
46258 | 14.26 | 1 | 365 | 16.1893 | 0.90524 | 17 | 0.094561
46241 | 14.4 | 1 | 365 | 16.3483 | 0.38538 | 16 | 0.73364
44119 | 10.71 | 1 | 365 | 12.159 | 0.73037 | 12 | 0.88939
52307 | 4.42 | 1 | 365 | 5.018 | 0.15857 | 5 | 0.17658
50855 | 11.7 | 1 | 365 | 13.283 | 0.12562 | 13 | 0.40858
52308 | 3.38 | 1 | 365 | 3.8373 | 0.59185 | 4 | 0.42915
35799 | 10.08 | 1 | 365 | 11.4438 | 0.56976 | 12 | 0.013547
52311 | 5.72 | 1 | 365 | 6.4939 | 0.61697 | 7 | 0.11086
35740 | 8.7 | 1 | 365 | 9.8771 | 0.837 | 10 | 0.71407
52317 | 5.72 | 1 | 365 | 6.4939 | 0.61697 | 7 | 0.11086
32066 | 10.4 | 1 | 365 | 11.8071 | 0.66722 | 12 | 0.47429
52319 | 3.38 | 1 | 365 | 3.8373 | 0.59185 | 4 | 0.42915
47637 | 8.505 | 1 | 365 | 9.6557 | 0.16824 | 9 | 0.82393
37428 | 8.829 | 1 | 365 | 10.0235 | 0.27941 | 10 | 0.30294
36005 | 30.5 | 0.9 | 365 | 31.1639 | 0.14087 | 31 | 0.30475
52325 | 4.42 | 1 | 365 | 5.018 | 0.15857 | 5 | 0.17658
38701 | 6.05 | 1 | 365 | 6.8685 | 0.74872 | 7 | 0.61726
52324 | 5.46 | 1 | 365 | 6.1987 | 0.72529 | 6 | 0.924
38670 | 4.48 | 1 | 365 | 5.0861 | 0.36434 | 5 | 0.45047
49953 | 5.4 | 1 | 365 | 6.1306 | 0.51952 | 6 | 0.65011
49487 | 5.72 | 1 | 365 | 6.4939 | 0.61697 | 7 | 0.11086
52336 | 4.16 | 1 | 365 | 4.7228 | 0.26689 | 4 | 0.98972
50725 | 8.54 | 1 | 365 | 9.6954 | 0.28827 | 9 | 0.9837
52337 | 3.9 | 1 | 365 | 4.4277 | 0.37521 | 4 | 0.80286
52342 | 6.5 | 1 | 365 | 7.3794 | 0.29201 | 7 | 0.67143
50980 | 3.9 | 1 | 365 | 4.4277 | 0.37521 | 4 | 0.80286
40838 | 5.61 | 1 | 365 | 6.369 | 0.23972 | 6 | 0.60873
41285 | 3.9 | 1 | 365 | 4.4277 | 0.37521 | 4 | 0.80286
41642 | 9.24 | 1 | 365 | 10.4901 | 0.68895 | 11 | 0.17908
46943 | 13.26 | 1 | 365 | 15.054 | 0.4757 | 15 | 0.52973
42314 | 3.9 | 1 | 365 | 4.4277 | 0.37521 | 4 | 0.80286
41227 | 5.4 | 1 | 365 | 6.1306 | 0.51952 | 6 | 0.65011
46075 | 13.26 | 1 | 365 | 15.054 | 0.4757 | 15 | 0.52973
41889 | 3.38 | 1 | 365 | 3.8373 | 0.59185 | 4 | 0.42915
46094 | 13.52 | 1 | 365 | 15.3492 | 0.36738 | 15 | 0.71658
43611 | 4.68 | 1 | 365 | 5.3132 | 0.050247 | 5 | 0.36343
43585 | 7.24 | 1 | 365 | 8.2195 | 0.82987 | 9 | 0.049413
48696 | 7.98 | 1 | 365 | 9.0597 | 0.36773 | 9 | 0.42739
43984 | 6.3 | 1 | 365 | 7.1524 | 0.6061 | 7 | 0.75847
47467 | 10.8 | 1 | 365 | 12.2612 | 0.039032 | 12 | 0.30023
36210 | 7.56 | 1 | 365 | 8.5828 | 0.92732 | 9 | 0.51016
43252 | 9.18 | 1 | 365 | 10.422 | 0.48318 | 10 | 0.90519
43612 | 7.8 | 1 | 365 | 8.8553 | 0.75041 | 9 | 0.60572
35924 | 6.555 | 1 | 365 | 7.4419 | 0.48063 | 7 | 0.9225
52802 | 6.5 | 1 | 365 | 7.3794 | 0.29201 | 7 | 0.67143
52705 | 9.36 | 1 | 365 | 10.6264 | 0.10049 | 10 | 0.72686
52801 | 6.5 | 1 | 365 | 7.3794 | 0.29201 | 7 | 0.67143
52803 | 7.54 | 1 | 365 | 8.5601 | 0.85873 | 9 | 0.41886
52707 | 4.16 | 1 | 365 | 4.7228 | 0.26689 | 4 | 0.98972
52828 | 6.5 | 1 | 365 | 7.3794 | 0.29201 | 7 | 0.67143
52800 | 7.02 | 1 | 365 | 7.9698 | 0.075371 | 8 | 0.045149
52799 | 5.2 | 1 | 365 | 5.9035 | 0.83361 | 6 | 0.73715
52830 | 5.46 | 1 | 365 | 6.1987 | 0.72529 | 6 | 0.924
52833 | 6.5 | 1 | 365 | 7.3794 | 0.29201 | 7 | 0.67143
52962 | 5.2 | 1 | 365 | 5.9035 | 0.83361 | 6 | 0.73715
52826 | 6.5 | 1 | 365 | 7.3794 | 0.29201 | 7 | 0.67143
52836 | 4.16 | 1 | 365 | 4.7228 | 0.26689 | 4 | 0.98972
52838 | 3.64 | 1 | 365 | 4.1325 | 0.48353 | 4 | 0.616
52965 | 4.16 | 1 | 365 | 4.7228 | 0.26689 | 4 | 0.98972
52839 | 5.2 | 1 | 365 | 5.9035 | 0.83361 | 6 | 0.73715
52968 | 9.88 | 1 | 365 | 11.2167 | 0.88386 | 12 | 0.10058
52959 | 8.58 | 1 | 365 | 9.7408 | 0.42545 | 10 | 0.16629
52955 | 2.08 | 1 | 365 | 2.3614 | 0.13344 | 2 | 0.49486
52954 | 5.2 | 1 | 365 | 5.9035 | 0.83361 | 6 | 0.73715
52859 | 5.2 | 1 | 365 | 5.9035 | 0.83361 | 6 | 0.73715
52855 | 8.32 | 1 | 365 | 9.4457 | 0.53377 | 9 | 0.97944
52853 | 4.42 | 1 | 365 | 5.018 | 0.15857 | 5 | 0.17658
52851 | 6.5 | 1 | 365 | 7.3794 | 0.29201 | 7 | 0.67143
52848 | 4.68 | 1 | 365 | 5.3132 | 0.050247 | 5 | 0.36343
53073 | 5.225 | 1 | 365 | 5.9319 | 0.91935 | 6 | 0.85127
53092 | 7.28 | 1 | 365 | 8.265 | 0.96705 | 9 | 0.23201
53090 | 6.24 | 1 | 365 | 7.0842 | 0.40033 | 7 | 0.48458
53076 | 6.76 | 1 | 365 | 7.6746 | 0.18369 | 7 | 0.85829
53079 | 4.68 | 1 | 365 | 5.3132 | 0.050247 | 5 | 0.36343
53075 | 9.36 | 1 | 365 | 10.6264 | 0.10049 | 10 | 0.72686
53074 | 4.16 | 1 | 365 | 4.7228 | 0.26689 | 4 | 0.98972
53324 | 6.24 | 1 | 365 | 7.0842 | 0.40033 | 7 | 0.48458
52846 | 9.88 | 1 | 365 | 11.2167 | 0.88386 | 12 | 0.10058
52858 | 7.8 | 1 | 365 | 8.8553 | 0.75041 | 9 | 0.60572
52964 | 6.3 | 1 | 365 | 7.1524 | 0.6061 | 7 | 0.75847
53091 | 5.2 | 1 | 365 | 5.9035 | 0.83361 | 6 | 0.73715
53094 | 7.02 | 1 | 365 | 7.9698 | 0.075371 | 8 | 0.045149
37568 | 7.28 | 1 | 365 | 8.265 | 0.96705 | 9 | 0.23201
51230 | 9.1 | 1 | 365 | 10.3312 | 0.20881 | 10 | 0.54001
39757 | 4.68 | 1 | 365 | 5.3132 | 0.050247 | 5 | 0.36343
41619 | 8.58 | 1 | 365 | 9.7408 | 0.42545 | 10 | 0.16629
51389 | 9.88 | 1 | 365 | 11.2167 | 0.88386 | 12 | 0.10058
50660 | 4.68 | 1 | 365 | 5.3132 | 0.050247 | 5 | 0.36343
51565 | 7.54 | 1 | 365 | 8.5601 | 0.85873 | 9 | 0.41886
38023 | 5.125 | 1 | 365 | 5.8184 | 0.57639 | 6 | 0.39478
51390 | 4.16 | 1 | 365 | 4.7228 | 0.26689 | 4 | 0.98972
36995 | 6.14 | 1 | 365 | 6.9707 | 0.057376 | 7 | 0.028093
36687 | 3.565 | 1 | 365 | 4.0473 | 0.22631 | 4 | 0.27364
51391 | 7.28 | 1 | 365 | 8.265 | 0.96705 | 9 | 0.23201
36991 | 4.605 | 1 | 365 | 5.228 | 0.79303 | 6 | 0.02107
51187 | 5.385 | 1 | 365 | 6.1136 | 0.46807 | 6 | 0.58164
38935 | 5.2 | 1 | 365 | 5.9035 | 0.83361 | 6 | 0.73715
38245 | 10.25 | 1 | 365 | 11.6368 | 0.15278 | 11 | 0.78957
51393 | 8.06 | 1 | 365 | 9.1505 | 0.64209 | 9 | 0.79258
49613 | 8.4 | 1 | 365 | 9.5365 | 0.80814 | 10 | 0.34462
45039 | 7.02 | 1 | 365 | 7.9698 | 0.075371 | 8 | 0.045149
47855 | 8.505 | 1 | 365 | 9.6557 | 0.16824 | 9 | 0.82393
44259 | 4.76 | 1 | 365 | 5.404 | 0.32461 | 5 | 0.72862
36023 | 8.175 | 1 | 365 | 9.281 | 0.03649 | 9 | 0.31753
44294 | 8.82 | 1 | 365 | 10.0133 | 0.24854 | 10 | 0.26185
44532 | 3.315 | 1 | 365 | 3.7635 | 0.36893 | 4 | 0.13243
44146 | 8.82 | 1 | 365 | 10.0133 | 0.24854 | 10 | 0.26185
44526 | 4.5 | 1 | 365 | 5.1088 | 0.43293 | 5 | 0.54176
44365 | 4.905 | 1 | 365 | 5.5686 | 0.82189 | 6 | 0.39052
51464 | 6.24 | 1 | 365 | 7.0842 | 0.40033 | 7 | 0.48458
44588 | 11.1 | 1 | 365 | 12.6018 | 0.067894 | 12 | 0.66968
36113 | 5.6 | 1 | 365 | 6.3577 | 0.20542 | 6 | 0.56308
36181 | 8.28 | 1 | 365 | 9.4003 | 0.39659 | 9 | 0.79684
37464 | 9.156 | 1 | 365 | 10.3948 | 0.40087 | 10 | 0.79564
44515 | 5.5 | 1 | 365 | 6.2441 | 0.86247 | 7 | 0.1066
44522 | 10.8 | 1 | 365 | 12.2612 | 0.039032 | 12 | 0.30023
44521 | 8.505 | 1 | 365 | 9.6557 | 0.16824 | 9 | 0.82393
44739 | 8.68 | 1 | 365 | 9.8544 | 0.76841 | 10 | 0.62278
46710 | 3.92 | 1 | 365 | 4.4504 | 0.4438 | 4 | 0.89416
45574 | 4.5 | 1 | 365 | 5.1088 | 0.43293 | 5 | 0.54176
43463 | 12.285 | 1 | 365 | 13.9471 | 0.1319 | 14 | 0.07901
50143 | 7.8 | 1 | 365 | 8.8553 | 0.75041 | 9 | 0.60572
44152 | 5.7 | 1 | 365 | 6.4712 | 0.54838 | 7 | 0.019565
51030 | 10.23 | 1 | 365 | 11.6141 | 0.084194 | 11 | 0.69827
49707 | 4.2 | 1 | 365 | 4.7682 | 0.40407 | 5 | 0.17231
40846 | 9.69 | 1 | 365 | 11.001 | 0.23224 | 11 | 0.23326
44144 | 8.505 | 1 | 365 | 9.6557 | 0.16824 | 9 | 0.82393
46528 | 5.7 | 1 | 365 | 6.4712 | 0.54838 | 7 | 0.019565
46369 | 13 | 1 | 365 | 14.7588 | 0.58402 | 15 | 0.34287
44153 | 6 | 1 | 365 | 6.8118 | 0.57724 | 7 | 0.38902
42536 | 4.8 | 1 | 365 | 5.4494 | 0.46179 | 5 | 0.91121
50845 | 5.7 | 1 | 365 | 6.4712 | 0.54838 | 7 | 0.019565
37016 | 9.6 | 1 | 365 | 10.8988 | 0.92358 | 11 | 0.82243
47135 | 12.48 | 1 | 365 | 14.1685 | 0.80066 | 14 | 0.96915
44135 | 12 | 1 | 365 | 13.6236 | 0.15448 | 13 | 0.77803
44138 | 9.3 | 1 | 365 | 10.5583 | 0.89472 | 11 | 0.45297
44162 | 6.75 | 1 | 365 | 7.6632 | 0.1494 | 7 | 0.81264
44192 | 3.9 | 1 | 365 | 4.4277 | 0.37521 | 4 | 0.80286
44682 | 4.5 | 1 | 365 | 5.1088 | 0.43293 | 5 | 0.54176
36344 | 9.6 | 1 | 365 | 10.8988 | 0.92358 | 11 | 0.82243
47671 | 3.64 | 1 | 365 | 4.1325 | 0.48353 | 4 | 0.616
49328 | 7.14 | 1 | 365 | 8.106 | 0.48692 | 8 | 0.59293
46404 | 5 | 1 | 365 | 5.6765 | 0.1477 | 5 | 0.82418
51048 | 7.54 | 1 | 365 | 8.5601 | 0.85873 | 9 | 0.41886
47013 | 10.08 | 1 | 365 | 11.4438 | 0.56976 | 12 | 0.013547
44409 | 9.36 | 1 | 365 | 10.6264 | 0.10049 | 10 | 0.72686
44516 | 2.04 | 1 | 365 | 2.316 | 0.99626 | 3 | 0.31227
49321 | 10.71 | 1 | 365 | 12.159 | 0.73037 | 12 | 0.88939
45393 | 11.2 | 1 | 365 | 12.7153 | 0.41085 | 13 | 0.12616
51129 | 11.47 | 1 | 365 | 13.0218 | 0.33682 | 13 | 0.35867
35766 | 14.84 | 1 | 365 | 16.8478 | 0.89437 | 17 | 0.74217
43537 | 6.9 | 1 | 365 | 7.8335 | 0.66383 | 8 | 0.49737
49950 | 8.12 | 1 | 365 | 9.2186 | 0.84786 | 10 | 0.066468
50146 | 7.28 | 1 | 365 | 8.265 | 0.96705 | 9 | 0.23201
48221 | 10 | 1 | 365 | 11.353 | 0.2954 | 11 | 0.64836
44875 | 15.81 | 1 | 365 | 17.949 | 0.22103 | 18 | 0.17006
49737 | 11.115 | 1 | 365 | 12.6188 | 0.11934 | 12 | 0.73815
47342 | 12.18 | 1 | 365 | 13.8279 | 0.7718 | 14 | 0.5997
51290 | 8.235 | 1 | 365 | 9.3492 | 0.24226 | 9 | 0.59142
44725 | 12 | 1 | 365 | 13.6236 | 0.15448 | 13 | 0.77803
51264 | 12.426 | 1 | 365 | 14.1072 | 0.61546 | 14 | 0.72265
49187 | 6.84 | 1 | 365 | 7.7654 | 0.45805 | 8 | 0.22348
45503 | 11.4 | 1 | 365 | 12.9424 | 0.096756 | 13 | 0.03913
44053 | 7.875 | 1 | 365 | 8.9405 | 0.0076275 | 8 | 0.94808
47405 | 10.25 | 1 | 365 | 11.6368 | 0.15278 | 11 | 0.78957
49644 | 12.29 | 1 | 365 | 13.9528 | 0.14905 | 14 | 0.10183
51206 | 7.8 | 1 | 365 | 8.8553 | 0.75041 | 9 | 0.60572
44255 | 9.765 | 1 | 365 | 11.0862 | 0.48946 | 11 | 0.57562
45773 | 9.8 | 1 | 365 | 11.1259 | 0.60949 | 11 | 0.73539
49158 | 7.36 | 1 | 365 | 8.3558 | 0.24141 | 8 | 0.59719
49525 | 5.58 | 1 | 365 | 6.335 | 0.13683 | 6 | 0.47178
46767 | 6.21 | 1 | 365 | 7.0502 | 0.29744 | 7 | 0.34763
54525 | 3.9 | 1 | 365 | 4.4277 | 0.37521 | 4 | 0.80286
44178 | 9.45 | 1 | 365 | 10.7285 | 0.40915 | 11 | 0.1377
37176 | 10.1 | 1 | 365 | 11.4665 | 0.63835 | 12 | 0.10484
36179 | 4.68 | 1 | 365 | 5.3132 | 0.050247 | 5 | 0.36343
38313 | 5.88 | 1 | 365 | 6.6755 | 0.1657 | 6 | 0.84124
37374 | 4.68 | 1 | 365 | 5.3132 | 0.050247 | 5 | 0.36343
46707 | 9.075 | 1 | 365 | 10.3028 | 0.12308 | 10 | 0.42589
47268 | 3.64 | 1 | 365 | 4.1325 | 0.48353 | 4 | 0.616
44353 | 7.5 | 1 | 365 | 8.5147 | 0.72155 | 9 | 0.23627
47233 | 6.24 | 1 | 365 | 7.0842 | 0.40033 | 7 | 0.48458
37168 | 3.3 | 1 | 365 | 3.7465 | 0.31748 | 4 | 0.063959
54888 | 29.64 | 0.9 | 365 | 30.2852 | 0.48641 | 30 | 0.77157
37766 | 4.48 | 1 | 365 | 5.0861 | 0.36434 | 5 | 0.45047
54140 | 62.4 | 0.9 | 365 | 63.7582 | 0.60297 | 64 | 0.36119
38915 | 5.225 | 1 | 365 | 5.9319 | 0.91935 | 6 | 0.85127
38779 | 7.56 | 1 | 365 | 8.5828 | 0.92732 | 9 | 0.51016
41606 | 10.4 | 1 | 365 | 11.8071 | 0.66722 | 12 | 0.47429
50086 | 3.135 | 1 | 365 | 3.5592 | 0.75161 | 4 | 0.31076
52221 | 13.26 | 1 | 365 | 15.054 | 0.4757 | 15 | 0.52973
38958 | 3.9 | 1 | 365 | 4.4277 | 0.37521 | 4 | 0.80286
51573 | 3.18 | 1 | 365 | 3.6102 | 0.90594 | 4 | 0.51618
38680 | 4.95 | 1 | 365 | 5.6197 | 0.97622 | 6 | 0.59594
38341 | 8.4 | 1 | 365 | 9.5365 | 0.80814 | 10 | 0.34462
43451 | 9.765 | 1 | 365 | 11.0862 | 0.48946 | 11 | 0.57562
41550 | 11.39 | 1 | 365 | 12.931 | 0.062461 | 12 | 0.99348
49649 | 6.24 | 1 | 365 | 7.0842 | 0.40033 | 7 | 0.48458
44870 | 11.44 | 1 | 365 | 12.9878 | 0.23394 | 13 | 0.22172
46702 | 11.7 | 1 | 365 | 13.283 | 0.12562 | 13 | 0.40858
44022 | 3.12 | 1 | 365 | 3.5421 | 0.70016 | 4 | 0.24229
18133 | 10.4 | 1 | 365 | 11.8071 | 0.66722 | 12 | 0.47429
44447 | 12.96 | 1 | 365 | 14.7134 | 0.44684 | 15 | 0.16027
40955 | 5.7 | 1 | 365 | 6.4712 | 0.54838 | 7 | 0.019565
44295 | 10.92 | 1 | 365 | 12.3974 | 0.45058 | 12 | 0.84801
44640 | 6.24 | 1 | 365 | 7.0842 | 0.40033 | 7 | 0.48458
51046 | 5.2 | 1 | 365 | 5.9035 | 0.83361 | 6 | 0.73715
44598 | 7.28 | 1 | 365 | 8.265 | 0.96705 | 9 | 0.23201
40892 | 7.28 | 1 | 365 | 8.265 | 0.96705 | 9 | 0.23201
51679 | 9.36 | 1 | 365 | 10.6264 | 0.10049 | 10 | 0.72686
49675 | 5.2 | 1 | 365 | 5.9035 | 0.83361 | 6 | 0.73715
50441 | 10.5 | 1 | 365 | 11.9206 | 0.01017 | 11 | 0.93078
35964 | 9.156 | 1 | 365 | 10.3948 | 0.40087 | 10 | 0.79564
51675 | 9.36 | 1 | 365 | 10.6264 | 0.10049 | 10 | 0.72686
48425 | 15.08 | 1 | 365 | 17.1203 | 0.71746 | 17 | 0.83773
36152 | 17.004 | 1 | 365 | 19.3046 | 0.3159 | 19 | 0.62047
44509 | 7.2 | 1 | 365 | 8.1741 | 0.69269 | 8 | 0.86682
36138 | 5.232 | 1 | 365 | 5.9399 | 0.94335 | 6 | 0.88322
36209 | 10.72 | 1 | 365 | 12.1704 | 0.76467 | 12 | 0.93504
51045 | 6.5 | 1 | 365 | 7.3794 | 0.29201 | 7 | 0.67143
46992 | 10.2 | 1 | 365 | 11.58 | 0.98131 | 12 | 0.56133
50443 | 9.16 | 1 | 365 | 10.3993 | 0.41459 | 10 | 0.8139
44122 | 10.395 | 1 | 365 | 11.8014 | 0.65007 | 12 | 0.45147
45429 | 11.77 | 1 | 365 | 13.3624 | 0.36569 | 13 | 0.72812
36349 | 13.545 | 1 | 365 | 15.3776 | 0.45312 | 15 | 0.8307
49937 | 6.213 | 1 | 365 | 7.0536 | 0.30773 | 7 | 0.36133
35785 | 5.61 | 1 | 365 | 6.369 | 0.23972 | 6 | 0.60873
49760 | 8.4 | 1 | 365 | 9.5365 | 0.80814 | 10 | 0.34462
44610 | 9.483 | 1 | 365 | 10.766 | 0.52233 | 11 | 0.28834
53219 | 0.765 | 1 | 365 | 0.8685 | 0.6236 | 1 | 0.4921
51927 | 11.96 | 1 | 365 | 13.5781 | 0.017298 | 13 | 0.59544
48785 | 5.1 | 1 | 365 | 5.79 | 0.49065 | 6 | 0.28066
41990 | 10.464 | 1 | 365 | 11.8797 | 0.88671 | 12 | 0.76644
53014 | 9.88 | 1 | 365 | 11.2167 | 0.88386 | 12 | 0.10058
42003 | 6.9 | 1 | 365 | 7.8335 | 0.66383 | 8 | 0.49737
41517 | 7.848 | 1 | 365 | 8.9098 | 0.91503 | 9 | 0.82483
47433 | 5.7 | 1 | 365 | 6.4712 | 0.54838 | 7 | 0.019565
47483 | 5.2 | 1 | 365 | 5.9035 | 0.83361 | 6 | 0.73715
50254 | 6.12 | 1 | 365 | 6.948 | 0.98878 | 7 | 0.9368
44306 | 12.92 | 1 | 365 | 14.668 | 0.30966 | 14 | 0.97768
43618 | 9.765 | 1 | 365 | 11.0862 | 0.48946 | 11 | 0.57562
43936 | 6.16 | 1 | 365 | 6.9934 | 0.12597 | 7 | 0.11939
46245 | 9.5 | 1 | 365 | 10.7853 | 0.58063 | 11 | 0.36594
48086 | 6.5 | 1 | 365 | 7.3794 | 0.29201 | 7 | 0.67143
50470 | 10.137 | 1 | 365 | 11.5085 | 0.76525 | 12 | 0.27374
44180 | 2.25 | 1 | 365 | 2.5544 | 0.71646 | 3 | 0.27088
44520 | 14.025 | 1 | 365 | 15.9225 | 0.099299 | 16 | 0.021825
36166 | 20.8 | 1 | 365 | 23.6142 | 0.33443 | 23 | 0.94859
45702 | 6.9 | 1 | 365 | 7.8335 | 0.66383 | 8 | 0.49737
47120 | 9.12 | 1 | 365 | 10.3539 | 0.2774 | 10 | 0.6313
49190 | 3.9 | 1 | 365 | 4.4277 | 0.37521 | 4 | 0.80286
43626 | 6.5 | 1 | 365 | 7.3794 | 0.29201 | 7 | 0.67143
42411 | 6.76 | 1 | 365 | 7.6746 | 0.18369 | 7 | 0.85829
44929 | 6.6 | 1 | 365 | 7.493 | 0.63496 | 8 | 0.12792
44681 | 8 | 1 | 365 | 9.0824 | 0.43632 | 9 | 0.51869
45309 | 8.32 | 1 | 365 | 9.4457 | 0.53377 | 9 | 0.97944
44672 | 9.36 | 1 | 365 | 10.6264 | 0.10049 | 10 | 0.72686
49771 | 7.28 | 1 | 365 | 8.265 | 0.96705 | 9 | 0.23201
36212 | 5.232 | 1 | 365 | 5.9399 | 0.94335 | 6 | 0.88322
43114 | 6.24 | 1 | 365 | 7.0842 | 0.40033 | 7 | 0.48458
49259 | 4.4 | 1 | 365 | 4.9953 | 0.089976 | 5 | 0.085278
50998 | 4.24 | 1 | 365 | 4.8137 | 0.54125 | 5 | 0.3549
43119 | 7.02 | 1 | 365 | 7.9698 | 0.075371 | 8 | 0.045149
44303 | 8.82 | 1 | 365 | 10.0133 | 0.24854 | 10 | 0.26185
45759 | 9.135 | 1 | 365 | 10.3709 | 0.32885 | 10 | 0.69978
43959 | 2.44 | 1 | 365 | 2.7701 | 0.36808 | 3 | 0.1382
35754 | 12.04 | 1 | 365 | 13.669 | 0.29166 | 13 | 0.96063
44429 | 17.68 | 1 | 365 | 20.072 | 0.63427 | 20 | 0.7063
44507 | 9.156 | 1 | 365 | 10.3948 | 0.40087 | 10 | 0.79564
44168 | 8.55 | 1 | 365 | 9.7068 | 0.32257 | 10 | 0.029348
44450 | 7.02 | 1 | 365 | 7.9698 | 0.075371 | 8 | 0.045149
44683 | 6.24 | 1 | 365 | 7.0842 | 0.40033 | 7 | 0.48458
44439 | 6.24 | 1 | 365 | 7.0842 | 0.40033 | 7 | 0.48458
44235 | 9 | 1 | 365 | 10.2177 | 0.86586 | 11 | 0.083524
36298 | 7.84 | 1 | 365 | 8.9007 | 0.88759 | 9 | 0.78831
44686 | 10.5 | 1 | 365 | 11.9206 | 0.01017 | 11 | 0.93078
36162 | 5.559 | 1 | 365 | 6.3111 | 0.064813 | 6 | 0.37592
43619 | 11.4 | 1 | 365 | 12.9424 | 0.096756 | 13 | 0.03913
44927 | 4.725 | 1 | 365 | 5.3643 | 0.20458 | 5 | 0.56885
35972 | 9.36 | 1 | 365 | 10.6264 | 0.10049 | 10 | 0.72686
48660 | 8.06 | 1 | 365 | 9.1505 | 0.64209 | 9 | 0.79258
43630 | 14.4 | 1 | 365 | 16.3483 | 0.38538 | 16 | 0.73364
47601 | 5.1 | 1 | 365 | 5.79 | 0.49065 | 6 | 0.28066
53437 | 10.14 | 1 | 365 | 11.5119 | 0.77554 | 12 | 0.28744
22628 | 11.475 | 1 | 365 | 13.0275 | 0.35397 | 13 | 0.38149
37567 | 9.52 | 1 | 365 | 10.808 | 0.64922 | 11 | 0.45724
38825 | 8.96 | 1 | 365 | 10.1723 | 0.72868 | 10 | 0.90093
39754 | 4.16 | 1 | 365 | 4.7228 | 0.26689 | 4 | 0.98972
39763 | 4.94 | 1 | 365 | 5.6084 | 0.94193 | 6 | 0.55029
36660 | 7.425 | 1 | 365 | 8.4296 | 0.46433 | 8 | 0.89391
41678 | 6.6 | 1 | 365 | 7.493 | 0.63496 | 8 | 0.12792
43038 | 7.95 | 1 | 365 | 9.0256 | 0.26484 | 9 | 0.29045
47660 | 8.265 | 1 | 365 | 9.3832 | 0.34515 | 9 | 0.72837
53805 | 11.97 | 1 | 365 | 13.5895 | 0.051594 | 13 | 0.64109
53787 | 3.71 | 1 | 365 | 4.2119 | 0.72359 | 4 | 0.93554
51449 | 6.48 | 1 | 365 | 7.3567 | 0.22342 | 7 | 0.58014
37663 | 135.94 | 1 | 365 | 154.3321 | 0.21167 | 154 | 0.54381
43426 | 10.791 | 1 | 365 | 12.251 | 0.0081661 | 12 | 0.25915
37352 | 9.075 | 1 | 365 | 10.3028 | 0.12308 | 10 | 0.42589
39781 | 8.96 | 1 | 365 | 10.1723 | 0.72868 | 10 | 0.90093
39820 | 7.425 | 1 | 365 | 8.4296 | 0.46433 | 8 | 0.89391
40273 | 7.84 | 1 | 365 | 8.9007 | 0.88759 | 9 | 0.78831
37201 | 8.32 | 1 | 365 | 9.4457 | 0.53377 | 9 | 0.97944
37080 | 6.6 | 1 | 365 | 7.493 | 0.63496 | 8 | 0.12792
37010 | 9.24 | 1 | 365 | 10.4901 | 0.68895 | 11 | 0.17908
47037 | 8.84 | 1 | 365 | 10.036 | 0.31713 | 10 | 0.35315
38305 | 2.6 | 1 | 365 | 2.9518 | 0.9168 | 3 | 0.86857
38136 | 4.68 | 1 | 365 | 5.3132 | 0.050247 | 5 | 0.36343
38694 | 3.64 | 1 | 365 | 4.1325 | 0.48353 | 4 | 0.616
37601 | 9.24 | 1 | 365 | 10.4901 | 0.68895 | 11 | 0.17908
38326 | 3.64 | 1 | 365 | 4.1325 | 0.48353 | 4 | 0.616
51627 | 4.16 | 1 | 365 | 4.7228 | 0.26689 | 4 | 0.98972
37940 | 9.36 | 1 | 365 | 10.6264 | 0.10049 | 10 | 0.72686
36863 | 9.12 | 1 | 365 | 10.3539 | 0.2774 | 10 | 0.6313
36819 | 7.7 | 1 | 365 | 8.7418 | 0.40746 | 9 | 0.14924
50131 | 21.58 | 1 | 365 | 24.4997 | 0.0094732 | 24 | 0.50916
51145 | 15.08 | 1 | 365 | 17.1203 | 0.71746 | 17 | 0.83773
35804 | 17.004 | 1 | 365 | 19.3046 | 0.3159 | 19 | 0.62047
42482 | 10.335 | 1 | 365 | 11.7333 | 0.4443 | 12 | 0.17758
53162 | 5.3 | 1 | 365 | 6.0171 | 0.17656 | 6 | 0.19363
53167 | 9.01 | 1 | 365 | 10.229 | 0.90016 | 11 | 0.12917
45190 | 9.975 | 1 | 365 | 11.3246 | 0.20966 | 11 | 0.53424
42360 | 6.48 | 1 | 365 | 7.3567 | 0.22342 | 7 | 0.58014
44799 | 7.194 | 1 | 365 | 8.1673 | 0.67211 | 8 | 0.83943
45614 | 7.875 | 1 | 365 | 8.9405 | 0.0076275 | 8 | 0.94808
42016 | 6.867 | 1 | 365 | 7.7961 | 0.55065 | 8 | 0.34673
44366 | 5.04 | 1 | 365 | 5.7219 | 0.28488 | 6 | 0.0067734
51049 | 6 | 1 | 365 | 6.8118 | 0.57724 | 7 | 0.38902
37229 | 3.9 | 1 | 365 | 4.4277 | 0.37521 | 4 | 0.80286
38477 | 5.2 | 1 | 365 | 5.9035 | 0.83361 | 6 | 0.73715
38004 | 4.95 | 1 | 365 | 5.6197 | 0.97622 | 6 | 0.59594
38891 | 8.32 | 1 | 365 | 9.4457 | 0.53377 | 9 | 0.97944
38256 | 5.2 | 1 | 365 | 5.9035 | 0.83361 | 6 | 0.73715
37833 | 6.24 | 1 | 365 | 7.0842 | 0.40033 | 7 | 0.48458
38401 | 5.98 | 1 | 365 | 6.7891 | 0.50865 | 7 | 0.29772
38018 | 3.64 | 1 | 365 | 4.1325 | 0.48353 | 4 | 0.616
37161 | 6.5 | 1 | 365 | 7.3794 | 0.29201 | 7 | 0.67143
38665 | 6.27 | 1 | 365 | 7.1183 | 0.50322 | 7 | 0.62152
47042 | 14.04 | 1 | 365 | 15.9396 | 0.15074 | 16 | 0.090297
36460 | 4.605 | 1 | 365 | 5.228 | 0.79303 | 6 | 0.02107
37363 | 3.515 | 1 | 365 | 3.9906 | 0.054833 | 4 | 0.045399
38766 | 5.225 | 1 | 365 | 5.9319 | 0.91935 | 6 | 0.85127
47115 | 3.38 | 1 | 365 | 3.8373 | 0.59185 | 4 | 0.42915
47165 | 8.58 | 1 | 365 | 9.7408 | 0.42545 | 10 | 0.16629
39761 | 5.47 | 1 | 365 | 6.2101 | 0.75958 | 6 | 0.96965
39822 | 9.36 | 1 | 365 | 10.6264 | 0.10049 | 10 | 0.72686
38698 | 5.415 | 1 | 365 | 6.1476 | 0.57096 | 6 | 0.71859
38149 | 8.58 | 1 | 365 | 9.7408 | 0.42545 | 10 | 0.16629
36004 | 10.77 | 1 | 365 | 12.2271 | 0.93615 | 13 | 0.16328
37153 | 5.72 | 1 | 365 | 6.4939 | 0.61697 | 7 | 0.11086
47179 | 9.88 | 1 | 365 | 11.2167 | 0.88386 | 12 | 0.10058
38311 | 5.98 | 1 | 365 | 6.7891 | 0.50865 | 7 | 0.29772
37354 | 4.68 | 1 | 365 | 5.3132 | 0.050247 | 5 | 0.36343
47363 | 3.9 | 1 | 365 | 4.4277 | 0.37521 | 4 | 0.80286
37638 | 7.425 | 1 | 365 | 8.4296 | 0.46433 | 8 | 0.89391
37214 | 5.72 | 1 | 365 | 6.4939 | 0.61697 | 7 | 0.11086
37764 | 6.47 | 1 | 365 | 7.3454 | 0.18912 | 7 | 0.53449
44587 | 6.24 | 1 | 365 | 7.0842 | 0.40033 | 7 | 0.48458
42663 | 8.32 | 1 | 365 | 9.4457 | 0.53377 | 9 | 0.97944
44565 | 10.92 | 1 | 365 | 12.3974 | 0.45058 | 12 | 0.84801
36069 | 4.42 | 1 | 365 | 5.018 | 0.15857 | 5 | 0.17658
51034 | 11.4 | 1 | 365 | 12.9424 | 0.096756 | 13 | 0.03913
35293 | 36.54 | 0.9 | 365 | 37.3353 | 0.78385 | 38 | 0.1192
54903 | 7.84 | 1 | 365 | 8.9007 | 0.88759 | 9 | 0.78831
48834 | 2.1 | 1 | 365 | 2.3841 | 0.20203 | 2 | 0.58616
54906 | 7.04 | 1 | 365 | 7.9925 | 0.14396 | 8 | 0.13645
55124 | 3.5 | 1 | 365 | 3.9735 | 0.00339 | 3 | 0.97693
49524 | 4.25 | 1 | 365 | 4.825 | 0.57554 | 5 | 0.40055
55125 | 4.5 | 1 | 365 | 5.1088 | 0.43293 | 5 | 0.54176
47665 | 7.695 | 1 | 365 | 8.7361 | 0.39031 | 9 | 0.12641
55133 | 5.565 | 1 | 365 | 6.3179 | 0.08539 | 6 | 0.40331
55134 | 6.93 | 1 | 365 | 7.8676 | 0.76671 | 8 | 0.63431
47315 | 11.025 | 1 | 365 | 12.5166 | 0.81068 | 13 | 0.32732
52293 | 3.9 | 1 | 365 | 4.4277 | 0.37521 | 4 | 0.80286
55343 | 9.3 | 1 | 365 | 10.5583 | 0.89472 | 11 | 0.45297
55346 | 3.315 | 1 | 365 | 3.7635 | 0.36893 | 4 | 0.13243
52211 | 8.4 | 1 | 365 | 9.5365 | 0.80814 | 10 | 0.34462
55347 | 4.16 | 1 | 365 | 4.7228 | 0.26689 | 4 | 0.98972
44321 | 8.32 | 1 | 365 | 9.4457 | 0.53377 | 9 | 0.97944
55396 | 5.12 | 1 | 365 | 5.8127 | 0.55924 | 6 | 0.37196
55526 | 7.848 | 1 | 365 | 8.9098 | 0.91503 | 9 | 0.82483
55397 | 2.08 | 1 | 365 | 2.3614 | 0.13344 | 2 | 0.49486
54110 | 9.01 | 1 | 365 | 10.229 | 0.90016 | 11 | 0.12917
55706 | 8.1 | 1 | 365 | 9.1959 | 0.77927 | 9 | 0.97517
55716 | 3.57 | 1 | 365 | 4.053 | 0.24346 | 4 | 0.29646
55717 | 4.68 | 1 | 365 | 5.3132 | 0.050247 | 5 | 0.36343
55723 | 4.68 | 1 | 365 | 5.3132 | 0.050247 | 5 | 0.36343
55761 | 4.8 | 1 | 365 | 5.4494 | 0.46179 | 5 | 0.91121
49455 | 10.83 | 1 | 365 | 12.2953 | 0.14192 | 12 | 0.43717
55734 | 5.04 | 1 | 365 | 5.7219 | 0.28488 | 6 | 0.0067734
55736 | 4.2 | 1 | 365 | 4.7682 | 0.40407 | 5 | 0.17231
44078 | 13.64 | 1 | 365 | 15.4854 | 0.77893 | 16 | 0.26436
44553 | 9.8 | 1 | 365 | 11.1259 | 0.60949 | 11 | 0.73539
55926 | 13.25 | 1 | 365 | 15.0427 | 0.4414 | 15 | 0.48408
46740 | 7.5 | 1 | 365 | 8.5147 | 0.72155 | 9 | 0.23627
50024 | 7.685 | 1 | 365 | 8.7247 | 0.35601 | 9 | 0.080765
41315 | 6.03 | 1 | 365 | 6.8458 | 0.68013 | 7 | 0.52596
56006 | 9.3 | 1 | 365 | 10.5583 | 0.89472 | 11 | 0.45297
36527 | 15.4 | 1 | 365 | 17.4836 | 0.81492 | 18 | 0.29847
56027 | 6.095 | 1 | 365 | 6.9196 | 0.90305 | 7 | 0.82268
48142 | 7.425 | 1 | 365 | 8.4296 | 0.46433 | 8 | 0.89391
56028 | 3 | 1 | 365 | 3.4059 | 0.28862 | 3 | 0.69451
41850 | 6.84 | 1 | 365 | 7.7654 | 0.45805 | 8 | 0.22348
36143 | 19.38 | 1 | 365 | 22.002 | 0.46449 | 22 | 0.46652
56057 | 10.8 | 1 | 365 | 12.2612 | 0.039032 | 12 | 0.30023
56059 | 12 | 1 | 365 | 13.6236 | 0.15448 | 13 | 0.77803
40891 | 10.14 | 1 | 365 | 11.5119 | 0.77554 | 12 | 0.28744
35886 | 794.53 | 1 | 365 | 902.0267 | 0.87242 | 902 | 0.89915
56234 | 5.1 | 1 | 365 | 5.79 | 0.49065 | 6 | 0.28066
39067 | 7.28 | 1 | 365 | 8.265 | 0.96705 | 9 | 0.23201
56232 | 7.95 | 1 | 365 | 9.0256 | 0.26484 | 9 | 0.29045
19530 | 3298.4 | 0.8 | 365 | 2995.7283 | 0.59579 | 2996 | 0.32405
56297 | 11.66 | 1 | 365 | 13.2376 | 0.98844 | 14 | 0.22599
56298 | 5.886 | 1 | 365 | 6.6824 | 0.18627 | 6 | 0.86862
50600 | 5.83 | 1 | 365 | 6.6188 | 0.99422 | 7 | 0.61299
56360 | 12.19 | 1 | 365 | 13.8393 | 0.80609 | 14 | 0.64535
47430 | 8.835 | 1 | 365 | 10.0303 | 0.29999 | 10 | 0.33033
52931 | 10.5 | 1 | 365 | 11.9206 | 0.01017 | 11 | 0.93078
51153 | 5.565 | 1 | 365 | 6.3179 | 0.08539 | 6 | 0.40331
45571 | 7 | 1 | 365 | 7.9471 | 0.00678 | 7 | 0.95385
51258 | 5.13 | 1 | 365 | 5.8241 | 0.59354 | 6 | 0.41761
46898 | 6.09 | 1 | 365 | 6.914 | 0.8859 | 7 | 0.79985
49454 | 13.8 | 1 | 365 | 15.6671 | 0.32765 | 15 | 0.99474
46417 | 5.13 | 1 | 365 | 5.8241 | 0.59354 | 6 | 0.41761
48549 | 6.54 | 1 | 365 | 7.4248 | 0.42919 | 7 | 0.85403
53677 | 9.18 | 1 | 365 | 10.422 | 0.48318 | 10 | 0.90519
46721 | 11.44 | 1 | 365 | 12.9878 | 0.23394 | 13 | 0.22172
47664 | 4.125 | 1 | 365 | 4.6831 | 0.14685 | 4 | 0.82995
47647 | 3.06 | 1 | 365 | 3.474 | 0.49439 | 3 | 0.9684
46109 | 4.42 | 1 | 365 | 5.018 | 0.15857 | 5 | 0.17658
28446 | 4.2 | 1 | 365 | 4.7682 | 0.40407 | 5 | 0.17231
48298 | 6.76 | 1 | 365 | 7.6746 | 0.18369 | 7 | 0.85829
49878 | 17.94 | 1 | 365 | 20.3672 | 0.52595 | 20 | 0.89316
44414 | 10.5 | 1 | 365 | 11.9206 | 0.01017 | 11 | 0.93078
50007 | 17 | 1 | 365 | 19.3 | 0.30218 | 19 | 0.60221
51307 | 7.521 | 1 | 365 | 8.5386 | 0.79357 | 9 | 0.33213
46811 | 7.5 | 1 | 365 | 8.5147 | 0.72155 | 9 | 0.23627
49740 | 6 | 1 | 365 | 6.8118 | 0.57724 | 7 | 0.38902
48876 | 10.2 | 1 | 365 | 11.58 | 0.98131 | 12 | 0.56133
50027 | 9 | 1 | 365 | 10.2177 | 0.86586 | 11 | 0.083524
41508 | 19.765 | 1 | 365 | 22.4391 | 0.78486 | 23 | 0.22398
50029 | 10.5 | 1 | 365 | 11.9206 | 0.01017 | 11 | 0.93078
49166 | 7.56 | 1 | 365 | 8.5828 | 0.92732 | 9 | 0.51016
48880 | 12 | 1 | 365 | 13.6236 | 0.15448 | 13 | 0.77803
53297 | 24.96 | 1 | 365 | 28.337 | 0.60132 | 28 | 0.93831
50659 | 5.83 | 1 | 365 | 6.6188 | 0.99422 | 7 | 0.61299
50222 | 5.4 | 1 | 365 | 6.1306 | 0.51952 | 6 | 0.65011
51321 | 5.1 | 1 | 365 | 5.79 | 0.49065 | 6 | 0.28066
48843 | 6.48 | 1 | 365 | 7.3567 | 0.22342 | 7 | 0.58014
49308 | 11.7 | 1 | 365 | 13.283 | 0.12562 | 13 | 0.40858
53887 | 4.575 | 1 | 365 | 5.194 | 0.69015 | 5 | 0.88412
51310 | 8.7 | 1 | 365 | 9.8771 | 0.837 | 10 | 0.71407
46387 | 4.2 | 1 | 365 | 4.7682 | 0.40407 | 5 | 0.17231
48844 | 11.395 | 1 | 365 | 12.9367 | 0.079608 | 13 | 0.016306
48835 | 5.565 | 1 | 365 | 6.3179 | 0.08539 | 6 | 0.40331
47335 | 7.95 | 1 | 365 | 9.0256 | 0.26484 | 9 | 0.29045
47668 | 9.81 | 1 | 365 | 11.1373 | 0.64379 | 11 | 0.78104
46444 | 11.73 | 1 | 365 | 13.317 | 0.2285 | 13 | 0.54553
48290 | 9.86 | 1 | 365 | 11.194 | 0.81526 | 12 | 0.009283
46476 | 7.25 | 1 | 365 | 8.2309 | 0.86416 | 9 | 0.095061
45224 | 5.7 | 1 | 365 | 6.4712 | 0.54838 | 7 | 0.019565
48879 | 10.8 | 1 | 365 | 12.2612 | 0.039032 | 12 | 0.30023
51255 | 11.34 | 1 | 365 | 12.8743 | 0.89098 | 13 | 0.76524
45219 | 13.44 | 1 | 365 | 15.2584 | 0.093018 | 15 | 0.3514
50676 | 9.9 | 1 | 365 | 11.2394 | 0.95245 | 12 | 0.19188
46887 | 5 | 1 | 365 | 5.6765 | 0.1477 | 5 | 0.82418
49170 | 3.64 | 1 | 365 | 4.1325 | 0.48353 | 4 | 0.616
49887 | 9.36 | 1 | 365 | 10.6264 | 0.10049 | 10 | 0.72686
46362 | 9 | 1 | 365 | 10.2177 | 0.86586 | 11 | 0.083524
54541 | 6.25 | 1 | 365 | 7.0956 | 0.43462 | 7 | 0.53022
46458 | 5 | 1 | 365 | 5.6765 | 0.1477 | 5 | 0.82418
47332 | 1.06 | 1 | 365 | 1.2034 | 0.63531 | 1 | 0.83873
46500 | 6 | 1 | 365 | 6.8118 | 0.57724 | 7 | 0.38902
46453 | 5 | 1 | 365 | 5.6765 | 0.1477 | 5 | 0.82418
48875 | 4.24 | 1 | 365 | 4.8137 | 0.54125 | 5 | 0.3549
44790 | 7.65 | 1 | 365 | 8.685 | 0.23598 | 8 | 0.921
43958 | 6.3 | 1 | 365 | 7.1524 | 0.6061 | 7 | 0.75847
46800 | 8.215 | 1 | 365 | 9.3265 | 0.17367 | 9 | 0.50013
43569 | 10.395 | 1 | 365 | 11.8014 | 0.65007 | 12 | 0.45147
46860 | 7.75 | 1 | 365 | 8.7985 | 0.57893 | 9 | 0.37748
49333 | 3 | 1 | 365 | 3.4059 | 0.28862 | 3 | 0.69451
48288 | 7.125 | 1 | 365 | 8.089 | 0.43547 | 8 | 0.52446
47334 | 10.395 | 1 | 365 | 11.8014 | 0.65007 | 12 | 0.45147
46846 | 9.3 | 1 | 365 | 10.5583 | 0.89472 | 11 | 0.45297
49999 | 13.77 | 1 | 365 | 15.633 | 0.22477 | 15 | 0.85779
43487 | 6.3 | 1 | 365 | 7.1524 | 0.6061 | 7 | 0.75847
50230 | 9.25 | 1 | 365 | 10.5015 | 0.72325 | 11 | 0.22473
45587 | 11.118 | 1 | 365 | 12.6222 | 0.12963 | 12 | 0.75185
50673 | 5 | 1 | 365 | 5.6765 | 0.1477 | 5 | 0.82418
50225 | 6.48 | 1 | 365 | 7.3567 | 0.22342 | 7 | 0.58014
48551 | 5.886 | 1 | 365 | 6.6824 | 0.18627 | 6 | 0.86862
46373 | 6.93 | 1 | 365 | 7.8676 | 0.76671 | 8 | 0.63431
51285 | 6.51 | 1 | 365 | 7.3908 | 0.32631 | 7 | 0.71708
50021 | 10.5 | 1 | 365 | 11.9206 | 0.01017 | 11 | 0.93078
49745 | 11.4 | 1 | 365 | 12.9424 | 0.096756 | 13 | 0.03913
51302 | 5 | 1 | 365 | 5.6765 | 0.1477 | 5 | 0.82418
51266 | 8.175 | 1 | 365 | 9.281 | 0.03649 | 9 | 0.31753
51127 | 8.55 | 1 | 365 | 9.7068 | 0.32257 | 10 | 0.029348
49463 | 14.805 | 1 | 365 | 16.8081 | 0.77434 | 17 | 0.5824
54922 | 11.34 | 1 | 365 | 12.8743 | 0.89098 | 13 | 0.76524
54931 | 10.8 | 1 | 365 | 12.2612 | 0.039032 | 12 | 0.30023
54939 | 12 | 1 | 365 | 13.6236 | 0.15448 | 13 | 0.77803
54948 | 5.7 | 1 | 365 | 6.4712 | 0.54838 | 7 | 0.019565
54974 | 10.8 | 1 | 365 | 12.2612 | 0.039032 | 12 | 0.30023
54980 | 3.18 | 1 | 365 | 3.6102 | 0.90594 | 4 | 0.51618
54998 | 3.924 | 1 | 365 | 4.4549 | 0.45751 | 4 | 0.91242
55009 | 4.578 | 1 | 365 | 5.1974 | 0.70043 | 5 | 0.89782
41583 | 16.695 | 1 | 365 | 18.9538 | 0.25617 | 19 | 0.20994
42021 | 6 | 1 | 365 | 6.8118 | 0.57724 | 7 | 0.38902
41574 | 4.905 | 1 | 365 | 5.5686 | 0.82189 | 6 | 0.39052
41577 | 11.34 | 1 | 365 | 12.8743 | 0.89098 | 13 | 0.76524
49736 | 4.59 | 1 | 365 | 5.211 | 0.74159 | 5 | 0.9526
51086 | 7.5 | 1 | 365 | 8.5147 | 0.72155 | 9 | 0.23627
51305 | 5.7 | 1 | 365 | 6.4712 | 0.54838 | 7 | 0.019565
50150 | 4.59 | 1 | 365 | 5.211 | 0.74159 | 5 | 0.9526
46915 | 12 | 1 | 365 | 13.6236 | 0.15448 | 13 | 0.77803
50721 | 7.54 | 1 | 365 | 8.5601 | 0.85873 | 9 | 0.41886
49722 | 10.08 | 1 | 365 | 11.4438 | 0.56976 | 12 | 0.013547
50022 | 6.5 | 1 | 365 | 7.3794 | 0.29201 | 7 | 0.67143
51319 | 4.68 | 1 | 365 | 5.3132 | 0.050247 | 5 | 0.36343
50683 | 11.4 | 1 | 365 | 12.9424 | 0.096756 | 13 | 0.03913
47659 | 6.72 | 1 | 365 | 7.6292 | 0.046509 | 7 | 0.6757
49748 | 6.6 | 1 | 365 | 7.493 | 0.63496 | 8 | 0.12792
36816 | 7.15 | 1 | 365 | 8.1174 | 0.52121 | 8 | 0.63858
48287 | 4.845 | 1 | 365 | 5.5005 | 0.61612 | 6 | 0.11663
48479 | 7.14 | 1 | 365 | 8.106 | 0.48692 | 8 | 0.59293
49913 | 9.975 | 1 | 365 | 11.3246 | 0.20966 | 11 | 0.53424
49998 | 6.76 | 1 | 365 | 7.6746 | 0.18369 | 7 | 0.85829
51320 | 7.28 | 1 | 365 | 8.265 | 0.96705 | 9 | 0.23201
45612 | 5 | 1 | 365 | 5.6765 | 0.1477 | 5 | 0.82418
50658 | 4.16 | 1 | 365 | 4.7228 | 0.26689 | 4 | 0.98972
51248 | 5.415 | 1 | 365 | 6.1476 | 0.57096 | 6 | 0.71859
41570 | 7.56 | 1 | 365 | 8.5828 | 0.92732 | 9 | 0.51016
50663 | 6.6 | 1 | 365 | 7.493 | 0.63496 | 8 | 0.12792
49327 | 7.65 | 1 | 365 | 8.685 | 0.23598 | 8 | 0.921
35254 | 151.2 | 0.9 | 365 | 154.4911 | 0.6918 | 155 | 0.18288
47113 | 16.64 | 1 | 365 | 18.8913 | 0.067546 | 18 | 0.95887
52581 | 8.16 | 1 | 365 | 9.264 | 0.98505 | 10 | 0.24906
47094 | 8.32 | 1 | 365 | 9.4457 | 0.53377 | 9 | 0.97944
47204 | 7.28 | 1 | 365 | 8.265 | 0.96705 | 9 | 0.23201
48103 | 13 | 1 | 365 | 14.7588 | 0.58402 | 15 | 0.34287
54114 | 10.8 | 1 | 365 | 12.2612 | 0.039032 | 12 | 0.30023
47337 | 7.54 | 1 | 365 | 8.5601 | 0.85873 | 9 | 0.41886
47365 | 7.905 | 1 | 365 | 8.9745 | 0.11051 | 9 | 0.085029
47460 | 4.94 | 1 | 365 | 5.6084 | 0.94193 | 6 | 0.55029
47282 | 6.24 | 1 | 365 | 7.0842 | 0.40033 | 7 | 0.48458
49256 | 4.68 | 1 | 365 | 5.3132 | 0.050247 | 5 | 0.36343
49363 | 4.59 | 1 | 365 | 5.211 | 0.74159 | 5 | 0.9526
49370 | 8.32 | 1 | 365 | 9.4457 | 0.53377 | 9 | 0.97944
49383 | 13.78 | 1 | 365 | 15.6444 | 0.25906 | 15 | 0.90344
49394 | 9.88 | 1 | 365 | 11.2167 | 0.88386 | 12 | 0.10058
49401 | 5.72 | 1 | 365 | 6.4939 | 0.61697 | 7 | 0.11086
49404 | 4.94 | 1 | 365 | 5.6084 | 0.94193 | 6 | 0.55029
49420 | 14.04 | 1 | 365 | 15.9396 | 0.15074 | 16 | 0.090297
49421 | 15.6 | 1 | 365 | 17.7106 | 0.50082 | 18 | 0.21144
49426 | 7.54 | 1 | 365 | 8.5601 | 0.85873 | 9 | 0.41886
49433 | 4.335 | 1 | 365 | 4.9215 | 0.86706 | 5 | 0.78856
49448 | 13.26 | 1 | 365 | 15.054 | 0.4757 | 15 | 0.52973
49459 | 9.36 | 1 | 365 | 10.6264 | 0.10049 | 10 | 0.72686
49471 | 4.16 | 1 | 365 | 4.7228 | 0.26689 | 4 | 0.98972
49481 | 2.08 | 1 | 365 | 2.3614 | 0.13344 | 2 | 0.49486
49468 | 7.28 | 1 | 365 | 8.265 | 0.96705 | 9 | 0.23201
49490 | 5.98 | 1 | 365 | 6.7891 | 0.50865 | 7 | 0.29772
49515 | 7.8 | 1 | 365 | 8.8553 | 0.75041 | 9 | 0.60572
49979 | 11.925 | 1 | 365 | 13.5384 | 0.89726 | 14 | 0.43567
49532 | 7.54 | 1 | 365 | 8.5601 | 0.85873 | 9 | 0.41886
49556 | 5.98 | 1 | 365 | 6.7891 | 0.50865 | 7 | 0.29772
50480 | 8.32 | 1 | 365 | 9.4457 | 0.53377 | 9 | 0.97944
49553 | 10.14 | 1 | 365 | 11.5119 | 0.77554 | 12 | 0.28744
49588 | 2.34 | 1 | 365 | 2.6566 | 0.025124 | 2 | 0.68172
49606 | 12.74 | 1 | 365 | 14.4637 | 0.69234 | 15 | 0.15601
49614 | 3.975 | 1 | 365 | 4.5128 | 0.63242 | 5 | 0.14522
49620 | 4.16 | 1 | 365 | 4.7228 | 0.26689 | 4 | 0.98972
49633 | 7.42 | 1 | 365 | 8.4239 | 0.44719 | 8 | 0.87108
49637 | 5.83 | 1 | 365 | 6.6188 | 0.99422 | 7 | 0.61299
49648 | 12.74 | 1 | 365 | 14.4637 | 0.69234 | 15 | 0.15601
49775 | 9.805 | 1 | 365 | 11.1316 | 0.62664 | 11 | 0.75822
49660 | 6.24 | 1 | 365 | 7.0842 | 0.40033 | 7 | 0.48458
50492 | 6.5 | 1 | 365 | 7.3794 | 0.29201 | 7 | 0.67143
49665 | 9.88 | 1 | 365 | 11.2167 | 0.88386 | 12 | 0.10058
49680 | 7.54 | 1 | 365 | 8.5601 | 0.85873 | 9 | 0.41886
50514 | 11.96 | 1 | 365 | 13.5781 | 0.017298 | 13 | 0.59544
49784 | 9.88 | 1 | 365 | 11.2167 | 0.88386 | 12 | 0.10058
50528 | 7.54 | 1 | 365 | 8.5601 | 0.85873 | 9 | 0.41886
49786 | 5.46 | 1 | 365 | 6.1987 | 0.72529 | 6 | 0.924
50724 | 3.38 | 1 | 365 | 3.8373 | 0.59185 | 4 | 0.42915
49806 | 8.06 | 1 | 365 | 9.1505 | 0.64209 | 9 | 0.79258
50747 | 10.14 | 1 | 365 | 11.5119 | 0.77554 | 12 | 0.28744
50733 | 3.9 | 1 | 365 | 4.4277 | 0.37521 | 4 | 0.80286
49817 | 4.16 | 1 | 365 | 4.7228 | 0.26689 | 4 | 0.98972
49831 | 8.32 | 1 | 365 | 9.4457 | 0.53377 | 9 | 0.97944
50823 | 9.88 | 1 | 365 | 11.2167 | 0.88386 | 12 | 0.10058
49832 | 2.6 | 1 | 365 | 2.9518 | 0.9168 | 3 | 0.86857
50762 | 4.505 | 1 | 365 | 5.1145 | 0.45008 | 5 | 0.56459
50775 | 6.5 | 1 | 365 | 7.3794 | 0.29201 | 7 | 0.67143
50761 | 3.12 | 1 | 365 | 3.5421 | 0.70016 | 4 | 0.24229
50728 | 3.12 | 1 | 365 | 3.5421 | 0.70016 | 4 | 0.24229
51017 | 8.84 | 1 | 365 | 10.036 | 0.31713 | 10 | 0.35315
50989 | 5.2 | 1 | 365 | 5.9035 | 0.83361 | 6 | 0.73715
50999 | 12.74 | 1 | 365 | 14.4637 | 0.69234 | 15 | 0.15601
50981 | 2.08 | 1 | 365 | 2.3614 | 0.13344 | 2 | 0.49486
51024 | 5.46 | 1 | 365 | 6.1987 | 0.72529 | 6 | 0.924
51097 | 3.9 | 1 | 365 | 4.4277 | 0.37521 | 4 | 0.80286
51098 | 7.28 | 1 | 365 | 8.265 | 0.96705 | 9 | 0.23201
50968 | 8.25 | 1 | 365 | 9.3662 | 0.29371 | 9 | 0.6599
51094 | 7.54 | 1 | 365 | 8.5601 | 0.85873 | 9 | 0.41886
51792 | 13.52 | 1 | 365 | 15.3492 | 0.36738 | 15 | 0.71658
49848 | 5.98 | 1 | 365 | 6.7891 | 0.50865 | 7 | 0.29772
49857 | 6.885 | 1 | 365 | 7.8165 | 0.61238 | 8 | 0.4289
51775 | 3.24 | 1 | 365 | 3.6784 | 0.11171 | 3 | 0.79007
49866 | 2.08 | 1 | 365 | 2.3614 | 0.13344 | 2 | 0.49486
49929 | 13.26 | 1 | 365 | 15.054 | 0.4757 | 15 | 0.52973
49931 | 7.28 | 1 | 365 | 8.265 | 0.96705 | 9 | 0.23201
49943 | 3.06 | 1 | 365 | 3.474 | 0.49439 | 3 | 0.9684
49941 | 8.58 | 1 | 365 | 9.7408 | 0.42545 | 10 | 0.16629
49936 | 10.66 | 1 | 365 | 12.1023 | 0.5589 | 12 | 0.66115
49949 | 10.14 | 1 | 365 | 11.5119 | 0.77554 | 12 | 0.28744
49952 | 3.64 | 1 | 365 | 4.1325 | 0.48353 | 4 | 0.616
49955 | 6.375 | 1 | 365 | 7.2375 | 0.86332 | 8 | 0.10083
49960 | 4.94 | 1 | 365 | 5.6084 | 0.94193 | 6 | 0.55029
49966 | 4.77 | 1 | 365 | 5.4154 | 0.35891 | 5 | 0.77427
49969 | 4.24 | 1 | 365 | 4.8137 | 0.54125 | 5 | 0.3549
49974 | 7.8 | 1 | 365 | 8.8553 | 0.75041 | 9 | 0.60572
49976 | 6.76 | 1 | 365 | 7.6746 | 0.18369 | 7 | 0.85829
49977 | 7.02 | 1 | 365 | 7.9698 | 0.075371 | 8 | 0.045149
39120 | 4.94 | 1 | 365 | 5.6084 | 0.94193 | 6 | 0.55029
40753 | 4.42 | 1 | 365 | 5.018 | 0.15857 | 5 | 0.17658
41825 | 10.92 | 1 | 365 | 12.3974 | 0.45058 | 12 | 0.84801
38602 | 8.32 | 1 | 365 | 9.4457 | 0.53377 | 9 | 0.97944
42676 | 7.8 | 1 | 365 | 8.8553 | 0.75041 | 9 | 0.60572
40693 | 7.54 | 1 | 365 | 8.5601 | 0.85873 | 9 | 0.41886
52923 | 9.62 | 1 | 365 | 10.9215 | 0.99217 | 11 | 0.91372
47378 | 2.34 | 1 | 365 | 2.6566 | 0.025124 | 2 | 0.68172
42212 | 7.83 | 1 | 365 | 8.8894 | 0.8533 | 9 | 0.74267
40579 | 2.86 | 1 | 365 | 3.2469 | 0.80848 | 4 | 0.055431
41392 | 6.24 | 1 | 365 | 7.0842 | 0.40033 | 7 | 0.48458
39545 | 3.64 | 1 | 365 | 4.1325 | 0.48353 | 4 | 0.616
39061 | 8.58 | 1 | 365 | 9.7408 | 0.42545 | 10 | 0.16629
52643 | 4.42 | 1 | 365 | 5.018 | 0.15857 | 5 | 0.17658
52638 | 9.69 | 1 | 365 | 11.001 | 0.23224 | 11 | 0.23326
38065 | 6.24 | 1 | 365 | 7.0842 | 0.40033 | 7 | 0.48458
41382 | 9.36 | 1 | 365 | 10.6264 | 0.10049 | 10 | 0.72686
38730 | 5.72 | 1 | 365 | 6.4939 | 0.61697 | 7 | 0.11086
45936 | 2.86 | 1 | 365 | 3.2469 | 0.80848 | 4 | 0.055431
38178 | 11.96 | 1 | 365 | 13.5781 | 0.017298 | 13 | 0.59544
41918 | 7.28 | 1 | 365 | 8.265 | 0.96705 | 9 | 0.23201
38055 | 4.68 | 1 | 365 | 5.3132 | 0.050247 | 5 | 0.36343
42945 | 5.355 | 1 | 365 | 6.0795 | 0.36519 | 6 | 0.4447
40697 | 9.54 | 1 | 365 | 10.8307 | 0.71781 | 11 | 0.54854
40007 | 3.12 | 1 | 365 | 3.5421 | 0.70016 | 4 | 0.24229
38216 | 7.28 | 1 | 365 | 8.265 | 0.96705 | 9 | 0.23201
37631 | 8.84 | 1 | 365 | 10.036 | 0.31713 | 10 | 0.35315
38826 | 2.86 | 1 | 365 | 3.2469 | 0.80848 | 4 | 0.055431
43607 | 11.96 | 1 | 365 | 13.5781 | 0.017298 | 13 | 0.59544
38898 | 6.63 | 1 | 365 | 7.527 | 0.73785 | 8 | 0.26486
40171 | 12.48 | 1 | 365 | 14.1685 | 0.80066 | 14 | 0.96915
43784 | 5.1 | 1 | 365 | 5.79 | 0.49065 | 6 | 0.28066
39189 | 7.8 | 1 | 365 | 8.8553 | 0.75041 | 9 | 0.60572
51548 | 9.36 | 1 | 365 | 10.6264 | 0.10049 | 10 | 0.72686
51817 | 4.335 | 1 | 365 | 4.9215 | 0.86706 | 5 | 0.78856
53234 | 12.1 | 1 | 365 | 13.7371 | 0.49743 | 14 | 0.23452
51783 | 9.1 | 1 | 365 | 10.3312 | 0.20881 | 10 | 0.54001
47148 | 2.08 | 1 | 365 | 2.3614 | 0.13344 | 2 | 0.49486
52075 | 14.82 | 1 | 365 | 16.8251 | 0.82578 | 17 | 0.65087
50734 | 7.54 | 1 | 365 | 8.5601 | 0.85873 | 9 | 0.41886
51304 | 4.16 | 1 | 365 | 4.7228 | 0.26689 | 4 | 0.98972
51324 | 3.38 | 1 | 365 | 3.8373 | 0.59185 | 4 | 0.42915
52059 | 8.84 | 1 | 365 | 10.036 | 0.31713 | 10 | 0.35315
52051 | 4.42 | 1 | 365 | 5.018 | 0.15857 | 5 | 0.17658
52069 | 9.62 | 1 | 365 | 10.9215 | 0.99217 | 11 | 0.91372
52055 | 2.295 | 1 | 365 | 2.6055 | 0.87079 | 3 | 0.4763
52052 | 7.905 | 1 | 365 | 8.9745 | 0.11051 | 9 | 0.085029
52085 | 4.16 | 1 | 365 | 4.7228 | 0.26689 | 4 | 0.98972
52010 | 9.1 | 1 | 365 | 10.3312 | 0.20881 | 10 | 0.54001
52006 | 12.22 | 1 | 365 | 13.8733 | 0.90898 | 14 | 0.7823
51953 | 3.9 | 1 | 365 | 4.4277 | 0.37521 | 4 | 0.80286
52374 | 5.61 | 1 | 365 | 6.369 | 0.23972 | 6 | 0.60873
52429 | 6.63 | 1 | 365 | 7.527 | 0.73785 | 8 | 0.26486
52435 | 4.08 | 1 | 365 | 4.632 | 0.99252 | 5 | 0.62453
52450 | 11.7 | 1 | 365 | 13.283 | 0.12562 | 13 | 0.40858
52449 | 4.16 | 1 | 365 | 4.7228 | 0.26689 | 4 | 0.98972
52686 | 5.1 | 1 | 365 | 5.79 | 0.49065 | 6 | 0.28066
52656 | 4.845 | 1 | 365 | 5.5005 | 0.61612 | 6 | 0.11663
43909 | 13.52 | 1 | 365 | 15.3492 | 0.36738 | 15 | 0.71658
40219 | 10.4 | 1 | 365 | 11.8071 | 0.66722 | 12 | 0.47429
38284 | 6.36 | 1 | 365 | 7.2205 | 0.81187 | 8 | 0.032357
52653 | 6.36 | 1 | 365 | 7.2205 | 0.81187 | 8 | 0.032357
52654 | 4.08 | 1 | 365 | 4.632 | 0.99252 | 5 | 0.62453
52655 | 4.845 | 1 | 365 | 5.5005 | 0.61612 | 6 | 0.11663
40324 | 6.36 | 1 | 365 | 7.2205 | 0.81187 | 8 | 0.032357
52379 | 4.59 | 1 | 365 | 5.211 | 0.74159 | 5 | 0.9526
52339 | 8.415 | 1 | 365 | 9.5535 | 0.85958 | 10 | 0.41309
48029 | 9.435 | 1 | 365 | 10.7115 | 0.35771 | 11 | 0.069228
52306 | 4.94 | 1 | 365 | 5.6084 | 0.94193 | 6 | 0.55029
52483 | 14.04 | 1 | 365 | 15.9396 | 0.15074 | 16 | 0.090297
52303 | 6.76 | 1 | 365 | 7.6746 | 0.18369 | 7 | 0.85829
52300 | 7.8 | 1 | 365 | 8.8553 | 0.75041 | 9 | 0.60572
41754 | 5.2 | 1 | 365 | 5.9035 | 0.83361 | 6 | 0.73715
37916 | 7.54 | 1 | 365 | 8.5601 | 0.85873 | 9 | 0.41886
40761 | 18.615 | 1 | 365 | 21.1335 | 0.84089 | 21 | 0.97442
42068 | 7.02 | 1 | 365 | 7.9698 | 0.075371 | 8 | 0.045149
51954 | 4.247 | 1 | 365 | 4.8216 | 0.56526 | 5 | 0.38686
43710 | 9.945 | 1 | 365 | 11.2905 | 0.10678 | 11 | 0.39729
51957 | 10.14 | 1 | 365 | 11.5119 | 0.77554 | 12 | 0.28744
38833 | 8.32 | 1 | 365 | 9.4457 | 0.53377 | 9 | 0.97944
52487 | 7.65 | 1 | 365 | 8.685 | 0.23598 | 8 | 0.921
41290 | 8.84 | 1 | 365 | 10.036 | 0.31713 | 10 | 0.35315
51911 | 2.04 | 1 | 365 | 2.316 | 0.99626 | 3 | 0.31227
39330 | 6.12 | 1 | 365 | 6.948 | 0.98878 | 7 | 0.9368
51826 | 4.845 | 1 | 365 | 5.5005 | 0.61612 | 6 | 0.11663
38521 | 10.66 | 1 | 365 | 12.1023 | 0.5589 | 12 | 0.66115
39308 | 7.8 | 1 | 365 | 8.8553 | 0.75041 | 9 | 0.60572
52639 | 6.885 | 1 | 365 | 7.8165 | 0.61238 | 8 | 0.4289
43186 | 5.2 | 1 | 365 | 5.9035 | 0.83361 | 6 | 0.73715
39054 | 6.24 | 1 | 365 | 7.0842 | 0.40033 | 7 | 0.48458
52635 | 10.455 | 1 | 365 | 11.8695 | 0.85584 | 12 | 0.72536
52637 | 8.16 | 1 | 365 | 9.264 | 0.98505 | 10 | 0.24906
52910 | 2.55 | 1 | 365 | 2.895 | 0.74533 | 3 | 0.64033
52871 | 3.8 | 1 | 365 | 4.3141 | 0.032252 | 4 | 0.34638
52652 | 8.415 | 1 | 365 | 9.5535 | 0.85958 | 10 | 0.41309
52744 | 5.1 | 1 | 365 | 5.79 | 0.49065 | 6 | 0.28066
52610 | 2.86 | 1 | 365 | 3.2469 | 0.80848 | 4 | 0.055431
54874 | 2353 | 0.9 | 365 | 2404.2163 | 0.73686 | 2404 | 0.9532
52646 | 8.58 | 1 | 365 | 9.7408 | 0.42545 | 10 | 0.16629
30694 | 5.98 | 1 | 365 | 6.7891 | 0.50865 | 7 | 0.29772
52651 | 7.02 | 1 | 365 | 7.9698 | 0.075371 | 8 | 0.045149
52689 | 4.42 | 1 | 365 | 5.018 | 0.15857 | 5 | 0.17658
52692 | 3.57 | 1 | 365 | 4.053 | 0.24346 | 4 | 0.29646
52740 | 4.42 | 1 | 365 | 5.018 | 0.15857 | 5 | 0.17658
40575 | 4.42 | 1 | 365 | 5.018 | 0.15857 | 5 | 0.17658
40315 | 7.02 | 1 | 365 | 7.9698 | 0.075371 | 8 | 0.045149
40198 | 16.12 | 1 | 365 | 18.301 | 0.28418 | 18 | 0.58516
42126 | 7.8 | 1 | 365 | 8.8553 | 0.75041 | 9 | 0.60572
42215 | 4.05 | 1 | 365 | 4.5979 | 0.88964 | 5 | 0.48759
40597 | 14.3 | 1 | 365 | 16.2347 | 0.042422 | 16 | 0.27715
45779 | 10.14 | 1 | 365 | 11.5119 | 0.77554 | 12 | 0.28744
39723 | 5.2 | 1 | 365 | 5.9035 | 0.83361 | 6 | 0.73715
41884 | 11.22 | 1 | 365 | 12.738 | 0.47944 | 13 | 0.21746
40206 | 7.905 | 1 | 365 | 8.9745 | 0.11051 | 9 | 0.085029
48082 | 6.24 | 1 | 365 | 7.0842 | 0.40033 | 7 | 0.48458
40661 | 18.2 | 1 | 365 | 20.6624 | 0.41763 | 21 | 0.080015
41552 | 3.38 | 1 | 365 | 3.8373 | 0.59185 | 4 | 0.42915
43082 | 4.59 | 1 | 365 | 5.211 | 0.74159 | 5 | 0.9526
37898 | 3.9 | 1 | 365 | 4.4277 | 0.37521 | 4 | 0.80286
41759 | 5.72 | 1 | 365 | 6.4939 | 0.61697 | 7 | 0.11086
40517 | 10.455 | 1 | 365 | 11.8695 | 0.85584 | 12 | 0.72536
41272 | 7.8 | 1 | 365 | 8.8553 | 0.75041 | 9 | 0.60572
42681 | 8.84 | 1 | 365 | 10.036 | 0.31713 | 10 | 0.35315
40403 | 10.66 | 1 | 365 | 12.1023 | 0.5589 | 12 | 0.66115
40483 | 12.48 | 1 | 365 | 14.1685 | 0.80066 | 14 | 0.96915
40204 | 7.8 | 1 | 365 | 8.8553 | 0.75041 | 9 | 0.60572
41060 | 10.66 | 1 | 365 | 12.1023 | 0.5589 | 12 | 0.66115
38737 | 8.67 | 1 | 365 | 9.843 | 0.73411 | 10 | 0.57713
52632 | 3.825 | 1 | 365 | 4.3425 | 0.11799 | 4 | 0.4605
52798 | 8.32 | 1 | 365 | 9.4457 | 0.53377 | 9 | 0.97944
40811 | 19.08 | 1 | 365 | 21.6614 | 0.43562 | 22 | 0.097071
37794 | 7.8 | 1 | 365 | 8.8553 | 0.75041 | 9 | 0.60572
40472 | 5.72 | 1 | 365 | 6.4939 | 0.61697 | 7 | 0.11086
53000 | 7.02 | 1 | 365 | 7.9698 | 0.075371 | 8 | 0.045149
52868 | 11.22 | 1 | 365 | 12.738 | 0.47944 | 13 | 0.21746
52512 | 6.885 | 1 | 365 | 7.8165 | 0.61238 | 8 | 0.4289
40343 | 5.46 | 1 | 365 | 6.1987 | 0.72529 | 6 | 0.924
52496 | 12.24 | 1 | 365 | 13.896 | 0.97757 | 14 | 0.87359
51434 | 3.12 | 1 | 365 | 3.5421 | 0.70016 | 4 | 0.24229
41538 | 6.76 | 1 | 365 | 7.6746 | 0.18369 | 7 | 0.85829
40918 | 8.58 | 1 | 365 | 9.7408 | 0.42545 | 10 | 0.16629
38265 | 9.54 | 1 | 365 | 10.8307 | 0.71781 | 11 | 0.54854
38315 | 2.86 | 1 | 365 | 3.2469 | 0.80848 | 4 | 0.055431
52980 | 3.38 | 1 | 365 | 3.8373 | 0.59185 | 4 | 0.42915
52976 | 9.945 | 1 | 365 | 11.2905 | 0.10678 | 11 | 0.39729
52978 | 9.435 | 1 | 365 | 10.7115 | 0.35771 | 11 | 0.069228
55325 | 13.005 | 1 | 365 | 14.7645 | 0.60117 | 15 | 0.36569
55704 | 3.924 | 1 | 365 | 4.4549 | 0.45751 | 4 | 0.91242
55801 | 6.5 | 1 | 365 | 7.3794 | 0.29201 | 7 | 0.67143
56363 | 4.5 | 1 | 365 | 5.1088 | 0.43293 | 5 | 0.54176
44369 | 4.25 | 1 | 365 | 4.825 | 0.57554 | 5 | 0.40055
44702 | 9.715 | 1 | 365 | 11.0294 | 0.31798 | 11 | 0.34738
45211 | 7.5 | 1 | 365 | 8.5147 | 0.72155 | 9 | 0.23627
46366 | 6.5 | 1 | 365 | 7.3794 | 0.29201 | 7 | 0.67143
43527 | 7.98 | 1 | 365 | 9.0597 | 0.36773 | 9 | 0.42739
44355 | 9.66 | 1 | 365 | 10.967 | 0.12936 | 11 | 0.096316
47681 | 4.16 | 1 | 365 | 4.7228 | 0.26689 | 4 | 0.98972
52918 | 2.805 | 1 | 365 | 3.1845 | 0.61986 | 3 | 0.80436
41882 | 12.255 | 1 | 365 | 13.9131 | 0.029013 | 13 | 0.94207
43953 | 11.772 | 1 | 365 | 13.3647 | 0.37254 | 13 | 0.73725
52936 | 4.335 | 1 | 365 | 4.9215 | 0.86706 | 5 | 0.78856
41370 | 14.25 | 1 | 365 | 16.178 | 0.87094 | 17 | 0.048913
52972 | 3.8 | 1 | 365 | 4.3141 | 0.032252 | 4 | 0.34638
35289 | 32.445 | 1 | 365 | 36.8347 | 0.27143 | 37 | 0.1061
44361 | 24.75 | 1 | 365 | 28.0986 | 0.88111 | 28 | 0.97969
43491 | 9.6 | 1 | 365 | 10.8988 | 0.92358 | 11 | 0.82243
43493 | 6.3 | 1 | 365 | 7.1524 | 0.6061 | 7 | 0.75847
38967 | 5.72 | 1 | 365 | 6.4939 | 0.61697 | 7 | 0.11086
46031 | 7.54 | 1 | 365 | 8.5601 | 0.85873 | 9 | 0.41886
38064 | 6.63 | 1 | 365 | 7.527 | 0.73785 | 8 | 0.26486
38200 | 9.1 | 1 | 365 | 10.3312 | 0.20881 | 10 | 0.54001
39531 | 8.32 | 1 | 365 | 9.4457 | 0.53377 | 9 | 0.97944
41893 | 8.58 | 1 | 365 | 9.7408 | 0.42545 | 10 | 0.16629
52924 | 4.59 | 1 | 365 | 5.211 | 0.74159 | 5 | 0.9526
40931 | 6.76 | 1 | 365 | 7.6746 | 0.18369 | 7 | 0.85829
42427 | 3.64 | 1 | 365 | 4.1325 | 0.48353 | 4 | 0.616
37843 | 5.46 | 1 | 365 | 6.1987 | 0.72529 | 6 | 0.924
50625 | 11.96 | 1 | 365 | 13.5781 | 0.017298 | 13 | 0.59544
42342 | 4.68 | 1 | 365 | 5.3132 | 0.050247 | 5 | 0.36343
52896 | 4.86 | 1 | 365 | 5.5175 | 0.66756 | 6 | 0.1851
38754 | 8.67 | 1 | 365 | 9.843 | 0.73411 | 10 | 0.57713
40332 | 7.54 | 1 | 365 | 8.5601 | 0.85873 | 9 | 0.41886
52899 | 9.18 | 1 | 365 | 10.422 | 0.48318 | 10 | 0.90519
40577 | 16.64 | 1 | 365 | 18.8913 | 0.067546 | 18 | 0.95887
40679 | 7.28 | 1 | 365 | 8.265 | 0.96705 | 9 | 0.23201
52867 | 12.24 | 1 | 365 | 13.896 | 0.97757 | 14 | 0.87359
52888 | 3.825 | 1 | 365 | 4.3425 | 0.11799 | 4 | 0.4605
40069 | 7.14 | 1 | 365 | 8.106 | 0.48692 | 8 | 0.59293
52891 | 3.38 | 1 | 365 | 3.8373 | 0.59185 | 4 | 0.42915
52861 | 5.1 | 1 | 365 | 5.79 | 0.49065 | 6 | 0.28066
41327 | 9.62 | 1 | 365 | 10.9215 | 0.99217 | 11 | 0.91372
38753 | 4.42 | 1 | 365 | 5.018 | 0.15857 | 5 | 0.17658
52864 | 6.5 | 1 | 365 | 7.3794 | 0.29201 | 7 | 0.67143
41702 | 7.395 | 1 | 365 | 8.3955 | 0.36145 | 8 | 0.75696
52860 | 3.57 | 1 | 365 | 4.053 | 0.24346 | 4 | 0.29646
52862 | 6.12 | 1 | 365 | 6.948 | 0.98878 | 7 | 0.9368
38070 | 7.8 | 1 | 365 | 8.8553 | 0.75041 | 9 | 0.60572
52741 | 5.46 | 1 | 365 | 6.1987 | 0.72529 | 6 | 0.924
39324 | 3.12 | 1 | 365 | 3.5421 | 0.70016 | 4 | 0.24229
39448 | 3.825 | 1 | 365 | 4.3425 | 0.11799 | 4 | 0.4605
39268 | 6.12 | 1 | 365 | 6.948 | 0.98878 | 7 | 0.9368
41659 | 2.55 | 1 | 365 | 2.895 | 0.74533 | 3 | 0.64033
41559 | 2.915 | 1 | 365 | 3.3094 | 0.99711 | 4 | 0.3065
40540 | 10.4 | 1 | 365 | 11.8071 | 0.66722 | 12 | 0.47429
39184 | 3.9 | 1 | 365 | 4.4277 | 0.37521 | 4 | 0.80286
40862 | 6.24 | 1 | 365 | 7.0842 | 0.40033 | 7 | 0.48458
40647 | 5.2 | 1 | 365 | 5.9035 | 0.83361 | 6 | 0.73715
39036 | 6.12 | 1 | 365 | 6.948 | 0.98878 | 7 | 0.9368
40737 | 8.84 | 1 | 365 | 10.036 | 0.31713 | 10 | 0.35315
39999 | 11.18 | 1 | 365 | 12.6926 | 0.34226 | 13 | 0.034866
40573 | 8.58 | 1 | 365 | 9.7408 | 0.42545 | 10 | 0.16629
37989 | 2.805 | 1 | 365 | 3.1845 | 0.61986 | 3 | 0.80436
40374 | 7.02 | 1 | 365 | 7.9698 | 0.075371 | 8 | 0.045149
40905 | 5.46 | 1 | 365 | 6.1987 | 0.72529 | 6 | 0.924
43407 | 3.12 | 1 | 365 | 3.5421 | 0.70016 | 4 | 0.24229
40898 | 13.78 | 1 | 365 | 15.6444 | 0.25906 | 15 | 0.90344
38798 | 11.985 | 1 | 365 | 13.6065 | 0.10304 | 13 | 0.70956
41464 | 4.77 | 1 | 365 | 5.4154 | 0.35891 | 5 | 0.77427
38955 | 5.2 | 1 | 365 | 5.9035 | 0.83361 | 6 | 0.73715
40923 | 7.95 | 1 | 365 | 9.0256 | 0.26484 | 9 | 0.29045
39025 | 5.98 | 1 | 365 | 6.7891 | 0.50865 | 7 | 0.29772
41549 | 8.925 | 1 | 365 | 10.1325 | 0.60864 | 10 | 0.74116
38396 | 6.63 | 1 | 365 | 7.527 | 0.73785 | 8 | 0.26486
43681 | 9.69 | 1 | 365 | 11.001 | 0.23224 | 11 | 0.23326
42608 | 11.7 | 1 | 365 | 13.283 | 0.12562 | 13 | 0.40858
41291 | 6.375 | 1 | 365 | 7.2375 | 0.86332 | 8 | 0.10083
38043 | 2.55 | 1 | 365 | 2.895 | 0.74533 | 3 | 0.64033
38788 | 11.18 | 1 | 365 | 12.6926 | 0.34226 | 13 | 0.034866
41357 | 7.8 | 1 | 365 | 8.8553 | 0.75041 | 9 | 0.60572
45000 | 2.08 | 1 | 365 | 2.3614 | 0.13344 | 2 | 0.49486
38709 | 9.62 | 1 | 365 | 10.9215 | 0.99217 | 11 | 0.91372
41145 | 5.72 | 1 | 365 | 6.4939 | 0.61697 | 7 | 0.11086
39223 | 6.24 | 1 | 365 | 7.0842 | 0.40033 | 7 | 0.48458
43608 | 6.24 | 1 | 365 | 7.0842 | 0.40033 | 7 | 0.48458
45942 | 5.46 | 1 | 365 | 6.1987 | 0.72529 | 6 | 0.924
42002 | 7.65 | 1 | 365 | 8.685 | 0.23598 | 8 | 0.921
39071 | 8.58 | 1 | 365 | 9.7408 | 0.42545 | 10 | 0.16629
39117 | 2.08 | 1 | 365 | 2.3614 | 0.13344 | 2 | 0.49486
39502 | 9.62 | 1 | 365 | 10.9215 | 0.99217 | 11 | 0.91372
41331 | 9.54 | 1 | 365 | 10.8307 | 0.71781 | 11 | 0.54854
41415 | 10.4 | 1 | 365 | 11.8071 | 0.66722 | 12 | 0.47429
39350 | 14.04 | 1 | 365 | 15.9396 | 0.15074 | 16 | 0.090297
40526 | 5.98 | 1 | 365 | 6.7891 | 0.50865 | 7 | 0.29772
40477 | 5.46 | 1 | 365 | 6.1987 | 0.72529 | 6 | 0.924
40207 | 4.845 | 1 | 365 | 5.5005 | 0.61612 | 6 | 0.11663
38855 | 13.26 | 1 | 365 | 15.054 | 0.4757 | 15 | 0.52973
38917 | 7.54 | 1 | 365 | 8.5601 | 0.85873 | 9 | 0.41886
39598 | 5.865 | 1 | 365 | 6.6585 | 0.11425 | 6 | 0.77276
39498 | 6.24 | 1 | 365 | 7.0842 | 0.40033 | 7 | 0.48458
38060 | 11.44 | 1 | 365 | 12.9878 | 0.23394 | 13 | 0.22172
39227 | 3.38 | 1 | 365 | 3.8373 | 0.59185 | 4 | 0.42915
41267 | 4.845 | 1 | 365 | 5.5005 | 0.61612 | 6 | 0.11663
39719 | 7.54 | 1 | 365 | 8.5601 | 0.85873 | 9 | 0.41886
39573 | 3.64 | 1 | 365 | 4.1325 | 0.48353 | 4 | 0.616
39168 | 9.62 | 1 | 365 | 10.9215 | 0.99217 | 11 | 0.91372
39587 | 6.5 | 1 | 365 | 7.3794 | 0.29201 | 7 | 0.67143
39420 | 3.64 | 1 | 365 | 4.1325 | 0.48353 | 4 | 0.616
39425 | 2.86 | 1 | 365 | 3.2469 | 0.80848 | 4 | 0.055431
41588 | 13.52 | 1 | 365 | 15.3492 | 0.36738 | 15 | 0.71658
40504 | 6.76 | 1 | 365 | 7.6746 | 0.18369 | 7 | 0.85829
41208 | 12.48 | 1 | 365 | 14.1685 | 0.80066 | 14 | 0.96915
38436 | 4.94 | 1 | 365 | 5.6084 | 0.94193 | 6 | 0.55029
39955 | 4.16 | 1 | 365 | 4.7228 | 0.26689 | 4 | 0.98972
41334 | 3.9 | 1 | 365 | 4.4277 | 0.37521 | 4 | 0.80286
40497 | 2.08 | 1 | 365 | 2.3614 | 0.13344 | 2 | 0.49486
41486 | 9.88 | 1 | 365 | 11.2167 | 0.88386 | 12 | 0.10058
41765 | 10.92 | 1 | 365 | 12.3974 | 0.45058 | 12 | 0.84801
40908 | 6.76 | 1 | 365 | 7.6746 | 0.18369 | 7 | 0.85829
40680 | 12.48 | 1 | 365 | 14.1685 | 0.80066 | 14 | 0.96915
38695 | 11.18 | 1 | 365 | 12.6926 | 0.34226 | 13 | 0.034866
38068 | 9.88 | 1 | 365 | 11.2167 | 0.88386 | 12 | 0.10058
37822 | 11.18 | 1 | 365 | 12.6926 | 0.34226 | 13 | 0.034866
41172 | 6.76 | 1 | 365 | 7.6746 | 0.18369 | 7 | 0.85829
40739 | 6.24 | 1 | 365 | 7.0842 | 0.40033 | 7 | 0.48458
38927 | 10.66 | 1 | 365 | 12.1023 | 0.5589 | 12 | 0.66115
41496 | 8.215 | 1 | 365 | 9.3265 | 0.17367 | 9 | 0.50013
38976 | 5.46 | 1 | 365 | 6.1987 | 0.72529 | 6 | 0.924
45442 | 4.335 | 1 | 365 | 4.9215 | 0.86706 | 5 | 0.78856
46002 | 5.46 | 1 | 365 | 6.1987 | 0.72529 | 6 | 0.924
39249 | 8.06 | 1 | 365 | 9.1505 | 0.64209 | 9 | 0.79258
38074 | 7.905 | 1 | 365 | 8.9745 | 0.11051 | 9 | 0.085029
45978 | 7.65 | 1 | 365 | 8.685 | 0.23598 | 8 | 0.921
40754 | 7.02 | 1 | 365 | 7.9698 | 0.075371 | 8 | 0.045149
39095 | 12.22 | 1 | 365 | 13.8733 | 0.90898 | 14 | 0.7823
42034 | 10.92 | 1 | 365 | 12.3974 | 0.45058 | 12 | 0.84801
39965 | 4.94 | 1 | 365 | 5.6084 | 0.94193 | 6 | 0.55029
43044 | 5.98 | 1 | 365 | 6.7891 | 0.50865 | 7 | 0.29772
40700 | 6.24 | 1 | 365 | 7.0842 | 0.40033 | 7 | 0.48458
42059 | 13.52 | 1 | 365 | 15.3492 | 0.36738 | 15 | 0.71658
37965 | 6.76 | 1 | 365 | 7.6746 | 0.18369 | 7 | 0.85829
40452 | 7.02 | 1 | 365 | 7.9698 | 0.075371 | 8 | 0.045149
41301 | 6.5 | 1 | 365 | 7.3794 | 0.29201 | 7 | 0.67143
42197 | 5.2 | 1 | 365 | 5.9035 | 0.83361 | 6 | 0.73715
39243 | 4.16 | 1 | 365 | 4.7228 | 0.26689 | 4 | 0.98972
41360 | 6.89 | 1 | 365 | 7.8222 | 0.62953 | 8 | 0.45172
43079 | 6.12 | 1 | 365 | 6.948 | 0.98878 | 7 | 0.9368
41915 | 15.86 | 1 | 365 | 18.0058 | 0.3925 | 18 | 0.3983
37581 | 8.32 | 1 | 365 | 9.4457 | 0.53377 | 9 | 0.97944
40536 | 12.22 | 1 | 365 | 13.8733 | 0.90898 | 14 | 0.7823
48053 | 5.2 | 1 | 365 | 5.9035 | 0.83361 | 6 | 0.73715
41791 | 6.5 | 1 | 365 | 7.3794 | 0.29201 | 7 | 0.67143
39247 | 6.63 | 1 | 365 | 7.527 | 0.73785 | 8 | 0.26486
40719 | 4.16 | 1 | 365 | 4.7228 | 0.26689 | 4 | 0.98972
38699 | 9.1 | 1 | 365 | 10.3312 | 0.20881 | 10 | 0.54001
43705 | 5.3 | 1 | 365 | 6.0171 | 0.17656 | 6 | 0.19363
39943 | 5.3 | 1 | 365 | 6.0171 | 0.17656 | 6 | 0.19363
41440 | 9.275 | 1 | 365 | 10.5299 | 0.80898 | 11 | 0.33885
41902 | 6.24 | 1 | 365 | 7.0842 | 0.40033 | 7 | 0.48458
40637 | 8.32 | 1 | 365 | 9.4457 | 0.53377 | 9 | 0.97944
39447 | 9.36 | 1 | 365 | 10.6264 | 0.10049 | 10 | 0.72686
39564 | 5.98 | 1 | 365 | 6.7891 | 0.50865 | 7 | 0.29772
39295 | 7.28 | 1 | 365 | 8.265 | 0.96705 | 9 | 0.23201
40429 | 11.7 | 1 | 365 | 13.283 | 0.12562 | 13 | 0.40858
41580 | 8.48 | 1 | 365 | 9.6273 | 0.082499 | 9 | 0.70981
41687 | 6.76 | 1 | 365 | 7.6746 | 0.18369 | 7 | 0.85829
39683 | 9.88 | 1 | 365 | 11.2167 | 0.88386 | 12 | 0.10058
43687 | 2.08 | 1 | 365 | 2.3614 | 0.13344 | 2 | 0.49486
37980 | 2.55 | 1 | 365 | 2.895 | 0.74533 | 3 | 0.64033
44736 | 7.28 | 1 | 365 | 8.265 | 0.96705 | 9 | 0.23201
37622 | 6.24 | 1 | 365 | 7.0842 | 0.40033 | 7 | 0.48458
42039 | 5.035 | 1 | 365 | 5.7162 | 0.26773 | 5 | 0.98395
40626 | 5.2 | 1 | 365 | 5.9035 | 0.83361 | 6 | 0.73715
47882 | 9.1 | 1 | 365 | 10.3312 | 0.20881 | 10 | 0.54001
40011 | 5.98 | 1 | 365 | 6.7891 | 0.50865 | 7 | 0.29772
39642 | 6.24 | 1 | 365 | 7.0842 | 0.40033 | 7 | 0.48458
43576 | 2.6 | 1 | 365 | 2.9518 | 0.9168 | 3 | 0.86857
40825 | 15.6 | 1 | 365 | 17.7106 | 0.50082 | 18 | 0.21144
40944 | 13.78 | 1 | 365 | 15.6444 | 0.25906 | 15 | 0.90344
42409 | 9.18 | 1 | 365 | 10.422 | 0.48318 | 10 | 0.90519
40292 | 10.14 | 1 | 365 | 11.5119 | 0.77554 | 12 | 0.28744
42006 | 2.34 | 1 | 365 | 2.6566 | 0.025124 | 2 | 0.68172
40644 | 6.375 | 1 | 365 | 7.2375 | 0.86332 | 8 | 0.10083
40943 | 6.76 | 1 | 365 | 7.6746 | 0.18369 | 7 | 0.85829
39195 | 10.14 | 1 | 365 | 11.5119 | 0.77554 | 12 | 0.28744
38857 | 6.5 | 1 | 365 | 7.3794 | 0.29201 | 7 | 0.67143
40451 | 7.8 | 1 | 365 | 8.8553 | 0.75041 | 9 | 0.60572
46607 | 5.1 | 1 | 365 | 5.79 | 0.49065 | 6 | 0.28066
47993 | 7.65 | 1 | 365 | 8.685 | 0.23598 | 8 | 0.921
46157 | 8.48 | 1 | 365 | 9.6273 | 0.082499 | 9 | 0.70981
40962 | 14.04 | 1 | 365 | 15.9396 | 0.15074 | 16 | 0.090297
39380 | 5.565 | 1 | 365 | 6.3179 | 0.08539 | 6 | 0.40331
40377 | 8.32 | 1 | 365 | 9.4457 | 0.53377 | 9 | 0.97944
39435 | 3.12 | 1 | 365 | 3.5421 | 0.70016 | 4 | 0.24229
40468 | 5.46 | 1 | 365 | 6.1987 | 0.72529 | 6 | 0.924
42364 | 2.65 | 1 | 365 | 3.0085 | 0.088281 | 3 | 0.096815
38076 | 6.24 | 1 | 365 | 7.0842 | 0.40033 | 7 | 0.48458
43693 | 12.48 | 1 | 365 | 14.1685 | 0.80066 | 14 | 0.96915
40000 | 8.84 | 1 | 365 | 10.036 | 0.31713 | 10 | 0.35315
40215 | 10.14 | 1 | 365 | 11.5119 | 0.77554 | 12 | 0.28744
42383 | 6.76 | 1 | 365 | 7.6746 | 0.18369 | 7 | 0.85829
38034 | 8.06 | 1 | 365 | 9.1505 | 0.64209 | 9 | 0.79258
39607 | 5.98 | 1 | 365 | 6.7891 | 0.50865 | 7 | 0.29772
40652 | 7.54 | 1 | 365 | 8.5601 | 0.85873 | 9 | 0.41886
40378 | 5.61 | 1 | 365 | 6.369 | 0.23972 | 6 | 0.60873
40010 | 13.515 | 1 | 365 | 15.3435 | 0.35023 | 15 | 0.69376
41653 | 3.825 | 1 | 365 | 4.3425 | 0.11799 | 4 | 0.4605
38169 | 3.18 | 1 | 365 | 3.6102 | 0.90594 | 4 | 0.51618
41058 | 7.02 | 1 | 365 | 7.9698 | 0.075371 | 8 | 0.045149
43071 | 4.59 | 1 | 365 | 5.211 | 0.74159 | 5 | 0.9526
40564 | 15.08 | 1 | 365 | 17.1203 | 0.71746 | 17 | 0.83773
37626 | 7.54 | 1 | 365 | 8.5601 | 0.85873 | 9 | 0.41886
38592 | 4.335 | 1 | 365 | 4.9215 | 0.86706 | 5 | 0.78856
38087 | 7.02 | 1 | 365 | 7.9698 | 0.075371 | 8 | 0.045149
41302 | 4.94 | 1 | 365 | 5.6084 | 0.94193 | 6 | 0.55029
40928 | 4.94 | 1 | 365 | 5.6084 | 0.94193 | 6 | 0.55029
41497 | 5.46 | 1 | 365 | 6.1987 | 0.72529 | 6 | 0.924
10587 | 647 | 0.8 | 365 | 587.6292 | 0.1299 | 587 | 0.75911
38157 | 9.1 | 1 | 365 | 10.3312 | 0.20881 | 10 | 0.54001
50656 | 6 | 1 | 365 | 6.8118 | 0.57724 | 7 | 0.38902
50696 | 6.6 | 1 | 365 | 7.493 | 0.63496 | 8 | 0.12792
40818 | 3.12 | 1 | 365 | 3.5421 | 0.70016 | 4 | 0.24229
50286 | 7.02 | 1 | 365 | 7.9698 | 0.075371 | 8 | 0.045149
50670 | 9.58 | 1 | 365 | 10.8761 | 0.85499 | 11 | 0.73113
39198 | 3.445 | 1 | 365 | 3.9111 | 0.81477 | 4 | 0.72586
37755 | 6.3 | 1 | 365 | 7.1524 | 0.6061 | 7 | 0.75847
53020 | 6.63 | 1 | 365 | 7.527 | 0.73785 | 8 | 0.26486
37219 | 3.9 | 1 | 365 | 4.4277 | 0.37521 | 4 | 0.80286
38940 | 5.98 | 1 | 365 | 6.7891 | 0.50865 | 7 | 0.29772
38291 | 3.12 | 1 | 365 | 3.5421 | 0.70016 | 4 | 0.24229
40932 | 8.58 | 1 | 365 | 9.7408 | 0.42545 | 10 | 0.16629
39772 | 10.92 | 1 | 365 | 12.3974 | 0.45058 | 12 | 0.84801
37544 | 6.5 | 1 | 365 | 7.3794 | 0.29201 | 7 | 0.67143
37021 | 5.125 | 1 | 365 | 5.8184 | 0.57639 | 6 | 0.39478
41121 | 8.33 | 1 | 365 | 9.457 | 0.56807 | 10 | 0.025084
47445 | 7.8 | 1 | 365 | 8.8553 | 0.75041 | 9 | 0.60572
39752 | 6.76 | 1 | 365 | 7.6746 | 0.18369 | 7 | 0.85829
38280 | 9.35 | 1 | 365 | 10.615 | 0.066199 | 10 | 0.68122
41695 | 9.36 | 1 | 365 | 10.6264 | 0.10049 | 10 | 0.72686
45907 | 4.16 | 1 | 365 | 4.7228 | 0.26689 | 4 | 0.98972
36521 | 7.18 | 1 | 365 | 8.1514 | 0.6241 | 8 | 0.77552
39837 | 12.32 | 1 | 365 | 13.9868 | 0.25193 | 14 | 0.23878
51562 | 5.3 | 1 | 365 | 6.0171 | 0.17656 | 6 | 0.19363
37548 | 4.4 | 1 | 365 | 4.9953 | 0.089976 | 5 | 0.085278
38961 | 5.46 | 1 | 365 | 6.1987 | 0.72529 | 6 | 0.924
52184 | 7.54 | 1 | 365 | 8.5601 | 0.85873 | 9 | 0.41886
38199 | 4.68 | 1 | 365 | 5.3132 | 0.050247 | 5 | 0.36343
42414 | 11.66 | 1 | 365 | 13.2376 | 0.98844 | 14 | 0.22599
46044 | 3.64 | 1 | 365 | 4.1325 | 0.48353 | 4 | 0.616
40871 | 4.845 | 1 | 365 | 5.5005 | 0.61612 | 6 | 0.11663
38873 | 6.76 | 1 | 365 | 7.6746 | 0.18369 | 7 | 0.85829
40906 | 4.16 | 1 | 365 | 4.7228 | 0.26689 | 4 | 0.98972
37960 | 4.42 | 1 | 365 | 5.018 | 0.15857 | 5 | 0.17658
38893 | 6.5 | 1 | 365 | 7.3794 | 0.29201 | 7 | 0.67143
40276 | 4.08 | 1 | 365 | 4.632 | 0.99252 | 5 | 0.62453
40683 | 4.68 | 1 | 365 | 5.3132 | 0.050247 | 5 | 0.36343
49757 | 2.86 | 1 | 365 | 3.2469 | 0.80848 | 4 | 0.055431
40622 | 4.42 | 1 | 365 | 5.018 | 0.15857 | 5 | 0.17658
42394 | 4.16 | 1 | 365 | 4.7228 | 0.26689 | 4 | 0.98972
40146 | 4.16 | 1 | 365 | 4.7228 | 0.26689 | 4 | 0.98972
41715 | 6.375 | 1 | 365 | 7.2375 | 0.86332 | 8 | 0.10083
40499 | 4.42 | 1 | 365 | 5.018 | 0.15857 | 5 | 0.17658
50231 | 11.96 | 1 | 365 | 13.5781 | 0.017298 | 13 | 0.59544
39083 | 5.98 | 1 | 365 | 6.7891 | 0.50865 | 7 | 0.29772
39334 | 7.8 | 1 | 365 | 8.8553 | 0.75041 | 9 | 0.60572
41797 | 10.4 | 1 | 365 | 11.8071 | 0.66722 | 12 | 0.47429
40256 | 14.04 | 1 | 365 | 15.9396 | 0.15074 | 16 | 0.090297
41040 | 8.84 | 1 | 365 | 10.036 | 0.31713 | 10 | 0.35315
57124 | 860 | 0.9 | 365 | 878.7191 | 0.46396 | 879 | 0.18306
41965 | 3.825 | 1 | 365 | 4.3425 | 0.11799 | 4 | 0.4605
38302 | 10.14 | 1 | 365 | 11.5119 | 0.77554 | 12 | 0.28744
40319 | 7.28 | 1 | 365 | 8.265 | 0.96705 | 9 | 0.23201
40199 | 4.845 | 1 | 365 | 5.5005 | 0.61612 | 6 | 0.11663
50427 | 8.32 | 1 | 365 | 9.4457 | 0.53377 | 9 | 0.97944
41679 | 4.94 | 1 | 365 | 5.6084 | 0.94193 | 6 | 0.55029
41005 | 4.42 | 1 | 365 | 5.018 | 0.15857 | 5 | 0.17658
39696 | 3.64 | 1 | 365 | 4.1325 | 0.48353 | 4 | 0.616
39970 | 9.1 | 1 | 365 | 10.3312 | 0.20881 | 10 | 0.54001
42044 | 9.275 | 1 | 365 | 10.5299 | 0.80898 | 11 | 0.33885
41038 | 4.16 | 1 | 365 | 4.7228 | 0.26689 | 4 | 0.98972
39356 | 11.96 | 1 | 365 | 13.5781 | 0.017298 | 13 | 0.59544
41217 | 8.415 | 1 | 365 | 9.5535 | 0.85958 | 10 | 0.41309
41055 | 11.44 | 1 | 365 | 12.9878 | 0.23394 | 13 | 0.22172
39669 | 9.88 | 1 | 365 | 11.2167 | 0.88386 | 12 | 0.10058
39577 | 6.5 | 1 | 365 | 7.3794 | 0.29201 | 7 | 0.67143
38147 | 2.6 | 1 | 365 | 2.9518 | 0.9168 | 3 | 0.86857
41062 | 10.335 | 1 | 365 | 11.7333 | 0.4443 | 12 | 0.17758
40445 | 4.94 | 1 | 365 | 5.6084 | 0.94193 | 6 | 0.55029
40418 | 14.04 | 1 | 365 | 15.9396 | 0.15074 | 16 | 0.090297
42194 | 13.52 | 1 | 365 | 15.3492 | 0.36738 | 15 | 0.71658
38024 | 6.625 | 1 | 365 | 7.5213 | 0.7207 | 8 | 0.24204
39971 | 9.01 | 1 | 365 | 10.229 | 0.90016 | 11 | 0.12917
40744 | 8.48 | 1 | 365 | 9.6273 | 0.082499 | 9 | 0.70981
38595 | 7.28 | 1 | 365 | 8.265 | 0.96705 | 9 | 0.23201
38210 | 10.92 | 1 | 365 | 12.3974 | 0.45058 | 12 | 0.84801
42937 | 5.2 | 1 | 365 | 5.9035 | 0.83361 | 6 | 0.73715
50504 | 3.38 | 1 | 365 | 3.8373 | 0.59185 | 4 | 0.42915
42381 | 5.98 | 1 | 365 | 6.7891 | 0.50865 | 7 | 0.29772
42600 | 11.44 | 1 | 365 | 12.9878 | 0.23394 | 13 | 0.22172
42012 | 9.1 | 1 | 365 | 10.3312 | 0.20881 | 10 | 0.54001
42371 | 6.885 | 1 | 365 | 7.8165 | 0.61238 | 8 | 0.4289
42995 | 13.78 | 1 | 365 | 15.6444 | 0.25906 | 15 | 0.90344
40300 | 2.6 | 1 | 365 | 2.9518 | 0.9168 | 3 | 0.86857
40673 | 5.2 | 1 | 365 | 5.9035 | 0.83361 | 6 | 0.73715
39724 | 10.92 | 1 | 365 | 12.3974 | 0.45058 | 12 | 0.84801
41196 | 8.32 | 1 | 365 | 9.4457 | 0.53377 | 9 | 0.97944
40643 | 6.375 | 1 | 365 | 7.2375 | 0.86332 | 8 | 0.10083
38295 | 5.2 | 1 | 365 | 5.9035 | 0.83361 | 6 | 0.73715
41458 | 4.16 | 1 | 365 | 4.7228 | 0.26689 | 4 | 0.98972
39563 | 5.61 | 1 | 365 | 6.369 | 0.23972 | 6 | 0.60873
43711 | 4.94 | 1 | 365 | 5.6084 | 0.94193 | 6 | 0.55029
39583 | 5.46 | 1 | 365 | 6.1987 | 0.72529 | 6 | 0.924
40530 | 2.86 | 1 | 365 | 3.2469 | 0.80848 | 4 | 0.055431
41846 | 10.14 | 1 | 365 | 11.5119 | 0.77554 | 12 | 0.28744
38160 | 9.1 | 1 | 365 | 10.3312 | 0.20881 | 10 | 0.54001
40533 | 14.04 | 1 | 365 | 15.9396 | 0.15074 | 16 | 0.090297
38975 | 10.92 | 1 | 365 | 12.3974 | 0.45058 | 12 | 0.84801
47416 | 10.455 | 1 | 365 | 11.8695 | 0.85584 | 12 | 0.72536
41202 | 12.22 | 1 | 365 | 13.8733 | 0.90898 | 14 | 0.7823
48474 | 4.16 | 1 | 365 | 4.7228 | 0.26689 | 4 | 0.98972
37881 | 7.8 | 1 | 365 | 8.8553 | 0.75041 | 9 | 0.60572
41224 | 2.86 | 1 | 365 | 3.2469 | 0.80848 | 4 | 0.055431
39266 | 5.98 | 1 | 365 | 6.7891 | 0.50865 | 7 | 0.29772
39214 | 4.16 | 1 | 365 | 4.7228 | 0.26689 | 4 | 0.98972
45048 | 3.12 | 1 | 365 | 3.5421 | 0.70016 | 4 | 0.24229
40872 | 5.46 | 1 | 365 | 6.1987 | 0.72529 | 6 | 0.924
39995 | 7.02 | 1 | 365 | 7.9698 | 0.075371 | 8 | 0.045149
38749 | 11.18 | 1 | 365 | 12.6926 | 0.34226 | 13 | 0.034866
40221 | 7.54 | 1 | 365 | 8.5601 | 0.85873 | 9 | 0.41886
38185 | 9.805 | 1 | 365 | 11.1316 | 0.62664 | 11 | 0.75822
41887 | 4.08 | 1 | 365 | 4.632 | 0.99252 | 5 | 0.62453
38323 | 6.375 | 1 | 365 | 7.2375 | 0.86332 | 8 | 0.10083
41575 | 2.86 | 1 | 365 | 3.2469 | 0.80848 | 4 | 0.055431
39218 | 8.84 | 1 | 365 | 10.036 | 0.31713 | 10 | 0.35315
39127 | 5.98 | 1 | 365 | 6.7891 | 0.50865 | 7 | 0.29772
39956 | 13.26 | 1 | 365 | 15.054 | 0.4757 | 15 | 0.52973
40143 | 5.72 | 1 | 365 | 6.4939 | 0.61697 | 7 | 0.11086
40036 | 3.12 | 1 | 365 | 3.5421 | 0.70016 | 4 | 0.24229
42386 | 3.9 | 1 | 365 | 4.4277 | 0.37521 | 4 | 0.80286
43031 | 3.9 | 1 | 365 | 4.4277 | 0.37521 | 4 | 0.80286
39967 | 11.44 | 1 | 365 | 12.9878 | 0.23394 | 13 | 0.22172
39731 | 10.92 | 1 | 365 | 12.3974 | 0.45058 | 12 | 0.84801
39712 | 8.06 | 1 | 365 | 9.1505 | 0.64209 | 9 | 0.79258
40552 | 10.4 | 1 | 365 | 11.8071 | 0.66722 | 12 | 0.47429
39014 | 2.04 | 1 | 365 | 2.316 | 0.99626 | 3 | 0.31227
40917 | 10.07 | 1 | 365 | 11.4324 | 0.53547 | 11 | 0.9679
42322 | 3.825 | 1 | 365 | 4.3425 | 0.11799 | 4 | 0.4605
41895 | 5.46 | 1 | 365 | 6.1987 | 0.72529 | 6 | 0.924
42404 | 5.035 | 1 | 365 | 5.7162 | 0.26773 | 5 | 0.98395
40520 | 12.22 | 1 | 365 | 13.8733 | 0.90898 | 14 | 0.7823
38739 | 7.02 | 1 | 365 | 7.9698 | 0.075371 | 8 | 0.045149
40293 | 4.335 | 1 | 365 | 4.9215 | 0.86706 | 5 | 0.78856
40465 | 6.625 | 1 | 365 | 7.5213 | 0.7207 | 8 | 0.24204
42599 | 3.64 | 1 | 365 | 4.1325 | 0.48353 | 4 | 0.616
38080 | 6.5 | 1 | 365 | 7.3794 | 0.29201 | 7 | 0.67143
39199 | 9.62 | 1 | 365 | 10.9215 | 0.99217 | 11 | 0.91372
39496 | 4.59 | 1 | 365 | 5.211 | 0.74159 | 5 | 0.9526
39992 | 6.76 | 1 | 365 | 7.6746 | 0.18369 | 7 | 0.85829
40311 | 10.4 | 1 | 365 | 11.8071 | 0.66722 | 12 | 0.47429
41949 | 2.86 | 1 | 365 | 3.2469 | 0.80848 | 4 | 0.055431
47904 | 13.26 | 1 | 365 | 15.054 | 0.4757 | 15 | 0.52973
43726 | 9.69 | 1 | 365 | 11.001 | 0.23224 | 11 | 0.23326
38703 | 6.76 | 1 | 365 | 7.6746 | 0.18369 | 7 | 0.85829
38495 | 4.68 | 1 | 365 | 5.3132 | 0.050247 | 5 | 0.36343
40768 | 6.76 | 1 | 365 | 7.6746 | 0.18369 | 7 | 0.85829
42549 | 6.095 | 1 | 365 | 6.9196 | 0.90305 | 7 | 0.82268
41189 | 7.685 | 1 | 365 | 8.7247 | 0.35601 | 9 | 0.080765
42659 | 13.25 | 1 | 365 | 15.0427 | 0.4414 | 15 | 0.48408
39065 | 14.04 | 1 | 365 | 15.9396 | 0.15074 | 16 | 0.090297
38547 | 5.2 | 1 | 365 | 5.9035 | 0.83361 | 6 | 0.73715
38742 | 6.76 | 1 | 365 | 7.6746 | 0.18369 | 7 | 0.85829
41511 | 3.38 | 1 | 365 | 3.8373 | 0.59185 | 4 | 0.42915
40746 | 8.415 | 1 | 365 | 9.5535 | 0.85958 | 10 | 0.41309
38803 | 15.555 | 1 | 365 | 17.6595 | 0.34649 | 18 | 0.006024
1400 | 2694 | 1 | 365 | 3058.4874 | 0.18076 | 3058 | 0.66818
46980 | 7.6 | 1 | 365 | 8.6282 | 0.064504 | 8 | 0.69275
42760 | 8.25 | 1 | 365 | 9.3662 | 0.29371 | 9 | 0.6599
38113 | 4.77 | 1 | 365 | 5.4154 | 0.35891 | 5 | 0.77427
41953 | 6.24 | 1 | 365 | 7.0842 | 0.40033 | 7 | 0.48458
49812 | 7.68 | 1 | 365 | 8.7191 | 0.33887 | 9 | 0.05794
51689 | 15.86 | 1 | 365 | 18.0058 | 0.3925 | 18 | 0.3983
39354 | 7.28 | 1 | 365 | 8.265 | 0.96705 | 9 | 0.23201
32265 | 6.76 | 1 | 365 | 7.6746 | 0.18369 | 7 | 0.85829
40345 | 7.54 | 1 | 365 | 8.5601 | 0.85873 | 9 | 0.41886
52258 | 6.76 | 1 | 365 | 7.6746 | 0.18369 | 7 | 0.85829
41784 | 2.34 | 1 | 365 | 2.6566 | 0.025124 | 2 | 0.68172
41346 | 6.12 | 1 | 365 | 6.948 | 0.98878 | 7 | 0.9368
52114 | 8.06 | 1 | 365 | 9.1505 | 0.64209 | 9 | 0.79258
38267 | 10.6 | 1 | 365 | 12.0341 | 0.35312 | 12 | 0.38726
37620 | 10.66 | 1 | 365 | 12.1023 | 0.5589 | 12 | 0.66115
39384 | 10.4 | 1 | 365 | 11.8071 | 0.66722 | 12 | 0.47429
40064 | 7.02 | 1 | 365 | 7.9698 | 0.075371 | 8 | 0.045149
39590 | 3.12 | 1 | 365 | 3.5421 | 0.70016 | 4 | 0.24229
49769 | 9.6 | 1 | 365 | 10.8988 | 0.92358 | 11 | 0.82243
41910 | 9.1 | 1 | 365 | 10.3312 | 0.20881 | 10 | 0.54001
38453 | 4.42 | 1 | 365 | 5.018 | 0.15857 | 5 | 0.17658
37422 | 8.413 | 1 | 365 | 9.5512 | 0.85272 | 10 | 0.40397
42075 | 4.68 | 1 | 365 | 5.3132 | 0.050247 | 5 | 0.36343
39530 | 6.5 | 1 | 365 | 7.3794 | 0.29201 | 7 | 0.67143
45396 | 4.41 | 1 | 365 | 5.0067 | 0.12427 | 5 | 0.13093
40735 | 9.88 | 1 | 365 | 11.2167 | 0.88386 | 12 | 0.10058
39681 | 2.34 | 1 | 365 | 2.6566 | 0.025124 | 2 | 0.68172
44580 | 6.4 | 1 | 365 | 7.2659 | 0.94906 | 8 | 0.21495
38056 | 6.5 | 1 | 365 | 7.3794 | 0.29201 | 7 | 0.67143
44065 | 5.99 | 1 | 365 | 6.8004 | 0.54294 | 7 | 0.34337
38727 | 5.2 | 1 | 365 | 5.9035 | 0.83361 | 6 | 0.73715
39439 | 6.76 | 1 | 365 | 7.6746 | 0.18369 | 7 | 0.85829
38236 | 11.13 | 1 | 365 | 12.6358 | 0.17078 | 12 | 0.80662
37736 | 3.64 | 1 | 365 | 4.1325 | 0.48353 | 4 | 0.616
53147 | 5.2 | 1 | 365 | 5.9035 | 0.83361 | 6 | 0.73715
40176 | 5.98 | 1 | 365 | 6.7891 | 0.50865 | 7 | 0.29772
40866 | 9.36 | 1 | 365 | 10.6264 | 0.10049 | 10 | 0.72686
54086 | 9.86 | 1 | 365 | 11.194 | 0.81526 | 12 | 0.009283
50152 | 8.58 | 1 | 365 | 9.7408 | 0.42545 | 10 | 0.16629
41470 | 4.68 | 1 | 365 | 5.3132 | 0.050247 | 5 | 0.36343
40029 | 11.7 | 1 | 365 | 13.283 | 0.12562 | 13 | 0.40858
51199 | 8.32 | 1 | 365 | 9.4457 | 0.53377 | 9 | 0.97944
38581 | 8.84 | 1 | 365 | 10.036 | 0.31713 | 10 | 0.35315
44131 | 8.68 | 1 | 365 | 9.8544 | 0.76841 | 10 | 0.62278
50918 | 16.2 | 1 | 365 | 18.3918 | 0.55855 | 18 | 0.95034
36183 | 11.385 | 1 | 365 | 12.9253 | 0.045313 | 12 | 0.97066
37035 | 7.521 | 1 | 365 | 8.5386 | 0.79357 | 9 | 0.33213
44582 | 10.4 | 1 | 365 | 11.8071 | 0.66722 | 12 | 0.47429
46759 | 7.705 | 1 | 365 | 8.7475 | 0.42461 | 9 | 0.17206
44137 | 9.9 | 1 | 365 | 11.2394 | 0.95245 | 12 | 0.19188
40364 | 9.36 | 1 | 365 | 10.6264 | 0.10049 | 10 | 0.72686
44356 | 9.45 | 1 | 365 | 10.7285 | 0.40915 | 11 | 0.1377
51001 | 6.3 | 1 | 365 | 7.1524 | 0.6061 | 7 | 0.75847
43033 | 5.98 | 1 | 365 | 6.7891 | 0.50865 | 7 | 0.29772
46462 | 13.5 | 1 | 365 | 15.3265 | 0.29879 | 15 | 0.62529
40024 | 14.04 | 1 | 365 | 15.9396 | 0.15074 | 16 | 0.090297
53364 | 5.2 | 1 | 365 | 5.9035 | 0.83361 | 6 | 0.73715
49933 | 8.64 | 1 | 365 | 9.809 | 0.63123 | 10 | 0.44018
43684 | 7.28 | 1 | 365 | 8.265 | 0.96705 | 9 | 0.23201
39409 | 4.16 | 1 | 365 | 4.7228 | 0.26689 | 4 | 0.98972
40981 | 8.84 | 1 | 365 | 10.036 | 0.31713 | 10 | 0.35315
48903 | 10.4 | 1 | 365 | 11.8071 | 0.66722 | 12 | 0.47429
40821 | 3.12 | 1 | 365 | 3.5421 | 0.70016 | 4 | 0.24229
38758 | 7.7 | 1 | 365 | 8.7418 | 0.40746 | 9 | 0.14924
39640 | 8.32 | 1 | 365 | 9.4457 | 0.53377 | 9 | 0.97944
50155 | 6.84 | 1 | 365 | 7.7654 | 0.45805 | 8 | 0.22348
49855 | 5.7 | 1 | 365 | 6.4712 | 0.54838 | 7 | 0.019565
40538 | 9.88 | 1 | 365 | 11.2167 | 0.88386 | 12 | 0.10058
79 | 3001.2 | 0.7 | 365 | 2385.0752 | 0.91481 | 2385 | 0.99006
40714 | 5.3 | 1 | 365 | 6.0171 | 0.17656 | 6 | 0.19363
42923 | 5.2 | 1 | 365 | 5.9035 | 0.83361 | 6 | 0.73715
50712 | 12.22 | 1 | 365 | 13.8733 | 0.90898 | 14 | 0.7823
39084 | 6.095 | 1 | 365 | 6.9196 | 0.90305 | 7 | 0.82268
52919 | 14.025 | 1 | 365 | 15.9225 | 0.099299 | 16 | 0.021825
40933 | 8.745 | 1 | 365 | 9.9282 | 0.99133 | 10 | 0.91949
41725 | 4.16 | 1 | 365 | 4.7228 | 0.26689 | 4 | 0.98972
39158 | 2.86 | 1 | 365 | 3.2469 | 0.80848 | 4 | 0.055431
39125 | 3.12 | 1 | 365 | 3.5421 | 0.70016 | 4 | 0.24229
40945 | 4.68 | 1 | 365 | 5.3132 | 0.050247 | 5 | 0.36343
40602 | 5.98 | 1 | 365 | 6.7891 | 0.50865 | 7 | 0.29772
50306 | 8.925 | 1 | 365 | 10.1325 | 0.60864 | 10 | 0.74116
55344 | 8.37 | 1 | 365 | 9.5024 | 0.70525 | 10 | 0.20768
42365 | 6.5 | 1 | 365 | 7.3794 | 0.29201 | 7 | 0.67143
46812 | 16.24 | 1 | 365 | 18.4372 | 0.69573 | 19 | 0.13294
40764 | 3.06 | 1 | 365 | 3.474 | 0.49439 | 3 | 0.9684
35116 | 301.34 | 0.9 | 365 | 307.8991 | 0.11183 | 308 | 0.010912
38987 | 3.12 | 1 | 365 | 3.5421 | 0.70016 | 4 | 0.24229
48857 | 20.4 | 1 | 365 | 23.16 | 0.96262 | 24 | 0.12265
41460 | 8.06 | 1 | 365 | 9.1505 | 0.64209 | 9 | 0.79258
51109 | 3.8 | 1 | 365 | 4.3141 | 0.032252 | 4 | 0.34638
41632 | 3.12 | 1 | 365 | 3.5421 | 0.70016 | 4 | 0.24229
50471 | 6.375 | 1 | 365 | 7.2375 | 0.86332 | 8 | 0.10083
39244 | 6.76 | 1 | 365 | 7.6746 | 0.18369 | 7 | 0.85829
39139 | 6.63 | 1 | 365 | 7.527 | 0.73785 | 8 | 0.26486
47609 | 7.525 | 1 | 365 | 8.5431 | 0.80729 | 9 | 0.35039
48522 | 11.4 | 1 | 365 | 12.9424 | 0.096756 | 13 | 0.03913
38457 | 4.08 | 1 | 365 | 4.632 | 0.99252 | 5 | 0.62453
49721 | 7.15 | 1 | 365 | 8.1174 | 0.52121 | 8 | 0.63858
41980 | 5.98 | 1 | 365 | 6.7891 | 0.50865 | 7 | 0.29772
40830 | 8.06 | 1 | 365 | 9.1505 | 0.64209 | 9 | 0.79258
41680 | 10.4 | 1 | 365 | 11.8071 | 0.66722 | 12 | 0.47429
38215 | 10.4 | 1 | 365 | 11.8071 | 0.66722 | 12 | 0.47429
38519 | 7.42 | 1 | 365 | 8.4239 | 0.44719 | 8 | 0.87108
40338 | 9.69 | 1 | 365 | 11.001 | 0.23224 | 11 | 0.23326
41463 | 6.24 | 1 | 365 | 7.0842 | 0.40033 | 7 | 0.48458
39659 | 7.395 | 1 | 365 | 8.3955 | 0.36145 | 8 | 0.75696
41834 | 10.965 | 1 | 365 | 12.4485 | 0.60491 | 13 | 0.053427
41071 | 6.76 | 1 | 365 | 7.6746 | 0.18369 | 7 | 0.85829
41010 | 4.68 | 1 | 365 | 5.3132 | 0.050247 | 5 | 0.36343
45920 | 7.02 | 1 | 365 | 7.9698 | 0.075371 | 8 | 0.045149
41164 | 7.14 | 1 | 365 | 8.106 | 0.48692 | 8 | 0.59293
42918 | 7.28 | 1 | 365 | 8.265 | 0.96705 | 9 | 0.23201
39423 | 3.06 | 1 | 365 | 3.474 | 0.49439 | 3 | 0.9684
40218 | 5.46 | 1 | 365 | 6.1987 | 0.72529 | 6 | 0.924
39169 | 11.7 | 1 | 365 | 13.283 | 0.12562 | 13 | 0.40858
41029 | 7.28 | 1 | 365 | 8.265 | 0.96705 | 9 | 0.23201
38444 | 10.455 | 1 | 365 | 11.8695 | 0.85584 | 12 | 0.72536
37993 | 13.52 | 1 | 365 | 15.3492 | 0.36738 | 15 | 0.71658
39452 | 9.54 | 1 | 365 | 10.8307 | 0.71781 | 11 | 0.54854
41779 | 6.885 | 1 | 365 | 7.8165 | 0.61238 | 8 | 0.4289
39516 | 9.88 | 1 | 365 | 11.2167 | 0.88386 | 12 | 0.10058
50532 | 7.8 | 1 | 365 | 8.8553 | 0.75041 | 9 | 0.60572
42015 | 9.88 | 1 | 365 | 11.2167 | 0.88386 | 12 | 0.10058
38462 | 10.4 | 1 | 365 | 11.8071 | 0.66722 | 12 | 0.47429
41471 | 9.36 | 1 | 365 | 10.6264 | 0.10049 | 10 | 0.72686
39250 | 8.06 | 1 | 365 | 9.1505 | 0.64209 | 9 | 0.79258
39492 | 6.095 | 1 | 365 | 6.9196 | 0.90305 | 7 | 0.82268
41086 | 7.54 | 1 | 365 | 8.5601 | 0.85873 | 9 | 0.41886
39077 | 6.63 | 1 | 365 | 7.527 | 0.73785 | 8 | 0.26486
42085 | 5.46 | 1 | 365 | 6.1987 | 0.72529 | 6 | 0.924
38221 | 5.1 | 1 | 365 | 5.79 | 0.49065 | 6 | 0.28066
41770 | 5.61 | 1 | 365 | 6.369 | 0.23972 | 6 | 0.60873
39729 | 5.2 | 1 | 365 | 5.9035 | 0.83361 | 6 | 0.73715
40325 | 6.76 | 1 | 365 | 7.6746 | 0.18369 | 7 | 0.85829
40166 | 3.64 | 1 | 365 | 4.1325 | 0.48353 | 4 | 0.616
43084 | 3.975 | 1 | 365 | 4.5128 | 0.63242 | 5 | 0.14522
40572 | 7.28 | 1 | 365 | 8.265 | 0.96705 | 9 | 0.23201
42276 | 5.2 | 1 | 365 | 5.9035 | 0.83361 | 6 | 0.73715
38308 | 7.28 | 1 | 365 | 8.265 | 0.96705 | 9 | 0.23201
40301 | 7.395 | 1 | 365 | 8.3955 | 0.36145 | 8 | 0.75696
56640 | 6.3 | 1 | 365 | 7.1524 | 0.6061 | 7 | 0.75847
50343 | 9.62 | 1 | 365 | 10.9215 | 0.99217 | 11 | 0.91372
56714 | 4.59 | 1 | 365 | 5.211 | 0.74159 | 5 | 0.9526
56713 | 5.46 | 1 | 365 | 6.1987 | 0.72529 | 6 | 0.924
56710 | 6.05 | 1 | 365 | 6.8685 | 0.74872 | 7 | 0.61726
56637 | 6.5 | 1 | 365 | 7.3794 | 0.29201 | 7 | 0.67143
56596 | 11.2 | 1 | 365 | 12.7153 | 0.41085 | 13 | 0.12616
56594 | 7.95 | 1 | 365 | 9.0256 | 0.26484 | 9 | 0.29045
56581 | 4.68 | 1 | 365 | 5.3132 | 0.050247 | 5 | 0.36343
50665 | 9.25 | 1 | 365 | 10.5015 | 0.72325 | 11 | 0.22473
44322 | 22.96 | 1 | 365 | 26.0664 | 0.74224 | 26 | 0.80863
46826 | 6 | 1 | 365 | 6.8118 | 0.57724 | 7 | 0.38902
47327 | 7.44 | 1 | 365 | 8.4466 | 0.51578 | 8 | 0.96238
41996 | 9.88 | 1 | 365 | 11.2167 | 0.88386 | 12 | 0.10058
56632 | 4.2 | 1 | 365 | 4.7682 | 0.40407 | 5 | 0.17231
56629 | 4.16 | 1 | 365 | 4.7228 | 0.26689 | 4 | 0.98972
45913 | 6.375 | 1 | 365 | 7.2375 | 0.86332 | 8 | 0.10083
55115 | 6.2 | 1 | 365 | 7.0388 | 0.26315 | 7 | 0.30198
56787 | 10.335 | 1 | 365 | 11.7333 | 0.4443 | 12 | 0.17758
56789 | 8.215 | 1 | 365 | 9.3265 | 0.17367 | 9 | 0.50013
40118 | 5.46 | 1 | 365 | 6.1987 | 0.72529 | 6 | 0.924
56794 | 4.8 | 1 | 365 | 5.4494 | 0.46179 | 5 | 0.91121
56795 | 10.07 | 1 | 365 | 11.4324 | 0.53547 | 11 | 0.9679
41510 | 14.025 | 1 | 365 | 15.9225 | 0.099299 | 16 | 0.021825
39013 | 8.06 | 1 | 365 | 9.1505 | 0.64209 | 9 | 0.79258
41216 | 5.61 | 1 | 365 | 6.369 | 0.23972 | 6 | 0.60873
38509 | 11.66 | 1 | 365 | 13.2376 | 0.98844 | 14 | 0.22599
41473 | 7.02 | 1 | 365 | 7.9698 | 0.075371 | 8 | 0.045149
34878 | 94.64 | 0.9 | 365 | 96.7 | 0.1145 | 96 | 0.81447
43441 | 6.6 | 1 | 365 | 7.493 | 0.63496 | 8 | 0.12792
47828 | 9 | 1 | 365 | 10.2177 | 0.86586 | 11 | 0.083524
53163 | 6.3 | 1 | 365 | 7.1524 | 0.6061 | 7 | 0.75847
43843 | 6.76 | 1 | 365 | 7.6746 | 0.18369 | 7 | 0.85829
56798 | 9 | 1 | 365 | 10.2177 | 0.86586 | 11 | 0.083524
56799 | 6.21 | 1 | 365 | 7.0502 | 0.29744 | 7 | 0.34763
56800 | 11.925 | 1 | 365 | 13.5384 | 0.89726 | 14 | 0.43567
41733 | 7.28 | 1 | 365 | 8.265 | 0.96705 | 9 | 0.23201
56801 | 4.5 | 1 | 365 | 5.1088 | 0.43293 | 5 | 0.54176
56807 | 6.095 | 1 | 365 | 6.9196 | 0.90305 | 7 | 0.82268
56808 | 9.075 | 1 | 365 | 10.3028 | 0.12308 | 10 | 0.42589
40307 | 3.64 | 1 | 365 | 4.1325 | 0.48353 | 4 | 0.616
56791 | 4.14 | 1 | 365 | 4.7001 | 0.1983 | 4 | 0.89842
38194 | 7.8 | 1 | 365 | 8.8553 | 0.75041 | 9 | 0.60572
56818 | 9.3 | 1 | 365 | 10.5583 | 0.89472 | 11 | 0.45297
41648 | 7.14 | 1 | 365 | 8.106 | 0.48692 | 8 | 0.59293
41214 | 6.12 | 1 | 365 | 6.948 | 0.98878 | 7 | 0.9368
46428 | 6 | 1 | 365 | 6.8118 | 0.57724 | 7 | 0.38902
48289 | 7.2 | 1 | 365 | 8.1741 | 0.69269 | 8 | 0.86682
38344 | 7.28 | 1 | 365 | 8.265 | 0.96705 | 9 | 0.23201
52582 | 7.125 | 1 | 365 | 8.089 | 0.43547 | 8 | 0.52446
52956 | 7.8 | 1 | 365 | 8.8553 | 0.75041 | 9 | 0.60572
48524 | 6.76 | 1 | 365 | 7.6746 | 0.18369 | 7 | 0.85829
48523 | 5.2 | 1 | 365 | 5.9035 | 0.83361 | 6 | 0.73715
41851 | 4.94 | 1 | 365 | 5.6084 | 0.94193 | 6 | 0.55029
47651 | 6.3 | 1 | 365 | 7.1524 | 0.6061 | 7 | 0.75847
56918 | 3.71 | 1 | 365 | 4.2119 | 0.72359 | 4 | 0.93554
40044 | 12.22 | 1 | 365 | 13.8733 | 0.90898 | 14 | 0.7823
56898 | 6.16 | 1 | 365 | 6.9934 | 0.12597 | 7 | 0.11939
56831 | 9.805 | 1 | 365 | 11.1316 | 0.62664 | 11 | 0.75822
42399 | 12.24 | 1 | 365 | 13.896 | 0.97757 | 14 | 0.87359
42398 | 5.98 | 1 | 365 | 6.7891 | 0.50865 | 7 | 0.29772
42134 | 5.61 | 1 | 365 | 6.369 | 0.23972 | 6 | 0.60873
41581 | 2.295 | 1 | 365 | 2.6055 | 0.87079 | 3 | 0.4763
41728 | 8.06 | 1 | 365 | 9.1505 | 0.64209 | 9 | 0.79258
39128 | 2.08 | 1 | 365 | 2.3614 | 0.13344 | 2 | 0.49486
39116 | 6.5 | 1 | 365 | 7.3794 | 0.29201 | 7 | 0.67143
41434 | 7.14 | 1 | 365 | 8.106 | 0.48692 | 8 | 0.59293
39921 | 7.28 | 1 | 365 | 8.265 | 0.96705 | 9 | 0.23201
37864 | 5.355 | 1 | 365 | 6.0795 | 0.36519 | 6 | 0.4447
53151 | 5.865 | 1 | 365 | 6.6585 | 0.11425 | 6 | 0.77276
41424 | 7.54 | 1 | 365 | 8.5601 | 0.85873 | 9 | 0.41886
42213 | 3.38 | 1 | 365 | 3.8373 | 0.59185 | 4 | 0.42915
41213 | 6.375 | 1 | 365 | 7.2375 | 0.86332 | 8 | 0.10083
53159 | 8.32 | 1 | 365 | 9.4457 | 0.53377 | 9 | 0.97944
53161 | 3.06 | 1 | 365 | 3.474 | 0.49439 | 3 | 0.9684
53169 | 10.53 | 1 | 365 | 11.9547 | 0.11306 | 12 | 0.067723
41794 | 9.62 | 1 | 365 | 10.9215 | 0.99217 | 11 | 0.91372
42603 | 9.945 | 1 | 365 | 11.2905 | 0.10678 | 11 | 0.39729
53170 | 8.84 | 1 | 365 | 10.036 | 0.31713 | 10 | 0.35315
39455 | 6.48 | 1 | 365 | 7.3567 | 0.22342 | 7 | 0.58014
41562 | 6.5 | 1 | 365 | 7.3794 | 0.29201 | 7 | 0.67143
53171 | 6.885 | 1 | 365 | 7.8165 | 0.61238 | 8 | 0.4289
37921 | 3.64 | 1 | 365 | 4.1325 | 0.48353 | 4 | 0.616
40027 | 9.62 | 1 | 365 | 10.9215 | 0.99217 | 11 | 0.91372
41900 | 11.395 | 1 | 365 | 12.9367 | 0.079608 | 13 | 0.016306
37779 | 7.8 | 1 | 365 | 8.8553 | 0.75041 | 9 | 0.60572
39615 | 3.9 | 1 | 365 | 4.4277 | 0.37521 | 4 | 0.80286
38195 | 7.54 | 1 | 365 | 8.5601 | 0.85873 | 9 | 0.41886
41841 | 5.2 | 1 | 365 | 5.9035 | 0.83361 | 6 | 0.73715
38319 | 9.1 | 1 | 365 | 10.3312 | 0.20881 | 10 | 0.54001
40255 | 6.76 | 1 | 365 | 7.6746 | 0.18369 | 7 | 0.85829
38493 | 10.14 | 1 | 365 | 11.5119 | 0.77554 | 12 | 0.28744
38902 | 5.46 | 1 | 365 | 6.1987 | 0.72529 | 6 | 0.924
39718 | 13.26 | 1 | 365 | 15.054 | 0.4757 | 15 | 0.52973
50631 | 6.75 | 1 | 365 | 7.6632 | 0.1494 | 7 | 0.81264
40484 | 9.62 | 1 | 365 | 10.9215 | 0.99217 | 11 | 0.91372
42907 | 4.42 | 1 | 365 | 5.018 | 0.15857 | 5 | 0.17658
38868 | 2.86 | 1 | 365 | 3.2469 | 0.80848 | 4 | 0.055431
45897 | 2.86 | 1 | 365 | 3.2469 | 0.80848 | 4 | 0.055431
42461 | 5.035 | 1 | 365 | 5.7162 | 0.26773 | 5 | 0.98395
40668 | 7.155 | 1 | 365 | 8.123 | 0.53836 | 8 | 0.6614
37816 | 4.68 | 1 | 365 | 5.3132 | 0.050247 | 5 | 0.36343
41853 | 7.65 | 1 | 365 | 8.685 | 0.23598 | 8 | 0.921
37974 | 11.96 | 1 | 365 | 13.5781 | 0.017298 | 13 | 0.59544
41457 | 7.28 | 1 | 365 | 8.265 | 0.96705 | 9 | 0.23201
41094 | 8.32 | 1 | 365 | 9.4457 | 0.53377 | 9 | 0.97944
45346 | 2.86 | 1 | 365 | 3.2469 | 0.80848 | 4 | 0.055431
53174 | 7.14 | 1 | 365 | 8.106 | 0.48692 | 8 | 0.59293
39362 | 7.65 | 1 | 365 | 8.685 | 0.23598 | 8 | 0.921
41455 | 4.42 | 1 | 365 | 5.018 | 0.15857 | 5 | 0.17658
39860 | 4.59 | 1 | 365 | 5.211 | 0.74159 | 5 | 0.9526
43116 | 3.12 | 1 | 365 | 3.5421 | 0.70016 | 4 | 0.24229
42362 | 7.42 | 1 | 365 | 8.4239 | 0.44719 | 8 | 0.87108
41309 | 3.12 | 1 | 365 | 3.5421 | 0.70016 | 4 | 0.24229
45362 | 4.335 | 1 | 365 | 4.9215 | 0.86706 | 5 | 0.78856
42972 | 7.65 | 1 | 365 | 8.685 | 0.23598 | 8 | 0.921
41578 | 7.8 | 1 | 365 | 8.8553 | 0.75041 | 9 | 0.60572
41292 | 4.59 | 1 | 365 | 5.211 | 0.74159 | 5 | 0.9526
40859 | 4.16 | 1 | 365 | 4.7228 | 0.26689 | 4 | 0.98972
38939 | 14.04 | 1 | 365 | 15.9396 | 0.15074 | 16 | 0.090297
45668 | 9.18 | 1 | 365 | 10.422 | 0.48318 | 10 | 0.90519
41129 | 5.1 | 1 | 365 | 5.79 | 0.49065 | 6 | 0.28066
40762 | 9.36 | 1 | 365 | 10.6264 | 0.10049 | 10 | 0.72686
45666 | 6.12 | 1 | 365 | 6.948 | 0.98878 | 7 | 0.9368
40229 | 5.98 | 1 | 365 | 6.7891 | 0.50865 | 7 | 0.29772
39336 | 3.12 | 1 | 365 | 3.5421 | 0.70016 | 4 | 0.24229
43303 | 5.035 | 1 | 365 | 5.7162 | 0.26773 | 5 | 0.98395
39517 | 4.845 | 1 | 365 | 5.5005 | 0.61612 | 6 | 0.11663
39660 | 4.94 | 1 | 365 | 5.6084 | 0.94193 | 6 | 0.55029
40295 | 4.68 | 1 | 365 | 5.3132 | 0.050247 | 5 | 0.36343
53165 | 6.24 | 1 | 365 | 7.0842 | 0.40033 | 7 | 0.48458
53172 | 4.59 | 1 | 365 | 5.211 | 0.74159 | 5 | 0.9526
45941 | 9.1 | 1 | 365 | 10.3312 | 0.20881 | 10 | 0.54001
53177 | 12.48 | 1 | 365 | 14.1685 | 0.80066 | 14 | 0.96915
53175 | 7.395 | 1 | 365 | 8.3955 | 0.36145 | 8 | 0.75696
39951 | 7.02 | 1 | 365 | 7.9698 | 0.075371 | 8 | 0.045149
53183 | 3.38 | 1 | 365 | 3.8373 | 0.59185 | 4 | 0.42915
38512 | 6.24 | 1 | 365 | 7.0842 | 0.40033 | 7 | 0.48458
39399 | 7.02 | 1 | 365 | 7.9698 | 0.075371 | 8 | 0.045149
38908 | 10.14 | 1 | 365 | 11.5119 | 0.77554 | 12 | 0.28744
39993 | 6.625 | 1 | 365 | 7.5213 | 0.7207 | 8 | 0.24204
40537 | 4.68 | 1 | 365 | 5.3132 | 0.050247 | 5 | 0.36343
40156 | 4.94 | 1 | 365 | 5.6084 | 0.94193 | 6 | 0.55029
39253 | 3.9 | 1 | 365 | 4.4277 | 0.37521 | 4 | 0.80286
39440 | 5.035 | 1 | 365 | 5.7162 | 0.26773 | 5 | 0.98395
38028 | 5.72 | 1 | 365 | 6.4939 | 0.61697 | 7 | 0.11086
38888 | 12.22 | 1 | 365 | 13.8733 | 0.90898 | 14 | 0.7823
40881 | 8.58 | 1 | 365 | 9.7408 | 0.42545 | 10 | 0.16629
40938 | 4.94 | 1 | 365 | 5.6084 | 0.94193 | 6 | 0.55029
40827 | 6.095 | 1 | 365 | 6.9196 | 0.90305 | 7 | 0.82268
42393 | 4.42 | 1 | 365 | 5.018 | 0.15857 | 5 | 0.17658
38204 | 5.2 | 1 | 365 | 5.9035 | 0.83361 | 6 | 0.73715
41386 | 7.14 | 1 | 365 | 8.106 | 0.48692 | 8 | 0.59293
39092 | 11.96 | 1 | 365 | 13.5781 | 0.017298 | 13 | 0.59544
53255 | 3.315 | 1 | 365 | 3.7635 | 0.36893 | 4 | 0.13243
53315 | 4.42 | 1 | 365 | 5.018 | 0.15857 | 5 | 0.17658
41469 | 7.02 | 1 | 365 | 7.9698 | 0.075371 | 8 | 0.045149
53362 | 5.2 | 1 | 365 | 5.9035 | 0.83361 | 6 | 0.73715
53393 | 7.65 | 1 | 365 | 8.685 | 0.23598 | 8 | 0.921
53395 | 5.355 | 1 | 365 | 6.0795 | 0.36519 | 6 | 0.4447
53398 | 11.18 | 1 | 365 | 12.6926 | 0.34226 | 13 | 0.034866
53411 | 7.395 | 1 | 365 | 8.3955 | 0.36145 | 8 | 0.75696
53417 | 5.355 | 1 | 365 | 6.0795 | 0.36519 | 6 | 0.4447
53422 | 5.61 | 1 | 365 | 6.369 | 0.23972 | 6 | 0.60873
53426 | 5.46 | 1 | 365 | 6.1987 | 0.72529 | 6 | 0.924
53188 | 2.805 | 1 | 365 | 3.1845 | 0.61986 | 3 | 0.80436
53432 | 5.1 | 1 | 365 | 5.79 | 0.49065 | 6 | 0.28066
53435 | 8.16 | 1 | 365 | 9.264 | 0.98505 | 10 | 0.24906
53433 | 8.16 | 1 | 365 | 9.264 | 0.98505 | 10 | 0.24906
53436 | 6.63 | 1 | 365 | 7.527 | 0.73785 | 8 | 0.26486
53438 | 9.69 | 1 | 365 | 11.001 | 0.23224 | 11 | 0.23326
53201 | 6.12 | 1 | 365 | 6.948 | 0.98878 | 7 | 0.9368
53439 | 5.565 | 1 | 365 | 6.3179 | 0.08539 | 6 | 0.40331
53440 | 10.66 | 1 | 365 | 12.1023 | 0.5589 | 12 | 0.66115
53442 | 7.28 | 1 | 365 | 8.265 | 0.96705 | 9 | 0.23201
35273 | 105.28 | 0.9 | 365 | 107.5716 | 0.95577 | 108 | 0.52734
53447 | 5.1 | 1 | 365 | 5.79 | 0.49065 | 6 | 0.28066
53213 | 7.395 | 1 | 365 | 8.3955 | 0.36145 | 8 | 0.75696
53456 | 8.32 | 1 | 365 | 9.4457 | 0.53377 | 9 | 0.97944
53458 | 4.94 | 1 | 365 | 5.6084 | 0.94193 | 6 | 0.55029
53222 | 8.415 | 1 | 365 | 9.5535 | 0.85958 | 10 | 0.41309
53223 | 9.69 | 1 | 365 | 11.001 | 0.23224 | 11 | 0.23326
53224 | 7.42 | 1 | 365 | 8.4239 | 0.44719 | 8 | 0.87108
53228 | 9.69 | 1 | 365 | 11.001 | 0.23224 | 11 | 0.23326
53227 | 8.415 | 1 | 365 | 9.5535 | 0.85958 | 10 | 0.41309
53230 | 9.62 | 1 | 365 | 10.9215 | 0.99217 | 11 | 0.91372
53249 | 9.69 | 1 | 365 | 11.001 | 0.23224 | 11 | 0.23326
53253 | 2.805 | 1 | 365 | 3.1845 | 0.61986 | 3 | 0.80436
53256 | 2.04 | 1 | 365 | 2.316 | 0.99626 | 3 | 0.31227
53257 | 9.435 | 1 | 365 | 10.7115 | 0.35771 | 11 | 0.069228
40476 | 6.24 | 1 | 365 | 7.0842 | 0.40033 | 7 | 0.48458
53260 | 10.92 | 1 | 365 | 12.3974 | 0.45058 | 12 | 0.84801
53265 | 6.5 | 1 | 365 | 7.3794 | 0.29201 | 7 | 0.67143
43750 | 7.395 | 1 | 365 | 8.3955 | 0.36145 | 8 | 0.75696
52906 | 8.84 | 1 | 365 | 10.036 | 0.31713 | 10 | 0.35315
41365 | 16.32 | 1 | 365 | 18.528 | 0.97009 | 19 | 0.49812
40569 | 4.16 | 1 | 365 | 4.7228 | 0.26689 | 4 | 0.98972
53267 | 8.84 | 1 | 365 | 10.036 | 0.31713 | 10 | 0.35315
41813 | 5.565 | 1 | 365 | 6.3179 | 0.08539 | 6 | 0.40331
53268 | 3.825 | 1 | 365 | 4.3425 | 0.11799 | 4 | 0.4605
53270 | 7.905 | 1 | 365 | 8.9745 | 0.11051 | 9 | 0.085029
53273 | 5.355 | 1 | 365 | 6.0795 | 0.36519 | 6 | 0.4447
53279 | 10.2 | 1 | 365 | 11.58 | 0.98131 | 12 | 0.56133
40934 | 5.3 | 1 | 365 | 6.0171 | 0.17656 | 6 | 0.19363
53276 | 3.9 | 1 | 365 | 4.4277 | 0.37521 | 4 | 0.80286
53284 | 4.16 | 1 | 365 | 4.7228 | 0.26689 | 4 | 0.98972
53180 | 5.61 | 1 | 365 | 6.369 | 0.23972 | 6 | 0.60873
53486 | 3.9 | 1 | 365 | 4.4277 | 0.37521 | 4 | 0.80286
53609 | 11.73 | 1 | 365 | 13.317 | 0.2285 | 13 | 0.54553
53559 | 6.885 | 1 | 365 | 7.8165 | 0.61238 | 8 | 0.4289
53619 | 3.825 | 1 | 365 | 4.3425 | 0.11799 | 4 | 0.4605
53614 | 4.59 | 1 | 365 | 5.211 | 0.74159 | 5 | 0.9526
53620 | 10.66 | 1 | 365 | 12.1023 | 0.5589 | 12 | 0.66115
53631 | 8.67 | 1 | 365 | 9.843 | 0.73411 | 10 | 0.57713
53622 | 7.02 | 1 | 365 | 7.9698 | 0.075371 | 8 | 0.045149
53627 | 14.04 | 1 | 365 | 15.9396 | 0.15074 | 16 | 0.090297
53633 | 2.805 | 1 | 365 | 3.1845 | 0.61986 | 3 | 0.80436
53637 | 9.36 | 1 | 365 | 10.6264 | 0.10049 | 10 | 0.72686
53636 | 9.18 | 1 | 365 | 10.422 | 0.48318 | 10 | 0.90519
53630 | 3.12 | 1 | 365 | 3.5421 | 0.70016 | 4 | 0.24229
53638 | 7.54 | 1 | 365 | 8.5601 | 0.85873 | 9 | 0.41886
53661 | 4.94 | 1 | 365 | 5.6084 | 0.94193 | 6 | 0.55029
53642 | 4.08 | 1 | 365 | 4.632 | 0.99252 | 5 | 0.62453
53664 | 8.06 | 1 | 365 | 9.1505 | 0.64209 | 9 | 0.79258
53667 | 10.455 | 1 | 365 | 11.8695 | 0.85584 | 12 | 0.72536
53669 | 11.73 | 1 | 365 | 13.317 | 0.2285 | 13 | 0.54553
39411 | 6.24 | 1 | 365 | 7.0842 | 0.40033 | 7 | 0.48458
39045 | 7.8 | 1 | 365 | 8.8553 | 0.75041 | 9 | 0.60572
41263 | 8.58 | 1 | 365 | 9.7408 | 0.42545 | 10 | 0.16629
42123 | 4.845 | 1 | 365 | 5.5005 | 0.61612 | 6 | 0.11663
39287 | 2.08 | 1 | 365 | 2.3614 | 0.13344 | 2 | 0.49486
42903 | 13.26 | 1 | 365 | 15.054 | 0.4757 | 15 | 0.52973
41898 | 5.2 | 1 | 365 | 5.9035 | 0.83361 | 6 | 0.73715
40851 | 8.32 | 1 | 365 | 9.4457 | 0.53377 | 9 | 0.97944
41906 | 5.2 | 1 | 365 | 5.9035 | 0.83361 | 6 | 0.73715
40413 | 9.1 | 1 | 365 | 10.3312 | 0.20881 | 10 | 0.54001
42274 | 6.5 | 1 | 365 | 7.3794 | 0.29201 | 7 | 0.67143
39726 | 8.32 | 1 | 365 | 9.4457 | 0.53377 | 9 | 0.97944
39343 | 8.32 | 1 | 365 | 9.4457 | 0.53377 | 9 | 0.97944
40019 | 4.42 | 1 | 365 | 5.018 | 0.15857 | 5 | 0.17658
45042 | 5.3 | 1 | 365 | 6.0171 | 0.17656 | 6 | 0.19363
40234 | 4.94 | 1 | 365 | 5.6084 | 0.94193 | 6 | 0.55029
37608 | 11.18 | 1 | 365 | 12.6926 | 0.34226 | 13 | 0.034866
45646 | 2.6 | 1 | 365 | 2.9518 | 0.9168 | 3 | 0.86857
39998 | 2.16 | 1 | 365 | 2.4522 | 0.40781 | 2 | 0.86005
40730 | 8.32 | 1 | 365 | 9.4457 | 0.53377 | 9 | 0.97944
46234 | 9.36 | 1 | 365 | 10.6264 | 0.10049 | 10 | 0.72686
33067 | 9.88 | 1 | 365 | 11.2167 | 0.88386 | 12 | 0.10058
45462 | 4.68 | 1 | 365 | 5.3132 | 0.050247 | 5 | 0.36343
47628 | 4.68 | 1 | 365 | 5.3132 | 0.050247 | 5 | 0.36343
54579 | 5.67 | 1 | 365 | 6.4371 | 0.44549 | 6 | 0.88262
54561 | 7.65 | 1 | 365 | 8.685 | 0.23598 | 8 | 0.921
54545 | 9.45 | 1 | 365 | 10.7285 | 0.40915 | 11 | 0.1377
54539 | 12.6 | 1 | 365 | 14.3047 | 0.2122 | 14 | 0.51693
54538 | 8.829 | 1 | 365 | 10.0235 | 0.27941 | 10 | 0.30294
54531 | 9.6 | 1 | 365 | 10.8988 | 0.92358 | 11 | 0.82243
54528 | 5.865 | 1 | 365 | 6.6585 | 0.11425 | 6 | 0.77276
41423 | 3.64 | 1 | 365 | 4.1325 | 0.48353 | 4 | 0.616
54526 | 8.41 | 1 | 365 | 9.5478 | 0.84243 | 10 | 0.39027
38700 | 6.63 | 1 | 365 | 7.527 | 0.73785 | 8 | 0.26486
54518 | 6.885 | 1 | 365 | 7.8165 | 0.61238 | 8 | 0.4289
54517 | 3.15 | 1 | 365 | 3.5762 | 0.80305 | 4 | 0.37923
39237 | 4.94 | 1 | 365 | 5.6084 | 0.94193 | 6 | 0.55029
54349 | 11.52 | 1 | 365 | 13.0786 | 0.5083 | 13 | 0.58691
54348 | 7.65 | 1 | 365 | 8.685 | 0.23598 | 8 | 0.921
54288 | 6 | 1 | 365 | 6.8118 | 0.57724 | 7 | 0.38902
54287 | 6.93 | 1 | 365 | 7.8676 | 0.76671 | 8 | 0.63431
45737 | 2.86 | 1 | 365 | 3.2469 | 0.80848 | 4 | 0.055431
54286 | 6.24 | 1 | 365 | 7.0842 | 0.40033 | 7 | 0.48458
41796 | 7.02 | 1 | 365 | 7.9698 | 0.075371 | 8 | 0.045149
41750 | 9.36 | 1 | 365 | 10.6264 | 0.10049 | 10 | 0.72686
40635 | 5.46 | 1 | 365 | 6.1987 | 0.72529 | 6 | 0.924
41711 | 8.58 | 1 | 365 | 9.7408 | 0.42545 | 10 | 0.16629
40079 | 14.04 | 1 | 365 | 15.9396 | 0.15074 | 16 | 0.090297
39576 | 10.4 | 1 | 365 | 11.8071 | 0.66722 | 12 | 0.47429
40025 | 5.46 | 1 | 365 | 6.1987 | 0.72529 | 6 | 0.924
39647 | 5.865 | 1 | 365 | 6.6585 | 0.11425 | 6 | 0.77276
38883 | 14.04 | 1 | 365 | 15.9396 | 0.15074 | 16 | 0.090297
42270 | 5.355 | 1 | 365 | 6.0795 | 0.36519 | 6 | 0.4447
40461 | 10.4 | 1 | 365 | 11.8071 | 0.66722 | 12 | 0.47429
39628 | 13.26 | 1 | 365 | 15.054 | 0.4757 | 15 | 0.52973
47768 | 9.435 | 1 | 365 | 10.7115 | 0.35771 | 11 | 0.069228
41545 | 4.42 | 1 | 365 | 5.018 | 0.15857 | 5 | 0.17658
50308 | 8.06 | 1 | 365 | 9.1505 | 0.64209 | 9 | 0.79258
40002 | 10.92 | 1 | 365 | 12.3974 | 0.45058 | 12 | 0.84801
38601 | 7.905 | 1 | 365 | 8.9745 | 0.11051 | 9 | 0.085029
50624 | 5.3 | 1 | 365 | 6.0171 | 0.17656 | 6 | 0.19363
40077 | 11.44 | 1 | 365 | 12.9878 | 0.23394 | 13 | 0.22172
43698 | 7.95 | 1 | 365 | 9.0256 | 0.26484 | 9 | 0.29045
38757 | 2.65 | 1 | 365 | 3.0085 | 0.088281 | 3 | 0.096815
40194 | 6.5 | 1 | 365 | 7.3794 | 0.29201 | 7 | 0.67143
42973 | 5.2 | 1 | 365 | 5.9035 | 0.83361 | 6 | 0.73715
42091 | 7.02 | 1 | 365 | 7.9698 | 0.075371 | 8 | 0.045149
41839 | 7.54 | 1 | 365 | 8.5601 | 0.85873 | 9 | 0.41886
50391 | 8.215 | 1 | 365 | 9.3265 | 0.17367 | 9 | 0.50013
42339 | 7.02 | 1 | 365 | 7.9698 | 0.075371 | 8 | 0.045149
38242 | 5.2 | 1 | 365 | 5.9035 | 0.83361 | 6 | 0.73715
40571 | 15.86 | 1 | 365 | 18.0058 | 0.3925 | 18 | 0.3983
39023 | 4.59 | 1 | 365 | 5.211 | 0.74159 | 5 | 0.9526
39235 | 2.86 | 1 | 365 | 3.2469 | 0.80848 | 4 | 0.055431
41506 | 3.06 | 1 | 365 | 3.474 | 0.49439 | 3 | 0.9684
40150 | 8.67 | 1 | 365 | 9.843 | 0.73411 | 10 | 0.57713
41948 | 9.275 | 1 | 365 | 10.5299 | 0.80898 | 11 | 0.33885
41852 | 3.975 | 1 | 365 | 4.5128 | 0.63242 | 5 | 0.14522
39511 | 6.76 | 1 | 365 | 7.6746 | 0.18369 | 7 | 0.85829
43019 | 7.905 | 1 | 365 | 8.9745 | 0.11051 | 9 | 0.085029
43131 | 19.38 | 1 | 365 | 22.002 | 0.46449 | 22 | 0.46652
50519 | 10.71 | 1 | 365 | 12.159 | 0.73037 | 12 | 0.88939
39238 | 11.96 | 1 | 365 | 13.5781 | 0.017298 | 13 | 0.59544
37985 | 9.1 | 1 | 365 | 10.3312 | 0.20881 | 10 | 0.54001
53203 | 6.375 | 1 | 365 | 7.2375 | 0.86332 | 8 | 0.10083
53208 | 2.805 | 1 | 365 | 3.1845 | 0.61986 | 3 | 0.80436
53248 | 4.59 | 1 | 365 | 5.211 | 0.74159 | 5 | 0.9526
53182 | 5.2 | 1 | 365 | 5.9035 | 0.83361 | 6 | 0.73715
41741 | 3.445 | 1 | 365 | 3.9111 | 0.81477 | 4 | 0.72586
53271 | 7.14 | 1 | 365 | 8.106 | 0.48692 | 8 | 0.59293
40995 | 3.64 | 1 | 365 | 4.1325 | 0.48353 | 4 | 0.616
39035 | 14.04 | 1 | 365 | 15.9396 | 0.15074 | 16 | 0.090297
41339 | 13.52 | 1 | 365 | 15.3492 | 0.36738 | 15 | 0.71658
40458 | 2.08 | 1 | 365 | 2.3614 | 0.13344 | 2 | 0.49486
45311 | 4.68 | 1 | 365 | 5.3132 | 0.050247 | 5 | 0.36343
41617 | 4.16 | 1 | 365 | 4.7228 | 0.26689 | 4 | 0.98972
42478 | 14.025 | 1 | 365 | 15.9225 | 0.099299 | 16 | 0.021825
40724 | 10.4 | 1 | 365 | 11.8071 | 0.66722 | 12 | 0.47429
38173 | 8.32 | 1 | 365 | 9.4457 | 0.53377 | 9 | 0.97944
38931 | 7.8 | 1 | 365 | 8.8553 | 0.75041 | 9 | 0.60572
43634 | 3.57 | 1 | 365 | 4.053 | 0.24346 | 4 | 0.29646
42944 | 6.63 | 1 | 365 | 7.527 | 0.73785 | 8 | 0.26486
41655 | 9.1 | 1 | 365 | 10.3312 | 0.20881 | 10 | 0.54001
43300 | 10.4 | 1 | 365 | 11.8071 | 0.66722 | 12 | 0.47429
40144 | 10.66 | 1 | 365 | 12.1023 | 0.5589 | 12 | 0.66115
41564 | 3.825 | 1 | 365 | 4.3425 | 0.11799 | 4 | 0.4605
38741 | 10.66 | 1 | 365 | 12.1023 | 0.5589 | 12 | 0.66115
43288 | 4.32 | 1 | 365 | 4.9045 | 0.81561 | 5 | 0.72009
40177 | 8.84 | 1 | 365 | 10.036 | 0.31713 | 10 | 0.35315
39434 | 5.72 | 1 | 365 | 6.4939 | 0.61697 | 7 | 0.11086
38554 | 8.37 | 1 | 365 | 9.5024 | 0.70525 | 10 | 0.20768
43323 | 7.14 | 1 | 365 | 8.106 | 0.48692 | 8 | 0.59293
41761 | 2.86 | 1 | 365 | 3.2469 | 0.80848 | 4 | 0.055431
41644 | 6.5 | 1 | 365 | 7.3794 | 0.29201 | 7 | 0.67143
37785 | 2.97 | 1 | 365 | 3.3718 | 0.18573 | 3 | 0.55756
42116 | 6.76 | 1 | 365 | 7.6746 | 0.18369 | 7 | 0.85829
38316 | 6.76 | 1 | 365 | 7.6746 | 0.18369 | 7 | 0.85829
41326 | 5.355 | 1 | 365 | 6.0795 | 0.36519 | 6 | 0.4447
38320 | 11.18 | 1 | 365 | 12.6926 | 0.34226 | 13 | 0.034866
41170 | 4.59 | 1 | 365 | 5.211 | 0.74159 | 5 | 0.9526
45120 | 2.86 | 1 | 365 | 3.2469 | 0.80848 | 4 | 0.055431
39017 | 5.355 | 1 | 365 | 6.0795 | 0.36519 | 6 | 0.4447
38832 | 11.96 | 1 | 365 | 13.5781 | 0.017298 | 13 | 0.59544
41628 | 7.8 | 1 | 365 | 8.8553 | 0.75041 | 9 | 0.60572
41013 | 12.22 | 1 | 365 | 13.8733 | 0.90898 | 14 | 0.7823
41868 | 3.825 | 1 | 365 | 4.3425 | 0.11799 | 4 | 0.4605
50458 | 7.28 | 1 | 365 | 8.265 | 0.96705 | 9 | 0.23201
42032 | 7.54 | 1 | 365 | 8.5601 | 0.85873 | 9 | 0.41886
37578 | 8.06 | 1 | 365 | 9.1505 | 0.64209 | 9 | 0.79258
42601 | 7.685 | 1 | 365 | 8.7247 | 0.35601 | 9 | 0.080765
38166 | 3.38 | 1 | 365 | 3.8373 | 0.59185 | 4 | 0.42915
40694 | 11.18 | 1 | 365 | 12.6926 | 0.34226 | 13 | 0.034866
47381 | 3.64 | 1 | 365 | 4.1325 | 0.48353 | 4 | 0.616
46601 | 5.98 | 1 | 365 | 6.7891 | 0.50865 | 7 | 0.29772
39178 | 6.24 | 1 | 365 | 7.0842 | 0.40033 | 7 | 0.48458
38912 | 8.58 | 1 | 365 | 9.7408 | 0.42545 | 10 | 0.16629
39708 | 9.88 | 1 | 365 | 11.2167 | 0.88386 | 12 | 0.10058
38914 | 5.98 | 1 | 365 | 6.7891 | 0.50865 | 7 | 0.29772
38371 | 6.24 | 1 | 365 | 7.0842 | 0.40033 | 7 | 0.48458
42357 | 5.98 | 1 | 365 | 6.7891 | 0.50865 | 7 | 0.29772
39565 | 5.2 | 1 | 365 | 5.9035 | 0.83361 | 6 | 0.73715
41046 | 7.8 | 1 | 365 | 8.8553 | 0.75041 | 9 | 0.60572
39118 | 5.46 | 1 | 365 | 6.1987 | 0.72529 | 6 | 0.924
41521 | 7.8 | 1 | 365 | 8.8553 | 0.75041 | 9 | 0.60572
41373 | 8.37 | 1 | 365 | 9.5024 | 0.70525 | 10 | 0.20768
37861 | 5.035 | 1 | 365 | 5.7162 | 0.26773 | 5 | 0.98395
41798 | 3.9 | 1 | 365 | 4.4277 | 0.37521 | 4 | 0.80286
40946 | 10.66 | 1 | 365 | 12.1023 | 0.5589 | 12 | 0.66115
40707 | 8.84 | 1 | 365 | 10.036 | 0.31713 | 10 | 0.35315
47446 | 12.19 | 1 | 365 | 13.8393 | 0.80609 | 14 | 0.64535
41951 | 9.88 | 1 | 365 | 11.2167 | 0.88386 | 12 | 0.10058
41789 | 3.57 | 1 | 365 | 4.053 | 0.24346 | 4 | 0.29646
41269 | 5.2 | 1 | 365 | 5.9035 | 0.83361 | 6 | 0.73715
43820 | 11.395 | 1 | 365 | 12.9367 | 0.079608 | 13 | 0.016306
38907 | 6.63 | 1 | 365 | 7.527 | 0.73785 | 8 | 0.26486
42363 | 4.845 | 1 | 365 | 5.5005 | 0.61612 | 6 | 0.11663
38314 | 9.36 | 1 | 365 | 10.6264 | 0.10049 | 10 | 0.72686
41544 | 5.3 | 1 | 365 | 6.0171 | 0.17656 | 6 | 0.19363
43746 | 13.26 | 1 | 365 | 15.054 | 0.4757 | 15 | 0.52973
46019 | 14.82 | 1 | 365 | 16.8251 | 0.82578 | 17 | 0.65087
50292 | 10.6 | 1 | 365 | 12.0341 | 0.35312 | 12 | 0.38726
47501 | 3.315 | 1 | 365 | 3.7635 | 0.36893 | 4 | 0.13243
42487 | 3.64 | 1 | 365 | 4.1325 | 0.48353 | 4 | 0.616
41686 | 3.9 | 1 | 365 | 4.4277 | 0.37521 | 4 | 0.80286
37877 | 13.78 | 1 | 365 | 15.6444 | 0.25906 | 15 | 0.90344
41732 | 9.62 | 1 | 365 | 10.9215 | 0.99217 | 11 | 0.91372
38724 | 6.76 | 1 | 365 | 7.6746 | 0.18369 | 7 | 0.85829
39586 | 9.36 | 1 | 365 | 10.6264 | 0.10049 | 10 | 0.72686
40863 | 5.865 | 1 | 365 | 6.6585 | 0.11425 | 6 | 0.77276
50213 | 4.335 | 1 | 365 | 4.9215 | 0.86706 | 5 | 0.78856
41025 | 12.455 | 1 | 365 | 14.1401 | 0.71492 | 14 | 0.85503
50310 | 8.84 | 1 | 365 | 10.036 | 0.31713 | 10 | 0.35315
43709 | 2.08 | 1 | 365 | 2.3614 | 0.13344 | 2 | 0.49486
39709 | 2.295 | 1 | 365 | 2.6055 | 0.87079 | 3 | 0.4763
45359 | 7.8 | 1 | 365 | 8.8553 | 0.75041 | 9 | 0.60572
39520 | 5.72 | 1 | 365 | 6.4939 | 0.61697 | 7 | 0.11086
42984 | 8.84 | 1 | 365 | 10.036 | 0.31713 | 10 | 0.35315
46003 | 4.42 | 1 | 365 | 5.018 | 0.15857 | 5 | 0.17658
41551 | 13.5 | 1 | 365 | 15.3265 | 0.29879 | 15 | 0.62529
38003 | 2.6 | 1 | 365 | 2.9518 | 0.9168 | 3 | 0.86857
40752 | 5.46 | 1 | 365 | 6.1987 | 0.72529 | 6 | 0.924
41831 | 11.7 | 1 | 365 | 13.283 | 0.12562 | 13 | 0.40858
43295 | 4.68 | 1 | 365 | 5.3132 | 0.050247 | 5 | 0.36343
41385 | 4.08 | 1 | 365 | 4.632 | 0.99252 | 5 | 0.62453
39957 | 2.805 | 1 | 365 | 3.1845 | 0.61986 | 3 | 0.80436
40411 | 3.12 | 1 | 365 | 3.5421 | 0.70016 | 4 | 0.24229
39424 | 12.19 | 1 | 365 | 13.8393 | 0.80609 | 14 | 0.64535
40261 | 7.8 | 1 | 365 | 8.8553 | 0.75041 | 9 | 0.60572
41872 | 4.16 | 1 | 365 | 4.7228 | 0.26689 | 4 | 0.98972
39053 | 12.48 | 1 | 365 | 14.1685 | 0.80066 | 14 | 0.96915
40197 | 4.94 | 1 | 365 | 5.6084 | 0.94193 | 6 | 0.55029
37591 | 8.32 | 1 | 365 | 9.4457 | 0.53377 | 9 | 0.97944
40021 | 3.9 | 1 | 365 | 4.4277 | 0.37521 | 4 | 0.80286
39572 | 2.08 | 1 | 365 | 2.3614 | 0.13344 | 2 | 0.49486
40169 | 10.2 | 1 | 365 | 11.58 | 0.98131 | 12 | 0.56133
45725 | 3.315 | 1 | 365 | 3.7635 | 0.36893 | 4 | 0.13243
41150 | 11.7 | 1 | 365 | 13.283 | 0.12562 | 13 | 0.40858
45732 | 3.06 | 1 | 365 | 3.474 | 0.49439 | 3 | 0.9684
42124 | 9.88 | 1 | 365 | 11.2167 | 0.88386 | 12 | 0.10058
41561 | 8.06 | 1 | 365 | 9.1505 | 0.64209 | 9 | 0.79258
45395 | 9.36 | 1 | 365 | 10.6264 | 0.10049 | 10 | 0.72686
39187 | 3.9 | 1 | 365 | 4.4277 | 0.37521 | 4 | 0.80286
39591 | 2.34 | 1 | 365 | 2.6566 | 0.025124 | 2 | 0.68172
38049 | 10.455 | 1 | 365 | 11.8695 | 0.85584 | 12 | 0.72536
40748 | 8.48 | 1 | 365 | 9.6273 | 0.082499 | 9 | 0.70981
38066 | 7.54 | 1 | 365 | 8.5601 | 0.85873 | 9 | 0.41886
39427 | 9.18 | 1 | 365 | 10.422 | 0.48318 | 10 | 0.90519
43183 | 14.535 | 1 | 365 | 16.5015 | 0.84836 | 17 | 0.34989
42043 | 7.02 | 1 | 365 | 7.9698 | 0.075371 | 8 | 0.045149
39494 | 6.5 | 1 | 365 | 7.3794 | 0.29201 | 7 | 0.67143
37730 | 7.395 | 1 | 365 | 8.3955 | 0.36145 | 8 | 0.75696
37595 | 9.62 | 1 | 365 | 10.9215 | 0.99217 | 11 | 0.91372
41445 | 7.54 | 1 | 365 | 8.5601 | 0.85873 | 9 | 0.41886
40145 | 6.24 | 1 | 365 | 7.0842 | 0.40033 | 7 | 0.48458
39319 | 7.905 | 1 | 365 | 8.9745 | 0.11051 | 9 | 0.085029
50722 | 12.74 | 1 | 365 | 14.4637 | 0.69234 | 15 | 0.15601
45036 | 5.335 | 1 | 365 | 6.0568 | 0.2966 | 6 | 0.3534
43757 | 5.72 | 1 | 365 | 6.4939 | 0.61697 | 7 | 0.11086
43271 | 5.67 | 1 | 365 | 6.4371 | 0.44549 | 6 | 0.88262
39725 | 11.18 | 1 | 365 | 12.6926 | 0.34226 | 13 | 0.034866
39150 | 10.455 | 1 | 365 | 11.8695 | 0.85584 | 12 | 0.72536
40090 | 7.02 | 1 | 365 | 7.9698 | 0.075371 | 8 | 0.045149
40630 | 5.1 | 1 | 365 | 5.79 | 0.49065 | 6 | 0.28066
40162 | 2.6 | 1 | 365 | 2.9518 | 0.9168 | 3 | 0.86857
40849 | 4.42 | 1 | 365 | 5.018 | 0.15857 | 5 | 0.17658
37908 | 12.22 | 1 | 365 | 13.8733 | 0.90898 | 14 | 0.7823
39600 | 6.095 | 1 | 365 | 6.9196 | 0.90305 | 7 | 0.82268
40624 | 13.52 | 1 | 365 | 15.3492 | 0.36738 | 15 | 0.71658
39638 | 6.76 | 1 | 365 | 7.6746 | 0.18369 | 7 | 0.85829
45902 | 7.54 | 1 | 365 | 8.5601 | 0.85873 | 9 | 0.41886
41364 | 4.68 | 1 | 365 | 5.3132 | 0.050247 | 5 | 0.36343
42991 | 3.64 | 1 | 365 | 4.1325 | 0.48353 | 4 | 0.616
39655 | 4.94 | 1 | 365 | 5.6084 | 0.94193 | 6 | 0.55029
39599 | 10.4 | 1 | 365 | 11.8071 | 0.66722 | 12 | 0.47429
39685 | 10.92 | 1 | 365 | 12.3974 | 0.45058 | 12 | 0.84801
39646 | 10.4 | 1 | 365 | 11.8071 | 0.66722 | 12 | 0.47429
45180 | 10.66 | 1 | 365 | 12.1023 | 0.5589 | 12 | 0.66115
45056 | 10.2 | 1 | 365 | 11.58 | 0.98131 | 12 | 0.56133
38372 | 8.06 | 1 | 365 | 9.1505 | 0.64209 | 9 | 0.79258
39693 | 7.54 | 1 | 365 | 8.5601 | 0.85873 | 9 | 0.41886
39948 | 13.26 | 1 | 365 | 15.054 | 0.4757 | 15 | 0.52973
40399 | 14.82 | 1 | 365 | 16.8251 | 0.82578 | 17 | 0.65087
45507 | 3.64 | 1 | 365 | 4.1325 | 0.48353 | 4 | 0.616
38095 | 4.68 | 1 | 365 | 5.3132 | 0.050247 | 5 | 0.36343
40640 | 9.69 | 1 | 365 | 11.001 | 0.23224 | 11 | 0.23326
39489 | 11.96 | 1 | 365 | 13.5781 | 0.017298 | 13 | 0.59544
39368 | 3.9 | 1 | 365 | 4.4277 | 0.37521 | 4 | 0.80286
48070 | 3.18 | 1 | 365 | 3.6102 | 0.90594 | 4 | 0.51618
39394 | 4.94 | 1 | 365 | 5.6084 | 0.94193 | 6 | 0.55029
41927 | 5.46 | 1 | 365 | 6.1987 | 0.72529 | 6 | 0.924
40857 | 4.505 | 1 | 365 | 5.1145 | 0.45008 | 5 | 0.56459
40248 | 7.905 | 1 | 365 | 8.9745 | 0.11051 | 9 | 0.085029
38294 | 4.68 | 1 | 365 | 5.3132 | 0.050247 | 5 | 0.36343
38823 | 8.32 | 1 | 365 | 9.4457 | 0.53377 | 9 | 0.97944
40425 | 13.26 | 1 | 365 | 15.054 | 0.4757 | 15 | 0.52973
38416 | 5.67 | 1 | 365 | 6.4371 | 0.44549 | 6 | 0.88262
38363 | 5.94 | 1 | 365 | 6.7437 | 0.37147 | 7 | 0.11513
38270 | 6.76 | 1 | 365 | 7.6746 | 0.18369 | 7 | 0.85829
45799 | 7.685 | 1 | 365 | 8.7247 | 0.35601 | 9 | 0.080765
38335 | 4.42 | 1 | 365 | 5.018 | 0.15857 | 5 | 0.17658
52693 | 7.02 | 1 | 365 | 7.9698 | 0.075371 | 8 | 0.045149
40045 | 5.2 | 1 | 365 | 5.9035 | 0.83361 | 6 | 0.73715
40629 | 14.04 | 1 | 365 | 15.9396 | 0.15074 | 16 | 0.090297
40370 | 4.16 | 1 | 365 | 4.7228 | 0.26689 | 4 | 0.98972
38611 | 7.54 | 1 | 365 | 8.5601 | 0.85873 | 9 | 0.41886
38952 | 4.94 | 1 | 365 | 5.6084 | 0.94193 | 6 | 0.55029
46562 | 6.76 | 1 | 365 | 7.6746 | 0.18369 | 7 | 0.85829
39381 | 12.48 | 1 | 365 | 14.1685 | 0.80066 | 14 | 0.96915
52602 | 4.59 | 1 | 365 | 5.211 | 0.74159 | 5 | 0.9526
41534 | 14.045 | 1 | 365 | 15.9452 | 0.16789 | 16 | 0.11312
40100 | 7.28 | 1 | 365 | 8.265 | 0.96705 | 9 | 0.23201
40829 | 11.7 | 1 | 365 | 13.283 | 0.12562 | 13 | 0.40858
39654 | 14.04 | 1 | 365 | 15.9396 | 0.15074 | 16 | 0.090297
45616 | 4.94 | 1 | 365 | 5.6084 | 0.94193 | 6 | 0.55029
40763 | 2.34 | 1 | 365 | 2.6566 | 0.025124 | 2 | 0.68172
48079 | 11.73 | 1 | 365 | 13.317 | 0.2285 | 13 | 0.54553
43597 | 8.32 | 1 | 365 | 9.4457 | 0.53377 | 9 | 0.97944
41935 | 8.84 | 1 | 365 | 10.036 | 0.31713 | 10 | 0.35315
39959 | 12.74 | 1 | 365 | 14.4637 | 0.69234 | 15 | 0.15601
43603 | 10.92 | 1 | 365 | 12.3974 | 0.45058 | 12 | 0.84801
37714 | 8.84 | 1 | 365 | 10.036 | 0.31713 | 10 | 0.35315
42279 | 17.94 | 1 | 365 | 20.3672 | 0.52595 | 20 | 0.89316
45940 | 6.63 | 1 | 365 | 7.527 | 0.73785 | 8 | 0.26486
42421 | 12.74 | 1 | 365 | 14.4637 | 0.69234 | 15 | 0.15601
45496 | 4.335 | 1 | 365 | 4.9215 | 0.86706 | 5 | 0.78856
39953 | 3.315 | 1 | 365 | 3.7635 | 0.36893 | 4 | 0.13243
41124 | 8.16 | 1 | 365 | 9.264 | 0.98505 | 10 | 0.24906
41448 | 3.9 | 1 | 365 | 4.4277 | 0.37521 | 4 | 0.80286
40609 | 11.18 | 1 | 365 | 12.6926 | 0.34226 | 13 | 0.034866
39052 | 6.375 | 1 | 365 | 7.2375 | 0.86332 | 8 | 0.10083
45521 | 9.1 | 1 | 365 | 10.3312 | 0.20881 | 10 | 0.54001
43679 | 4.94 | 1 | 365 | 5.6084 | 0.94193 | 6 | 0.55029
41771 | 9.18 | 1 | 365 | 10.422 | 0.48318 | 10 | 0.90519
43128 | 7.8 | 1 | 365 | 8.8553 | 0.75041 | 9 | 0.60572
38944 | 6.24 | 1 | 365 | 7.0842 | 0.40033 | 7 | 0.48458
45747 | 13.78 | 1 | 365 | 15.6444 | 0.25906 | 15 | 0.90344
39560 | 7.65 | 1 | 365 | 8.685 | 0.23598 | 8 | 0.921
46154 | 8.32 | 1 | 365 | 9.4457 | 0.53377 | 9 | 0.97944
50594 | 7.65 | 1 | 365 | 8.685 | 0.23598 | 8 | 0.921
50466 | 9.62 | 1 | 365 | 10.9215 | 0.99217 | 11 | 0.91372
41390 | 8.67 | 1 | 365 | 9.843 | 0.73411 | 10 | 0.57713
45075 | 6.63 | 1 | 365 | 7.527 | 0.73785 | 8 | 0.26486
41721 | 6.24 | 1 | 365 | 7.0842 | 0.40033 | 7 | 0.48458
39398 | 4.42 | 1 | 365 | 5.018 | 0.15857 | 5 | 0.17658
47937 | 3.315 | 1 | 365 | 3.7635 | 0.36893 | 4 | 0.13243
48431 | 14.045 | 1 | 365 | 15.9452 | 0.16789 | 16 | 0.11312
41270 | 11.13 | 1 | 365 | 12.6358 | 0.17078 | 12 | 0.80662
43181 | 4.08 | 1 | 365 | 4.632 | 0.99252 | 5 | 0.62453
40956 | 10.92 | 1 | 365 | 12.3974 | 0.45058 | 12 | 0.84801
41228 | 3.06 | 1 | 365 | 3.474 | 0.49439 | 3 | 0.9684
48368 | 9.62 | 1 | 365 | 10.9215 | 0.99217 | 11 | 0.91372
40080 | 8.32 | 1 | 365 | 9.4457 | 0.53377 | 9 | 0.97944
43678 | 7.02 | 1 | 365 | 7.9698 | 0.075371 | 8 | 0.045149
40813 | 12.19 | 1 | 365 | 13.8393 | 0.80609 | 14 | 0.64535
39567 | 8.84 | 1 | 365 | 10.036 | 0.31713 | 10 | 0.35315
42118 | 5.72 | 1 | 365 | 6.4939 | 0.61697 | 7 | 0.11086
50524 | 13.78 | 1 | 365 | 15.6444 | 0.25906 | 15 | 0.90344
39596 | 6.24 | 1 | 365 | 7.0842 | 0.40033 | 7 | 0.48458
39340 | 6.24 | 1 | 365 | 7.0842 | 0.40033 | 7 | 0.48458
39493 | 12.48 | 1 | 365 | 14.1685 | 0.80066 | 14 | 0.96915
39680 | 3.12 | 1 | 365 | 3.5421 | 0.70016 | 4 | 0.24229
40978 | 11.73 | 1 | 365 | 13.317 | 0.2285 | 13 | 0.54553
41571 | 6.76 | 1 | 365 | 7.6746 | 0.18369 | 7 | 0.85829
38352 | 3.9 | 1 | 365 | 4.4277 | 0.37521 | 4 | 0.80286
40270 | 15.86 | 1 | 365 | 18.0058 | 0.3925 | 18 | 0.3983
42206 | 9.1 | 1 | 365 | 10.3312 | 0.20881 | 10 | 0.54001
40804 | 19.875 | 1 | 365 | 22.564 | 0.16211 | 22 | 0.72612
43760 | 8.06 | 1 | 365 | 9.1505 | 0.64209 | 9 | 0.79258
40108 | 6.76 | 1 | 365 | 7.6746 | 0.18369 | 7 | 0.85829
50628 | 18.46 | 1 | 365 | 20.9576 | 0.30931 | 21 | 0.26687
38895 | 8.06 | 1 | 365 | 9.1505 | 0.64209 | 9 | 0.79258
43767 | 3.57 | 1 | 365 | 4.053 | 0.24346 | 4 | 0.29646
40101 | 7.8 | 1 | 365 | 8.8553 | 0.75041 | 9 | 0.60572
39359 | 12.74 | 1 | 365 | 14.4637 | 0.69234 | 15 | 0.15601
47912 | 10.965 | 1 | 365 | 12.4485 | 0.60491 | 13 | 0.053427
39015 | 2.34 | 1 | 365 | 2.6566 | 0.025124 | 2 | 0.68172
50315 | 4.59 | 1 | 365 | 5.211 | 0.74159 | 5 | 0.9526
38822 | 8.58 | 1 | 365 | 9.7408 | 0.42545 | 10 | 0.16629
37800 | 3.38 | 1 | 365 | 3.8373 | 0.59185 | 4 | 0.42915
39366 | 3.06 | 1 | 365 | 3.474 | 0.49439 | 3 | 0.9684
40527 | 3.12 | 1 | 365 | 3.5421 | 0.70016 | 4 | 0.24229
41787 | 12.75 | 1 | 365 | 14.475 | 0.72663 | 15 | 0.20166
40907 | 5.2 | 1 | 365 | 5.9035 | 0.83361 | 6 | 0.73715
41215 | 8.32 | 1 | 365 | 9.4457 | 0.53377 | 9 | 0.97944
40641 | 4.16 | 1 | 365 | 4.7228 | 0.26689 | 4 | 0.98972
40633 | 9.1 | 1 | 365 | 10.3312 | 0.20881 | 10 | 0.54001
38968 | 9.88 | 1 | 365 | 11.2167 | 0.88386 | 12 | 0.10058
39063 | 7.8 | 1 | 365 | 8.8553 | 0.75041 | 9 | 0.60572
39495 | 5.72 | 1 | 365 | 6.4939 | 0.61697 | 7 | 0.11086
39248 | 9.36 | 1 | 365 | 10.6264 | 0.10049 | 10 | 0.72686
41275 | 5.2 | 1 | 365 | 5.9035 | 0.83361 | 6 | 0.73715
40192 | 5.98 | 1 | 365 | 6.7891 | 0.50865 | 7 | 0.29772
40138 | 5.2 | 1 | 365 | 5.9035 | 0.83361 | 6 | 0.73715
38531 | 4.94 | 1 | 365 | 5.6084 | 0.94193 | 6 | 0.55029
42583 | 16.38 | 1 | 365 | 18.5961 | 0.17587 | 18 | 0.77201
38921 | 5.98 | 1 | 365 | 6.7891 | 0.50865 | 7 | 0.29772
38390 | 3.9 | 1 | 365 | 4.4277 | 0.37521 | 4 | 0.80286
39180 | 4.16 | 1 | 365 | 4.7228 | 0.26689 | 4 | 0.98972
43153 | 4.59 | 1 | 365 | 5.211 | 0.74159 | 5 | 0.9526
45775 | 6.885 | 1 | 365 | 7.8165 | 0.61238 | 8 | 0.4289
40015 | 9.36 | 1 | 365 | 10.6264 | 0.10049 | 10 | 0.72686
39090 | 6.76 | 1 | 365 | 7.6746 | 0.18369 | 7 | 0.85829
41515 | 3.12 | 1 | 365 | 3.5421 | 0.70016 | 4 | 0.24229
45072 | 4.845 | 1 | 365 | 5.5005 | 0.61612 | 6 | 0.11663
41054 | 2.86 | 1 | 365 | 3.2469 | 0.80848 | 4 | 0.055431
42359 | 5.2 | 1 | 365 | 5.9035 | 0.83361 | 6 | 0.73715
39402 | 10.66 | 1 | 365 | 12.1023 | 0.5589 | 12 | 0.66115
40147 | 8.84 | 1 | 365 | 10.036 | 0.31713 | 10 | 0.35315
45655 | 4.68 | 1 | 365 | 5.3132 | 0.050247 | 5 | 0.36343
41130 | 8.32 | 1 | 365 | 9.4457 | 0.53377 | 9 | 0.97944
45151 | 5.83 | 1 | 365 | 6.6188 | 0.99422 | 7 | 0.61299
41015 | 6.24 | 1 | 365 | 7.0842 | 0.40033 | 7 | 0.48458
43801 | 3.06 | 1 | 365 | 3.474 | 0.49439 | 3 | 0.9684
41157 | 14.04 | 1 | 365 | 15.9396 | 0.15074 | 16 | 0.090297
40877 | 5.67 | 1 | 365 | 6.4371 | 0.44549 | 6 | 0.88262
46164 | 10.71 | 1 | 365 | 12.159 | 0.73037 | 12 | 0.88939
40760 | 14.56 | 1 | 365 | 16.5299 | 0.9341 | 17 | 0.46401
43747 | 11.18 | 1 | 365 | 12.6926 | 0.34226 | 13 | 0.034866
50626 | 3.64 | 1 | 365 | 4.1325 | 0.48353 | 4 | 0.616
40057 | 13 | 1 | 365 | 14.7588 | 0.58402 | 15 | 0.34287
41697 | 12.48 | 1 | 365 | 14.1685 | 0.80066 | 14 | 0.96915
39385 | 10.14 | 1 | 365 | 11.5119 | 0.77554 | 12 | 0.28744
47906 | 12.72 | 1 | 365 | 14.441 | 0.62375 | 15 | 0.064714
50538 | 9.88 | 1 | 365 | 11.2167 | 0.88386 | 12 | 0.10058
41548 | 4.59 | 1 | 365 | 5.211 | 0.74159 | 5 | 0.9526
39246 | 6.24 | 1 | 365 | 7.0842 | 0.40033 | 7 | 0.48458
45722 | 4.68 | 1 | 365 | 5.3132 | 0.050247 | 5 | 0.36343
45455 | 6.885 | 1 | 365 | 7.8165 | 0.61238 | 8 | 0.4289
40632 | 12.495 | 1 | 365 | 14.1855 | 0.8521 | 15 | 0.037626
50321 | 7.02 | 1 | 365 | 7.9698 | 0.075371 | 8 | 0.045149
50342 | 4.335 | 1 | 365 | 4.9215 | 0.86706 | 5 | 0.78856
39432 | 5.2 | 1 | 365 | 5.9035 | 0.83361 | 6 | 0.73715
41762 | 4.59 | 1 | 365 | 5.211 | 0.74159 | 5 | 0.9526
39557 | 11.7 | 1 | 365 | 13.283 | 0.12562 | 13 | 0.40858
41720 | 6.12 | 1 | 365 | 6.948 | 0.98878 | 7 | 0.9368
42007 | 7.65 | 1 | 365 | 8.685 | 0.23598 | 8 | 0.921
42065 | 8.06 | 1 | 365 | 9.1505 | 0.64209 | 9 | 0.79258
41297 | 4.68 | 1 | 365 | 5.3132 | 0.050247 | 5 | 0.36343
41986 | 5.2 | 1 | 365 | 5.9035 | 0.83361 | 6 | 0.73715
47477 | 5.72 | 1 | 365 | 6.4939 | 0.61697 | 7 | 0.11086
38217 | 10.14 | 1 | 365 | 11.5119 | 0.77554 | 12 | 0.28744
40131 | 3.38 | 1 | 365 | 3.8373 | 0.59185 | 4 | 0.42915
39138 | 13.78 | 1 | 365 | 15.6444 | 0.25906 | 15 | 0.90344
39055 | 10.71 | 1 | 365 | 12.159 | 0.73037 | 12 | 0.88939
45382 | 7.28 | 1 | 365 | 8.265 | 0.96705 | 9 | 0.23201
38716 | 2.6 | 1 | 365 | 2.9518 | 0.9168 | 3 | 0.86857
39233 | 10.14 | 1 | 365 | 11.5119 | 0.77554 | 12 | 0.28744
39451 | 13.52 | 1 | 365 | 15.3492 | 0.36738 | 15 | 0.71658
45658 | 21 | 1 | 365 | 23.8412 | 0.02034 | 23 | 0.86156
39267 | 12.19 | 1 | 365 | 13.8393 | 0.80609 | 14 | 0.64535
39390 | 7.02 | 1 | 365 | 7.9698 | 0.075371 | 8 | 0.045149
45342 | 6.12 | 1 | 365 | 6.948 | 0.98878 | 7 | 0.9368
41873 | 4.68 | 1 | 365 | 5.3132 | 0.050247 | 5 | 0.36343
43348 | 5.61 | 1 | 365 | 6.369 | 0.23972 | 6 | 0.60873
39529 | 4.94 | 1 | 365 | 5.6084 | 0.94193 | 6 | 0.55029
45360 | 4.335 | 1 | 365 | 4.9215 | 0.86706 | 5 | 0.78856
45891 | 7.395 | 1 | 365 | 8.3955 | 0.36145 | 8 | 0.75696
37832 | 5.2 | 1 | 365 | 5.9035 | 0.83361 | 6 | 0.73715
39113 | 3.9 | 1 | 365 | 4.4277 | 0.37521 | 4 | 0.80286
42234 | 10.965 | 1 | 365 | 12.4485 | 0.60491 | 13 | 0.053427
39291 | 9.1 | 1 | 365 | 10.3312 | 0.20881 | 10 | 0.54001
42053 | 8.58 | 1 | 365 | 9.7408 | 0.42545 | 10 | 0.16629
41979 | 6.5 | 1 | 365 | 7.3794 | 0.29201 | 7 | 0.67143
41399 | 7.28 | 1 | 365 | 8.265 | 0.96705 | 9 | 0.23201
40971 | 3.38 | 1 | 365 | 3.8373 | 0.59185 | 4 | 0.42915
45695 | 8.16 | 1 | 365 | 9.264 | 0.98505 | 10 | 0.24906
40167 | 8.06 | 1 | 365 | 9.1505 | 0.64209 | 9 | 0.79258
40352 | 8.84 | 1 | 365 | 10.036 | 0.31713 | 10 | 0.35315
50694 | 5.2 | 1 | 365 | 5.9035 | 0.83361 | 6 | 0.73715
50486 | 4.335 | 1 | 365 | 4.9215 | 0.86706 | 5 | 0.78856
39331 | 4.505 | 1 | 365 | 5.1145 | 0.45008 | 5 | 0.56459
39507 | 5.46 | 1 | 365 | 6.1987 | 0.72529 | 6 | 0.924
41557 | 9.88 | 1 | 365 | 11.2167 | 0.88386 | 12 | 0.10058
40072 | 6.76 | 1 | 365 | 7.6746 | 0.18369 | 7 | 0.85829
37891 | 5.98 | 1 | 365 | 6.7891 | 0.50865 | 7 | 0.29772
50244 | 2.65 | 1 | 365 | 3.0085 | 0.088281 | 3 | 0.096815
42419 | 7.8 | 1 | 365 | 8.8553 | 0.75041 | 9 | 0.60572
40820 | 9.36 | 1 | 365 | 10.6264 | 0.10049 | 10 | 0.72686
45376 | 5.72 | 1 | 365 | 6.4939 | 0.61697 | 7 | 0.11086
32154 | 7.02 | 1 | 365 | 7.9698 | 0.075371 | 8 | 0.045149
39727 | 9.62 | 1 | 365 | 10.9215 | 0.99217 | 11 | 0.91372
53355 | 3.64 | 1 | 365 | 4.1325 | 0.48353 | 4 | 0.616
40628 | 3.12 | 1 | 365 | 3.5421 | 0.70016 | 4 | 0.24229
53311 | 10 | 1 | 365 | 11.353 | 0.2954 | 11 | 0.64836
53423 | 3.12 | 1 | 365 | 3.5421 | 0.70016 | 4 | 0.24229
41319 | 9.88 | 1 | 365 | 11.2167 | 0.88386 | 12 | 0.10058
38120 | 8.58 | 1 | 365 | 9.7408 | 0.42545 | 10 | 0.16629
40096 | 9.72 | 1 | 365 | 11.0351 | 0.33513 | 11 | 0.37021
40657 | 8.06 | 1 | 365 | 9.1505 | 0.64209 | 9 | 0.79258
39021 | 13.78 | 1 | 365 | 15.6444 | 0.25906 | 15 | 0.90344
50253 | 6.625 | 1 | 365 | 7.5213 | 0.7207 | 8 | 0.24204
40282 | 9.88 | 1 | 365 | 11.2167 | 0.88386 | 12 | 0.10058
41477 | 2.86 | 1 | 365 | 3.2469 | 0.80848 | 4 | 0.055431
56365 | 5.28 | 1 | 365 | 5.9944 | 0.10797 | 6 | 0.10233
45483 | 7.54 | 1 | 365 | 8.5601 | 0.85873 | 9 | 0.41886
39241 | 8.84 | 1 | 365 | 10.036 | 0.31713 | 10 | 0.35315
34876 | 251.395 | 0.9 | 365 | 256.867 | 0.95229 | 257 | 0.81925
40716 | 4.505 | 1 | 365 | 5.1145 | 0.45008 | 5 | 0.56459
49906 | 7.2 | 1 | 365 | 8.1741 | 0.69269 | 8 | 0.86682
49483 | 6.48 | 1 | 365 | 7.3567 | 0.22342 | 7 | 0.58014
50691 | 11.2 | 1 | 365 | 12.7153 | 0.41085 | 13 | 0.12616
54543 | 7.875 | 1 | 365 | 8.9405 | 0.0076275 | 8 | 0.94808
54527 | 6.38 | 1 | 365 | 7.2432 | 0.88047 | 8 | 0.12365
46905 | 7.56 | 1 | 365 | 8.5828 | 0.92732 | 9 | 0.51016
43022 | 5.1 | 1 | 365 | 5.79 | 0.49065 | 6 | 0.28066
50330 | 6.63 | 1 | 365 | 7.527 | 0.73785 | 8 | 0.26486
42356 | 9.43 | 1 | 365 | 10.7058 | 0.34056 | 11 | 0.046403
39686 | 6.76 | 1 | 365 | 7.6746 | 0.18369 | 7 | 0.85829
37722 | 7.54 | 1 | 365 | 8.5601 | 0.85873 | 9 | 0.41886
43752 | 10.66 | 1 | 365 | 12.1023 | 0.5589 | 12 | 0.66115
40046 | 6.76 | 1 | 365 | 7.6746 | 0.18369 | 7 | 0.85829
48497 | 5.72 | 1 | 365 | 6.4939 | 0.61697 | 7 | 0.11086
45705 | 4.42 | 1 | 365 | 5.018 | 0.15857 | 5 | 0.17658
38884 | 4.68 | 1 | 365 | 5.3132 | 0.050247 | 5 | 0.36343
50445 | 8.16 | 1 | 365 | 9.264 | 0.98505 | 10 | 0.24906
40474 | 12.74 | 1 | 365 | 14.4637 | 0.69234 | 15 | 0.15601
40051 | 2.6 | 1 | 365 | 2.9518 | 0.9168 | 3 | 0.86857
48384 | 9.945 | 1 | 365 | 11.2905 | 0.10678 | 11 | 0.39729
42028 | 4.16 | 1 | 365 | 4.7228 | 0.26689 | 4 | 0.98972
40588 | 10.92 | 1 | 365 | 12.3974 | 0.45058 | 12 | 0.84801
42256 | 11.18 | 1 | 365 | 12.6926 | 0.34226 | 13 | 0.034866
40216 | 3.57 | 1 | 365 | 4.053 | 0.24346 | 4 | 0.29646
46219 | 4.335 | 1 | 365 | 4.9215 | 0.86706 | 5 | 0.78856
38661 | 7.28 | 1 | 365 | 8.265 | 0.96705 | 9 | 0.23201
45391 | 3.9 | 1 | 365 | 4.4277 | 0.37521 | 4 | 0.80286
39508 | 3.825 | 1 | 365 | 4.3425 | 0.11799 | 4 | 0.4605
41740 | 6.24 | 1 | 365 | 7.0842 | 0.40033 | 7 | 0.48458
50632 | 2.7 | 1 | 365 | 3.0653 | 0.25976 | 3 | 0.32506
39460 | 5.46 | 1 | 365 | 6.1987 | 0.72529 | 6 | 0.924
40677 | 6.625 | 1 | 365 | 7.5213 | 0.7207 | 8 | 0.24204
41997 | 3.445 | 1 | 365 | 3.9111 | 0.81477 | 4 | 0.72586
40729 | 15.9 | 1 | 365 | 18.0512 | 0.52969 | 18 | 0.58089
39612 | 6.24 | 1 | 365 | 7.0842 | 0.40033 | 7 | 0.48458
40585 | 5.865 | 1 | 365 | 6.6585 | 0.11425 | 6 | 0.77276
40322 | 7.02 | 1 | 365 | 7.9698 | 0.075371 | 8 | 0.045149
41916 | 6.375 | 1 | 365 | 7.2375 | 0.86332 | 8 | 0.10083
45365 | 8.415 | 1 | 365 | 9.5535 | 0.85958 | 10 | 0.41309
38810 | 9.88 | 1 | 365 | 11.2167 | 0.88386 | 12 | 0.10058
48012 | 11.475 | 1 | 365 | 13.0275 | 0.35397 | 13 | 0.38149
47560 | 9.1 | 1 | 365 | 10.3312 | 0.20881 | 10 | 0.54001
38802 | 7.42 | 1 | 365 | 8.4239 | 0.44719 | 8 | 0.87108
45611 | 5.61 | 1 | 365 | 6.369 | 0.23972 | 6 | 0.60873
38179 | 7.02 | 1 | 365 | 7.9698 | 0.075371 | 8 | 0.045149
48062 | 11.985 | 1 | 365 | 13.6065 | 0.10304 | 13 | 0.70956
48393 | 3.825 | 1 | 365 | 4.3425 | 0.11799 | 4 | 0.4605
45299 | 3.38 | 1 | 365 | 3.8373 | 0.59185 | 4 | 0.42915
41573 | 8.32 | 1 | 365 | 9.4457 | 0.53377 | 9 | 0.97944
45651 | 6.24 | 1 | 365 | 7.0842 | 0.40033 | 7 | 0.48458
41569 | 7.02 | 1 | 365 | 7.9698 | 0.075371 | 8 | 0.045149
41491 | 10.4 | 1 | 365 | 11.8071 | 0.66722 | 12 | 0.47429
40049 | 4.59 | 1 | 365 | 5.211 | 0.74159 | 5 | 0.9526
39540 | 7.8 | 1 | 365 | 8.8553 | 0.75041 | 9 | 0.60572
41656 | 7.14 | 1 | 365 | 8.106 | 0.48692 | 8 | 0.59293
39634 | 5.2 | 1 | 365 | 5.9035 | 0.83361 | 6 | 0.73715
38177 | 6.24 | 1 | 365 | 7.0842 | 0.40033 | 7 | 0.48458
39404 | 12.48 | 1 | 365 | 14.1685 | 0.80066 | 14 | 0.96915
39159 | 2.04 | 1 | 365 | 2.316 | 0.99626 | 3 | 0.31227
43748 | 4.16 | 1 | 365 | 4.7228 | 0.26689 | 4 | 0.98972
45468 | 3.38 | 1 | 365 | 3.8373 | 0.59185 | 4 | 0.42915
39149 | 7.28 | 1 | 365 | 8.265 | 0.96705 | 9 | 0.23201
39100 | 7.8 | 1 | 365 | 8.8553 | 0.75041 | 9 | 0.60572
43700 | 8.32 | 1 | 365 | 9.4457 | 0.53377 | 9 | 0.97944
39386 | 8.64 | 1 | 365 | 9.809 | 0.63123 | 10 | 0.44018
41883 | 14.04 | 1 | 365 | 15.9396 | 0.15074 | 16 | 0.090297
41880 | 2.805 | 1 | 365 | 3.1845 | 0.61986 | 3 | 0.80436
53800 | 7.395 | 1 | 365 | 8.3955 | 0.36145 | 8 | 0.75696
40553 | 4.08 | 1 | 365 | 4.632 | 0.99252 | 5 | 0.62453
53753 | 8.58 | 1 | 365 | 9.7408 | 0.42545 | 10 | 0.16629
53875 | 4.08 | 1 | 365 | 4.632 | 0.99252 | 5 | 0.62453
40314 | 9.1 | 1 | 365 | 10.3312 | 0.20881 | 10 | 0.54001
53879 | 4.08 | 1 | 365 | 4.632 | 0.99252 | 5 | 0.62453
45003 | 7.155 | 1 | 365 | 8.123 | 0.53836 | 8 | 0.6614
53883 | 9.435 | 1 | 365 | 10.7115 | 0.35771 | 11 | 0.069228
48376 | 6.63 | 1 | 365 | 7.527 | 0.73785 | 8 | 0.26486
42042 | 5.72 | 1 | 365 | 6.4939 | 0.61697 | 7 | 0.11086
50475 | 4.08 | 1 | 365 | 4.632 | 0.99252 | 5 | 0.62453
47570 | 11.18 | 1 | 365 | 12.6926 | 0.34226 | 13 | 0.034866
40341 | 4.94 | 1 | 365 | 5.6084 | 0.94193 | 6 | 0.55029
50611 | 5.72 | 1 | 365 | 6.4939 | 0.61697 | 7 | 0.11086
40653 | 4.68 | 1 | 365 | 5.3132 | 0.050247 | 5 | 0.36343
53164 | 7.54 | 1 | 365 | 8.5601 | 0.85873 | 9 | 0.41886
42103 | 14.04 | 1 | 365 | 15.9396 | 0.15074 | 16 | 0.090297
46041 | 2.04 | 1 | 365 | 2.316 | 0.99626 | 3 | 0.31227
47449 | 5.1 | 1 | 365 | 5.79 | 0.49065 | 6 | 0.28066
41257 | 14.04 | 1 | 365 | 15.9396 | 0.15074 | 16 | 0.090297
50361 | 3.57 | 1 | 365 | 4.053 | 0.24346 | 4 | 0.29646
41205 | 7.8 | 1 | 365 | 8.8553 | 0.75041 | 9 | 0.60572
41032 | 7.54 | 1 | 365 | 8.5601 | 0.85873 | 9 | 0.41886
39057 | 12.495 | 1 | 365 | 14.1855 | 0.8521 | 15 | 0.037626
45146 | 4.16 | 1 | 365 | 4.7228 | 0.26689 | 4 | 0.98972
45104 | 6.24 | 1 | 365 | 7.0842 | 0.40033 | 7 | 0.48458
43742 | 7.8 | 1 | 365 | 8.8553 | 0.75041 | 9 | 0.60572
43782 | 4.42 | 1 | 365 | 5.018 | 0.15857 | 5 | 0.17658
38148 | 5.2 | 1 | 365 | 5.9035 | 0.83361 | 6 | 0.73715
39618 | 13.52 | 1 | 365 | 15.3492 | 0.36738 | 15 | 0.71658
42379 | 9.36 | 1 | 365 | 10.6264 | 0.10049 | 10 | 0.72686
39454 | 3.12 | 1 | 365 | 3.5421 | 0.70016 | 4 | 0.24229
39984 | 6.5 | 1 | 365 | 7.3794 | 0.29201 | 7 | 0.67143
45476 | 3.12 | 1 | 365 | 3.5421 | 0.70016 | 4 | 0.24229
39926 | 8.06 | 1 | 365 | 9.1505 | 0.64209 | 9 | 0.79258
40599 | 5.72 | 1 | 365 | 6.4939 | 0.61697 | 7 | 0.11086
41408 | 13.52 | 1 | 365 | 15.3492 | 0.36738 | 15 | 0.71658
39636 | 7.02 | 1 | 365 | 7.9698 | 0.075371 | 8 | 0.045149
40163 | 4.86 | 1 | 365 | 5.5175 | 0.66756 | 6 | 0.1851
50302 | 5.2 | 1 | 365 | 5.9035 | 0.83361 | 6 | 0.73715
45297 | 11.44 | 1 | 365 | 12.9878 | 0.23394 | 13 | 0.22172
40532 | 11.475 | 1 | 365 | 13.0275 | 0.35397 | 13 | 0.38149
41999 | 4.94 | 1 | 365 | 5.6084 | 0.94193 | 6 | 0.55029
51224 | 2.4 | 1 | 365 | 2.7247 | 0.2309 | 2 | 0.95561
41295 | 13.52 | 1 | 365 | 15.3492 | 0.36738 | 15 | 0.71658
42858 | 5.3 | 1 | 365 | 6.0171 | 0.17656 | 6 | 0.19363
50501 | 3.64 | 1 | 365 | 4.1325 | 0.48353 | 4 | 0.616
43041 | 10.14 | 1 | 365 | 11.5119 | 0.77554 | 12 | 0.28744
39437 | 11.96 | 1 | 365 | 13.5781 | 0.017298 | 13 | 0.59544
39182 | 5.72 | 1 | 365 | 6.4939 | 0.61697 | 7 | 0.11086
45993 | 8.67 | 1 | 365 | 9.843 | 0.73411 | 10 | 0.57713
39207 | 4.16 | 1 | 365 | 4.7228 | 0.26689 | 4 | 0.98972
41226 | 4.42 | 1 | 365 | 5.018 | 0.15857 | 5 | 0.17658
37818 | 3.51 | 1 | 365 | 3.9849 | 0.037685 | 4 | 0.022574
40065 | 2.34 | 1 | 365 | 2.6566 | 0.025124 | 2 | 0.68172
40560 | 13 | 1 | 365 | 14.7588 | 0.58402 | 15 | 0.34287
42259 | 7.6 | 1 | 365 | 8.6282 | 0.064504 | 8 | 0.69275
45717 | 5.35 | 1 | 365 | 6.0738 | 0.34804 | 6 | 0.42187
41822 | 8.06 | 1 | 365 | 9.1505 | 0.64209 | 9 | 0.79258
39691 | 2.6 | 1 | 365 | 2.9518 | 0.9168 | 3 | 0.86857
39257 | 12.48 | 1 | 365 | 14.1685 | 0.80066 | 14 | 0.96915
49840 | 9.1 | 1 | 365 | 10.3312 | 0.20881 | 10 | 0.54001
47351 | 3.9 | 1 | 365 | 4.4277 | 0.37521 | 4 | 0.80286
40615 | 5.2 | 1 | 365 | 5.9035 | 0.83361 | 6 | 0.73715
41814 | 9.36 | 1 | 365 | 10.6264 | 0.10049 | 10 | 0.72686
45641 | 9.18 | 1 | 365 | 10.422 | 0.48318 | 10 | 0.90519
53185 | 8.215 | 1 | 365 | 9.3265 | 0.17367 | 9 | 0.50013
45650 | 8.16 | 1 | 365 | 9.264 | 0.98505 | 10 | 0.24906
53198 | 2.385 | 1 | 365 | 2.7077 | 0.17945 | 2 | 0.88713
53250 | 5.83 | 1 | 365 | 6.6188 | 0.99422 | 7 | 0.61299
53269 | 3.71 | 1 | 365 | 4.2119 | 0.72359 | 4 | 0.93554
53288 | 4.505 | 1 | 365 | 5.1145 | 0.45008 | 5 | 0.56459
53178 | 5.3 | 1 | 365 | 6.0171 | 0.17656 | 6 | 0.19363
53610 | 5.565 | 1 | 365 | 6.3179 | 0.08539 | 6 | 0.40331
40459 | 6.36 | 1 | 365 | 7.2205 | 0.81187 | 8 | 0.032357
53639 | 7.95 | 1 | 365 | 9.0256 | 0.26484 | 9 | 0.29045
47438 | 10.66 | 1 | 365 | 12.1023 | 0.5589 | 12 | 0.66115
49640 | 3.3 | 1 | 365 | 3.7465 | 0.31748 | 4 | 0.063959
50340 | 6.12 | 1 | 365 | 6.948 | 0.98878 | 7 | 0.9368
45303 | 9.36 | 1 | 365 | 10.6264 | 0.10049 | 10 | 0.72686
49506 | 3.9 | 1 | 365 | 4.4277 | 0.37521 | 4 | 0.80286
39673 | 8.32 | 1 | 365 | 9.4457 | 0.53377 | 9 | 0.97944
50218 | 6.24 | 1 | 365 | 7.0842 | 0.40033 | 7 | 0.48458
39416 | 5.98 | 1 | 365 | 6.7891 | 0.50865 | 7 | 0.29772
40614 | 5.72 | 1 | 365 | 6.4939 | 0.61697 | 7 | 0.11086
41829 | 4.68 | 1 | 365 | 5.3132 | 0.050247 | 5 | 0.36343
40086 | 6.5 | 1 | 365 | 7.3794 | 0.29201 | 7 | 0.67143
43315 | 5.46 | 1 | 365 | 6.1987 | 0.72529 | 6 | 0.924
48435 | 7.8 | 1 | 365 | 8.8553 | 0.75041 | 9 | 0.60572
41693 | 7.02 | 1 | 365 | 7.9698 | 0.075371 | 8 | 0.045149
39657 | 4.68 | 1 | 365 | 5.3132 | 0.050247 | 5 | 0.36343
43269 | 4.68 | 1 | 365 | 5.3132 | 0.050247 | 5 | 0.36343
39370 | 2.55 | 1 | 365 | 2.895 | 0.74533 | 3 | 0.64033
49497 | 5.2 | 1 | 365 | 5.9035 | 0.83361 | 6 | 0.73715
47781 | 8.415 | 1 | 365 | 9.5535 | 0.85958 | 10 | 0.41309
50402 | 6.885 | 1 | 365 | 7.8165 | 0.61238 | 8 | 0.4289
40550 | 12.48 | 1 | 365 | 14.1685 | 0.80066 | 14 | 0.96915
39954 | 8.84 | 1 | 365 | 10.036 | 0.31713 | 10 | 0.35315
37792 | 7.54 | 1 | 365 | 8.5601 | 0.85873 | 9 | 0.41886
43848 | 4.05 | 1 | 365 | 4.5979 | 0.88964 | 5 | 0.48759
45887 | 2.86 | 1 | 365 | 3.2469 | 0.80848 | 4 | 0.055431
47469 | 7.14 | 1 | 365 | 8.106 | 0.48692 | 8 | 0.59293
50314 | 5.1 | 1 | 365 | 5.79 | 0.49065 | 6 | 0.28066
48458 | 10.07 | 1 | 365 | 11.4324 | 0.53547 | 11 | 0.9679
39589 | 4.845 | 1 | 365 | 5.5005 | 0.61612 | 6 | 0.11663
45629 | 13.77 | 1 | 365 | 15.633 | 0.22477 | 15 | 0.85779
50490 | 8.32 | 1 | 365 | 9.4457 | 0.53377 | 9 | 0.97944
42589 | 4.05 | 1 | 365 | 4.5979 | 0.88964 | 5 | 0.48759
47444 | 2.43 | 1 | 365 | 2.7588 | 0.33378 | 3 | 0.092551
38047 | 5.72 | 1 | 365 | 6.4939 | 0.61697 | 7 | 0.11086
50583 | 5.46 | 1 | 365 | 6.1987 | 0.72529 | 6 | 0.924
43601 | 5.2 | 1 | 365 | 5.9035 | 0.83361 | 6 | 0.73715
46036 | 8.58 | 1 | 365 | 9.7408 | 0.42545 | 10 | 0.16629
50249 | 8.06 | 1 | 365 | 9.1505 | 0.64209 | 9 | 0.79258
39942 | 8.415 | 1 | 365 | 9.5535 | 0.85958 | 10 | 0.41309
45693 | 9.435 | 1 | 365 | 10.7115 | 0.35771 | 11 | 0.069228
40984 | 4.16 | 1 | 365 | 4.7228 | 0.26689 | 4 | 0.98972
40503 | 2.6 | 1 | 365 | 2.9518 | 0.9168 | 3 | 0.86857
45763 | 6.89 | 1 | 365 | 7.8222 | 0.62953 | 8 | 0.45172
43720 | 4.335 | 1 | 365 | 4.9215 | 0.86706 | 5 | 0.78856
50210 | 8.06 | 1 | 365 | 9.1505 | 0.64209 | 9 | 0.79258
42179 | 6.5 | 1 | 365 | 7.3794 | 0.29201 | 7 | 0.67143
39339 | 5.565 | 1 | 365 | 6.3179 | 0.08539 | 6 | 0.40331
50270 | 7.65 | 1 | 365 | 8.685 | 0.23598 | 8 | 0.921
47850 | 4.59 | 1 | 365 | 5.211 | 0.74159 | 5 | 0.9526
45331 | 3.975 | 1 | 365 | 4.5128 | 0.63242 | 5 | 0.14522
38983 | 4.16 | 1 | 365 | 4.7228 | 0.26689 | 4 | 0.98972
43600 | 3.12 | 1 | 365 | 3.5421 | 0.70016 | 4 | 0.24229
39627 | 11.985 | 1 | 365 | 13.6065 | 0.10304 | 13 | 0.70956
39344 | 8.84 | 1 | 365 | 10.036 | 0.31713 | 10 | 0.35315
41454 | 5.98 | 1 | 365 | 6.7891 | 0.50865 | 7 | 0.29772
40605 | 7.02 | 1 | 365 | 7.9698 | 0.075371 | 8 | 0.045149
40059 | 4.94 | 1 | 365 | 5.6084 | 0.94193 | 6 | 0.55029
46671 | 4.68 | 1 | 365 | 5.3132 | 0.050247 | 5 | 0.36343
43053 | 8.58 | 1 | 365 | 9.7408 | 0.42545 | 10 | 0.16629
41084 | 8.06 | 1 | 365 | 9.1505 | 0.64209 | 9 | 0.79258
39581 | 12.74 | 1 | 365 | 14.4637 | 0.69234 | 15 | 0.15601
43590 | 6.095 | 1 | 365 | 6.9196 | 0.90305 | 7 | 0.82268
39990 | 2.6 | 1 | 365 | 2.9518 | 0.9168 | 3 | 0.86857
39549 | 8.58 | 1 | 365 | 9.7408 | 0.42545 | 10 | 0.16629
40566 | 5.72 | 1 | 365 | 6.4939 | 0.61697 | 7 | 0.11086
41401 | 12.985 | 1 | 365 | 14.7418 | 0.53258 | 15 | 0.2744
39468 | 2.97 | 1 | 365 | 3.3718 | 0.18573 | 3 | 0.55756
45867 | 10.14 | 1 | 365 | 11.5119 | 0.77554 | 12 | 0.28744
40422 | 2.08 | 1 | 365 | 2.3614 | 0.13344 | 2 | 0.49486
44993 | 6.5 | 1 | 365 | 7.3794 | 0.29201 | 7 | 0.67143
38573 | 9.435 | 1 | 365 | 10.7115 | 0.35771 | 11 | 0.069228
45293 | 13.005 | 1 | 365 | 14.7645 | 0.60117 | 15 | 0.36569
43276 | 11.985 | 1 | 365 | 13.6065 | 0.10304 | 13 | 0.70956
45600 | 5.1 | 1 | 365 | 5.79 | 0.49065 | 6 | 0.28066
42229 | 6.625 | 1 | 365 | 7.5213 | 0.7207 | 8 | 0.24204
48362 | 5.2 | 1 | 365 | 5.9035 | 0.83361 | 6 | 0.73715
48511 | 10.92 | 1 | 365 | 12.3974 | 0.45058 | 12 | 0.84801
37895 | 2.65 | 1 | 365 | 3.0085 | 0.088281 | 3 | 0.096815
50215 | 5.61 | 1 | 365 | 6.369 | 0.23972 | 6 | 0.60873
50325 | 4.845 | 1 | 365 | 5.5005 | 0.61612 | 6 | 0.11663
45329 | 5.61 | 1 | 365 | 6.369 | 0.23972 | 6 | 0.60873
48388 | 7.28 | 1 | 365 | 8.265 | 0.96705 | 9 | 0.23201
50419 | 9.18 | 1 | 365 | 10.422 | 0.48318 | 10 | 0.90519
45671 | 5.98 | 1 | 365 | 6.7891 | 0.50865 | 7 | 0.29772
50489 | 8.67 | 1 | 365 | 9.843 | 0.73411 | 10 | 0.57713
40485 | 6.76 | 1 | 365 | 7.6746 | 0.18369 | 7 | 0.85829
47364 | 3.38 | 1 | 365 | 3.8373 | 0.59185 | 4 | 0.42915
47512 | 2.385 | 1 | 365 | 2.7077 | 0.17945 | 2 | 0.88713
47953 | 14.04 | 1 | 365 | 15.9396 | 0.15074 | 16 | 0.090297
50387 | 9.69 | 1 | 365 | 11.001 | 0.23224 | 11 | 0.23326
38790 | 4.16 | 1 | 365 | 4.7228 | 0.26689 | 4 | 0.98972
50324 | 8.67 | 1 | 365 | 9.843 | 0.73411 | 10 | 0.57713
40105 | 10.66 | 1 | 365 | 12.1023 | 0.5589 | 12 | 0.66115
40094 | 12.24 | 1 | 365 | 13.896 | 0.97757 | 14 | 0.87359
39650 | 2.34 | 1 | 365 | 2.6566 | 0.025124 | 2 | 0.68172
43701 | 8.84 | 1 | 365 | 10.036 | 0.31713 | 10 | 0.35315
41835 | 13 | 1 | 365 | 14.7588 | 0.58402 | 15 | 0.34287
45950 | 6.375 | 1 | 365 | 7.2375 | 0.86332 | 8 | 0.10083
41254 | 3.38 | 1 | 365 | 3.8373 | 0.59185 | 4 | 0.42915
45761 | 6.24 | 1 | 365 | 7.0842 | 0.40033 | 7 | 0.48458
43743 | 13.78 | 1 | 365 | 15.6444 | 0.25906 | 15 | 0.90344
37911 | 7.02 | 1 | 365 | 7.9698 | 0.075371 | 8 | 0.045149
39648 | 8.925 | 1 | 365 | 10.1325 | 0.60864 | 10 | 0.74116
43831 | 4.335 | 1 | 365 | 4.9215 | 0.86706 | 5 | 0.78856
41826 | 5.98 | 1 | 365 | 6.7891 | 0.50865 | 7 | 0.29772
41115 | 6.63 | 1 | 365 | 7.527 | 0.73785 | 8 | 0.26486
40506 | 12.48 | 1 | 365 | 14.1685 | 0.80066 | 14 | 0.96915
47824 | 7.8 | 1 | 365 | 8.8553 | 0.75041 | 9 | 0.60572
47515 | 9.01 | 1 | 365 | 10.229 | 0.90016 | 11 | 0.12917
47389 | 6.24 | 1 | 365 | 7.0842 | 0.40033 | 7 | 0.48458
48494 | 13.26 | 1 | 365 | 15.054 | 0.4757 | 15 | 0.52973
42106 | 3.12 | 1 | 365 | 3.5421 | 0.70016 | 4 | 0.24229
40623 | 5.335 | 1 | 365 | 6.0568 | 0.2966 | 6 | 0.3534
45959 | 3.975 | 1 | 365 | 4.5128 | 0.63242 | 5 | 0.14522
41718 | 11.18 | 1 | 365 | 12.6926 | 0.34226 | 13 | 0.034866
42141 | 7.395 | 1 | 365 | 8.3955 | 0.36145 | 8 | 0.75696
45150 | 6.5 | 1 | 365 | 7.3794 | 0.29201 | 7 | 0.67143
39428 | 8.58 | 1 | 365 | 9.7408 | 0.42545 | 10 | 0.16629
50274 | 13.515 | 1 | 365 | 15.3435 | 0.35023 | 15 | 0.69376
40479 | 10.92 | 1 | 365 | 12.3974 | 0.45058 | 12 | 0.84801
37922 | 12.455 | 1 | 365 | 14.1401 | 0.71492 | 14 | 0.85503
44985 | 6.21 | 1 | 365 | 7.0502 | 0.29744 | 7 | 0.34763
39927 | 5.565 | 1 | 365 | 6.3179 | 0.08539 | 6 | 0.40331
39535 | 8.06 | 1 | 365 | 9.1505 | 0.64209 | 9 | 0.79258
50587 | 14.025 | 1 | 365 | 15.9225 | 0.099299 | 16 | 0.021825
28824 | 4.505 | 1 | 365 | 5.1145 | 0.45008 | 5 | 0.56459
38985 | 9.36 | 1 | 365 | 10.6264 | 0.10049 | 10 | 0.72686
28871 | 10.4 | 1 | 365 | 11.8071 | 0.66722 | 12 | 0.47429
45053 | 3.9 | 1 | 365 | 4.4277 | 0.37521 | 4 | 0.80286
40304 | 10.71 | 1 | 365 | 12.159 | 0.73037 | 12 | 0.88939
45544 | 4.08 | 1 | 365 | 4.632 | 0.99252 | 5 | 0.62453
38684 | 4.68 | 1 | 365 | 5.3132 | 0.050247 | 5 | 0.36343
40224 | 5.46 | 1 | 365 | 6.1987 | 0.72529 | 6 | 0.924
46191 | 6.5 | 1 | 365 | 7.3794 | 0.29201 | 7 | 0.67143
41696 | 7.02 | 1 | 365 | 7.9698 | 0.075371 | 8 | 0.045149
37787 | 9.1 | 1 | 365 | 10.3312 | 0.20881 | 10 | 0.54001
40336 | 5.865 | 1 | 365 | 6.6585 | 0.11425 | 6 | 0.77276
42565 | 9.435 | 1 | 365 | 10.7115 | 0.35771 | 11 | 0.069228
45363 | 3.9 | 1 | 365 | 4.4277 | 0.37521 | 4 | 0.80286
40562 | 2.86 | 1 | 365 | 3.2469 | 0.80848 | 4 | 0.055431
46260 | 7.95 | 1 | 365 | 9.0256 | 0.26484 | 9 | 0.29045
41888 | 4.94 | 1 | 365 | 5.6084 | 0.94193 | 6 | 0.55029
40720 | 3.98 | 1 | 365 | 4.5185 | 0.64957 | 5 | 0.16805
42108 | 2.6 | 1 | 365 | 2.9518 | 0.9168 | 3 | 0.86857
40202 | 4.16 | 1 | 365 | 4.7228 | 0.26689 | 4 | 0.98972
46037 | 2.55 | 1 | 365 | 2.895 | 0.74533 | 3 | 0.64033
44749 | 5.46 | 1 | 365 | 6.1987 | 0.72529 | 6 | 0.924
38253 | 2.915 | 1 | 365 | 3.3094 | 0.99711 | 4 | 0.3065
43813 | 14.04 | 1 | 365 | 15.9396 | 0.15074 | 16 | 0.090297
50344 | 7.14 | 1 | 365 | 8.106 | 0.48692 | 8 | 0.59293
50276 | 5.565 | 1 | 365 | 6.3179 | 0.08539 | 6 | 0.40331
50211 | 6.37 | 1 | 365 | 7.2318 | 0.84617 | 8 | 0.078005
45968 | 4.16 | 1 | 365 | 4.7228 | 0.26689 | 4 | 0.98972
50462 | 8.48 | 1 | 365 | 9.6273 | 0.082499 | 9 | 0.70981
50359 | 6.24 | 1 | 365 | 7.0842 | 0.40033 | 7 | 0.48458
50234 | 11.985 | 1 | 365 | 13.6065 | 0.10304 | 13 | 0.70956
45096 | 6.76 | 1 | 365 | 7.6746 | 0.18369 | 7 | 0.85829
40348 | 8.41 | 1 | 365 | 9.5478 | 0.84243 | 10 | 0.39027
39597 | 9.54 | 1 | 365 | 10.8307 | 0.71781 | 11 | 0.54854
39210 | 4.16 | 1 | 365 | 4.7228 | 0.26689 | 4 | 0.98972
38777 | 5.72 | 1 | 365 | 6.4939 | 0.61697 | 7 | 0.11086
41043 | 9.54 | 1 | 365 | 10.8307 | 0.71781 | 11 | 0.54854
38959 | 6.24 | 1 | 365 | 7.0842 | 0.40033 | 7 | 0.48458
40395 | 10.66 | 1 | 365 | 12.1023 | 0.5589 | 12 | 0.66115
46155 | 5.1 | 1 | 365 | 5.79 | 0.49065 | 6 | 0.28066
45755 | 4.94 | 1 | 365 | 5.6084 | 0.94193 | 6 | 0.55029
33161 | 4.68 | 1 | 365 | 5.3132 | 0.050247 | 5 | 0.36343
38666 | 8.415 | 1 | 365 | 9.5535 | 0.85958 | 10 | 0.41309
39450 | 3.9 | 1 | 365 | 4.4277 | 0.37521 | 4 | 0.80286
39323 | 6.625 | 1 | 365 | 7.5213 | 0.7207 | 8 | 0.24204
32750 | 4.94 | 1 | 365 | 5.6084 | 0.94193 | 6 | 0.55029
45665 | 5.83 | 1 | 365 | 6.6188 | 0.99422 | 7 | 0.61299
39867 | 6.63 | 1 | 365 | 7.527 | 0.73785 | 8 | 0.26486
41033 | 5.2 | 1 | 365 | 5.9035 | 0.83361 | 6 | 0.73715
40976 | 6.24 | 1 | 365 | 7.0842 | 0.40033 | 7 | 0.48458
45785 | 5.72 | 1 | 365 | 6.4939 | 0.61697 | 7 | 0.11086
47516 | 4.16 | 1 | 365 | 4.7228 | 0.26689 | 4 | 0.98972
30466 | 10.92 | 1 | 365 | 12.3974 | 0.45058 | 12 | 0.84801
39325 | 3.38 | 1 | 365 | 3.8373 | 0.59185 | 4 | 0.42915
33519 | 8.06 | 1 | 365 | 9.1505 | 0.64209 | 9 | 0.79258
50768 | 7.54 | 1 | 365 | 8.5601 | 0.85873 | 9 | 0.41886
38286 | 4.42 | 1 | 365 | 5.018 | 0.15857 | 5 | 0.17658
30455 | 7.02 | 1 | 365 | 7.9698 | 0.075371 | 8 | 0.045149
39273 | 4.16 | 1 | 365 | 4.7228 | 0.26689 | 4 | 0.98972
33322 | 3.9 | 1 | 365 | 4.4277 | 0.37521 | 4 | 0.80286
39231 | 5.1 | 1 | 365 | 5.79 | 0.49065 | 6 | 0.28066
41419 | 10.66 | 1 | 365 | 12.1023 | 0.5589 | 12 | 0.66115
39610 | 14.56 | 1 | 365 | 16.5299 | 0.9341 | 17 | 0.46401
44148 | 13 | 1 | 365 | 14.7588 | 0.58402 | 15 | 0.34287
50467 | 5.1 | 1 | 365 | 5.79 | 0.49065 | 6 | 0.28066
45970 | 17.085 | 1 | 365 | 19.3965 | 0.59369 | 19 | 0.99022
42656 | 8.06 | 1 | 365 | 9.1505 | 0.64209 | 9 | 0.79258
39242 | 5.98 | 1 | 365 | 6.7891 | 0.50865 | 7 | 0.29772
47905 | 10.71 | 1 | 365 | 12.159 | 0.73037 | 12 | 0.88939
39463 | 14.04 | 1 | 365 | 15.9396 | 0.15074 | 16 | 0.090297
32835 | 5.1 | 1 | 365 | 5.79 | 0.49065 | 6 | 0.28066
50220 | 5.865 | 1 | 365 | 6.6585 | 0.11425 | 6 | 0.77276
47965 | 6.36 | 1 | 365 | 7.2205 | 0.81187 | 8 | 0.032357
39527 | 3.12 | 1 | 365 | 3.5421 | 0.70016 | 4 | 0.24229
47529 | 4.845 | 1 | 365 | 5.5005 | 0.61612 | 6 | 0.11663
45121 | 4.59 | 1 | 365 | 5.211 | 0.74159 | 5 | 0.9526
50227 | 13.26 | 1 | 365 | 15.054 | 0.4757 | 15 | 0.52973
50281 | 12.24 | 1 | 365 | 13.896 | 0.97757 | 14 | 0.87359
45906 | 3.51 | 1 | 365 | 3.9849 | 0.037685 | 4 | 0.022574
39320 | 4.42 | 1 | 365 | 5.018 | 0.15857 | 5 | 0.17658
40043 | 3.315 | 1 | 365 | 3.7635 | 0.36893 | 4 | 0.13243
50473 | 5.355 | 1 | 365 | 6.0795 | 0.36519 | 6 | 0.4447
39585 | 4.68 | 1 | 365 | 5.3132 | 0.050247 | 5 | 0.36343
41929 | 6.24 | 1 | 365 | 7.0842 | 0.40033 | 7 | 0.48458
44948 | 4.68 | 1 | 365 | 5.3132 | 0.050247 | 5 | 0.36343
40584 | 9.1 | 1 | 365 | 10.3312 | 0.20881 | 10 | 0.54001
31811 | 9.1 | 1 | 365 | 10.3312 | 0.20881 | 10 | 0.54001
31227 | 4.68 | 1 | 365 | 5.3132 | 0.050247 | 5 | 0.36343
39644 | 5.72 | 1 | 365 | 6.4939 | 0.61697 | 7 | 0.11086
28954 | 3.64 | 1 | 365 | 4.1325 | 0.48353 | 4 | 0.616
43318 | 6.24 | 1 | 365 | 7.0842 | 0.40033 | 7 | 0.48458
37577 | 9.88 | 1 | 365 | 11.2167 | 0.88386 | 12 | 0.10058
39467 | 10.965 | 1 | 365 | 12.4485 | 0.60491 | 13 | 0.053427
39421 | 7.02 | 1 | 365 | 7.9698 | 0.075371 | 8 | 0.045149
40509 | 5.2 | 1 | 365 | 5.9035 | 0.83361 | 6 | 0.73715
43846 | 14.79 | 1 | 365 | 16.791 | 0.7229 | 17 | 0.51392
41812 | 3.315 | 1 | 365 | 3.7635 | 0.36893 | 4 | 0.13243
50578 | 2.34 | 1 | 365 | 2.6566 | 0.025124 | 2 | 0.68172
42069 | 5.2 | 1 | 365 | 5.9035 | 0.83361 | 6 | 0.73715
39483 | 10.53 | 1 | 365 | 11.9547 | 0.11306 | 12 | 0.067723
37930 | 8.67 | 1 | 365 | 9.843 | 0.73411 | 10 | 0.57713
39446 | 6.24 | 1 | 365 | 7.0842 | 0.40033 | 7 | 0.48458
40510 | 5.72 | 1 | 365 | 6.4939 | 0.61697 | 7 | 0.11086
47545 | 6.375 | 1 | 365 | 7.2375 | 0.86332 | 8 | 0.10083
50328 | 10.92 | 1 | 365 | 12.3974 | 0.45058 | 12 | 0.84801
33584 | 4.42 | 1 | 365 | 5.018 | 0.15857 | 5 | 0.17658
40356 | 3.64 | 1 | 365 | 4.1325 | 0.48353 | 4 | 0.616
33664 | 8.84 | 1 | 365 | 10.036 | 0.31713 | 10 | 0.35315
40386 | 7.02 | 1 | 365 | 7.9698 | 0.075371 | 8 | 0.045149
33101 | 8.32 | 1 | 365 | 9.4457 | 0.53377 | 9 | 0.97944
40193 | 3.12 | 1 | 365 | 3.5421 | 0.70016 | 4 | 0.24229
40909 | 9.805 | 1 | 365 | 11.1316 | 0.62664 | 11 | 0.75822
38229 | 4.845 | 1 | 365 | 5.5005 | 0.61612 | 6 | 0.11663
40528 | 8.06 | 1 | 365 | 9.1505 | 0.64209 | 9 | 0.79258
41847 | 4.16 | 1 | 365 | 4.7228 | 0.26689 | 4 | 0.98972
41688 | 6.24 | 1 | 365 | 7.0842 | 0.40033 | 7 | 0.48458
49662 | 4.68 | 1 | 365 | 5.3132 | 0.050247 | 5 | 0.36343
39328 | 10.4 | 1 | 365 | 11.8071 | 0.66722 | 12 | 0.47429
42380 | 5.46 | 1 | 365 | 6.1987 | 0.72529 | 6 | 0.924
41381 | 6.885 | 1 | 365 | 7.8165 | 0.61238 | 8 | 0.4289
43339 | 5.61 | 1 | 365 | 6.369 | 0.23972 | 6 | 0.60873
41808 | 7.685 | 1 | 365 | 8.7247 | 0.35601 | 9 | 0.080765
38062 | 7.14 | 1 | 365 | 8.106 | 0.48692 | 8 | 0.59293
43609 | 10.92 | 1 | 365 | 12.3974 | 0.45058 | 12 | 0.84801
42978 | 13 | 1 | 365 | 14.7588 | 0.58402 | 15 | 0.34287
43335 | 3.64 | 1 | 365 | 4.1325 | 0.48353 | 4 | 0.616
38488 | 13.52 | 1 | 365 | 15.3492 | 0.36738 | 15 | 0.71658
41403 | 6.24 | 1 | 365 | 7.0842 | 0.40033 | 7 | 0.48458
39407 | 7.02 | 1 | 365 | 7.9698 | 0.075371 | 8 | 0.045149
35457 | 9.36 | 1 | 365 | 10.6264 | 0.10049 | 10 | 0.72686
41828 | 8.32 | 1 | 365 | 9.4457 | 0.53377 | 9 | 0.97944
45380 | 6.76 | 1 | 365 | 7.6746 | 0.18369 | 7 | 0.85829
43690 | 7.95 | 1 | 365 | 9.0256 | 0.26484 | 9 | 0.29045
50476 | 6.63 | 1 | 365 | 7.527 | 0.73785 | 8 | 0.26486
41083 | 11.18 | 1 | 365 | 12.6926 | 0.34226 | 13 | 0.034866
38334 | 5.865 | 1 | 365 | 6.6585 | 0.11425 | 6 | 0.77276
45619 | 7.65 | 1 | 365 | 8.685 | 0.23598 | 8 | 0.921
47476 | 4.42 | 1 | 365 | 5.018 | 0.15857 | 5 | 0.17658
48008 | 13.26 | 1 | 365 | 15.054 | 0.4757 | 15 | 0.52973
43341 | 8.32 | 1 | 365 | 9.4457 | 0.53377 | 9 | 0.97944
48091 | 13.77 | 1 | 365 | 15.633 | 0.22477 | 15 | 0.85779
48518 | 10.2 | 1 | 365 | 11.58 | 0.98131 | 12 | 0.56133
39349 | 12.48 | 1 | 365 | 14.1685 | 0.80066 | 14 | 0.96915
48170 | 12.74 | 1 | 365 | 14.4637 | 0.69234 | 15 | 0.15601
47511 | 6.375 | 1 | 365 | 7.2375 | 0.86332 | 8 | 0.10083
50250 | 8.16 | 1 | 365 | 9.264 | 0.98505 | 10 | 0.24906
48403 | 4.68 | 1 | 365 | 5.3132 | 0.050247 | 5 | 0.36343
40228 | 14.04 | 1 | 365 | 15.9396 | 0.15074 | 16 | 0.090297
40087 | 12.24 | 1 | 365 | 13.896 | 0.97757 | 14 | 0.87359
39136 | 6.5 | 1 | 365 | 7.3794 | 0.29201 | 7 | 0.67143
39480 | 14.56 | 1 | 365 | 16.5299 | 0.9341 | 17 | 0.46401
39106 | 4.16 | 1 | 365 | 4.7228 | 0.26689 | 4 | 0.98972
48147 | 4.335 | 1 | 365 | 4.9215 | 0.86706 | 5 | 0.78856
50336 | 10.2 | 1 | 365 | 11.58 | 0.98131 | 12 | 0.56133
45739 | 5.2 | 1 | 365 | 5.9035 | 0.83361 | 6 | 0.73715
40512 | 7.02 | 1 | 365 | 7.9698 | 0.075371 | 8 | 0.045149
43911 | 10.53 | 1 | 365 | 11.9547 | 0.11306 | 12 | 0.067723
39438 | 8.925 | 1 | 365 | 10.1325 | 0.60864 | 10 | 0.74116
50282 | 9.88 | 1 | 365 | 11.2167 | 0.88386 | 12 | 0.10058
39327 | 4.16 | 1 | 365 | 4.7228 | 0.26689 | 4 | 0.98972
39552 | 15.34 | 1 | 365 | 17.4154 | 0.60914 | 18 | 0.024584
45451 | 12.75 | 1 | 365 | 14.475 | 0.72663 | 15 | 0.20166
39160 | 9.945 | 1 | 365 | 11.2905 | 0.10678 | 11 | 0.39729
39389 | 4.68 | 1 | 365 | 5.3132 | 0.050247 | 5 | 0.36343
42468 | 2.34 | 1 | 365 | 2.6566 | 0.025124 | 2 | 0.68172
39546 | 6.76 | 1 | 365 | 7.6746 | 0.18369 | 7 | 0.85829
41705 | 8.84 | 1 | 365 | 10.036 | 0.31713 | 10 | 0.35315
43708 | 13.52 | 1 | 365 | 15.3492 | 0.36738 | 15 | 0.71658
39689 | 5.2 | 1 | 365 | 5.9035 | 0.83361 | 6 | 0.73715
39333 | 6.885 | 1 | 365 | 7.8165 | 0.61238 | 8 | 0.4289
39000 | 3.12 | 1 | 365 | 3.5421 | 0.70016 | 4 | 0.24229
50326 | 7.02 | 1 | 365 | 7.9698 | 0.075371 | 8 | 0.045149
45776 | 14.04 | 1 | 365 | 15.9396 | 0.15074 | 16 | 0.090297
45884 | 4.08 | 1 | 365 | 4.632 | 0.99252 | 5 | 0.62453
39239 | 8.67 | 1 | 365 | 9.843 | 0.73411 | 10 | 0.57713
42225 | 12.22 | 1 | 365 | 13.8733 | 0.90898 | 14 | 0.7823
40298 | 11.22 | 1 | 365 | 12.738 | 0.47944 | 13 | 0.21746
41749 | 4.16 | 1 | 365 | 4.7228 | 0.26689 | 4 | 0.98972
41818 | 8.06 | 1 | 365 | 9.1505 | 0.64209 | 9 | 0.79258
45295 | 10.965 | 1 | 365 | 12.4485 | 0.60491 | 13 | 0.053427
38784 | 13 | 1 | 365 | 14.7588 | 0.58402 | 15 | 0.34287
43278 | 7.28 | 1 | 365 | 8.265 | 0.96705 | 9 | 0.23201
41066 | 11.96 | 1 | 365 | 13.5781 | 0.017298 | 13 | 0.59544
38014 | 8.67 | 1 | 365 | 9.843 | 0.73411 | 10 | 0.57713
39289 | 8.16 | 1 | 365 | 9.264 | 0.98505 | 10 | 0.24906
45189 | 3.975 | 1 | 365 | 4.5128 | 0.63242 | 5 | 0.14522
39973 | 9.69 | 1 | 365 | 11.001 | 0.23224 | 11 | 0.23326
37887 | 2.86 | 1 | 365 | 3.2469 | 0.80848 | 4 | 0.055431
39629 | 8.06 | 1 | 365 | 9.1505 | 0.64209 | 9 | 0.79258
40098 | 15.86 | 1 | 365 | 18.0058 | 0.3925 | 18 | 0.3983
39562 | 9.1 | 1 | 365 | 10.3312 | 0.20881 | 10 | 0.54001
42955 | 5.2 | 1 | 365 | 5.9035 | 0.83361 | 6 | 0.73715
48123 | 4.59 | 1 | 365 | 5.211 | 0.74159 | 5 | 0.9526
43762 | 9.945 | 1 | 365 | 11.2905 | 0.10678 | 11 | 0.39729
40947 | 5.1 | 1 | 365 | 5.79 | 0.49065 | 6 | 0.28066
39216 | 5.46 | 1 | 365 | 6.1987 | 0.72529 | 6 | 0.924
40128 | 9.1 | 1 | 365 | 10.3312 | 0.20881 | 10 | 0.54001
45715 | 7.685 | 1 | 365 | 8.7247 | 0.35601 | 9 | 0.080765
43170 | 12.48 | 1 | 365 | 14.1685 | 0.80066 | 14 | 0.96915
41723 | 7.42 | 1 | 365 | 8.4239 | 0.44719 | 8 | 0.87108
40904 | 5.46 | 1 | 365 | 6.1987 | 0.72529 | 6 | 0.924
38029 | 6.5 | 1 | 365 | 7.3794 | 0.29201 | 7 | 0.67143
40035 | 8.06 | 1 | 365 | 9.1505 | 0.64209 | 9 | 0.79258
39107 | 12.48 | 1 | 365 | 14.1685 | 0.80066 | 14 | 0.96915
50666 | 6.885 | 1 | 365 | 7.8165 | 0.61238 | 8 | 0.4289
47491 | 7.65 | 1 | 365 | 8.685 | 0.23598 | 8 | 0.921
42249 | 4.68 | 1 | 365 | 5.3132 | 0.050247 | 5 | 0.36343
39484 | 11.07 | 1 | 365 | 12.5677 | 0.96501 | 13 | 0.53273
42001 | 12.72 | 1 | 365 | 14.441 | 0.62375 | 15 | 0.064714
41277 | 5.61 | 1 | 365 | 6.369 | 0.23972 | 6 | 0.60873
50209 | 3.57 | 1 | 365 | 4.053 | 0.24346 | 4 | 0.29646
45158 | 3.64 | 1 | 365 | 4.1325 | 0.48353 | 4 | 0.616
41173 | 4.59 | 1 | 365 | 5.211 | 0.74159 | 5 | 0.9526
43840 | 8.06 | 1 | 365 | 9.1505 | 0.64209 | 9 | 0.79258
41861 | 5.46 | 1 | 365 | 6.1987 | 0.72529 | 6 | 0.924
50679 | 11.96 | 1 | 365 | 13.5781 | 0.017298 | 13 | 0.59544
39578 | 7.4 | 1 | 365 | 8.4012 | 0.3786 | 8 | 0.77979
39461 | 3.825 | 1 | 365 | 4.3425 | 0.11799 | 4 | 0.4605
41631 | 13.26 | 1 | 365 | 15.054 | 0.4757 | 15 | 0.52973
39963 | 2.6 | 1 | 365 | 2.9518 | 0.9168 | 3 | 0.86857
40058 | 8.1 | 1 | 365 | 9.1959 | 0.77927 | 9 | 0.97517
47558 | 2.805 | 1 | 365 | 3.1845 | 0.61986 | 3 | 0.80436
45546 | 3.64 | 1 | 365 | 4.1325 | 0.48353 | 4 | 0.616
43152 | 4.08 | 1 | 365 | 4.632 | 0.99252 | 5 | 0.62453
39579 | 5.72 | 1 | 365 | 6.4939 | 0.61697 | 7 | 0.11086
39080 | 8.84 | 1 | 365 | 10.036 | 0.31713 | 10 | 0.35315
40861 | 4.16 | 1 | 365 | 4.7228 | 0.26689 | 4 | 0.98972
41397 | 11.18 | 1 | 365 | 12.6926 | 0.34226 | 13 | 0.034866
41472 | 4.68 | 1 | 365 | 5.3132 | 0.050247 | 5 | 0.36343
41255 | 4.68 | 1 | 365 | 5.3132 | 0.050247 | 5 | 0.36343
41074 | 7.155 | 1 | 365 | 8.123 | 0.53836 | 8 | 0.6614
45673 | 8.06 | 1 | 365 | 9.1505 | 0.64209 | 9 | 0.79258
45074 | 4.32 | 1 | 365 | 4.9045 | 0.81561 | 5 | 0.72009
50586 | 3.825 | 1 | 365 | 4.3425 | 0.11799 | 4 | 0.4605
42335 | 8.32 | 1 | 365 | 9.4457 | 0.53377 | 9 | 0.97944
38378 | 8.06 | 1 | 365 | 9.1505 | 0.64209 | 9 | 0.79258
41992 | 9.88 | 1 | 365 | 11.2167 | 0.88386 | 12 | 0.10058
39393 | 10.14 | 1 | 365 | 11.5119 | 0.77554 | 12 | 0.28744
42097 | 7.02 | 1 | 365 | 7.9698 | 0.075371 | 8 | 0.045149
43308 | 5.67 | 1 | 365 | 6.4371 | 0.44549 | 6 | 0.88262
39449 | 7.54 | 1 | 365 | 8.5601 | 0.85873 | 9 | 0.41886
40073 | 6.12 | 1 | 365 | 6.948 | 0.98878 | 7 | 0.9368
45485 | 6.1 | 1 | 365 | 6.9253 | 0.92019 | 7 | 0.8455
43605 | 10.92 | 1 | 365 | 12.3974 | 0.45058 | 12 | 0.84801
38020 | 6.89 | 1 | 365 | 7.8222 | 0.62953 | 8 | 0.45172
45980 | 9.36 | 1 | 365 | 10.6264 | 0.10049 | 10 | 0.72686
47142 | 7.02 | 1 | 365 | 7.9698 | 0.075371 | 8 | 0.045149
45153 | 10.92 | 1 | 365 | 12.3974 | 0.45058 | 12 | 0.84801
40106 | 6.76 | 1 | 365 | 7.6746 | 0.18369 | 7 | 0.85829
42883 | 4.42 | 1 | 365 | 5.018 | 0.15857 | 5 | 0.17658
40970 | 5.2 | 1 | 365 | 5.9035 | 0.83361 | 6 | 0.73715
47796 | 10.965 | 1 | 365 | 12.4485 | 0.60491 | 13 | 0.053427
43016 | 6.24 | 1 | 365 | 7.0842 | 0.40033 | 7 | 0.48458
50495 | 10.14 | 1 | 365 | 11.5119 | 0.77554 | 12 | 0.28744
42033 | 2.34 | 1 | 365 | 2.6566 | 0.025124 | 2 | 0.68172
50355 | 5.865 | 1 | 365 | 6.6585 | 0.11425 | 6 | 0.77276
42550 | 3.9 | 1 | 365 | 4.4277 | 0.37521 | 4 | 0.80286
40174 | 6.12 | 1 | 365 | 6.948 | 0.98878 | 7 | 0.9368
46150 | 5.355 | 1 | 365 | 6.0795 | 0.36519 | 6 | 0.4447
42610 | 7.42 | 1 | 365 | 8.4239 | 0.44719 | 8 | 0.87108
42211 | 8.16 | 1 | 365 | 9.264 | 0.98505 | 10 | 0.24906
50527 | 11.475 | 1 | 365 | 13.0275 | 0.35397 | 13 | 0.38149
39613 | 14.04 | 1 | 365 | 15.9396 | 0.15074 | 16 | 0.090297
45339 | 11.66 | 1 | 365 | 13.2376 | 0.98844 | 14 | 0.22599
38765 | 4.42 | 1 | 365 | 5.018 | 0.15857 | 5 | 0.17658
39574 | 5.98 | 1 | 365 | 6.7891 | 0.50865 | 7 | 0.29772
41785 | 7.8 | 1 | 365 | 8.8553 | 0.75041 | 9 | 0.60572
39024 | 5.72 | 1 | 365 | 6.4939 | 0.61697 | 7 | 0.11086
43818 | 6.76 | 1 | 365 | 7.6746 | 0.18369 | 7 | 0.85829
42146 | 5.46 | 1 | 365 | 6.1987 | 0.72529 | 6 | 0.924
38203 | 9.1 | 1 | 365 | 10.3312 | 0.20881 | 10 | 0.54001
38404 | 6.24 | 1 | 365 | 7.0842 | 0.40033 | 7 | 0.48458
40920 | 6.5 | 1 | 365 | 7.3794 | 0.29201 | 7 | 0.67143
42263 | 4.42 | 1 | 365 | 5.018 | 0.15857 | 5 | 0.17658
41903 | 11.925 | 1 | 365 | 13.5384 | 0.89726 | 14 | 0.43567
39254 | 3.975 | 1 | 365 | 4.5128 | 0.63242 | 5 | 0.14522
39418 | 10.66 | 1 | 365 | 12.1023 | 0.5589 | 12 | 0.66115
38340 | 3.71 | 1 | 365 | 4.2119 | 0.72359 | 4 | 0.93554
43018 | 13.52 | 1 | 365 | 15.3492 | 0.36738 | 15 | 0.71658
38275 | 5.565 | 1 | 365 | 6.3179 | 0.08539 | 6 | 0.40331
43594 | 8.48 | 1 | 365 | 9.6273 | 0.082499 | 9 | 0.70981
38705 | 9 | 1 | 365 | 10.2177 | 0.86586 | 11 | 0.083524
39510 | 5.46 | 1 | 365 | 6.1987 | 0.72529 | 6 | 0.924
42265 | 4.42 | 1 | 365 | 5.018 | 0.15857 | 5 | 0.17658
39703 | 3.9 | 1 | 365 | 4.4277 | 0.37521 | 4 | 0.80286
45743 | 8.06 | 1 | 365 | 9.1505 | 0.64209 | 9 | 0.79258
38228 | 9.62 | 1 | 365 | 10.9215 | 0.99217 | 11 | 0.91372
42171 | 10.14 | 1 | 365 | 11.5119 | 0.77554 | 12 | 0.28744
41160 | 5.1 | 1 | 365 | 5.79 | 0.49065 | 6 | 0.28066
50228 | 2.385 | 1 | 365 | 2.7077 | 0.17945 | 2 | 0.88713
41689 | 4.68 | 1 | 365 | 5.3132 | 0.050247 | 5 | 0.36343
45954 | 2.34 | 1 | 365 | 2.6566 | 0.025124 | 2 | 0.68172
42257 | 10.965 | 1 | 365 | 12.4485 | 0.60491 | 13 | 0.053427
38582 | 2.04 | 1 | 365 | 2.316 | 0.99626 | 3 | 0.31227
41690 | 6.885 | 1 | 365 | 7.8165 | 0.61238 | 8 | 0.4289
39505 | 2.34 | 1 | 365 | 2.6566 | 0.025124 | 2 | 0.68172
46289 | 4.24 | 1 | 365 | 4.8137 | 0.54125 | 5 | 0.3549
38590 | 6.24 | 1 | 365 | 7.0842 | 0.40033 | 7 | 0.48458
38278 | 6.095 | 1 | 365 | 6.9196 | 0.90305 | 7 | 0.82268
47922 | 8.32 | 1 | 365 | 9.4457 | 0.53377 | 9 | 0.97944
44992 | 7.65 | 1 | 365 | 8.685 | 0.23598 | 8 | 0.921
39490 | 5.1 | 1 | 365 | 5.79 | 0.49065 | 6 | 0.28066
50259 | 7.65 | 1 | 365 | 8.685 | 0.23598 | 8 | 0.921
45754 | 5.1 | 1 | 365 | 5.79 | 0.49065 | 6 | 0.28066
50629 | 11.985 | 1 | 365 | 13.6065 | 0.10304 | 13 | 0.70956
50518 | 2.86 | 1 | 365 | 3.2469 | 0.80848 | 4 | 0.055431
39616 | 6.24 | 1 | 365 | 7.0842 | 0.40033 | 7 | 0.48458
40438 | 12.22 | 1 | 365 | 13.8733 | 0.90898 | 14 | 0.7823
50630 | 11.44 | 1 | 365 | 12.9878 | 0.23394 | 13 | 0.22172
45681 | 5.2 | 1 | 365 | 5.9035 | 0.83361 | 6 | 0.73715
42030 | 12.69 | 1 | 365 | 14.4069 | 0.52086 | 14 | 0.92777
43738 | 6.76 | 1 | 365 | 7.6746 | 0.18369 | 7 | 0.85829
51799 | 2.295 | 1 | 365 | 2.6055 | 0.87079 | 3 | 0.4763
41660 | 9.36 | 1 | 365 | 10.6264 | 0.10049 | 10 | 0.72686
49391 | 14.3 | 1 | 365 | 16.2347 | 0.042422 | 16 | 0.27715
40704 | 11.96 | 1 | 365 | 13.5781 | 0.017298 | 13 | 0.59544
50240 | 5.61 | 1 | 365 | 6.369 | 0.23972 | 6 | 0.60873
40666 | 2.34 | 1 | 365 | 2.6566 | 0.025124 | 2 | 0.68172
40518 | 8.06 | 1 | 365 | 9.1505 | 0.64209 | 9 | 0.79258
42081 | 9.945 | 1 | 365 | 11.2905 | 0.10678 | 11 | 0.39729
39652 | 12.22 | 1 | 365 | 13.8733 | 0.90898 | 14 | 0.7823
41443 | 6.5 | 1 | 365 | 7.3794 | 0.29201 | 7 | 0.67143
41426 | 9.36 | 1 | 365 | 10.6264 | 0.10049 | 10 | 0.72686
42232 | 3.64 | 1 | 365 | 4.1325 | 0.48353 | 4 | 0.616
45997 | 23.92 | 1 | 365 | 27.1563 | 0.034597 | 27 | 0.19088
41193 | 8.58 | 1 | 365 | 9.7408 | 0.42545 | 10 | 0.16629
39306 | 8.84 | 1 | 365 | 10.036 | 0.31713 | 10 | 0.35315
39376 | 3.64 | 1 | 365 | 4.1325 | 0.48353 | 4 | 0.616
38281 | 3.9 | 1 | 365 | 4.4277 | 0.37521 | 4 | 0.80286
37856 | 6.36 | 1 | 365 | 7.2205 | 0.81187 | 8 | 0.032357
42974 | 6.5 | 1 | 365 | 7.3794 | 0.29201 | 7 | 0.67143
41429 | 9.62 | 1 | 365 | 10.9215 | 0.99217 | 11 | 0.91372
48577 | 11.985 | 1 | 365 | 13.6065 | 0.10304 | 13 | 0.70956
41372 | 6.095 | 1 | 365 | 6.9196 | 0.90305 | 7 | 0.82268
50642 | 7.02 | 1 | 365 | 7.9698 | 0.075371 | 8 | 0.045149
43596 | 3.64 | 1 | 365 | 4.1325 | 0.48353 | 4 | 0.616
39966 | 8.16 | 1 | 365 | 9.264 | 0.98505 | 10 | 0.24906
39426 | 11.96 | 1 | 365 | 13.5781 | 0.017298 | 13 | 0.59544
44994 | 11.7 | 1 | 365 | 13.283 | 0.12562 | 13 | 0.40858
45086 | 10.66 | 1 | 365 | 12.1023 | 0.5589 | 12 | 0.66115
41743 | 8.06 | 1 | 365 | 9.1505 | 0.64209 | 9 | 0.79258
41760 | 2.65 | 1 | 365 | 3.0085 | 0.088281 | 3 | 0.096815
39944 | 6.76 | 1 | 365 | 7.6746 | 0.18369 | 7 | 0.85829
39936 | 12.48 | 1 | 365 | 14.1685 | 0.80066 | 14 | 0.96915
41541 | 3.18 | 1 | 365 | 3.6102 | 0.90594 | 4 | 0.51618
40050 | 8.415 | 1 | 365 | 9.5535 | 0.85958 | 10 | 0.41309
40546 | 6.24 | 1 | 365 | 7.0842 | 0.40033 | 7 | 0.48458
39604 | 4.16 | 1 | 365 | 4.7228 | 0.26689 | 4 | 0.98972
40173 | 9.1 | 1 | 365 | 10.3312 | 0.20881 | 10 | 0.54001
39606 | 7.02 | 1 | 365 | 7.9698 | 0.075371 | 8 | 0.045149
41188 | 11.44 | 1 | 365 | 12.9878 | 0.23394 | 13 | 0.22172
39509 | 5.46 | 1 | 365 | 6.1987 | 0.72529 | 6 | 0.924
47359 | 4.16 | 1 | 365 | 4.7228 | 0.26689 | 4 | 0.98972
37913 | 8.84 | 1 | 365 | 10.036 | 0.31713 | 10 | 0.35315
39674 | 4.16 | 1 | 365 | 4.7228 | 0.26689 | 4 | 0.98972
37889 | 2.915 | 1 | 365 | 3.3094 | 0.99711 | 4 | 0.3065
39949 | 3.975 | 1 | 365 | 4.5128 | 0.63242 | 5 | 0.14522
41857 | 8.48 | 1 | 365 | 9.6273 | 0.082499 | 9 | 0.70981
37979 | 9.88 | 1 | 365 | 11.2167 | 0.88386 | 12 | 0.10058
39952 | 7.905 | 1 | 365 | 8.9745 | 0.11051 | 9 | 0.085029
39379 | 11.18 | 1 | 365 | 12.6926 | 0.34226 | 13 | 0.034866
39938 | 5.46 | 1 | 365 | 6.1987 | 0.72529 | 6 | 0.924
50267 | 3.12 | 1 | 365 | 3.5421 | 0.70016 | 4 | 0.24229
43838 | 4.68 | 1 | 365 | 5.3132 | 0.050247 | 5 | 0.36343
43807 | 5.1 | 1 | 365 | 5.79 | 0.49065 | 6 | 0.28066
40392 | 12.74 | 1 | 365 | 14.4637 | 0.69234 | 15 | 0.15601
41159 | 12.22 | 1 | 365 | 13.8733 | 0.90898 | 14 | 0.7823
50285 | 5.2 | 1 | 365 | 5.9035 | 0.83361 | 6 | 0.73715
37825 | 2.08 | 1 | 365 | 2.3614 | 0.13344 | 2 | 0.49486
40240 | 7.65 | 1 | 365 | 8.685 | 0.23598 | 8 | 0.921
38762 | 16.64 | 1 | 365 | 18.8913 | 0.067546 | 18 | 0.95887
50591 | 20.02 | 1 | 365 | 22.7286 | 0.65939 | 23 | 0.38802
39706 | 6.24 | 1 | 365 | 7.0842 | 0.40033 | 7 | 0.48458
40860 | 5.565 | 1 | 365 | 6.3179 | 0.08539 | 6 | 0.40331
42056 | 5.46 | 1 | 365 | 6.1987 | 0.72529 | 6 | 0.924
40759 | 10.14 | 1 | 365 | 11.5119 | 0.77554 | 12 | 0.28744
40037 | 5.98 | 1 | 365 | 6.7891 | 0.50865 | 7 | 0.29772
47357 | 16.96 | 1 | 365 | 19.2546 | 0.165 | 19 | 0.41962
47911 | 4.77 | 1 | 365 | 5.4154 | 0.35891 | 5 | 0.77427
45948 | 3.825 | 1 | 365 | 4.3425 | 0.11799 | 4 | 0.4605
37773 | 2.6 | 1 | 365 | 2.9518 | 0.9168 | 3 | 0.86857
40114 | 8.06 | 1 | 365 | 9.1505 | 0.64209 | 9 | 0.79258
43900 | 4.42 | 1 | 365 | 5.018 | 0.15857 | 5 | 0.17658
43606 | 5.98 | 1 | 365 | 6.7891 | 0.50865 | 7 | 0.29772
39298 | 5.46 | 1 | 365 | 6.1987 | 0.72529 | 6 | 0.924
39933 | 6.885 | 1 | 365 | 7.8165 | 0.61238 | 8 | 0.4289
50446 | 5.46 | 1 | 365 | 6.1987 | 0.72529 | 6 | 0.924
42066 | 9.69 | 1 | 365 | 11.001 | 0.23224 | 11 | 0.23326
38736 | 15.6 | 1 | 365 | 17.7106 | 0.50082 | 18 | 0.21144
45469 | 4.68 | 1 | 365 | 5.3132 | 0.050247 | 5 | 0.36343
46292 | 2.6 | 1 | 365 | 2.9518 | 0.9168 | 3 | 0.86857
41540 | 6.5 | 1 | 365 | 7.3794 | 0.29201 | 7 | 0.67143
41003 | 7.54 | 1 | 365 | 8.5601 | 0.85873 | 9 | 0.41886
41972 | 8.48 | 1 | 365 | 9.6273 | 0.082499 | 9 | 0.70981
37990 | 7.8 | 1 | 365 | 8.8553 | 0.75041 | 9 | 0.60572
37803 | 4.42 | 1 | 365 | 5.018 | 0.15857 | 5 | 0.17658
40296 | 13.78 | 1 | 365 | 15.6444 | 0.25906 | 15 | 0.90344
41823 | 2.6 | 1 | 365 | 2.9518 | 0.9168 | 3 | 0.86857
41488 | 2.915 | 1 | 365 | 3.3094 | 0.99711 | 4 | 0.3065
47532 | 7.28 | 1 | 365 | 8.265 | 0.96705 | 9 | 0.23201
45740 | 3.9 | 1 | 365 | 4.4277 | 0.37521 | 4 | 0.80286
39285 | 14.04 | 1 | 365 | 15.9396 | 0.15074 | 16 | 0.090297
50348 | 14.025 | 1 | 365 | 15.9225 | 0.099299 | 16 | 0.021825
41704 | 14.04 | 1 | 365 | 15.9396 | 0.15074 | 16 | 0.090297
47521 | 3.9 | 1 | 365 | 4.4277 | 0.37521 | 4 | 0.80286
41502 | 5.3 | 1 | 365 | 6.0171 | 0.17656 | 6 | 0.19363
43781 | 3.06 | 1 | 365 | 3.474 | 0.49439 | 3 | 0.9684
38252 | 14.04 | 1 | 365 | 15.9396 | 0.15074 | 16 | 0.090297
50510 | 5.1 | 1 | 365 | 5.79 | 0.49065 | 6 | 0.28066
50618 | 10.2 | 1 | 365 | 11.58 | 0.98131 | 12 | 0.56133
50363 | 3.12 | 1 | 365 | 3.5421 | 0.70016 | 4 | 0.24229
47390 | 7.8 | 1 | 365 | 8.8553 | 0.75041 | 9 | 0.60572
45017 | 3.9 | 1 | 365 | 4.4277 | 0.37521 | 4 | 0.80286
48573 | 8.16 | 1 | 365 | 9.264 | 0.98505 | 10 | 0.24906
50360 | 6.76 | 1 | 365 | 7.6746 | 0.18369 | 7 | 0.85829
50478 | 3.12 | 1 | 365 | 3.5421 | 0.70016 | 4 | 0.24229
40104 | 5.355 | 1 | 365 | 6.0795 | 0.36519 | 6 | 0.4447
42449 | 7.54 | 1 | 365 | 8.5601 | 0.85873 | 9 | 0.41886
40279 | 9.01 | 1 | 365 | 10.229 | 0.90016 | 11 | 0.12917
36054 | 4.42 | 1 | 365 | 5.018 | 0.15857 | 5 | 0.17658
39097 | 10.92 | 1 | 365 | 12.3974 | 0.45058 | 12 | 0.84801
41233 | 12.42 | 1 | 365 | 14.1004 | 0.59489 | 14 | 0.69526
48540 | 4.68 | 1 | 365 | 5.3132 | 0.050247 | 5 | 0.36343
37971 | 7.8 | 1 | 365 | 8.8553 | 0.75041 | 9 | 0.60572
50266 | 4.42 | 1 | 365 | 5.018 | 0.15857 | 5 | 0.17658
40120 | 10.4 | 1 | 365 | 11.8071 | 0.66722 | 12 | 0.47429
38353 | 5.46 | 1 | 365 | 6.1987 | 0.72529 | 6 | 0.924
48550 | 6.5 | 1 | 365 | 7.3794 | 0.29201 | 7 | 0.67143
39282 | 6.63 | 1 | 365 | 7.527 | 0.73785 | 8 | 0.26486
34620 | 2.86 | 1 | 365 | 3.2469 | 0.80848 | 4 | 0.055431
39608 | 7.28 | 1 | 365 | 8.265 | 0.96705 | 9 | 0.23201
33459 | 9.805 | 1 | 365 | 11.1316 | 0.62664 | 11 | 0.75822
39499 | 4.32 | 1 | 365 | 4.9045 | 0.81561 | 5 | 0.72009
39415 | 9.36 | 1 | 365 | 10.6264 | 0.10049 | 10 | 0.72686
32865 | 7.28 | 1 | 365 | 8.265 | 0.96705 | 9 | 0.23201
41442 | 10.71 | 1 | 365 | 12.159 | 0.73037 | 12 | 0.88939
42057 | 15.9 | 1 | 365 | 18.0512 | 0.52969 | 18 | 0.58089
38473 | 8.06 | 1 | 365 | 9.1505 | 0.64209 | 9 | 0.79258
39357 | 5.1 | 1 | 365 | 5.79 | 0.49065 | 6 | 0.28066
40463 | 5.46 | 1 | 365 | 6.1987 | 0.72529 | 6 | 0.924
41362 | 5.46 | 1 | 365 | 6.1987 | 0.72529 | 6 | 0.924
50620 | 10.66 | 1 | 365 | 12.1023 | 0.5589 | 12 | 0.66115
41480 | 10.965 | 1 | 365 | 12.4485 | 0.60491 | 13 | 0.053427
52657 | 6.375 | 1 | 365 | 7.2375 | 0.86332 | 8 | 0.10083
45751 | 8.58 | 1 | 365 | 9.7408 | 0.42545 | 10 | 0.16629
40185 | 7.54 | 1 | 365 | 8.5601 | 0.85873 | 9 | 0.41886
40555 | 3.9 | 1 | 365 | 4.4277 | 0.37521 | 4 | 0.80286
40414 | 4.16 | 1 | 365 | 4.7228 | 0.26689 | 4 | 0.98972
39212 | 6.24 | 1 | 365 | 7.0842 | 0.40033 | 7 | 0.48458
42367 | 6.24 | 1 | 365 | 7.0842 | 0.40033 | 7 | 0.48458
39217 | 6.24 | 1 | 365 | 7.0842 | 0.40033 | 7 | 0.48458
48591 | 5.1 | 1 | 365 | 5.79 | 0.49065 | 6 | 0.28066
45706 | 3.12 | 1 | 365 | 3.5421 | 0.70016 | 4 | 0.24229
50317 | 6.63 | 1 | 365 | 7.527 | 0.73785 | 8 | 0.26486
43683 | 7.155 | 1 | 365 | 8.123 | 0.53836 | 8 | 0.6614
45399 | 3.9 | 1 | 365 | 4.4277 | 0.37521 | 4 | 0.80286
38815 | 4.59 | 1 | 365 | 5.211 | 0.74159 | 5 | 0.9526
45630 | 12.985 | 1 | 365 | 14.7418 | 0.53258 | 15 | 0.2744
47883 | 11.22 | 1 | 365 | 12.738 | 0.47944 | 13 | 0.21746
46222 | 8.58 | 1 | 365 | 9.7408 | 0.42545 | 10 | 0.16629
50622 | 7.14 | 1 | 365 | 8.106 | 0.48692 | 8 | 0.59293
50464 | 6.12 | 1 | 365 | 6.948 | 0.98878 | 7 | 0.9368
39678 | 4.05 | 1 | 365 | 4.5979 | 0.88964 | 5 | 0.48759
50602 | 3.825 | 1 | 365 | 4.3425 | 0.11799 | 4 | 0.4605
50580 | 6.375 | 1 | 365 | 7.2375 | 0.86332 | 8 | 0.10083
39714 | 8.415 | 1 | 365 | 9.5535 | 0.85958 | 10 | 0.41309
41098 | 5.035 | 1 | 365 | 5.7162 | 0.26773 | 5 | 0.98395
43808 | 6.75 | 1 | 365 | 7.6632 | 0.1494 | 7 | 0.81264
39663 | 11.44 | 1 | 365 | 12.9878 | 0.23394 | 13 | 0.22172
41146 | 9.88 | 1 | 365 | 11.2167 | 0.88386 | 12 | 0.10058
40968 | 7.8 | 1 | 365 | 8.8553 | 0.75041 | 9 | 0.60572
39653 | 11.18 | 1 | 365 | 12.6926 | 0.34226 | 13 | 0.034866
50356 | 8.415 | 1 | 365 | 9.5535 | 0.85958 | 10 | 0.41309
40190 | 8.16 | 1 | 365 | 9.264 | 0.98505 | 10 | 0.24906
43755 | 7.14 | 1 | 365 | 8.106 | 0.48692 | 8 | 0.59293
50736 | 7.905 | 1 | 365 | 8.9745 | 0.11051 | 9 | 0.085029
31232 | 11.96 | 1 | 365 | 13.5781 | 0.017298 | 13 | 0.59544
40008 | 5.865 | 1 | 365 | 6.6585 | 0.11425 | 6 | 0.77276
50636 | 15.08 | 1 | 365 | 17.1203 | 0.71746 | 17 | 0.83773
37854 | 3.38 | 1 | 365 | 3.8373 | 0.59185 | 4 | 0.42915
39617 | 7.28 | 1 | 365 | 8.265 | 0.96705 | 9 | 0.23201
37705 | 6.5 | 1 | 365 | 7.3794 | 0.29201 | 7 | 0.67143
42019 | 5.72 | 1 | 365 | 6.4939 | 0.61697 | 7 | 0.11086
50409 | 8.415 | 1 | 365 | 9.5535 | 0.85958 | 10 | 0.41309
50224 | 10.965 | 1 | 365 | 12.4485 | 0.60491 | 13 | 0.053427
50616 | 6.63 | 1 | 365 | 7.527 | 0.73785 | 8 | 0.26486
43825 | 9.36 | 1 | 365 | 10.6264 | 0.10049 | 10 | 0.72686
50386 | 10.965 | 1 | 365 | 12.4485 | 0.60491 | 13 | 0.053427
38138 | 6.5 | 1 | 365 | 7.3794 | 0.29201 | 7 | 0.67143
39996 | 5.46 | 1 | 365 | 6.1987 | 0.72529 | 6 | 0.924
39925 | 3.06 | 1 | 365 | 3.474 | 0.49439 | 3 | 0.9684
39513 | 4.94 | 1 | 365 | 5.6084 | 0.94193 | 6 | 0.55029
40959 | 7.54 | 1 | 365 | 8.5601 | 0.85873 | 9 | 0.41886
37298 | 3.9 | 1 | 365 | 4.4277 | 0.37521 | 4 | 0.80286
49407 | 4.505 | 1 | 365 | 5.1145 | 0.45008 | 5 | 0.56459
39154 | 5.46 | 1 | 365 | 6.1987 | 0.72529 | 6 | 0.924
41788 | 8.06 | 1 | 365 | 9.1505 | 0.64209 | 9 | 0.79258
42863 | 6.24 | 1 | 365 | 7.0842 | 0.40033 | 7 | 0.48458
39732 | 7.54 | 1 | 365 | 8.5601 | 0.85873 | 9 | 0.41886
40916 | 3.64 | 1 | 365 | 4.1325 | 0.48353 | 4 | 0.616
45758 | 4.08 | 1 | 365 | 4.632 | 0.99252 | 5 | 0.62453
47553 | 12.72 | 1 | 365 | 14.441 | 0.62375 | 15 | 0.064714
41793 | 14.045 | 1 | 365 | 15.9452 | 0.16789 | 16 | 0.11312
50615 | 5.1 | 1 | 365 | 5.79 | 0.49065 | 6 | 0.28066
42424 | 14.535 | 1 | 365 | 16.5015 | 0.84836 | 17 | 0.34989
40551 | 5.46 | 1 | 365 | 6.1987 | 0.72529 | 6 | 0.924
39197 | 13.77 | 1 | 365 | 15.633 | 0.22477 | 15 | 0.85779
45101 | 9.18 | 1 | 365 | 10.422 | 0.48318 | 10 | 0.90519
45873 | 10.4 | 1 | 365 | 11.8071 | 0.66722 | 12 | 0.47429
47509 | 8.925 | 1 | 365 | 10.1325 | 0.60864 | 10 | 0.74116
40233 | 9.62 | 1 | 365 | 10.9215 | 0.99217 | 11 | 0.91372
39365 | 6.76 | 1 | 365 | 7.6746 | 0.18369 | 7 | 0.85829
38767 | 7.8 | 1 | 365 | 8.8553 | 0.75041 | 9 | 0.60572
45324 | 20.8 | 1 | 365 | 23.6142 | 0.33443 | 23 | 0.94859
38219 | 10.865 | 1 | 365 | 12.335 | 0.26195 | 12 | 0.59694
39594 | 6.24 | 1 | 365 | 7.0842 | 0.40033 | 7 | 0.48458
41149 | 5.46 | 1 | 365 | 6.1987 | 0.72529 | 6 | 0.924
38162 | 7.8 | 1 | 365 | 8.8553 | 0.75041 | 9 | 0.60572
39276 | 8.32 | 1 | 365 | 9.4457 | 0.53377 | 9 | 0.97944
42078 | 12.74 | 1 | 365 | 14.4637 | 0.69234 | 15 | 0.15601
38025 | 9.1 | 1 | 365 | 10.3312 | 0.20881 | 10 | 0.54001
39322 | 10.14 | 1 | 365 | 11.5119 | 0.77554 | 12 | 0.28744
50406 | 3.78 | 1 | 365 | 4.2914 | 0.96366 | 5 | 0.25508
41416 | 11.44 | 1 | 365 | 12.9878 | 0.23394 | 13 | 0.22172
50562 | 8.06 | 1 | 365 | 9.1505 | 0.64209 | 9 | 0.79258
39614 | 8.32 | 1 | 365 | 9.4457 | 0.53377 | 9 | 0.97944
48107 | 3.12 | 1 | 365 | 3.5421 | 0.70016 | 4 | 0.24229
41229 | 8.58 | 1 | 365 | 9.7408 | 0.42545 | 10 | 0.16629
42017 | 8.215 | 1 | 365 | 9.3265 | 0.17367 | 9 | 0.50013
50233 | 5.355 | 1 | 365 | 6.0795 | 0.36519 | 6 | 0.4447
42452 | 6.5 | 1 | 365 | 7.3794 | 0.29201 | 7 | 0.67143
50368 | 5.865 | 1 | 365 | 6.6585 | 0.11425 | 6 | 0.77276
39932 | 4.42 | 1 | 365 | 5.018 | 0.15857 | 5 | 0.17658
45969 | 6.12 | 1 | 365 | 6.948 | 0.98878 | 7 | 0.9368
40757 | 5.61 | 1 | 365 | 6.369 | 0.23972 | 6 | 0.60873
37804 | 5.46 | 1 | 365 | 6.1987 | 0.72529 | 6 | 0.924
47555 | 4.68 | 1 | 365 | 5.3132 | 0.050247 | 5 | 0.36343
42415 | 9.36 | 1 | 365 | 10.6264 | 0.10049 | 10 | 0.72686
43816 | 14.28 | 1 | 365 | 16.212 | 0.97383 | 17 | 0.18586
40987 | 4.16 | 1 | 365 | 4.7228 | 0.26689 | 4 | 0.98972
45502 | 6.375 | 1 | 365 | 7.2375 | 0.86332 | 8 | 0.10083
50627 | 9.435 | 1 | 365 | 10.7115 | 0.35771 | 11 | 0.069228
42369 | 9.62 | 1 | 365 | 10.9215 | 0.99217 | 11 | 0.91372
38019 | 2.6 | 1 | 365 | 2.9518 | 0.9168 | 3 | 0.86857
38529 | 5.98 | 1 | 365 | 6.7891 | 0.50865 | 7 | 0.29772
40710 | 2.12 | 1 | 365 | 2.4068 | 0.27062 | 2 | 0.67745
44952 | 4.68 | 1 | 365 | 5.3132 | 0.050247 | 5 | 0.36343
38101 | 8.32 | 1 | 365 | 9.4457 | 0.53377 | 9 | 0.97944
39609 | 12.22 | 1 | 365 | 13.8733 | 0.90898 | 14 | 0.7823
39290 | 4.68 | 1 | 365 | 5.3132 | 0.050247 | 5 | 0.36343
41422 | 9.88 | 1 | 365 | 11.2167 | 0.88386 | 12 | 0.10058
39580 | 8.84 | 1 | 365 | 10.036 | 0.31713 | 10 | 0.35315
42024 | 5.565 | 1 | 365 | 6.3179 | 0.08539 | 6 | 0.40331
45769 | 4.845 | 1 | 365 | 5.5005 | 0.61612 | 6 | 0.11663
47901 | 4.08 | 1 | 365 | 4.632 | 0.99252 | 5 | 0.62453
39236 | 3.975 | 1 | 365 | 4.5128 | 0.63242 | 5 | 0.14522
42345 | 8.16 | 1 | 365 | 9.264 | 0.98505 | 10 | 0.24906
50238 | 4.08 | 1 | 365 | 4.632 | 0.99252 | 5 | 0.62453
48088 | 11.7 | 1 | 365 | 13.283 | 0.12562 | 13 | 0.40858
45494 | 2.805 | 1 | 365 | 3.1845 | 0.61986 | 3 | 0.80436
50424 | 8.37 | 1 | 365 | 9.5024 | 0.70525 | 10 | 0.20768
47865 | 7.14 | 1 | 365 | 8.106 | 0.48692 | 8 | 0.59293
39975 | 9.275 | 1 | 365 | 10.5299 | 0.80898 | 11 | 0.33885
43815 | 9.36 | 1 | 365 | 10.6264 | 0.10049 | 10 | 0.72686
45609 | 8.84 | 1 | 365 | 10.036 | 0.31713 | 10 | 0.35315
45660 | 4.08 | 1 | 365 | 4.632 | 0.99252 | 5 | 0.62453
42374 | 4.68 | 1 | 365 | 5.3132 | 0.050247 | 5 | 0.36343
50364 | 5.1 | 1 | 365 | 5.79 | 0.49065 | 6 | 0.28066
47463 | 5.72 | 1 | 365 | 6.4939 | 0.61697 | 7 | 0.11086
41670 | 2.295 | 1 | 365 | 2.6055 | 0.87079 | 3 | 0.4763
48036 | 2.6 | 1 | 365 | 2.9518 | 0.9168 | 3 | 0.86857
40048 | 9.1 | 1 | 365 | 10.3312 | 0.20881 | 10 | 0.54001
44758 | 7.02 | 1 | 365 | 7.9698 | 0.075371 | 8 | 0.045149
41452 | 4.68 | 1 | 365 | 5.3132 | 0.050247 | 5 | 0.36343
45765 | 10.4 | 1 | 365 | 11.8071 | 0.66722 | 12 | 0.47429
47776 | 11.475 | 1 | 365 | 13.0275 | 0.35397 | 13 | 0.38149
40175 | 11.7 | 1 | 365 | 13.283 | 0.12562 | 13 | 0.40858
54741 | 10.6 | 1 | 365 | 12.0341 | 0.35312 | 12 | 0.38726
45663 | 11.73 | 1 | 365 | 13.317 | 0.2285 | 13 | 0.54553
46356 | 9.945 | 1 | 365 | 11.2905 | 0.10678 | 11 | 0.39729
43066 | 8.48 | 1 | 365 | 9.6273 | 0.082499 | 9 | 0.70981
43741 | 10.335 | 1 | 365 | 11.7333 | 0.4443 | 12 | 0.17758
41212 | 10.92 | 1 | 365 | 12.3974 | 0.45058 | 12 | 0.84801
42208 | 6.12 | 1 | 365 | 6.948 | 0.98878 | 7 | 0.9368
41391 | 12.48 | 1 | 365 | 14.1685 | 0.80066 | 14 | 0.96915
45767 | 4.95 | 1 | 365 | 5.6197 | 0.97622 | 6 | 0.59594
54699 | 7.28 | 1 | 365 | 8.265 | 0.96705 | 9 | 0.23201
47502 | 12.22 | 1 | 365 | 13.8733 | 0.90898 | 14 | 0.7823
54702 | 4.59 | 1 | 365 | 5.211 | 0.74159 | 5 | 0.9526
48585 | 5.61 | 1 | 365 | 6.369 | 0.23972 | 6 | 0.60873
46279 | 10.965 | 1 | 365 | 12.4485 | 0.60491 | 13 | 0.053427
47563 | 3.825 | 1 | 365 | 4.3425 | 0.11799 | 4 | 0.4605
42189 | 4.68 | 1 | 365 | 5.3132 | 0.050247 | 5 | 0.36343
42346 | 9.62 | 1 | 365 | 10.9215 | 0.99217 | 11 | 0.91372
50271 | 6.12 | 1 | 365 | 6.948 | 0.98878 | 7 | 0.9368
41134 | 8.84 | 1 | 365 | 10.036 | 0.31713 | 10 | 0.35315
40142 | 7.28 | 1 | 365 | 8.265 | 0.96705 | 9 | 0.23201
45174 | 2.295 | 1 | 365 | 2.6055 | 0.87079 | 3 | 0.4763
43003 | 5.46 | 1 | 365 | 6.1987 | 0.72529 | 6 | 0.924
45916 | 9.435 | 1 | 365 | 10.7115 | 0.35771 | 11 | 0.069228
39476 | 12.74 | 1 | 365 | 14.4637 | 0.69234 | 15 | 0.15601
46237 | 14.04 | 1 | 365 | 15.9396 | 0.15074 | 16 | 0.090297
50322 | 3.06 | 1 | 365 | 3.474 | 0.49439 | 3 | 0.9684
45475 | 4.59 | 1 | 365 | 5.211 | 0.74159 | 5 | 0.9526
54692 | 7.14 | 1 | 365 | 8.106 | 0.48692 | 8 | 0.59293
54690 | 9.435 | 1 | 365 | 10.7115 | 0.35771 | 11 | 0.069228
54838 | 14.04 | 1 | 365 | 15.9396 | 0.15074 | 16 | 0.090297
54729 | 13.78 | 1 | 365 | 15.6444 | 0.25906 | 15 | 0.90344
54685 | 4.08 | 1 | 365 | 4.632 | 0.99252 | 5 | 0.62453
54385 | 9.435 | 1 | 365 | 10.7115 | 0.35771 | 11 | 0.069228
40152 | 7.8 | 1 | 365 | 8.8553 | 0.75041 | 9 | 0.60572
54392 | 7.28 | 1 | 365 | 8.265 | 0.96705 | 9 | 0.23201
39544 | 4.68 | 1 | 365 | 5.3132 | 0.050247 | 5 | 0.36343
54365 | 10.455 | 1 | 365 | 11.8695 | 0.85584 | 12 | 0.72536
45730 | 6.76 | 1 | 365 | 7.6746 | 0.18369 | 7 | 0.85829
54358 | 7.65 | 1 | 365 | 8.685 | 0.23598 | 8 | 0.921
40062 | 7.02 | 1 | 365 | 7.9698 | 0.075371 | 8 | 0.045149
48112 | 7.02 | 1 | 365 | 7.9698 | 0.075371 | 8 | 0.045149
54400 | 6.24 | 1 | 365 | 7.0842 | 0.40033 | 7 | 0.48458
38881 | 7.14 | 1 | 365 | 8.106 | 0.48692 | 8 | 0.59293
40075 | 8.925 | 1 | 365 | 10.1325 | 0.60864 | 10 | 0.74116
45893 | 8.84 | 1 | 365 | 10.036 | 0.31713 | 10 | 0.35315
40165 | 4.94 | 1 | 365 | 5.6084 | 0.94193 | 6 | 0.55029
46665 | 9.62 | 1 | 365 | 10.9215 | 0.99217 | 11 | 0.91372
50312 | 3.9 | 1 | 365 | 4.4277 | 0.37521 | 4 | 0.80286
46609 | 8.06 | 1 | 365 | 9.1505 | 0.64209 | 9 | 0.79258
50337 | 5.98 | 1 | 365 | 6.7891 | 0.50865 | 7 | 0.29772
40434 | 4.42 | 1 | 365 | 5.018 | 0.15857 | 5 | 0.17658
50319 | 5.98 | 1 | 365 | 6.7891 | 0.50865 | 7 | 0.29772
50652 | 17.34 | 1 | 365 | 19.686 | 0.46822 | 20 | 0.15426
50335 | 10.4 | 1 | 365 | 11.8071 | 0.66722 | 12 | 0.47429
45308 | 5.72 | 1 | 365 | 6.4939 | 0.61697 | 7 | 0.11086
41634 | 4.335 | 1 | 365 | 4.9215 | 0.86706 | 5 | 0.78856
54386 | 6.885 | 1 | 365 | 7.8165 | 0.61238 | 8 | 0.4289
45682 | 5.035 | 1 | 365 | 5.7162 | 0.26773 | 5 | 0.98395
45741 | 9.435 | 1 | 365 | 10.7115 | 0.35771 | 11 | 0.069228
48414 | 6.24 | 1 | 365 | 7.0842 | 0.40033 | 7 | 0.48458
54520 | 2.12 | 1 | 365 | 2.4068 | 0.27062 | 2 | 0.67745
45659 | 9.69 | 1 | 365 | 11.001 | 0.23224 | 11 | 0.23326
54370 | 2.55 | 1 | 365 | 2.895 | 0.74533 | 3 | 0.64033
48139 | 12.24 | 1 | 365 | 13.896 | 0.97757 | 14 | 0.87359
46364 | 5.355 | 1 | 365 | 6.0795 | 0.36519 | 6 | 0.4447
54389 | 11.985 | 1 | 365 | 13.6065 | 0.10304 | 13 | 0.70956
46159 | 10.455 | 1 | 365 | 11.8695 | 0.85584 | 12 | 0.72536
50633 | 6.12 | 1 | 365 | 6.948 | 0.98878 | 7 | 0.9368
54347 | 9.69 | 1 | 365 | 11.001 | 0.23224 | 11 | 0.23326
54447 | 7.8 | 1 | 365 | 8.8553 | 0.75041 | 9 | 0.60572
54471 | 6.12 | 1 | 365 | 6.948 | 0.98878 | 7 | 0.9368
54458 | 11.73 | 1 | 365 | 13.317 | 0.2285 | 13 | 0.54553
48101 | 4.59 | 1 | 365 | 5.211 | 0.74159 | 5 | 0.9526
45364 | 9.01 | 1 | 365 | 10.229 | 0.90016 | 11 | 0.12917
54460 | 7.395 | 1 | 365 | 8.3955 | 0.36145 | 8 | 0.75696
45680 | 8.16 | 1 | 365 | 9.264 | 0.98505 | 10 | 0.24906
53684 | 8.84 | 1 | 365 | 10.036 | 0.31713 | 10 | 0.35315
47845 | 9.62 | 1 | 365 | 10.9215 | 0.99217 | 11 | 0.91372
39923 | 5.2 | 1 | 365 | 5.9035 | 0.83361 | 6 | 0.73715
53729 | 4.335 | 1 | 365 | 4.9215 | 0.86706 | 5 | 0.78856
47741 | 10.71 | 1 | 365 | 12.159 | 0.73037 | 12 | 0.88939
53889 | 11.18 | 1 | 365 | 12.6926 | 0.34226 | 13 | 0.034866
53928 | 5.83 | 1 | 365 | 6.6188 | 0.99422 | 7 | 0.61299
53934 | 14.535 | 1 | 365 | 16.5015 | 0.84836 | 17 | 0.34989
50496 | 3.38 | 1 | 365 | 3.8373 | 0.59185 | 4 | 0.42915
53939 | 8.16 | 1 | 365 | 9.264 | 0.98505 | 10 | 0.24906
53940 | 6.375 | 1 | 365 | 7.2375 | 0.86332 | 8 | 0.10083
53941 | 4.59 | 1 | 365 | 5.211 | 0.74159 | 5 | 0.9526
50455 | 9.69 | 1 | 365 | 11.001 | 0.23224 | 11 | 0.23326
53942 | 4.59 | 1 | 365 | 5.211 | 0.74159 | 5 | 0.9526
53955 | 9.18 | 1 | 365 | 10.422 | 0.48318 | 10 | 0.90519
52191 | 8.925 | 1 | 365 | 10.1325 | 0.60864 | 10 | 0.74116
54050 | 3.12 | 1 | 365 | 3.5421 | 0.70016 | 4 | 0.24229
53150 | 6.75 | 1 | 365 | 7.6632 | 0.1494 | 7 | 0.81264
40664 | 5.865 | 1 | 365 | 6.6585 | 0.11425 | 6 | 0.77276
50377 | 4.59 | 1 | 365 | 5.211 | 0.74159 | 5 | 0.9526
54096 | 8.925 | 1 | 365 | 10.1325 | 0.60864 | 10 | 0.74116
53242 | 9.435 | 1 | 365 | 10.7115 | 0.35771 | 11 | 0.069228
41485 | 5.865 | 1 | 365 | 6.6585 | 0.11425 | 6 | 0.77276
47535 | 9.945 | 1 | 365 | 11.2905 | 0.10678 | 11 | 0.39729
54327 | 4.16 | 1 | 365 | 4.7228 | 0.26689 | 4 | 0.98972
54329 | 3.38 | 1 | 365 | 3.8373 | 0.59185 | 4 | 0.42915
53184 | 4.59 | 1 | 365 | 5.211 | 0.74159 | 5 | 0.9526
54330 | 13.78 | 1 | 365 | 15.6444 | 0.25906 | 15 | 0.90344
54336 | 14.04 | 1 | 365 | 15.9396 | 0.15074 | 16 | 0.090297
41942 | 6.76 | 1 | 365 | 7.6746 | 0.18369 | 7 | 0.85829
54338 | 3.12 | 1 | 365 | 3.5421 | 0.70016 | 4 | 0.24229
53244 | 5.1 | 1 | 365 | 5.79 | 0.49065 | 6 | 0.28066
47566 | 2.04 | 1 | 365 | 2.316 | 0.99626 | 3 | 0.31227
47554 | 5.61 | 1 | 365 | 6.369 | 0.23972 | 6 | 0.60873
50640 | 5.2 | 1 | 365 | 5.9035 | 0.83361 | 6 | 0.73715
44954 | 3.9 | 1 | 365 | 4.4277 | 0.37521 | 4 | 0.80286
40951 | 7.02 | 1 | 365 | 7.9698 | 0.075371 | 8 | 0.045149
40515 | 4.68 | 1 | 365 | 5.3132 | 0.050247 | 5 | 0.36343
54453 | 5.1 | 1 | 365 | 5.79 | 0.49065 | 6 | 0.28066
54450 | 8.32 | 1 | 365 | 9.4457 | 0.53377 | 9 | 0.97944
54445 | 10.4 | 1 | 365 | 11.8071 | 0.66722 | 12 | 0.47429
54439 | 10.92 | 1 | 365 | 12.3974 | 0.45058 | 12 | 0.84801
54438 | 6.375 | 1 | 365 | 7.2375 | 0.86332 | 8 | 0.10083
54433 | 6.63 | 1 | 365 | 7.527 | 0.73785 | 8 | 0.26486
54434 | 5.1 | 1 | 365 | 5.79 | 0.49065 | 6 | 0.28066
54431 | 7.8 | 1 | 365 | 8.8553 | 0.75041 | 9 | 0.60572
54416 | 4.335 | 1 | 365 | 4.9215 | 0.86706 | 5 | 0.78856
54516 | 9.69 | 1 | 365 | 11.001 | 0.23224 | 11 | 0.23326
54506 | 7.65 | 1 | 365 | 8.685 | 0.23598 | 8 | 0.921
54507 | 10.2 | 1 | 365 | 11.58 | 0.98131 | 12 | 0.56133
54505 | 5.565 | 1 | 365 | 6.3179 | 0.08539 | 6 | 0.40331
54544 | 6.885 | 1 | 365 | 7.8165 | 0.61238 | 8 | 0.4289
54427 | 4.08 | 1 | 365 | 4.632 | 0.99252 | 5 | 0.62453
54554 | 2.295 | 1 | 365 | 2.6055 | 0.87079 | 3 | 0.4763
54413 | 10.965 | 1 | 365 | 12.4485 | 0.60491 | 13 | 0.053427
37805 | 2.86 | 1 | 365 | 3.2469 | 0.80848 | 4 | 0.055431
41991 | 3.32 | 1 | 365 | 3.7692 | 0.38607 | 4 | 0.15526
45869 | 9.945 | 1 | 365 | 11.2905 | 0.10678 | 11 | 0.39729
47562 | 8.06 | 1 | 365 | 9.1505 | 0.64209 | 9 | 0.79258
45979 | 7.28 | 1 | 365 | 8.265 | 0.96705 | 9 | 0.23201
50570 | 7.29 | 1 | 365 | 8.2763 | 0.0013466 | 8 | 0.27765
39264 | 8.84 | 1 | 365 | 10.036 | 0.31713 | 10 | 0.35315
39664 | 5.2 | 1 | 365 | 5.9035 | 0.83361 | 6 | 0.73715
40124 | 4.68 | 1 | 365 | 5.3132 | 0.050247 | 5 | 0.36343
54343 | 4.77 | 1 | 365 | 5.4154 | 0.35891 | 5 | 0.77427
39542 | 13.52 | 1 | 365 | 15.3492 | 0.36738 | 15 | 0.71658
54346 | 4.845 | 1 | 365 | 5.5005 | 0.61612 | 6 | 0.11663
45141 | 5.98 | 1 | 365 | 6.7891 | 0.50865 | 7 | 0.29772
45694 | 6.625 | 1 | 365 | 7.5213 | 0.7207 | 8 | 0.24204
54529 | 4.335 | 1 | 365 | 4.9215 | 0.86706 | 5 | 0.78856
39543 | 10.965 | 1 | 365 | 12.4485 | 0.60491 | 13 | 0.053427
38170 | 6.5 | 1 | 365 | 7.3794 | 0.29201 | 7 | 0.67143
48867 | 12.19 | 1 | 365 | 13.8393 | 0.80609 | 14 | 0.64535
45752 | 3.315 | 1 | 365 | 3.7635 | 0.36893 | 4 | 0.13243
53886 | 7.28 | 1 | 365 | 8.265 | 0.96705 | 9 | 0.23201
48562 | 6.24 | 1 | 365 | 7.0842 | 0.40033 | 7 | 0.48458
40017 | 8.32 | 1 | 365 | 9.4457 | 0.53377 | 9 | 0.97944
55676 | 4.59 | 1 | 365 | 5.211 | 0.74159 | 5 | 0.9526
55712 | 6.12 | 1 | 365 | 6.948 | 0.98878 | 7 | 0.9368
55705 | 10.455 | 1 | 365 | 11.8695 | 0.85584 | 12 | 0.72536
41567 | 8.32 | 1 | 365 | 9.4457 | 0.53377 | 9 | 0.97944
39414 | 8.415 | 1 | 365 | 9.5535 | 0.85958 | 10 | 0.41309
47479 | 9.18 | 1 | 365 | 10.422 | 0.48318 | 10 | 0.90519
41106 | 7.42 | 1 | 365 | 8.4239 | 0.44719 | 8 | 0.87108
40828 | 4.68 | 1 | 365 | 5.3132 | 0.050247 | 5 | 0.36343
54351 | 11.22 | 1 | 365 | 12.738 | 0.47944 | 13 | 0.21746
54354 | 5.865 | 1 | 365 | 6.6585 | 0.11425 | 6 | 0.77276
54422 | 4.08 | 1 | 365 | 4.632 | 0.99252 | 5 | 0.62453
54429 | 3.9 | 1 | 365 | 4.4277 | 0.37521 | 4 | 0.80286
54488 | 6.63 | 1 | 365 | 7.527 | 0.73785 | 8 | 0.26486
54498 | 3.38 | 1 | 365 | 3.8373 | 0.59185 | 4 | 0.42915
39406 | 11.7 | 1 | 365 | 13.283 | 0.12562 | 13 | 0.40858
54464 | 5.2 | 1 | 365 | 5.9035 | 0.83361 | 6 | 0.73715
50436 | 5.61 | 1 | 365 | 6.369 | 0.23972 | 6 | 0.60873
54519 | 4.68 | 1 | 365 | 5.3132 | 0.050247 | 5 | 0.36343
39730 | 7.8 | 1 | 365 | 8.8553 | 0.75041 | 9 | 0.60572
46042 | 8.84 | 1 | 365 | 10.036 | 0.31713 | 10 | 0.35315
54549 | 3.825 | 1 | 365 | 4.3425 | 0.11799 | 4 | 0.4605
54608 | 8.925 | 1 | 365 | 10.1325 | 0.60864 | 10 | 0.74116
42556 | 5.72 | 1 | 365 | 6.4939 | 0.61697 | 7 | 0.11086
54610 | 9.435 | 1 | 365 | 10.7115 | 0.35771 | 11 | 0.069228
54611 | 11.22 | 1 | 365 | 12.738 | 0.47944 | 13 | 0.21746
54609 | 9.435 | 1 | 365 | 10.7115 | 0.35771 | 11 | 0.069228
54615 | 9.88 | 1 | 365 | 11.2167 | 0.88386 | 12 | 0.10058
54616 | 8.415 | 1 | 365 | 9.5535 | 0.85958 | 10 | 0.41309
50581 | 7.14 | 1 | 365 | 8.106 | 0.48692 | 8 | 0.59293
54622 | 3.06 | 1 | 365 | 3.474 | 0.49439 | 3 | 0.9684
54624 | 6.89 | 1 | 365 | 7.8222 | 0.62953 | 8 | 0.45172
54621 | 3.315 | 1 | 365 | 3.7635 | 0.36893 | 4 | 0.13243
49476 | 6.82 | 1 | 365 | 7.7427 | 0.38946 | 8 | 0.13218
39745 | 4.94 | 1 | 365 | 5.6084 | 0.94193 | 6 | 0.55029
50118 | 4.5 | 1 | 365 | 5.1088 | 0.43293 | 5 | 0.54176
52843 | 5.2 | 1 | 365 | 5.9035 | 0.83361 | 6 | 0.73715
52845 | 5.2 | 1 | 365 | 5.9035 | 0.83361 | 6 | 0.73715
45678 | 5.5 | 1 | 365 | 6.2441 | 0.86247 | 7 | 0.1066
54627 | 3.06 | 1 | 365 | 3.474 | 0.49439 | 3 | 0.9684
54648 | 7.28 | 1 | 365 | 8.265 | 0.96705 | 9 | 0.23201
54654 | 10.14 | 1 | 365 | 11.5119 | 0.77554 | 12 | 0.28744
49456 | 6.5 | 1 | 365 | 7.3794 | 0.29201 | 7 | 0.67143
54656 | 10.455 | 1 | 365 | 11.8695 | 0.85584 | 12 | 0.72536
45215 | 11.75 | 1 | 365 | 13.3397 | 0.29709 | 13 | 0.63682
54658 | 4.94 | 1 | 365 | 5.6084 | 0.94193 | 6 | 0.55029
44555 | 7 | 1 | 365 | 7.9471 | 0.00678 | 7 | 0.95385
54660 | 3.38 | 1 | 365 | 3.8373 | 0.59185 | 4 | 0.42915
37747 | 4.05 | 1 | 365 | 4.5979 | 0.88964 | 5 | 0.48759
54177 | 7.28 | 1 | 365 | 8.265 | 0.96705 | 9 | 0.23201
30740 | 7.54 | 1 | 365 | 8.5601 | 0.85873 | 9 | 0.41886
52039 | 8.58 | 1 | 365 | 9.7408 | 0.42545 | 10 | 0.16629
32711 | 9.36 | 1 | 365 | 10.6264 | 0.10049 | 10 | 0.72686
50164 | 5.46 | 1 | 365 | 6.1987 | 0.72529 | 6 | 0.924
56636 | 9.54 | 1 | 365 | 10.8307 | 0.71781 | 11 | 0.54854
37036 | 5.98 | 1 | 365 | 6.7891 | 0.50865 | 7 | 0.29772
36673 | 7.28 | 1 | 365 | 8.265 | 0.96705 | 9 | 0.23201
37703 | 5.98 | 1 | 365 | 6.7891 | 0.50865 | 7 | 0.29772
36985 | 6.76 | 1 | 365 | 7.6746 | 0.18369 | 7 | 0.85829
37062 | 7.54 | 1 | 365 | 8.5601 | 0.85873 | 9 | 0.41886
37721 | 6.5 | 1 | 365 | 7.3794 | 0.29201 | 7 | 0.67143
41256 | 3.9 | 1 | 365 | 4.4277 | 0.37521 | 4 | 0.80286
37902 | 10.14 | 1 | 365 | 11.5119 | 0.77554 | 12 | 0.28744
38829 | 4.16 | 1 | 365 | 4.7228 | 0.26689 | 4 | 0.98972
39482 | 10.335 | 1 | 365 | 11.7333 | 0.4443 | 12 | 0.17758
39069 | 12.22 | 1 | 365 | 13.8733 | 0.90898 | 14 | 0.7823
37882 | 11.44 | 1 | 365 | 12.9878 | 0.23394 | 13 | 0.22172
54180 | 3.38 | 1 | 365 | 3.8373 | 0.59185 | 4 | 0.42915
39431 | 5.98 | 1 | 365 | 6.7891 | 0.50865 | 7 | 0.29772
33219 | 4.68 | 1 | 365 | 5.3132 | 0.050247 | 5 | 0.36343
33539 | 2.34 | 1 | 365 | 2.6566 | 0.025124 | 2 | 0.68172
50303 | 6.12 | 1 | 365 | 6.948 | 0.98878 | 7 | 0.9368
17945 | 7.28 | 1 | 365 | 8.265 | 0.96705 | 9 | 0.23201
20396 | 4.94 | 1 | 365 | 5.6084 | 0.94193 | 6 | 0.55029
28034 | 8.32 | 1 | 365 | 9.4457 | 0.53377 | 9 | 0.97944
31699 | 5.98 | 1 | 365 | 6.7891 | 0.50865 | 7 | 0.29772
28808 | 12.74 | 1 | 365 | 14.4637 | 0.69234 | 15 | 0.15601
25619 | 9.1 | 1 | 365 | 10.3312 | 0.20881 | 10 | 0.54001
29013 | 3.9 | 1 | 365 | 4.4277 | 0.37521 | 4 | 0.80286
32100 | 13 | 1 | 365 | 14.7588 | 0.58402 | 15 | 0.34287
32418 | 6.24 | 1 | 365 | 7.0842 | 0.40033 | 7 | 0.48458
37524 | 11.275 | 1 | 365 | 12.8005 | 0.66806 | 13 | 0.46853
43761 | 4.56 | 1 | 365 | 5.1769 | 0.6387 | 5 | 0.81565
42710 | 7.2 | 1 | 365 | 8.1741 | 0.69269 | 8 | 0.86682
38354 | 5.985 | 1 | 365 | 6.7947 | 0.5258 | 7 | 0.32054
46029 | 7.02 | 1 | 365 | 7.9698 | 0.075371 | 8 | 0.045149
41125 | 5.72 | 1 | 365 | 6.4939 | 0.61697 | 7 | 0.11086
37307 | 10 | 1 | 365 | 11.353 | 0.2954 | 11 | 0.64836
37506 | 12.753 | 1 | 365 | 14.4784 | 0.73692 | 15 | 0.21535
37788 | 5.886 | 1 | 365 | 6.6824 | 0.18627 | 6 | 0.86862
37147 | 9.045 | 1 | 365 | 10.2688 | 0.020189 | 10 | 0.28894
46268 | 13 | 1 | 365 | 14.7588 | 0.58402 | 15 | 0.34287
44809 | 7.2 | 1 | 365 | 8.1741 | 0.69269 | 8 | 0.86682
54457 | 6.63 | 1 | 365 | 7.527 | 0.73785 | 8 | 0.26486
54409 | 7.395 | 1 | 365 | 8.3955 | 0.36145 | 8 | 0.75696
37273 | 4.02 | 1 | 365 | 4.5639 | 0.78675 | 5 | 0.35064
50346 | 12.22 | 1 | 365 | 13.8733 | 0.90898 | 14 | 0.7823
41988 | 9.45 | 1 | 365 | 10.7285 | 0.40915 | 11 | 0.1377
47361 | 6.21 | 1 | 365 | 7.0502 | 0.29744 | 7 | 0.34763
39667 | 9.18 | 1 | 365 | 10.422 | 0.48318 | 10 | 0.90519
45937 | 6.12 | 1 | 365 | 6.948 | 0.98878 | 7 | 0.9368
46769 | 3.71 | 1 | 365 | 4.2119 | 0.72359 | 4 | 0.93554
50414 | 2.08 | 1 | 365 | 2.3614 | 0.13344 | 2 | 0.49486
37868 | 5.72 | 1 | 365 | 6.4939 | 0.61697 | 7 | 0.11086
47386 | 8.32 | 1 | 365 | 9.4457 | 0.53377 | 9 | 0.97944
39473 | 5.2 | 1 | 365 | 5.9035 | 0.83361 | 6 | 0.73715
47976 | 8.84 | 1 | 365 | 10.036 | 0.31713 | 10 | 0.35315
39145 | 3.12 | 1 | 365 | 3.5421 | 0.70016 | 4 | 0.24229
39355 | 14.04 | 1 | 365 | 15.9396 | 0.15074 | 16 | 0.090297
56302 | 8.925 | 1 | 365 | 10.1325 | 0.60864 | 10 | 0.74116
38050 | 3.975 | 1 | 365 | 4.5128 | 0.63242 | 5 | 0.14522
40495 | 10.4 | 1 | 365 | 11.8071 | 0.66722 | 12 | 0.47429
54440 | 3.12 | 1 | 365 | 3.5421 | 0.70016 | 4 | 0.24229
39271 | 5.46 | 1 | 365 | 6.1987 | 0.72529 | 6 | 0.924
47557 | 10.455 | 1 | 365 | 11.8695 | 0.85584 | 12 | 0.72536
46298 | 7.14 | 1 | 365 | 8.106 | 0.48692 | 8 | 0.59293
50428 | 9.69 | 1 | 365 | 11.001 | 0.23224 | 11 | 0.23326
48558 | 7.95 | 1 | 365 | 9.0256 | 0.26484 | 9 | 0.29045
45918 | 7.54 | 1 | 365 | 8.5601 | 0.85873 | 9 | 0.41886
55225 | 8.925 | 1 | 365 | 10.1325 | 0.60864 | 10 | 0.74116
39916 | 6.24 | 1 | 365 | 7.0842 | 0.40033 | 7 | 0.48458
55269 | 5.61 | 1 | 365 | 6.369 | 0.23972 | 6 | 0.60873
55376 | 3.06 | 1 | 365 | 3.474 | 0.49439 | 3 | 0.9684
55381 | 10.455 | 1 | 365 | 11.8695 | 0.85584 | 12 | 0.72536
55384 | 5.1 | 1 | 365 | 5.79 | 0.49065 | 6 | 0.28066
55386 | 6.12 | 1 | 365 | 6.948 | 0.98878 | 7 | 0.9368
55402 | 5.61 | 1 | 365 | 6.369 | 0.23972 | 6 | 0.60873
54783 | 5.775 | 1 | 365 | 6.5563 | 0.80559 | 7 | 0.36193
46712 | 15.9 | 1 | 365 | 18.0512 | 0.52969 | 18 | 0.58089
54875 | 11.44 | 1 | 365 | 12.9878 | 0.23394 | 13 | 0.22172
50113 | 8.7 | 1 | 365 | 9.8771 | 0.837 | 10 | 0.71407
54872 | 11.96 | 1 | 365 | 13.5781 | 0.017298 | 13 | 0.59544
37339 | 12.753 | 1 | 365 | 14.4784 | 0.73692 | 15 | 0.21535
41994 | 3.975 | 1 | 365 | 4.5128 | 0.63242 | 5 | 0.14522
37337 | 4.58 | 1 | 365 | 5.1997 | 0.70729 | 5 | 0.90695
42651 | 6.9 | 1 | 365 | 7.8335 | 0.66383 | 8 | 0.49737
35737 | 7.5 | 1 | 365 | 8.5147 | 0.72155 | 9 | 0.23627
43802 | 5.83 | 1 | 365 | 6.6188 | 0.99422 | 7 | 0.61299
52531 | 109.8 | 0.9 | 365 | 112.19 | 0.90714 | 113 | 0.097094
56130 | 5.46 | 1 | 365 | 6.1987 | 0.72529 | 6 | 0.924
47712 | 5.4 | 1 | 365 | 6.1306 | 0.51952 | 6 | 0.65011
52578 | 2.94 | 1 | 365 | 3.3378 | 0.082848 | 3 | 0.42062
47108 | 7.54 | 1 | 365 | 8.5601 | 0.85873 | 9 | 0.41886
47049 | 9.36 | 1 | 365 | 10.6264 | 0.10049 | 10 | 0.72686
52958 | 4.68 | 1 | 365 | 5.3132 | 0.050247 | 5 | 0.36343
52129 | 7.68 | 1 | 365 | 8.7191 | 0.33887 | 9 | 0.05794
47006 | 5.2 | 1 | 365 | 5.9035 | 0.83361 | 6 | 0.73715
52961 | 8.32 | 1 | 365 | 9.4457 | 0.53377 | 9 | 0.97944
45350 | 6.2 | 1 | 365 | 7.0388 | 0.26315 | 7 | 0.30198
51004 | 10.14 | 1 | 365 | 11.5119 | 0.77554 | 12 | 0.28744
46274 | 8.68 | 1 | 365 | 9.8544 | 0.76841 | 10 | 0.62278
51415 | 22.88 | 1 | 365 | 25.9756 | 0.46788 | 26 | 0.44345
51416 | 15.08 | 1 | 365 | 17.1203 | 0.71746 | 17 | 0.83773
44147 | 11.025 | 1 | 365 | 12.5166 | 0.81068 | 13 | 0.32732
51414 | 13.26 | 1 | 365 | 15.054 | 0.4757 | 15 | 0.52973
51418 | 11.18 | 1 | 365 | 12.6926 | 0.34226 | 13 | 0.034866
44713 | 12 | 1 | 365 | 13.6236 | 0.15448 | 13 | 0.77803
47040 | 12.24 | 1 | 365 | 13.896 | 0.97757 | 14 | 0.87359
51420 | 10.66 | 1 | 365 | 12.1023 | 0.5589 | 12 | 0.66115
51423 | 11.7 | 1 | 365 | 13.283 | 0.12562 | 13 | 0.40858
51424 | 11.7 | 1 | 365 | 13.283 | 0.12562 | 13 | 0.40858
38369 | 12.48 | 1 | 365 | 14.1685 | 0.80066 | 14 | 0.96915
51642 | 11.96 | 1 | 365 | 13.5781 | 0.017298 | 13 | 0.59544
51966 | 13 | 1 | 365 | 14.7588 | 0.58402 | 15 | 0.34287
52012 | 11.96 | 1 | 365 | 13.5781 | 0.017298 | 13 | 0.59544
52179 | 10.66 | 1 | 365 | 12.1023 | 0.5589 | 12 | 0.66115
43032 | 8.19 | 1 | 365 | 9.2981 | 0.087933 | 9 | 0.38601
51996 | 10.4 | 1 | 365 | 11.8071 | 0.66722 | 12 | 0.47429
52825 | 11.96 | 1 | 365 | 13.5781 | 0.017298 | 13 | 0.59544
51430 | 10.92 | 1 | 365 | 12.3974 | 0.45058 | 12 | 0.84801
52832 | 12.74 | 1 | 365 | 14.4637 | 0.69234 | 15 | 0.15601
51431 | 15.34 | 1 | 365 | 17.4154 | 0.60914 | 18 | 0.024584
52831 | 16.38 | 1 | 365 | 18.5961 | 0.17587 | 18 | 0.77201
51432 | 11.7 | 1 | 365 | 13.283 | 0.12562 | 13 | 0.40858
53575 | 8.58 | 1 | 365 | 9.7408 | 0.42545 | 10 | 0.16629
53570 | 6.76 | 1 | 365 | 7.6746 | 0.18369 | 7 | 0.85829
51433 | 10.92 | 1 | 365 | 12.3974 | 0.45058 | 12 | 0.84801
51459 | 10.92 | 1 | 365 | 12.3974 | 0.45058 | 12 | 0.84801
53569 | 7.8 | 1 | 365 | 8.8553 | 0.75041 | 9 | 0.60572
51461 | 10.66 | 1 | 365 | 12.1023 | 0.5589 | 12 | 0.66115
53558 | 5.98 | 1 | 365 | 6.7891 | 0.50865 | 7 | 0.29772
47897 | 6.76 | 1 | 365 | 7.6746 | 0.18369 | 7 | 0.85829
53557 | 9.1 | 1 | 365 | 10.3312 | 0.20881 | 10 | 0.54001
53555 | 9.52 | 1 | 365 | 10.808 | 0.64922 | 11 | 0.45724
46636 | 3.71 | 1 | 365 | 4.2119 | 0.72359 | 4 | 0.93554
53554 | 5.04 | 1 | 365 | 5.7219 | 0.28488 | 6 | 0.0067734
52309 | 5.98 | 1 | 365 | 6.7891 | 0.50865 | 7 | 0.29772
53550 | 7.84 | 1 | 365 | 8.9007 | 0.88759 | 9 | 0.78831
53711 | 3.9 | 1 | 365 | 4.4277 | 0.37521 | 4 | 0.80286
53710 | 8.84 | 1 | 365 | 10.036 | 0.31713 | 10 | 0.35315
53508 | 7.02 | 1 | 365 | 7.9698 | 0.075371 | 8 | 0.045149
51965 | 12.48 | 1 | 365 | 14.1685 | 0.80066 | 14 | 0.96915
53505 | 4.16 | 1 | 365 | 4.7228 | 0.26689 | 4 | 0.98972
53504 | 7.28 | 1 | 365 | 8.265 | 0.96705 | 9 | 0.23201
54904 | 17.34 | 1 | 365 | 19.686 | 0.46822 | 20 | 0.15426
54902 | 11.44 | 1 | 365 | 12.9878 | 0.23394 | 13 | 0.22172
53503 | 9.36 | 1 | 365 | 10.6264 | 0.10049 | 10 | 0.72686
54901 | 11.18 | 1 | 365 | 12.6926 | 0.34226 | 13 | 0.034866
53502 | 5.72 | 1 | 365 | 6.4939 | 0.61697 | 7 | 0.11086
54897 | 13 | 1 | 365 | 14.7588 | 0.58402 | 15 | 0.34287
53501 | 5.98 | 1 | 365 | 6.7891 | 0.50865 | 7 | 0.29772
54891 | 14.04 | 1 | 365 | 15.9396 | 0.15074 | 16 | 0.090297
53577 | 4.08 | 1 | 365 | 4.632 | 0.99252 | 5 | 0.62453
54890 | 11.44 | 1 | 365 | 12.9878 | 0.23394 | 13 | 0.22172
54889 | 13.78 | 1 | 365 | 15.6444 | 0.25906 | 15 | 0.90344
54870 | 10.66 | 1 | 365 | 12.1023 | 0.5589 | 12 | 0.66115
54866 | 16.83 | 1 | 365 | 19.107 | 0.71916 | 19 | 0.82619
53587 | 5.98 | 1 | 365 | 6.7891 | 0.50865 | 7 | 0.29772
54858 | 7.8 | 1 | 365 | 8.8553 | 0.75041 | 9 | 0.60572
53499 | 9.36 | 1 | 365 | 10.6264 | 0.10049 | 10 | 0.72686
54854 | 5.46 | 1 | 365 | 6.1987 | 0.72529 | 6 | 0.924
54893 | 10.4 | 1 | 365 | 11.8071 | 0.66722 | 12 | 0.47429
54850 | 6.76 | 1 | 365 | 7.6746 | 0.18369 | 7 | 0.85829
44558 | 4.16 | 1 | 365 | 4.7228 | 0.26689 | 4 | 0.98972
45348 | 7.54 | 1 | 365 | 8.5601 | 0.85873 | 9 | 0.41886
45699 | 3.38 | 1 | 365 | 3.8373 | 0.59185 | 4 | 0.42915
34264 | 7.28 | 1 | 365 | 8.265 | 0.96705 | 9 | 0.23201
48657 | 10.66 | 1 | 365 | 12.1023 | 0.5589 | 12 | 0.66115
45275 | 10.4 | 1 | 365 | 11.8071 | 0.66722 | 12 | 0.47429
33854 | 4.16 | 1 | 365 | 4.7228 | 0.26689 | 4 | 0.98972
53497 | 5.72 | 1 | 365 | 6.4939 | 0.61697 | 7 | 0.11086
51372 | 10.4 | 1 | 365 | 11.8071 | 0.66722 | 12 | 0.47429
53496 | 2.08 | 1 | 365 | 2.3614 | 0.13344 | 2 | 0.49486
32546 | 7.02 | 1 | 365 | 7.9698 | 0.075371 | 8 | 0.045149
53495 | 5.98 | 1 | 365 | 6.7891 | 0.50865 | 7 | 0.29772
53407 | 7.02 | 1 | 365 | 7.9698 | 0.075371 | 8 | 0.045149
32531 | 7.28 | 1 | 365 | 8.265 | 0.96705 | 9 | 0.23201
53405 | 6.24 | 1 | 365 | 7.0842 | 0.40033 | 7 | 0.48458
32180 | 5.98 | 1 | 365 | 6.7891 | 0.50865 | 7 | 0.29772
51394 | 3.12 | 1 | 365 | 3.5421 | 0.70016 | 4 | 0.24229
50811 | 5.46 | 1 | 365 | 6.1987 | 0.72529 | 6 | 0.924
51395 | 5.46 | 1 | 365 | 6.1987 | 0.72529 | 6 | 0.924
50886 | 8.84 | 1 | 365 | 10.036 | 0.31713 | 10 | 0.35315
54853 | 7.02 | 1 | 365 | 7.9698 | 0.075371 | 8 | 0.045149
51793 | 7.8 | 1 | 365 | 8.8553 | 0.75041 | 9 | 0.60572
54814 | 7.28 | 1 | 365 | 8.265 | 0.96705 | 9 | 0.23201
52507 | 7.02 | 1 | 365 | 7.9698 | 0.075371 | 8 | 0.045149
53596 | 6.325 | 1 | 365 | 7.1807 | 0.69184 | 7 | 0.87259
54809 | 2.86 | 1 | 365 | 3.2469 | 0.80848 | 4 | 0.055431
52586 | 4.16 | 1 | 365 | 4.7228 | 0.26689 | 4 | 0.98972
52557 | 3.9 | 1 | 365 | 4.4277 | 0.37521 | 4 | 0.80286
52681 | 4.94 | 1 | 365 | 5.6084 | 0.94193 | 6 | 0.55029
52555 | 3.64 | 1 | 365 | 4.1325 | 0.48353 | 4 | 0.616
52723 | 3.9 | 1 | 365 | 4.4277 | 0.37521 | 4 | 0.80286
52550 | 8.32 | 1 | 365 | 9.4457 | 0.53377 | 9 | 0.97944
53750 | 5.72 | 1 | 365 | 6.4939 | 0.61697 | 7 | 0.11086
52418 | 6.5 | 1 | 365 | 7.3794 | 0.29201 | 7 | 0.67143
52510 | 4.16 | 1 | 365 | 4.7228 | 0.26689 | 4 | 0.98972
53749 | 9.88 | 1 | 365 | 11.2167 | 0.88386 | 12 | 0.10058
52793 | 6.24 | 1 | 365 | 7.0842 | 0.40033 | 7 | 0.48458
53748 | 4.42 | 1 | 365 | 5.018 | 0.15857 | 5 | 0.17658
52265 | 12.22 | 1 | 365 | 13.8733 | 0.90898 | 14 | 0.7823
53746 | 4.94 | 1 | 365 | 5.6084 | 0.94193 | 6 | 0.55029
52277 | 5.2 | 1 | 365 | 5.9035 | 0.83361 | 6 | 0.73715
53745 | 5.98 | 1 | 365 | 6.7891 | 0.50865 | 7 | 0.29772
52247 | 9.36 | 1 | 365 | 10.6264 | 0.10049 | 10 | 0.72686
53743 | 5.72 | 1 | 365 | 6.4939 | 0.61697 | 7 | 0.11086
53741 | 9.1 | 1 | 365 | 10.3312 | 0.20881 | 10 | 0.54001
53402 | 5.72 | 1 | 365 | 6.4939 | 0.61697 | 7 | 0.11086
52156 | 7.02 | 1 | 365 | 7.9698 | 0.075371 | 8 | 0.045149
53739 | 5.2 | 1 | 365 | 5.9035 | 0.83361 | 6 | 0.73715
53738 | 7.8 | 1 | 365 | 8.8553 | 0.75041 | 9 | 0.60572
53737 | 6.76 | 1 | 365 | 7.6746 | 0.18369 | 7 | 0.85829
53736 | 4.42 | 1 | 365 | 5.018 | 0.15857 | 5 | 0.17658
53735 | 6.5 | 1 | 365 | 7.3794 | 0.29201 | 7 | 0.67143
53734 | 7.8 | 1 | 365 | 8.8553 | 0.75041 | 9 | 0.60572
53732 | 7.28 | 1 | 365 | 8.265 | 0.96705 | 9 | 0.23201
53702 | 5.98 | 1 | 365 | 6.7891 | 0.50865 | 7 | 0.29772
53701 | 4.68 | 1 | 365 | 5.3132 | 0.050247 | 5 | 0.36343
53660 | 7.02 | 1 | 365 | 7.9698 | 0.075371 | 8 | 0.045149
53659 | 4.16 | 1 | 365 | 4.7228 | 0.26689 | 4 | 0.98972
53658 | 7.8 | 1 | 365 | 8.8553 | 0.75041 | 9 | 0.60572
53657 | 6.24 | 1 | 365 | 7.0842 | 0.40033 | 7 | 0.48458
53654 | 9.1 | 1 | 365 | 10.3312 | 0.20881 | 10 | 0.54001
53652 | 6.5 | 1 | 365 | 7.3794 | 0.29201 | 7 | 0.67143
53628 | 9.1 | 1 | 365 | 10.3312 | 0.20881 | 10 | 0.54001
53624 | 8.84 | 1 | 365 | 10.036 | 0.31713 | 10 | 0.35315
53618 | 8.32 | 1 | 365 | 9.4457 | 0.53377 | 9 | 0.97944
49871 | 6 | 1 | 365 | 6.8118 | 0.57724 | 7 | 0.38902
53612 | 8.58 | 1 | 365 | 9.7408 | 0.42545 | 10 | 0.16629
54278 | 3.9 | 1 | 365 | 4.4277 | 0.37521 | 4 | 0.80286
54120 | 3.38 | 1 | 365 | 3.8373 | 0.59185 | 4 | 0.42915
52500 | 9.36 | 1 | 365 | 10.6264 | 0.10049 | 10 | 0.72686
52947 | 6.76 | 1 | 365 | 7.6746 | 0.18369 | 7 | 0.85829
54211 | 4.16 | 1 | 365 | 4.7228 | 0.26689 | 4 | 0.98972
54356 | 11.96 | 1 | 365 | 13.5781 | 0.017298 | 13 | 0.59544
46774 | 5.2 | 1 | 365 | 5.9035 | 0.83361 | 6 | 0.73715
46730 | 5.2 | 1 | 365 | 5.9035 | 0.83361 | 6 | 0.73715
40924 | 9.81 | 1 | 365 | 11.1373 | 0.64379 | 11 | 0.78104
53401 | 6.5 | 1 | 365 | 7.3794 | 0.29201 | 7 | 0.67143
46689 | 5.3 | 1 | 365 | 6.0171 | 0.17656 | 6 | 0.19363
53400 | 8.06 | 1 | 365 | 9.1505 | 0.64209 | 9 | 0.79258
53396 | 9.88 | 1 | 365 | 11.2167 | 0.88386 | 12 | 0.10058
42832 | 12.426 | 1 | 365 | 14.1072 | 0.61546 | 14 | 0.72265
53394 | 6.24 | 1 | 365 | 7.0842 | 0.40033 | 7 | 0.48458
47721 | 5.7 | 1 | 365 | 6.4712 | 0.54838 | 7 | 0.019565
53390 | 6.24 | 1 | 365 | 7.0842 | 0.40033 | 7 | 0.48458
44928 | 7.95 | 1 | 365 | 9.0256 | 0.26484 | 9 | 0.29045
43673 | 15.93 | 1 | 365 | 18.0853 | 0.63257 | 18 | 0.71784
45316 | 6.6 | 1 | 365 | 7.493 | 0.63496 | 8 | 0.12792
46724 | 9.54 | 1 | 365 | 10.8307 | 0.71781 | 11 | 0.54854
43406 | 8.64 | 1 | 365 | 9.809 | 0.63123 | 10 | 0.44018
51470 | 7.2 | 1 | 365 | 8.1741 | 0.69269 | 8 | 0.86682
51469 | 8.4 | 1 | 365 | 9.5365 | 0.80814 | 10 | 0.34462
47043 | 11.025 | 1 | 365 | 12.5166 | 0.81068 | 13 | 0.32732
47109 | 7.8 | 1 | 365 | 8.8553 | 0.75041 | 9 | 0.60572
47426 | 12.6 | 1 | 365 | 14.3047 | 0.2122 | 14 | 0.51693
50544 | 6 | 1 | 365 | 6.8118 | 0.57724 | 7 | 0.38902
53392 | 8.32 | 1 | 365 | 9.4457 | 0.53377 | 9 | 0.97944
53383 | 4.16 | 1 | 365 | 4.7228 | 0.26689 | 4 | 0.98972
53379 | 9.62 | 1 | 365 | 10.9215 | 0.99217 | 11 | 0.91372
53378 | 6.5 | 1 | 365 | 7.3794 | 0.29201 | 7 | 0.67143
46708 | 8.84 | 1 | 365 | 10.036 | 0.31713 | 10 | 0.35315
53376 | 5.2 | 1 | 365 | 5.9035 | 0.83361 | 6 | 0.73715
46790 | 6.89 | 1 | 365 | 7.8222 | 0.62953 | 8 | 0.45172
53375 | 4.16 | 1 | 365 | 4.7228 | 0.26689 | 4 | 0.98972
46735 | 9.36 | 1 | 365 | 10.6264 | 0.10049 | 10 | 0.72686
53372 | 5.98 | 1 | 365 | 6.7891 | 0.50865 | 7 | 0.29772
40440 | 4.5 | 1 | 365 | 5.1088 | 0.43293 | 5 | 0.54176
53370 | 9.1 | 1 | 365 | 10.3312 | 0.20881 | 10 | 0.54001
40814 | 12.765 | 1 | 365 | 14.4921 | 0.77808 | 15 | 0.27013
53369 | 4.68 | 1 | 365 | 5.3132 | 0.050247 | 5 | 0.36343
38102 | 6.9 | 1 | 365 | 7.8335 | 0.66383 | 8 | 0.49737
53367 | 4.94 | 1 | 365 | 5.6084 | 0.94193 | 6 | 0.55029
53366 | 8.06 | 1 | 365 | 9.1505 | 0.64209 | 9 | 0.79258
46667 | 5.46 | 1 | 365 | 6.1987 | 0.72529 | 6 | 0.924
53363 | 5.72 | 1 | 365 | 6.4939 | 0.61697 | 7 | 0.11086
47926 | 6.76 | 1 | 365 | 7.6746 | 0.18369 | 7 | 0.85829
53361 | 9.36 | 1 | 365 | 10.6264 | 0.10049 | 10 | 0.72686
53359 | 9.1 | 1 | 365 | 10.3312 | 0.20881 | 10 | 0.54001
53356 | 6.24 | 1 | 365 | 7.0842 | 0.40033 | 7 | 0.48458
48035 | 6.24 | 1 | 365 | 7.0842 | 0.40033 | 7 | 0.48458
47488 | 6.5 | 1 | 365 | 7.3794 | 0.29201 | 7 | 0.67143
46699 | 13.26 | 1 | 365 | 15.054 | 0.4757 | 15 | 0.52973
53725 | 4.94 | 1 | 365 | 5.6084 | 0.94193 | 6 | 0.55029
46961 | 13.26 | 1 | 365 | 15.054 | 0.4757 | 15 | 0.52973
46681 | 10.66 | 1 | 365 | 12.1023 | 0.5589 | 12 | 0.66115
53730 | 5.98 | 1 | 365 | 6.7891 | 0.50865 | 7 | 0.29772
46937 | 13.26 | 1 | 365 | 15.054 | 0.4757 | 15 | 0.52973
53703 | 7.8 | 1 | 365 | 8.8553 | 0.75041 | 9 | 0.60572
37504 | 12.6 | 1 | 365 | 14.3047 | 0.2122 | 14 | 0.51693
53724 | 6.5 | 1 | 365 | 7.3794 | 0.29201 | 7 | 0.67143
46939 | 3.9 | 1 | 365 | 4.4277 | 0.37521 | 4 | 0.80286
47131 | 8.32 | 1 | 365 | 9.4457 | 0.53377 | 9 | 0.97944
38625 | 3.924 | 1 | 365 | 4.4549 | 0.45751 | 4 | 0.91242
49873 | 7.125 | 1 | 365 | 8.089 | 0.43547 | 8 | 0.52446
53131 | 10.66 | 1 | 365 | 12.1023 | 0.5589 | 12 | 0.66115
54399 | 2.86 | 1 | 365 | 3.2469 | 0.80848 | 4 | 0.055431
46389 | 8.67 | 1 | 365 | 9.843 | 0.73411 | 10 | 0.57713
45411 | 5.1 | 1 | 365 | 5.79 | 0.49065 | 6 | 0.28066
39174 | 8.75 | 1 | 365 | 9.9338 | 0.008475 | 9 | 0.94231
38448 | 2.805 | 1 | 365 | 3.1845 | 0.61986 | 3 | 0.80436
38548 | 4.59 | 1 | 365 | 5.211 | 0.74159 | 5 | 0.9526
38400 | 7.65 | 1 | 365 | 8.685 | 0.23598 | 8 | 0.921
44424 | 3.825 | 1 | 365 | 4.3425 | 0.11799 | 4 | 0.4605
46779 | 7.42 | 1 | 365 | 8.4239 | 0.44719 | 8 | 0.87108
41879 | 5.775 | 1 | 365 | 6.5563 | 0.80559 | 7 | 0.36193
42076 | 10 | 1 | 365 | 11.353 | 0.2954 | 11 | 0.64836
43731 | 7.65 | 1 | 365 | 8.685 | 0.23598 | 8 | 0.921
53304 | 6 | 1 | 365 | 6.8118 | 0.57724 | 7 | 0.38902
53306 | 5.355 | 1 | 365 | 6.0795 | 0.36519 | 6 | 0.4447
53307 | 9.625 | 1 | 365 | 10.9272 | 0.0093225 | 10 | 0.93655
53768 | 3.64 | 1 | 365 | 4.1325 | 0.48353 | 4 | 0.616
53310 | 12.48 | 1 | 365 | 14.1685 | 0.80066 | 14 | 0.96915
54353 | 3.64 | 1 | 365 | 4.1325 | 0.48353 | 4 | 0.616
44159 | 3.575 | 1 | 365 | 4.0587 | 0.26061 | 4 | 0.31929
51741 | 9.36 | 1 | 365 | 10.6264 | 0.10049 | 10 | 0.72686
54158 | 9.62 | 1 | 365 | 10.9215 | 0.99217 | 11 | 0.91372
53723 | 8.84 | 1 | 365 | 10.036 | 0.31713 | 10 | 0.35315
53722 | 6.76 | 1 | 365 | 7.6746 | 0.18369 | 7 | 0.85829
53721 | 9.88 | 1 | 365 | 11.2167 | 0.88386 | 12 | 0.10058
52124 | 4.16 | 1 | 365 | 4.7228 | 0.26689 | 4 | 0.98972
53720 | 5.2 | 1 | 365 | 5.9035 | 0.83361 | 6 | 0.73715
53861 | 8.84 | 1 | 365 | 10.036 | 0.31713 | 10 | 0.35315
53713 | 3.9 | 1 | 365 | 4.4277 | 0.37521 | 4 | 0.80286
54029 | 8.58 | 1 | 365 | 9.7408 | 0.42545 | 10 | 0.16629
54166 | 3.12 | 1 | 365 | 3.5421 | 0.70016 | 4 | 0.24229
53524 | 9 | 1 | 365 | 10.2177 | 0.86586 | 11 | 0.083524
54253 | 11.7 | 1 | 365 | 13.283 | 0.12562 | 13 | 0.40858
51923 | 8.06 | 1 | 365 | 9.1505 | 0.64209 | 9 | 0.79258
37469 | 7.848 | 1 | 365 | 8.9098 | 0.91503 | 9 | 0.82483
42784 | 7.7 | 1 | 365 | 8.7418 | 0.40746 | 9 | 0.14924
47083 | 11.18 | 1 | 365 | 12.6926 | 0.34226 | 13 | 0.034866
53521 | 6.63 | 1 | 365 | 7.527 | 0.73785 | 8 | 0.26486
53337 | 7.685 | 1 | 365 | 8.7247 | 0.35601 | 9 | 0.080765
53339 | 10.07 | 1 | 365 | 11.4324 | 0.53547 | 11 | 0.9679
53523 | 9.18 | 1 | 365 | 10.422 | 0.48318 | 10 | 0.90519
46695 | 5.72 | 1 | 365 | 6.4939 | 0.61697 | 7 | 0.11086
45103 | 8.8 | 1 | 365 | 9.9906 | 0.17995 | 10 | 0.17056
47008 | 10.92 | 1 | 365 | 12.3974 | 0.45058 | 12 | 0.84801
46771 | 4.16 | 1 | 365 | 4.7228 | 0.26689 | 4 | 0.98972
46772 | 6.24 | 1 | 365 | 7.0842 | 0.40033 | 7 | 0.48458
47039 | 8.06 | 1 | 365 | 9.1505 | 0.64209 | 9 | 0.79258
53527 | 6.885 | 1 | 365 | 7.8165 | 0.61238 | 8 | 0.4289
47101 | 7.87 | 1 | 365 | 8.9348 | 0.99048 | 9 | 0.92526
47879 | 7.54 | 1 | 365 | 8.5601 | 0.85873 | 9 | 0.41886
46675 | 4.94 | 1 | 365 | 5.6084 | 0.94193 | 6 | 0.55029
47046 | 2.34 | 1 | 365 | 2.6566 | 0.025124 | 2 | 0.68172
46669 | 5.72 | 1 | 365 | 6.4939 | 0.61697 | 7 | 0.11086
47164 | 7.28 | 1 | 365 | 8.265 | 0.96705 | 9 | 0.23201
46968 | 4.16 | 1 | 365 | 4.7228 | 0.26689 | 4 | 0.98972
46938 | 6.76 | 1 | 365 | 7.6746 | 0.18369 | 7 | 0.85829
47138 | 11.18 | 1 | 365 | 12.6926 | 0.34226 | 13 | 0.034866
47831 | 4.42 | 1 | 365 | 5.018 | 0.15857 | 5 | 0.17658
48223 | 7.02 | 1 | 365 | 7.9698 | 0.075371 | 8 | 0.045149
46776 | 10.4 | 1 | 365 | 11.8071 | 0.66722 | 12 | 0.47429
47068 | 7.8 | 1 | 365 | 8.8553 | 0.75041 | 9 | 0.60572
47455 | 11.18 | 1 | 365 | 12.6926 | 0.34226 | 13 | 0.034866
46928 | 9.36 | 1 | 365 | 10.6264 | 0.10049 | 10 | 0.72686
46927 | 2.86 | 1 | 365 | 3.2469 | 0.80848 | 4 | 0.055431
53139 | 13.26 | 1 | 365 | 15.054 | 0.4757 | 15 | 0.52973
46678 | 6.76 | 1 | 365 | 7.6746 | 0.18369 | 7 | 0.85829
46942 | 7.54 | 1 | 365 | 8.5601 | 0.85873 | 9 | 0.41886
36948 | 7.28 | 1 | 365 | 8.265 | 0.96705 | 9 | 0.23201
53588 | 8.32 | 1 | 365 | 9.4457 | 0.53377 | 9 | 0.97944
46285 | 8.82 | 1 | 365 | 10.0133 | 0.24854 | 10 | 0.26185
53591 | 6.76 | 1 | 365 | 7.6746 | 0.18369 | 7 | 0.85829
47373 | 4.94 | 1 | 365 | 5.6084 | 0.94193 | 6 | 0.55029
46935 | 5.2 | 1 | 365 | 5.9035 | 0.83361 | 6 | 0.73715
53598 | 5.865 | 1 | 365 | 6.6585 | 0.11425 | 6 | 0.77276
46924 | 7.28 | 1 | 365 | 8.265 | 0.96705 | 9 | 0.23201
53602 | 5.2 | 1 | 365 | 5.9035 | 0.83361 | 6 | 0.73715
53603 | 4.16 | 1 | 365 | 4.7228 | 0.26689 | 4 | 0.98972
46659 | 8.84 | 1 | 365 | 10.036 | 0.31713 | 10 | 0.35315
53601 | 6.12 | 1 | 365 | 6.948 | 0.98878 | 7 | 0.9368
44964 | 6.3 | 1 | 365 | 7.1524 | 0.6061 | 7 | 0.75847
47818 | 12.74 | 1 | 365 | 14.4637 | 0.69234 | 15 | 0.15601
46676 | 9.1 | 1 | 365 | 10.3312 | 0.20881 | 10 | 0.54001
42268 | 6.6 | 1 | 365 | 7.493 | 0.63496 | 8 | 0.12792
47762 | 6.095 | 1 | 365 | 6.9196 | 0.90305 | 7 | 0.82268
47480 | 13.26 | 1 | 365 | 15.054 | 0.4757 | 15 | 0.52973
47447 | 5.2 | 1 | 365 | 5.9035 | 0.83361 | 6 | 0.73715
46644 | 7.02 | 1 | 365 | 7.9698 | 0.075371 | 8 | 0.045149
47765 | 5.2 | 1 | 365 | 5.9035 | 0.83361 | 6 | 0.73715
38430 | 3.57 | 1 | 365 | 4.053 | 0.24346 | 4 | 0.29646
38523 | 6.885 | 1 | 365 | 7.8165 | 0.61238 | 8 | 0.4289
38452 | 7.14 | 1 | 365 | 8.106 | 0.48692 | 8 | 0.59293
53326 | 7.28 | 1 | 365 | 8.265 | 0.96705 | 9 | 0.23201
46945 | 9.88 | 1 | 365 | 11.2167 | 0.88386 | 12 | 0.10058
44101 | 14.4 | 1 | 365 | 16.3483 | 0.38538 | 16 | 0.73364
51761 | 12.48 | 1 | 365 | 14.1685 | 0.80066 | 14 | 0.96915
53592 | 3.64 | 1 | 365 | 4.1325 | 0.48353 | 4 | 0.616
51215 | 9.25 | 1 | 365 | 10.5015 | 0.72325 | 11 | 0.22473
46726 | 7.42 | 1 | 365 | 8.4239 | 0.44719 | 8 | 0.87108
50539 | 5.61 | 1 | 365 | 6.369 | 0.23972 | 6 | 0.60873
39894 | 5.4 | 1 | 365 | 6.1306 | 0.51952 | 6 | 0.65011
53500 | 4.16 | 1 | 365 | 4.7228 | 0.26689 | 4 | 0.98972
53385 | 9.88 | 1 | 365 | 11.2167 | 0.88386 | 12 | 0.10058
46719 | 5.72 | 1 | 365 | 6.4939 | 0.61697 | 7 | 0.11086
53381 | 7.02 | 1 | 365 | 7.9698 | 0.075371 | 8 | 0.045149
46944 | 12.22 | 1 | 365 | 13.8733 | 0.90898 | 14 | 0.7823
54149 | 6.5 | 1 | 365 | 7.3794 | 0.29201 | 7 | 0.67143
53589 | 4.68 | 1 | 365 | 5.3132 | 0.050247 | 5 | 0.36343
46507 | 6.24 | 1 | 365 | 7.0842 | 0.40033 | 7 | 0.48458
42734 | 8.525 | 1 | 365 | 9.6784 | 0.23683 | 9 | 0.91523
45409 | 5.335 | 1 | 365 | 6.0568 | 0.2966 | 6 | 0.3534
44891 | 4.08 | 1 | 365 | 4.632 | 0.99252 | 5 | 0.62453
46940 | 10.4 | 1 | 365 | 11.8071 | 0.66722 | 12 | 0.47429
53459 | 4.08 | 1 | 365 | 4.632 | 0.99252 | 5 | 0.62453
46736 | 10.4 | 1 | 365 | 11.8071 | 0.66722 | 12 | 0.47429
50939 | 13.26 | 1 | 365 | 15.054 | 0.4757 | 15 | 0.52973
43793 | 6.12 | 1 | 365 | 6.948 | 0.98878 | 7 | 0.9368
53460 | 6.75 | 1 | 365 | 7.6632 | 0.1494 | 7 | 0.81264
46783 | 15.6 | 1 | 365 | 17.7106 | 0.50082 | 18 | 0.21144
46729 | 4.77 | 1 | 365 | 5.4154 | 0.35891 | 5 | 0.77427
46780 | 8.48 | 1 | 365 | 9.6273 | 0.082499 | 9 | 0.70981
47868 | 5.46 | 1 | 365 | 6.1987 | 0.72529 | 6 | 0.924
46922 | 5.2 | 1 | 365 | 5.9035 | 0.83361 | 6 | 0.73715
46732 | 8.32 | 1 | 365 | 9.4457 | 0.53377 | 9 | 0.97944
47395 | 4.8 | 1 | 365 | 5.4494 | 0.46179 | 5 | 0.91121
45662 | 5.3 | 1 | 365 | 6.0171 | 0.17656 | 6 | 0.19363
45148 | 3.64 | 1 | 365 | 4.1325 | 0.48353 | 4 | 0.616
45287 | 4.24 | 1 | 365 | 4.8137 | 0.54125 | 5 | 0.3549
46781 | 5.2 | 1 | 365 | 5.9035 | 0.83361 | 6 | 0.73715
46683 | 4.16 | 1 | 365 | 4.7228 | 0.26689 | 4 | 0.98972
46797 | 7.95 | 1 | 365 | 9.0256 | 0.26484 | 9 | 0.29045
46701 | 10.6 | 1 | 365 | 12.0341 | 0.35312 | 12 | 0.38726
47459 | 8.06 | 1 | 365 | 9.1505 | 0.64209 | 9 | 0.79258
46952 | 7.54 | 1 | 365 | 8.5601 | 0.85873 | 9 | 0.41886
47147 | 4.16 | 1 | 365 | 4.7228 | 0.26689 | 4 | 0.98972
47440 | 9.88 | 1 | 365 | 11.2167 | 0.88386 | 12 | 0.10058
46966 | 12.74 | 1 | 365 | 14.4637 | 0.69234 | 15 | 0.15601
47450 | 5.72 | 1 | 365 | 6.4939 | 0.61697 | 7 | 0.11086
46995 | 6.5 | 1 | 365 | 7.3794 | 0.29201 | 7 | 0.67143
48021 | 9.36 | 1 | 365 | 10.6264 | 0.10049 | 10 | 0.72686
46773 | 9.36 | 1 | 365 | 10.6264 | 0.10049 | 10 | 0.72686
47029 | 6.76 | 1 | 365 | 7.6746 | 0.18369 | 7 | 0.85829
53509 | 2.915 | 1 | 365 | 3.3094 | 0.99711 | 4 | 0.3065
54420 | 5.72 | 1 | 365 | 6.4939 | 0.61697 | 7 | 0.11086
53769 | 3.64 | 1 | 365 | 4.1325 | 0.48353 | 4 | 0.616
54246 | 11.44 | 1 | 365 | 12.9878 | 0.23394 | 13 | 0.22172
49986 | 6.6 | 1 | 365 | 7.493 | 0.63496 | 8 | 0.12792
42925 | 4.94 | 1 | 365 | 5.6084 | 0.94193 | 6 | 0.55029
42479 | 10.175 | 1 | 365 | 11.5516 | 0.89557 | 12 | 0.44721
42743 | 8.8 | 1 | 365 | 9.9906 | 0.17995 | 10 | 0.17056
42739 | 10.07 | 1 | 365 | 11.4324 | 0.53547 | 11 | 0.9679
42774 | 5.225 | 1 | 365 | 5.9319 | 0.91935 | 6 | 0.85127
53706 | 4.08 | 1 | 365 | 4.632 | 0.99252 | 5 | 0.62453
53751 | 7.28 | 1 | 365 | 8.265 | 0.96705 | 9 | 0.23201
37020 | 4.5 | 1 | 365 | 5.1088 | 0.43293 | 5 | 0.54176
53752 | 4.42 | 1 | 365 | 5.018 | 0.15857 | 5 | 0.17658
42757 | 11 | 1 | 365 | 12.4883 | 0.72494 | 13 | 0.2132
42464 | 11 | 1 | 365 | 12.4883 | 0.72494 | 13 | 0.2132
42486 | 4.4 | 1 | 365 | 4.9953 | 0.089976 | 5 | 0.085278
42727 | 9.075 | 1 | 365 | 10.3028 | 0.12308 | 10 | 0.42589
42598 | 9.625 | 1 | 365 | 10.9272 | 0.0093225 | 10 | 0.93655
42612 | 7.95 | 1 | 365 | 9.0256 | 0.26484 | 9 | 0.29045
42700 | 4.95 | 1 | 365 | 5.6197 | 0.97622 | 6 | 0.59594
42552 | 8.25 | 1 | 365 | 9.3662 | 0.29371 | 9 | 0.6599
42551 | 2.75 | 1 | 365 | 3.1221 | 0.43124 | 3 | 0.5533
43149 | 11 | 1 | 365 | 12.4883 | 0.72494 | 13 | 0.2132
44656 | 12.25 | 1 | 365 | 13.9074 | 0.011865 | 13 | 0.91924
44618 | 15.5 | 1 | 365 | 17.5971 | 0.15787 | 17 | 0.75496
37049 | 4.578 | 1 | 365 | 5.1974 | 0.70043 | 5 | 0.89782
38318 | 3.94 | 1 | 365 | 4.4731 | 0.51239 | 4 | 0.98545
53784 | 4.08 | 1 | 365 | 4.632 | 0.99252 | 5 | 0.62453
53803 | 7.42 | 1 | 365 | 8.4239 | 0.44719 | 8 | 0.87108
49143 | 6.25 | 1 | 365 | 7.0956 | 0.43462 | 7 | 0.53022
53804 | 6.095 | 1 | 365 | 6.9196 | 0.90305 | 7 | 0.82268
53807 | 9.01 | 1 | 365 | 10.229 | 0.90016 | 11 | 0.12917
53806 | 3.85 | 1 | 365 | 4.3709 | 0.20373 | 4 | 0.57462
41593 | 4.83 | 1 | 365 | 5.4835 | 0.56468 | 6 | 0.048158
43096 | 8.215 | 1 | 365 | 9.3265 | 0.17367 | 9 | 0.50013
43148 | 10.6 | 1 | 365 | 12.0341 | 0.35312 | 12 | 0.38726
43233 | 7.42 | 1 | 365 | 8.4239 | 0.44719 | 8 | 0.87108
42731 | 4.95 | 1 | 365 | 5.6197 | 0.97622 | 6 | 0.59594
49275 | 6.24 | 1 | 365 | 7.0842 | 0.40033 | 7 | 0.48458
48807 | 4.505 | 1 | 365 | 5.1145 | 0.45008 | 5 | 0.56459
48789 | 8.5 | 1 | 365 | 9.65 | 0.15109 | 9 | 0.80111
42558 | 3.3 | 1 | 365 | 3.7465 | 0.31748 | 4 | 0.063959
48245 | 5.035 | 1 | 365 | 5.7162 | 0.26773 | 5 | 0.98395
42689 | 12.1 | 1 | 365 | 13.7371 | 0.49743 | 14 | 0.23452
43462 | 10.6 | 1 | 365 | 12.0341 | 0.35312 | 12 | 0.38726
39315 | 12.753 | 1 | 365 | 14.4784 | 0.73692 | 15 | 0.21535
42803 | 5.5 | 1 | 365 | 6.2441 | 0.86247 | 7 | 0.1066
42813 | 4.4 | 1 | 365 | 4.9953 | 0.089976 | 5 | 0.085278
42934 | 3.18 | 1 | 365 | 3.6102 | 0.90594 | 4 | 0.51618
49509 | 10.5 | 1 | 365 | 11.9206 | 0.01017 | 11 | 0.93078
49389 | 6.6 | 1 | 365 | 7.493 | 0.63496 | 8 | 0.12792
49136 | 8.1 | 1 | 365 | 9.1959 | 0.77927 | 9 | 0.97517
48201 | 4.2 | 1 | 365 | 4.7682 | 0.40407 | 5 | 0.17231
51136 | 6.615 | 1 | 365 | 7.51 | 0.68641 | 8 | 0.19639
50200 | 11.4 | 1 | 365 | 12.9424 | 0.096756 | 13 | 0.03913
43147 | 11 | 1 | 365 | 12.4883 | 0.72494 | 13 | 0.2132
43213 | 10.07 | 1 | 365 | 11.4324 | 0.53547 | 11 | 0.9679
43214 | 6.325 | 1 | 365 | 7.1807 | 0.69184 | 7 | 0.87259
43202 | 6.05 | 1 | 365 | 6.8685 | 0.74872 | 7 | 0.61726
43192 | 7.28 | 1 | 365 | 8.265 | 0.96705 | 9 | 0.23201
44115 | 9.18 | 1 | 365 | 10.422 | 0.48318 | 10 | 0.90519
43221 | 7.28 | 1 | 365 | 8.265 | 0.96705 | 9 | 0.23201
53604 | 8.58 | 1 | 365 | 9.7408 | 0.42545 | 10 | 0.16629
43244 | 6.875 | 1 | 365 | 7.8052 | 0.57809 | 8 | 0.38325
43237 | 7.95 | 1 | 365 | 9.0256 | 0.26484 | 9 | 0.29045
43234 | 10.6 | 1 | 365 | 12.0341 | 0.35312 | 12 | 0.38726
50094 | 6.63 | 1 | 365 | 7.527 | 0.73785 | 8 | 0.26486
46385 | 6.12 | 1 | 365 | 6.948 | 0.98878 | 7 | 0.9368
50195 | 9.435 | 1 | 365 | 10.7115 | 0.35771 | 11 | 0.069228
50199 | 4.335 | 1 | 365 | 4.9215 | 0.86706 | 5 | 0.78856
46339 | 7.14 | 1 | 365 | 8.106 | 0.48692 | 8 | 0.59293
29437 | 10.71 | 1 | 365 | 12.159 | 0.73037 | 12 | 0.88939
46923 | 6.5 | 1 | 365 | 7.3794 | 0.29201 | 7 | 0.67143
46745 | 9.36 | 1 | 365 | 10.6264 | 0.10049 | 10 | 0.72686
46929 | 7.8 | 1 | 365 | 8.8553 | 0.75041 | 9 | 0.60572
47916 | 11.7 | 1 | 365 | 13.283 | 0.12562 | 13 | 0.40858
53605 | 5.98 | 1 | 365 | 6.7891 | 0.50865 | 7 | 0.29772
46788 | 9.54 | 1 | 365 | 10.8307 | 0.71781 | 11 | 0.54854
42527 | 6.72 | 1 | 365 | 7.6292 | 0.046509 | 7 | 0.6757
45949 | 10.335 | 1 | 365 | 11.7333 | 0.4443 | 12 | 0.17758
53606 | 8.32 | 1 | 365 | 9.4457 | 0.53377 | 9 | 0.97944
53608 | 6.5 | 1 | 365 | 7.3794 | 0.29201 | 7 | 0.67143
53969 | 7.75 | 1 | 365 | 8.7985 | 0.57893 | 9 | 0.37748
53644 | 7.395 | 1 | 365 | 8.3955 | 0.36145 | 8 | 0.75696
53646 | 10 | 1 | 365 | 11.353 | 0.2954 | 11 | 0.64836
46321 | 8.25 | 1 | 365 | 9.3662 | 0.29371 | 9 | 0.6599
38538 | 7.65 | 1 | 365 | 8.685 | 0.23598 | 8 | 0.921
53965 | 9.9 | 1 | 365 | 11.2394 | 0.95245 | 12 | 0.19188
43151 | 5.775 | 1 | 365 | 6.5563 | 0.80559 | 7 | 0.36193
48239 | 6 | 1 | 365 | 6.8118 | 0.57724 | 7 | 0.38902
42935 | 7.8 | 1 | 365 | 8.8553 | 0.75041 | 9 | 0.60572
50782 | 3.25 | 1 | 365 | 3.6897 | 0.146 | 3 | 0.83572
50542 | 6.25 | 1 | 365 | 7.0956 | 0.43462 | 7 | 0.53022
50783 | 8.25 | 1 | 365 | 9.3662 | 0.29371 | 9 | 0.6599
46340 | 5.25 | 1 | 365 | 5.9603 | 0.005085 | 5 | 0.96539
51808 | 9.62 | 1 | 365 | 10.9215 | 0.99217 | 11 | 0.91372
45927 | 5.61 | 1 | 365 | 6.369 | 0.23972 | 6 | 0.60873
51200 | 5.25 | 1 | 365 | 5.9603 | 0.005085 | 5 | 0.96539
51845 | 3.9 | 1 | 365 | 4.4277 | 0.37521 | 4 | 0.80286
45964 | 9.25 | 1 | 365 | 10.5015 | 0.72325 | 11 | 0.22473
53071 | 7.02 | 1 | 365 | 7.9698 | 0.075371 | 8 | 0.045149
51859 | 6.24 | 1 | 365 | 7.0842 | 0.40033 | 7 | 0.48458
54001 | 4.8 | 1 | 365 | 5.4494 | 0.46179 | 5 | 0.91121
43790 | 6.5 | 1 | 365 | 7.3794 | 0.29201 | 7 | 0.67143
43306 | 4.08 | 1 | 365 | 4.632 | 0.99252 | 5 | 0.62453
53303 | 11.88 | 1 | 365 | 13.4873 | 0.74294 | 14 | 0.23025
37806 | 4.16 | 1 | 365 | 4.7228 | 0.26689 | 4 | 0.98972
48940 | 5.4 | 1 | 365 | 6.1306 | 0.51952 | 6 | 0.65011
46018 | 8.4 | 1 | 365 | 9.5365 | 0.80814 | 10 | 0.34462
51986 | 6.5 | 1 | 365 | 7.3794 | 0.29201 | 7 | 0.67143
52093 | 9.36 | 1 | 365 | 10.6264 | 0.10049 | 10 | 0.72686
40977 | 10.92 | 1 | 365 | 12.3974 | 0.45058 | 12 | 0.84801
52099 | 2.6 | 1 | 365 | 2.9518 | 0.9168 | 3 | 0.86857
43316 | 8.67 | 1 | 365 | 9.843 | 0.73411 | 10 | 0.57713
52159 | 3.64 | 1 | 365 | 4.1325 | 0.48353 | 4 | 0.616
52137 | 6.24 | 1 | 365 | 7.0842 | 0.40033 | 7 | 0.48458
50779 | 9.435 | 1 | 365 | 10.7115 | 0.35771 | 11 | 0.069228
52144 | 12.74 | 1 | 365 | 14.4637 | 0.69234 | 15 | 0.15601
52361 | 5.2 | 1 | 365 | 5.9035 | 0.83361 | 6 | 0.73715
52508 | 10.92 | 1 | 365 | 12.3974 | 0.45058 | 12 | 0.84801
38577 | 3.06 | 1 | 365 | 3.474 | 0.49439 | 3 | 0.9684
52879 | 5.72 | 1 | 365 | 6.4939 | 0.61697 | 7 | 0.11086
49781 | 4.16 | 1 | 365 | 4.7228 | 0.26689 | 4 | 0.98972
52897 | 4.42 | 1 | 365 | 5.018 | 0.15857 | 5 | 0.17658
41163 | 5.61 | 1 | 365 | 6.369 | 0.23972 | 6 | 0.60873
54005 | 9 | 1 | 365 | 10.2177 | 0.86586 | 11 | 0.083524
53017 | 8.32 | 1 | 365 | 9.4457 | 0.53377 | 9 | 0.97944
50194 | 6.25 | 1 | 365 | 7.0956 | 0.43462 | 7 | 0.53022
48255 | 5.865 | 1 | 365 | 6.6585 | 0.11425 | 6 | 0.77276
51198 | 8.925 | 1 | 365 | 10.1325 | 0.60864 | 10 | 0.74116
43795 | 8.25 | 1 | 365 | 9.3662 | 0.29371 | 9 | 0.6599
54007 | 3.315 | 1 | 365 | 3.7635 | 0.36893 | 4 | 0.13243
45938 | 4.845 | 1 | 365 | 5.5005 | 0.61612 | 6 | 0.11663
54008 | 4.845 | 1 | 365 | 5.5005 | 0.61612 | 6 | 0.11663
56788 | 8.82 | 1 | 365 | 10.0133 | 0.24854 | 10 | 0.26185
47528 | 8.5 | 1 | 365 | 9.65 | 0.15109 | 9 | 0.80111
55453 | 12.48 | 1 | 365 | 14.1685 | 0.80066 | 14 | 0.96915
45962 | 5.5 | 1 | 365 | 6.2441 | 0.86247 | 7 | 0.1066
54009 | 5 | 1 | 365 | 5.6765 | 0.1477 | 5 | 0.82418
54010 | 6.9 | 1 | 365 | 7.8335 | 0.66383 | 8 | 0.49737
54011 | 7.25 | 1 | 365 | 8.2309 | 0.86416 | 9 | 0.095061
54012 | 3.825 | 1 | 365 | 4.3425 | 0.11799 | 4 | 0.4605
52752 | 5.415 | 1 | 365 | 6.1476 | 0.57096 | 6 | 0.71859
54016 | 3.12 | 1 | 365 | 3.5421 | 0.70016 | 4 | 0.24229
54017 | 2.6 | 1 | 365 | 2.9518 | 0.9168 | 3 | 0.86857
54018 | 8.32 | 1 | 365 | 9.4457 | 0.53377 | 9 | 0.97944
54019 | 8.84 | 1 | 365 | 10.036 | 0.31713 | 10 | 0.35315
42939 | 4.505 | 1 | 365 | 5.1145 | 0.45008 | 5 | 0.56459
42962 | 10.6 | 1 | 365 | 12.0341 | 0.35312 | 12 | 0.38726
42967 | 5.83 | 1 | 365 | 6.6188 | 0.99422 | 7 | 0.61299
53680 | 5.46 | 1 | 365 | 6.1987 | 0.72529 | 6 | 0.924
43057 | 5.035 | 1 | 365 | 5.7162 | 0.26773 | 5 | 0.98395
54021 | 6.5 | 1 | 365 | 7.3794 | 0.29201 | 7 | 0.67143
54022 | 7.02 | 1 | 365 | 7.9698 | 0.075371 | 8 | 0.045149
54023 | 6.5 | 1 | 365 | 7.3794 | 0.29201 | 7 | 0.67143
54028 | 8.06 | 1 | 365 | 9.1505 | 0.64209 | 9 | 0.79258
54030 | 4.16 | 1 | 365 | 4.7228 | 0.26689 | 4 | 0.98972
54031 | 9.88 | 1 | 365 | 11.2167 | 0.88386 | 12 | 0.10058
54032 | 3.64 | 1 | 365 | 4.1325 | 0.48353 | 4 | 0.616
54034 | 7.8 | 1 | 365 | 8.8553 | 0.75041 | 9 | 0.60572
54033 | 8.58 | 1 | 365 | 9.7408 | 0.42545 | 10 | 0.16629
54035 | 8.84 | 1 | 365 | 10.036 | 0.31713 | 10 | 0.35315
54036 | 4.94 | 1 | 365 | 5.6084 | 0.94193 | 6 | 0.55029
54037 | 6.24 | 1 | 365 | 7.0842 | 0.40033 | 7 | 0.48458
54038 | 4.16 | 1 | 365 | 4.7228 | 0.26689 | 4 | 0.98972
54039 | 4.42 | 1 | 365 | 5.018 | 0.15857 | 5 | 0.17658
54041 | 8.06 | 1 | 365 | 9.1505 | 0.64209 | 9 | 0.79258
51196 | 7.65 | 1 | 365 | 8.685 | 0.23598 | 8 | 0.921
45966 | 9.945 | 1 | 365 | 11.2905 | 0.10678 | 11 | 0.39729
54055 | 7.14 | 1 | 365 | 8.106 | 0.48692 | 8 | 0.59293
43050 | 6.36 | 1 | 365 | 7.2205 | 0.81187 | 8 | 0.032357
43121 | 7.425 | 1 | 365 | 8.4296 | 0.46433 | 8 | 0.89391
43129 | 12.1 | 1 | 365 | 13.7371 | 0.49743 | 14 | 0.23452
43115 | 7.155 | 1 | 365 | 8.123 | 0.53836 | 8 | 0.6614
43765 | 5.775 | 1 | 365 | 6.5563 | 0.80559 | 7 | 0.36193
43773 | 8.745 | 1 | 365 | 9.9282 | 0.99133 | 10 | 0.91949
43780 | 7.95 | 1 | 365 | 9.0256 | 0.26484 | 9 | 0.29045
43783 | 4.77 | 1 | 365 | 5.4154 | 0.35891 | 5 | 0.77427
43833 | 11.925 | 1 | 365 | 13.5384 | 0.89726 | 14 | 0.43567
43878 | 3.36 | 1 | 365 | 3.8146 | 0.52325 | 4 | 0.33785
43872 | 5.6 | 1 | 365 | 6.3577 | 0.20542 | 6 | 0.56308
54059 | 7.95 | 1 | 365 | 9.0256 | 0.26484 | 9 | 0.29045
54061 | 7.25 | 1 | 365 | 8.2309 | 0.86416 | 9 | 0.095061
54062 | 6.885 | 1 | 365 | 7.8165 | 0.61238 | 8 | 0.4289
54064 | 5.5 | 1 | 365 | 6.2441 | 0.86247 | 7 | 0.1066
41954 | 9.6 | 1 | 365 | 10.8988 | 0.92358 | 11 | 0.82243
44546 | 14.7 | 1 | 365 | 16.6889 | 0.41424 | 17 | 0.10309
43777 | 7.42 | 1 | 365 | 8.4239 | 0.44719 | 8 | 0.87108
43744 | 9.9 | 1 | 365 | 11.2394 | 0.95245 | 12 | 0.19188
54065 | 6.625 | 1 | 365 | 7.5213 | 0.7207 | 8 | 0.24204
54092 | 9.35 | 1 | 365 | 10.615 | 0.066199 | 10 | 0.68122
54093 | 3.445 | 1 | 365 | 3.9111 | 0.81477 | 4 | 0.72586
54094 | 5.3 | 1 | 365 | 6.0171 | 0.17656 | 6 | 0.19363
54097 | 9.805 | 1 | 365 | 11.1316 | 0.62664 | 11 | 0.75822
54098 | 8.745 | 1 | 365 | 9.9282 | 0.99133 | 10 | 0.91949
54099 | 5.035 | 1 | 365 | 5.7162 | 0.26773 | 5 | 0.98395
53121 | 4.68 | 1 | 365 | 5.3132 | 0.050247 | 5 | 0.36343
53116 | 3.12 | 1 | 365 | 3.5421 | 0.70016 | 4 | 0.24229
54100 | 2.65 | 1 | 365 | 3.0085 | 0.088281 | 3 | 0.096815
53404 | 8.06 | 1 | 365 | 9.1505 | 0.64209 | 9 | 0.79258
54101 | 5.3 | 1 | 365 | 6.0171 | 0.17656 | 6 | 0.19363
53413 | 8.32 | 1 | 365 | 9.4457 | 0.53377 | 9 | 0.97944
54103 | 10.6 | 1 | 365 | 12.0341 | 0.35312 | 12 | 0.38726
53415 | 5.2 | 1 | 365 | 5.9035 | 0.83361 | 6 | 0.73715
54105 | 7.155 | 1 | 365 | 8.123 | 0.53836 | 8 | 0.6614
53484 | 5.72 | 1 | 365 | 6.4939 | 0.61697 | 7 | 0.11086
54102 | 9.01 | 1 | 365 | 10.229 | 0.90016 | 11 | 0.12917
53533 | 6.5 | 1 | 365 | 7.3794 | 0.29201 | 7 | 0.67143
51856 | 7.02 | 1 | 365 | 7.9698 | 0.075371 | 8 | 0.045149
54104 | 7.685 | 1 | 365 | 8.7247 | 0.35601 | 9 | 0.080765
54106 | 10.6 | 1 | 365 | 12.0341 | 0.35312 | 12 | 0.38726
54360 | 11.96 | 1 | 365 | 13.5781 | 0.017298 | 13 | 0.59544
53019 | 17.42 | 1 | 365 | 19.7769 | 0.74259 | 20 | 0.51944
54107 | 5.035 | 1 | 365 | 5.7162 | 0.26773 | 5 | 0.98395
54227 | 2.34 | 1 | 365 | 2.6566 | 0.025124 | 2 | 0.68172
54108 | 9.54 | 1 | 365 | 10.8307 | 0.71781 | 11 | 0.54854
23649 | 4.16 | 1 | 365 | 4.7228 | 0.26689 | 4 | 0.98972
54109 | 5.3 | 1 | 365 | 6.0171 | 0.17656 | 6 | 0.19363
53696 | 6.24 | 1 | 365 | 7.0842 | 0.40033 | 7 | 0.48458
54129 | 6.5 | 1 | 365 | 7.3794 | 0.29201 | 7 | 0.67143
52524 | 5.2 | 1 | 365 | 5.9035 | 0.83361 | 6 | 0.73715
41069 | 8.829 | 1 | 365 | 10.0235 | 0.27941 | 10 | 0.30294
54148 | 7 | 1 | 365 | 7.9471 | 0.00678 | 7 | 0.95385
54150 | 6.375 | 1 | 365 | 7.2375 | 0.86332 | 8 | 0.10083
54151 | 9.435 | 1 | 365 | 10.7115 | 0.35771 | 11 | 0.069228
54159 | 4.75 | 1 | 365 | 5.3927 | 0.29031 | 5 | 0.68297
54078 | 3.9 | 1 | 365 | 4.4277 | 0.37521 | 4 | 0.80286
54157 | 7.14 | 1 | 365 | 8.106 | 0.48692 | 8 | 0.59293
27800 | 4.845 | 1 | 365 | 5.5005 | 0.61612 | 6 | 0.11663
54160 | 9.18 | 1 | 365 | 10.422 | 0.48318 | 10 | 0.90519
35626 | 5.46 | 1 | 365 | 6.1987 | 0.72529 | 6 | 0.924
53015 | 3.64 | 1 | 365 | 4.1325 | 0.48353 | 4 | 0.616
54339 | 4.68 | 1 | 365 | 5.3132 | 0.050247 | 5 | 0.36343
235 | 2597.4 | 1 | 365 | 2948.8178 | 0.8872 | 2949 | 0.70503
53694 | 9.36 | 1 | 365 | 10.6264 | 0.10049 | 10 | 0.72686
53840 | 4.94 | 1 | 365 | 5.6084 | 0.94193 | 6 | 0.55029
54298 | 7.8 | 1 | 365 | 8.8553 | 0.75041 | 9 | 0.60572
53468 | 12.48 | 1 | 365 | 14.1685 | 0.80066 | 14 | 0.96915
53210 | 2.08 | 1 | 365 | 2.3614 | 0.13344 | 2 | 0.49486
53998 | 6.76 | 1 | 365 | 7.6746 | 0.18369 | 7 | 0.85829
52939 | 5.46 | 1 | 365 | 6.1987 | 0.72529 | 6 | 0.924
53907 | 8.32 | 1 | 365 | 9.4457 | 0.53377 | 9 | 0.97944
54045 | 10.14 | 1 | 365 | 11.5119 | 0.77554 | 12 | 0.28744
54257 | 4.68 | 1 | 365 | 5.3132 | 0.050247 | 5 | 0.36343
54301 | 5.2 | 1 | 365 | 5.9035 | 0.83361 | 6 | 0.73715
54138 | 4.94 | 1 | 365 | 5.6084 | 0.94193 | 6 | 0.55029
55056 | 6.12 | 1 | 365 | 6.948 | 0.98878 | 7 | 0.9368
55088 | 5.865 | 1 | 365 | 6.6585 | 0.11425 | 6 | 0.77276
55089 | 12.75 | 1 | 365 | 14.475 | 0.72663 | 15 | 0.20166
55099 | 2.34 | 1 | 365 | 2.6566 | 0.025124 | 2 | 0.68172
54373 | 10.4 | 1 | 365 | 11.8071 | 0.66722 | 12 | 0.47429
55101 | 6.095 | 1 | 365 | 6.9196 | 0.90305 | 7 | 0.82268
55157 | 6.24 | 1 | 365 | 7.0842 | 0.40033 | 7 | 0.48458
54183 | 5.72 | 1 | 365 | 6.4939 | 0.61697 | 7 | 0.11086
55167 | 8.06 | 1 | 365 | 9.1505 | 0.64209 | 9 | 0.79258
53127 | 4.68 | 1 | 365 | 5.3132 | 0.050247 | 5 | 0.36343
55173 | 2.08 | 1 | 365 | 2.3614 | 0.13344 | 2 | 0.49486
54044 | 9.36 | 1 | 365 | 10.6264 | 0.10049 | 10 | 0.72686
55174 | 4.845 | 1 | 365 | 5.5005 | 0.61612 | 6 | 0.11663
54228 | 8.58 | 1 | 365 | 9.7408 | 0.42545 | 10 | 0.16629
55175 | 7.54 | 1 | 365 | 8.5601 | 0.85873 | 9 | 0.41886
53839 | 9.1 | 1 | 365 | 10.3312 | 0.20881 | 10 | 0.54001
54054 | 3.38 | 1 | 365 | 3.8373 | 0.59185 | 4 | 0.42915
55200 | 5.035 | 1 | 365 | 5.7162 | 0.26773 | 5 | 0.98395
54088 | 6.5 | 1 | 365 | 7.3794 | 0.29201 | 7 | 0.67143
55213 | 5.865 | 1 | 365 | 6.6585 | 0.11425 | 6 | 0.77276
43279 | 7.54 | 1 | 365 | 8.5601 | 0.85873 | 9 | 0.41886
55217 | 4.59 | 1 | 365 | 5.211 | 0.74159 | 5 | 0.9526
55220 | 6.89 | 1 | 365 | 7.8222 | 0.62953 | 8 | 0.45172
53857 | 10.14 | 1 | 365 | 11.5119 | 0.77554 | 12 | 0.28744
53544 | 5.72 | 1 | 365 | 6.4939 | 0.61697 | 7 | 0.11086
55223 | 10.92 | 1 | 365 | 12.3974 | 0.45058 | 12 | 0.84801
53115 | 8.32 | 1 | 365 | 9.4457 | 0.53377 | 9 | 0.97944
55229 | 3.12 | 1 | 365 | 3.5421 | 0.70016 | 4 | 0.24229
52608 | 8.06 | 1 | 365 | 9.1505 | 0.64209 | 9 | 0.79258
55232 | 3.64 | 1 | 365 | 4.1325 | 0.48353 | 4 | 0.616
53634 | 4.42 | 1 | 365 | 5.018 | 0.15857 | 5 | 0.17658
45840 | 10.14 | 1 | 365 | 11.5119 | 0.77554 | 12 | 0.28744
55261 | 10.455 | 1 | 365 | 11.8695 | 0.85584 | 12 | 0.72536
51580 | 6.76 | 1 | 365 | 7.6746 | 0.18369 | 7 | 0.85829
54224 | 6.89 | 1 | 365 | 7.8222 | 0.62953 | 8 | 0.45172
54383 | 7.42 | 1 | 365 | 8.4239 | 0.44719 | 8 | 0.87108
54170 | 5.3 | 1 | 365 | 6.0171 | 0.17656 | 6 | 0.19363
45277 | 6.36 | 1 | 365 | 7.2205 | 0.81187 | 8 | 0.032357
54171 | 5.83 | 1 | 365 | 6.6188 | 0.99422 | 7 | 0.61299
54172 | 9.805 | 1 | 365 | 11.1316 | 0.62664 | 11 | 0.75822
54173 | 7.155 | 1 | 365 | 8.123 | 0.53836 | 8 | 0.6614
54186 | 10.07 | 1 | 365 | 11.4324 | 0.53547 | 11 | 0.9679
54189 | 7.42 | 1 | 365 | 8.4239 | 0.44719 | 8 | 0.87108
36967 | 9.52 | 1 | 365 | 10.808 | 0.64922 | 11 | 0.45724
37051 | 8.68 | 1 | 365 | 9.8544 | 0.76841 | 10 | 0.62278
36318 | 7.8 | 1 | 365 | 8.8553 | 0.75041 | 9 | 0.60572
38232 | 9.9 | 1 | 365 | 11.2394 | 0.95245 | 12 | 0.19188
44007 | 9.92 | 1 | 365 | 11.2621 | 0.021037 | 11 | 0.28317
39288 | 5.72 | 1 | 365 | 6.4939 | 0.61697 | 7 | 0.11086
39312 | 3.38 | 1 | 365 | 3.8373 | 0.59185 | 4 | 0.42915
51850 | 8.32 | 1 | 365 | 9.4457 | 0.53377 | 9 | 0.97944
41273 | 6.625 | 1 | 365 | 7.5213 | 0.7207 | 8 | 0.24204
54264 | 8.19 | 1 | 365 | 9.2981 | 0.087933 | 9 | 0.38601
48538 | 7.28 | 1 | 365 | 8.265 | 0.96705 | 9 | 0.23201
52161 | 5.2 | 1 | 365 | 5.9035 | 0.83361 | 6 | 0.73715
54268 | 5.98 | 1 | 365 | 6.7891 | 0.50865 | 7 | 0.29772
52806 | 3.64 | 1 | 365 | 4.1325 | 0.48353 | 4 | 0.616
46696 | 8.745 | 1 | 365 | 9.9282 | 0.99133 | 10 | 0.91949
52734 | 11.44 | 1 | 365 | 12.9878 | 0.23394 | 13 | 0.22172
46930 | 13.26 | 1 | 365 | 15.054 | 0.4757 | 15 | 0.52973
54269 | 7.685 | 1 | 365 | 8.7247 | 0.35601 | 9 | 0.080765
51867 | 5.46 | 1 | 365 | 6.1987 | 0.72529 | 6 | 0.924
46946 | 11.7 | 1 | 365 | 13.283 | 0.12562 | 13 | 0.40858
46789 | 9.54 | 1 | 365 | 10.8307 | 0.71781 | 11 | 0.54854
54270 | 5.035 | 1 | 365 | 5.7162 | 0.26773 | 5 | 0.98395
48959 | 4.76 | 1 | 365 | 5.404 | 0.32461 | 5 | 0.72862
54707 | 5.035 | 1 | 365 | 5.7162 | 0.26773 | 5 | 0.98395
48954 | 6.095 | 1 | 365 | 6.9196 | 0.90305 | 7 | 0.82268
54272 | 9.075 | 1 | 365 | 10.3028 | 0.12308 | 10 | 0.42589
26053 | 1390.8 | 1 | 365 | 1578.9697 | 0.80423 | 1579 | 0.77391
54273 | 6.625 | 1 | 365 | 7.5213 | 0.7207 | 8 | 0.24204
10812 | 1136.48 | 1 | 365 | 1290.2412 | 0.60362 | 1290 | 0.84482
48965 | 7.42 | 1 | 365 | 8.4239 | 0.44719 | 8 | 0.87108
26057 | 1390.8 | 1 | 365 | 1578.9697 | 0.80423 | 1579 | 0.77391
54279 | 7.02 | 1 | 365 | 7.9698 | 0.075371 | 8 | 0.045149
54282 | 8.48 | 1 | 365 | 9.6273 | 0.082499 | 9 | 0.70981
54290 | 5.3 | 1 | 365 | 6.0171 | 0.17656 | 6 | 0.19363
54292 | 7.155 | 1 | 365 | 8.123 | 0.53836 | 8 | 0.6614
53130 | 2.34 | 1 | 365 | 2.6566 | 0.025124 | 2 | 0.68172
54294 | 10.66 | 1 | 365 | 12.1023 | 0.5589 | 12 | 0.66115
48802 | 3.445 | 1 | 365 | 3.9111 | 0.81477 | 4 | 0.72586
54309 | 4.77 | 1 | 365 | 5.4154 | 0.35891 | 5 | 0.77427
48763 | 4.94 | 1 | 365 | 5.6084 | 0.94193 | 6 | 0.55029
54277 | 11.7 | 1 | 365 | 13.283 | 0.12562 | 13 | 0.40858
48748 | 9.36 | 1 | 365 | 10.6264 | 0.10049 | 10 | 0.72686
48736 | 4.94 | 1 | 365 | 5.6084 | 0.94193 | 6 | 0.55029
54364 | 9.54 | 1 | 365 | 10.8307 | 0.71781 | 11 | 0.54854
48740 | 11.025 | 1 | 365 | 12.5166 | 0.81068 | 13 | 0.32732
54367 | 8.215 | 1 | 365 | 9.3265 | 0.17367 | 9 | 0.50013
48718 | 2.08 | 1 | 365 | 2.3614 | 0.13344 | 2 | 0.49486
48728 | 4.68 | 1 | 365 | 5.3132 | 0.050247 | 5 | 0.36343
49435 | 6.36 | 1 | 365 | 7.2205 | 0.81187 | 8 | 0.032357
54371 | 6.36 | 1 | 365 | 7.2205 | 0.81187 | 8 | 0.032357
54374 | 8.745 | 1 | 365 | 9.9282 | 0.99133 | 10 | 0.91949
49447 | 6.36 | 1 | 365 | 7.2205 | 0.81187 | 8 | 0.032357
54378 | 9.54 | 1 | 365 | 10.8307 | 0.71781 | 11 | 0.54854
54379 | 8.745 | 1 | 365 | 9.9282 | 0.99133 | 10 | 0.91949
54479 | 9.275 | 1 | 365 | 10.5299 | 0.80898 | 11 | 0.33885
54480 | 4.77 | 1 | 365 | 5.4154 | 0.35891 | 5 | 0.77427
51440 | 3.975 | 1 | 365 | 4.5128 | 0.63242 | 5 | 0.14522
54482 | 6.095 | 1 | 365 | 6.9196 | 0.90305 | 7 | 0.82268
49472 | 5.3 | 1 | 365 | 6.0171 | 0.17656 | 6 | 0.19363
54484 | 9 | 1 | 365 | 10.2177 | 0.86586 | 11 | 0.083524
54310 | 8.5 | 1 | 365 | 9.65 | 0.15109 | 9 | 0.80111
49445 | 5.565 | 1 | 365 | 6.3179 | 0.08539 | 6 | 0.40331
54502 | 8.32 | 1 | 365 | 9.4457 | 0.53377 | 9 | 0.97944
54487 | 6.63 | 1 | 365 | 7.527 | 0.73785 | 8 | 0.26486
54523 | 9.435 | 1 | 365 | 10.7115 | 0.35771 | 11 | 0.069228
54563 | 6.24 | 1 | 365 | 7.0842 | 0.40033 | 7 | 0.48458
54503 | 7.8 | 1 | 365 | 8.8553 | 0.75041 | 9 | 0.60572
54194 | 3.38 | 1 | 365 | 3.8373 | 0.59185 | 4 | 0.42915
54193 | 8.32 | 1 | 365 | 9.4457 | 0.53377 | 9 | 0.97944
54677 | 5.67 | 1 | 365 | 6.4371 | 0.44549 | 6 | 0.88262
54703 | 3.99 | 1 | 365 | 4.5298 | 0.68386 | 5 | 0.2137
54706 | 3.975 | 1 | 365 | 4.5128 | 0.63242 | 5 | 0.14522
54708 | 8.745 | 1 | 365 | 9.9282 | 0.99133 | 10 | 0.91949
54712 | 4.77 | 1 | 365 | 5.4154 | 0.35891 | 5 | 0.77427
54710 | 5.565 | 1 | 365 | 6.3179 | 0.08539 | 6 | 0.40331
54711 | 7.95 | 1 | 365 | 9.0256 | 0.26484 | 9 | 0.29045
54713 | 5.3 | 1 | 365 | 6.0171 | 0.17656 | 6 | 0.19363
54714 | 10.07 | 1 | 365 | 11.4324 | 0.53547 | 11 | 0.9679
54715 | 12.65 | 1 | 365 | 14.3615 | 0.38368 | 14 | 0.74518
54716 | 10.6 | 1 | 365 | 12.0341 | 0.35312 | 12 | 0.38726
54717 | 6.625 | 1 | 365 | 7.5213 | 0.7207 | 8 | 0.24204
54718 | 7.42 | 1 | 365 | 8.4239 | 0.44719 | 8 | 0.87108
54719 | 4.77 | 1 | 365 | 5.4154 | 0.35891 | 5 | 0.77427
54720 | 5.565 | 1 | 365 | 6.3179 | 0.08539 | 6 | 0.40331
54721 | 4.77 | 1 | 365 | 5.4154 | 0.35891 | 5 | 0.77427
54722 | 2.65 | 1 | 365 | 3.0085 | 0.088281 | 3 | 0.096815
54723 | 5.3 | 1 | 365 | 6.0171 | 0.17656 | 6 | 0.19363
54779 | 9.1 | 1 | 365 | 10.3312 | 0.20881 | 10 | 0.54001
54787 | 7.28 | 1 | 365 | 8.265 | 0.96705 | 9 | 0.23201
54790 | 6.24 | 1 | 365 | 7.0842 | 0.40033 | 7 | 0.48458
54793 | 6.76 | 1 | 365 | 7.6746 | 0.18369 | 7 | 0.85829
54805 | 5.46 | 1 | 365 | 6.1987 | 0.72529 | 6 | 0.924
54806 | 4.16 | 1 | 365 | 4.7228 | 0.26689 | 4 | 0.98972
54808 | 6.76 | 1 | 365 | 7.6746 | 0.18369 | 7 | 0.85829
42636 | 6.36 | 1 | 365 | 7.2205 | 0.81187 | 8 | 0.032357
49145 | 6.36 | 1 | 365 | 7.2205 | 0.81187 | 8 | 0.032357
49144 | 3.18 | 1 | 365 | 3.6102 | 0.90594 | 4 | 0.51618
44481 | 9.275 | 1 | 365 | 10.5299 | 0.80898 | 11 | 0.33885
48087 | 8.215 | 1 | 365 | 9.3265 | 0.17367 | 9 | 0.50013
47772 | 10.6 | 1 | 365 | 12.0341 | 0.35312 | 12 | 0.38726
45008 | 8.25 | 1 | 365 | 9.3662 | 0.29371 | 9 | 0.6599
45007 | 10.455 | 1 | 365 | 11.8695 | 0.85584 | 12 | 0.72536
45117 | 8.215 | 1 | 365 | 9.3265 | 0.17367 | 9 | 0.50013
44917 | 4.25 | 1 | 365 | 4.825 | 0.57554 | 5 | 0.40055
44710 | 9.9 | 1 | 365 | 11.2394 | 0.95245 | 12 | 0.19188
47780 | 10.6 | 1 | 365 | 12.0341 | 0.35312 | 12 | 0.38726
45572 | 5.035 | 1 | 365 | 5.7162 | 0.26773 | 5 | 0.98395
44900 | 4.5 | 1 | 365 | 5.1088 | 0.43293 | 5 | 0.54176
45400 | 10.175 | 1 | 365 | 11.5516 | 0.89557 | 12 | 0.44721
44703 | 4.125 | 1 | 365 | 4.6831 | 0.14685 | 4 | 0.82995
44896 | 9 | 1 | 365 | 10.2177 | 0.86586 | 11 | 0.083524
44651 | 6.63 | 1 | 365 | 7.527 | 0.73785 | 8 | 0.26486
44716 | 12.65 | 1 | 365 | 14.3615 | 0.38368 | 14 | 0.74518
44652 | 6.5 | 1 | 365 | 7.3794 | 0.29201 | 7 | 0.67143
44874 | 7.5 | 1 | 365 | 8.5147 | 0.72155 | 9 | 0.23627
44879 | 13.005 | 1 | 365 | 14.7645 | 0.60117 | 15 | 0.36569
44877 | 5.355 | 1 | 365 | 6.0795 | 0.36519 | 6 | 0.4447
44605 | 7.14 | 1 | 365 | 8.106 | 0.48692 | 8 | 0.59293
44825 | 7.7 | 1 | 365 | 8.7418 | 0.40746 | 9 | 0.14924
43168 | 6.89 | 1 | 365 | 7.8222 | 0.62953 | 8 | 0.45172
44886 | 2.805 | 1 | 365 | 3.1845 | 0.61986 | 3 | 0.80436
43157 | 3.85 | 1 | 365 | 4.3709 | 0.20373 | 4 | 0.57462
43172 | 5.5 | 1 | 365 | 6.2441 | 0.86247 | 7 | 0.1066
44487 | 6.89 | 1 | 365 | 7.8222 | 0.62953 | 8 | 0.45172
50767 | 4.77 | 1 | 365 | 5.4154 | 0.35891 | 5 | 0.77427
50647 | 5.035 | 1 | 365 | 5.7162 | 0.26773 | 5 | 0.98395
50193 | 3.975 | 1 | 365 | 4.5128 | 0.63242 | 5 | 0.14522
50075 | 7.95 | 1 | 365 | 9.0256 | 0.26484 | 9 | 0.29045
50512 | 7.42 | 1 | 365 | 8.4239 | 0.44719 | 8 | 0.87108
50264 | 7.685 | 1 | 365 | 8.7247 | 0.35601 | 9 | 0.080765
51178 | 3.975 | 1 | 365 | 4.5128 | 0.63242 | 5 | 0.14522
42697 | 9.075 | 1 | 365 | 10.3028 | 0.12308 | 10 | 0.42589
42625 | 11.13 | 1 | 365 | 12.6358 | 0.17078 | 12 | 0.80662
51172 | 7.975 | 1 | 365 | 9.054 | 0.35058 | 9 | 0.40457
51186 | 3.455 | 1 | 365 | 3.9224 | 0.84906 | 4 | 0.77151
42936 | 6.625 | 1 | 365 | 7.5213 | 0.7207 | 8 | 0.24204
42546 | 5.98 | 1 | 365 | 6.7891 | 0.50865 | 7 | 0.29772
51069 | 6.36 | 1 | 365 | 7.2205 | 0.81187 | 8 | 0.032357
51067 | 7.155 | 1 | 365 | 8.123 | 0.53836 | 8 | 0.6614
49666 | 9.805 | 1 | 365 | 11.1316 | 0.62664 | 11 | 0.75822
51130 | 8.215 | 1 | 365 | 9.3265 | 0.17367 | 9 | 0.50013
44472 | 5.83 | 1 | 365 | 6.6188 | 0.99422 | 7 | 0.61299
50643 | 10.6 | 1 | 365 | 12.0341 | 0.35312 | 12 | 0.38726
46160 | 9.01 | 1 | 365 | 10.229 | 0.90016 | 11 | 0.12917
50186 | 6.89 | 1 | 365 | 7.8222 | 0.62953 | 8 | 0.45172
46283 | 5.3 | 1 | 365 | 6.0171 | 0.17656 | 6 | 0.19363
50184 | 9.01 | 1 | 365 | 10.229 | 0.90016 | 11 | 0.12917
48018 | 9.35 | 1 | 365 | 10.615 | 0.066199 | 10 | 0.68122
50048 | 7.28 | 1 | 365 | 8.265 | 0.96705 | 9 | 0.23201
49000 | 15.6 | 1 | 365 | 17.7106 | 0.50082 | 18 | 0.21144
48056 | 7.28 | 1 | 365 | 8.265 | 0.96705 | 9 | 0.23201
49027 | 5.2 | 1 | 365 | 5.9035 | 0.83361 | 6 | 0.73715
36144 | 10.26 | 1 | 365 | 11.6481 | 0.18708 | 11 | 0.83522
42677 | 4.68 | 1 | 365 | 5.3132 | 0.050247 | 5 | 0.36343
44575 | 4.68 | 1 | 365 | 5.3132 | 0.050247 | 5 | 0.36343
48068 | 6.24 | 1 | 365 | 7.0842 | 0.40033 | 7 | 0.48458
49439 | 5.035 | 1 | 365 | 5.7162 | 0.26773 | 5 | 0.98395
44415 | 12.48 | 1 | 365 | 14.1685 | 0.80066 | 14 | 0.96915
36775 | 9.045 | 1 | 365 | 10.2688 | 0.020189 | 10 | 0.28894
51032 | 12 | 1 | 365 | 13.6236 | 0.15448 | 13 | 0.77803
55596 | 9.99 | 1 | 365 | 11.3416 | 0.2611 | 11 | 0.60271
44290 | 8.32 | 1 | 365 | 9.4457 | 0.53377 | 9 | 0.97944
41820 | 14.85 | 1 | 365 | 16.8591 | 0.92867 | 17 | 0.78781
34566 | 51.3 | 0.9 | 365 | 52.4166 | 0.34186 | 52 | 0.75848
36055 | 3.06 | 1 | 365 | 3.474 | 0.49439 | 3 | 0.9684
48713 | 12.65 | 1 | 365 | 14.3615 | 0.38368 | 14 | 0.74518
51111 | 5.2 | 1 | 365 | 5.9035 | 0.83361 | 6 | 0.73715
51408 | 13.8 | 1 | 365 | 15.6671 | 0.32765 | 15 | 0.99474
49371 | 3.975 | 1 | 365 | 4.5128 | 0.63242 | 5 | 0.14522
49294 | 11.73 | 1 | 365 | 13.317 | 0.2285 | 13 | 0.54553
49858 | 8.4 | 1 | 365 | 9.5365 | 0.80814 | 10 | 0.34462
49293 | 6.12 | 1 | 365 | 6.948 | 0.98878 | 7 | 0.9368
44677 | 7.8 | 1 | 365 | 8.8553 | 0.75041 | 9 | 0.60572
48808 | 9.54 | 1 | 365 | 10.8307 | 0.71781 | 11 | 0.54854
49369 | 4.77 | 1 | 365 | 5.4154 | 0.35891 | 5 | 0.77427
44505 | 7.37 | 1 | 365 | 8.3671 | 0.27571 | 8 | 0.64284
49271 | 11.34 | 1 | 365 | 12.8743 | 0.89098 | 13 | 0.76524
36358 | 9.765 | 1 | 365 | 11.0862 | 0.48946 | 11 | 0.57562
45250 | 6.93 | 1 | 365 | 7.8676 | 0.76671 | 8 | 0.63431
49874 | 10 | 1 | 365 | 11.353 | 0.2954 | 11 | 0.64836
48741 | 8.82 | 1 | 365 | 10.0133 | 0.24854 | 10 | 0.26185
49673 | 5.565 | 1 | 365 | 6.3179 | 0.08539 | 6 | 0.40331
56316 | 2.34 | 1 | 365 | 2.6566 | 0.025124 | 2 | 0.68172
30781 | 10.14 | 1 | 365 | 11.5119 | 0.77554 | 12 | 0.28744
46775 | 6.89 | 1 | 365 | 7.8222 | 0.62953 | 8 | 0.45172
56318 | 4.68 | 1 | 365 | 5.3132 | 0.050247 | 5 | 0.36343
51994 | 5.46 | 1 | 365 | 6.1987 | 0.72529 | 6 | 0.924
54478 | 5.72 | 1 | 365 | 6.4939 | 0.61697 | 7 | 0.11086
49450 | 12.19 | 1 | 365 | 13.8393 | 0.80609 | 14 | 0.64535
56283 | 4.86 | 1 | 365 | 5.5175 | 0.66756 | 6 | 0.1851
46005 | 14.3 | 1 | 365 | 16.2347 | 0.042422 | 16 | 0.27715
49670 | 5.3 | 1 | 365 | 6.0171 | 0.17656 | 6 | 0.19363
44344 | 7.52 | 1 | 365 | 8.5374 | 0.79014 | 9 | 0.32757
51238 | 9.54 | 1 | 365 | 10.8307 | 0.71781 | 11 | 0.54854
55948 | 10.4 | 1 | 365 | 11.8071 | 0.66722 | 12 | 0.47429
55815 | 5.6 | 1 | 365 | 6.3577 | 0.20542 | 6 | 0.56308
51174 | 2.75 | 1 | 365 | 3.1221 | 0.43124 | 3 | 0.5533
55811 | 4.48 | 1 | 365 | 5.0861 | 0.36434 | 5 | 0.45047
44475 | 2.915 | 1 | 365 | 3.3094 | 0.99711 | 4 | 0.3065
47210 | 13.25 | 1 | 365 | 15.0427 | 0.4414 | 15 | 0.48408
55445 | 7.7 | 1 | 365 | 8.7418 | 0.40746 | 9 | 0.14924
47893 | 8.8 | 1 | 365 | 9.9906 | 0.17995 | 10 | 0.17056
55317 | 5.3 | 1 | 365 | 6.0171 | 0.17656 | 6 | 0.19363
45030 | 3.06 | 1 | 365 | 3.474 | 0.49439 | 3 | 0.9684
55316 | 5.3 | 1 | 365 | 6.0171 | 0.17656 | 6 | 0.19363
55314 | 12.48 | 1 | 365 | 14.1685 | 0.80066 | 14 | 0.96915
47938 | 6.875 | 1 | 365 | 7.8052 | 0.57809 | 8 | 0.38325
55193 | 5.72 | 1 | 365 | 6.4939 | 0.61697 | 7 | 0.11086
44486 | 5.565 | 1 | 365 | 6.3179 | 0.08539 | 6 | 0.40331
48418 | 4.77 | 1 | 365 | 5.4154 | 0.35891 | 5 | 0.77427
55186 | 9.88 | 1 | 365 | 11.2167 | 0.88386 | 12 | 0.10058
48385 | 3.71 | 1 | 365 | 4.2119 | 0.72359 | 4 | 0.93554
55607 | 250 | 0.9 | 365 | 255.4416 | 0.6465 | 256 | 0.0881
47927 | 3.85 | 1 | 365 | 4.3709 | 0.20373 | 4 | 0.57462
11136 | 649.04 | 0.8 | 365 | 589.482 | 0.72691 | 590 | 0.20893
48352 | 6.095 | 1 | 365 | 6.9196 | 0.90305 | 7 | 0.82268
47995 | 8.67 | 1 | 365 | 9.843 | 0.73411 | 10 | 0.57713
48974 | 6.5 | 1 | 365 | 7.3794 | 0.29201 | 7 | 0.67143
58244 | 24.3 | 1 | 365 | 27.5877 | 0.33782 | 27 | 0.92551
45392 | 5.83 | 1 | 365 | 6.6188 | 0.99422 | 7 | 0.61299
54027 | 4.94 | 1 | 365 | 5.6084 | 0.94193 | 6 | 0.55029
44935 | 9.18 | 1 | 365 | 10.422 | 0.48318 | 10 | 0.90519
52058 | 4.68 | 1 | 365 | 5.3132 | 0.050247 | 5 | 0.36343
53483 | 2.6 | 1 | 365 | 2.9518 | 0.9168 | 3 | 0.86857
45667 | 2.65 | 1 | 365 | 3.0085 | 0.088281 | 3 | 0.096815
45637 | 7.02 | 1 | 365 | 7.9698 | 0.075371 | 8 | 0.045149
53695 | 5.72 | 1 | 365 | 6.4939 | 0.61697 | 7 | 0.11086
45626 | 6 | 1 | 365 | 6.8118 | 0.57724 | 7 | 0.38902
52728 | 6.24 | 1 | 365 | 7.0842 | 0.40033 | 7 | 0.48458
45138 | 5.83 | 1 | 365 | 6.6188 | 0.99422 | 7 | 0.61299
45627 | 6 | 1 | 365 | 6.8118 | 0.57724 | 7 | 0.38902
52089 | 4.42 | 1 | 365 | 5.018 | 0.15857 | 5 | 0.17658
45050 | 4.335 | 1 | 365 | 4.9215 | 0.86706 | 5 | 0.78856
46381 | 3.42 | 1 | 365 | 3.8827 | 0.72903 | 4 | 0.61174
48586 | 6.75 | 1 | 365 | 7.6632 | 0.1494 | 7 | 0.81264
45791 | 6.625 | 1 | 365 | 7.5213 | 0.7207 | 8 | 0.24204
53545 | 4.94 | 1 | 365 | 5.6084 | 0.94193 | 6 | 0.55029
53968 | 8.67 | 1 | 365 | 9.843 | 0.73411 | 10 | 0.57713
53815 | 4.16 | 1 | 365 | 4.7228 | 0.26689 | 4 | 0.98972
48184 | 10.6 | 1 | 365 | 12.0341 | 0.35312 | 12 | 0.38726
52781 | 7.28 | 1 | 365 | 8.265 | 0.96705 | 9 | 0.23201
47098 | 6.6 | 1 | 365 | 7.493 | 0.63496 | 8 | 0.12792
45793 | 8.48 | 1 | 365 | 9.6273 | 0.082499 | 9 | 0.70981
53568 | 8.58 | 1 | 365 | 9.7408 | 0.42545 | 10 | 0.16629
55524 | 26.4 | 0.9 | 365 | 26.9746 | 0.48587 | 27 | 0.4605
12760 | 990.945 | 0.7 | 365 | 787.5111 | 0.93986 | 788 | 0.45099
48148 | 5.2 | 1 | 365 | 5.9035 | 0.83361 | 6 | 0.73715
11359 | 990.945 | 0.7 | 365 | 787.5111 | 0.93986 | 788 | 0.45099
48106 | 6.625 | 1 | 365 | 7.5213 | 0.7207 | 8 | 0.24204
48028 | 10.545 | 1 | 365 | 11.9717 | 0.1645 | 12 | 0.1362
48003 | 12 | 1 | 365 | 13.6236 | 0.15448 | 13 | 0.77803
43845 | 2.915 | 1 | 365 | 3.3094 | 0.99711 | 4 | 0.3065
44817 | 6.5 | 1 | 365 | 7.3794 | 0.29201 | 7 | 0.67143
43920 | 5.5 | 1 | 365 | 6.2441 | 0.86247 | 7 | 0.1066
44810 | 7.625 | 1 | 365 | 8.6566 | 0.15024 | 8 | 0.80687
41533 | 8.25 | 1 | 365 | 9.3662 | 0.29371 | 9 | 0.6599
47929 | 5.865 | 1 | 365 | 6.6585 | 0.11425 | 6 | 0.77276
43736 | 5.4 | 1 | 365 | 6.1306 | 0.51952 | 6 | 0.65011
48006 | 9.54 | 1 | 365 | 10.8307 | 0.71781 | 11 | 0.54854
48011 | 8.25 | 1 | 365 | 9.3662 | 0.29371 | 9 | 0.6599
41431 | 5.355 | 1 | 365 | 6.0795 | 0.36519 | 6 | 0.4447
37387 | 7.7 | 1 | 365 | 8.7418 | 0.40746 | 9 | 0.14924
44480 | 5.3 | 1 | 365 | 6.0171 | 0.17656 | 6 | 0.19363
43135 | 8.8 | 1 | 365 | 9.9906 | 0.17995 | 10 | 0.17056
49491 | 6.36 | 1 | 365 | 7.2205 | 0.81187 | 8 | 0.032357
37333 | 4.675 | 1 | 365 | 5.3075 | 0.033099 | 5 | 0.34061
50607 | 3.9 | 1 | 365 | 4.4277 | 0.37521 | 4 | 0.80286
51160 | 6.76 | 1 | 365 | 7.6746 | 0.18369 | 7 | 0.85829
48333 | 5.565 | 1 | 365 | 6.3179 | 0.08539 | 6 | 0.40331
41652 | 10.85 | 1 | 365 | 12.318 | 0.21051 | 12 | 0.52847
41596 | 15.696 | 1 | 365 | 17.8196 | 0.83006 | 18 | 0.64967
44872 | 11.22 | 1 | 365 | 12.738 | 0.47944 | 13 | 0.21746
44549 | 9.25 | 1 | 365 | 10.5015 | 0.72325 | 11 | 0.22473
37918 | 6.325 | 1 | 365 | 7.1807 | 0.69184 | 7 | 0.87259
35775 | 6 | 1 | 365 | 6.8118 | 0.57724 | 7 | 0.38902
44914 | 4.59 | 1 | 365 | 5.211 | 0.74159 | 5 | 0.9526
38631 | 9.52 | 1 | 365 | 10.808 | 0.64922 | 11 | 0.45724
35774 | 9.25 | 1 | 365 | 10.5015 | 0.72325 | 11 | 0.22473
56376 | 7.8 | 1 | 365 | 8.8553 | 0.75041 | 9 | 0.60572
50664 | 4.16 | 1 | 365 | 4.7228 | 0.26689 | 4 | 0.98972
35842 | 10.137 | 1 | 365 | 11.5085 | 0.76525 | 12 | 0.27374
50805 | 4.42 | 1 | 365 | 5.018 | 0.15857 | 5 | 0.17658
39819 | 3.3 | 1 | 365 | 3.7465 | 0.31748 | 4 | 0.063959
37291 | 25 | 1 | 365 | 28.3824 | 0.7385 | 29 | 0.1209
56062 | 4.505 | 1 | 365 | 5.1145 | 0.45008 | 5 | 0.56459
51974 | 7 | 1 | 365 | 7.9471 | 0.00678 | 7 | 0.95385
47272 | 9.75 | 1 | 365 | 11.0691 | 0.43801 | 11 | 0.50715
55045 | 6.625 | 1 | 365 | 7.5213 | 0.7207 | 8 | 0.24204
50850 | 7.98 | 1 | 365 | 9.0597 | 0.36773 | 9 | 0.42739
50174 | 7.521 | 1 | 365 | 8.5386 | 0.79357 | 9 | 0.33213
53747 | 9.62 | 1 | 365 | 10.9215 | 0.99217 | 11 | 0.91372
47026 | 5.04 | 1 | 365 | 5.7219 | 0.28488 | 6 | 0.0067734
54283 | 25 | 1 | 365 | 28.3824 | 0.7385 | 29 | 0.1209
53740 | 3.64 | 1 | 365 | 4.1325 | 0.48353 | 4 | 0.616
55994 | 5.98 | 1 | 365 | 6.7891 | 0.50865 | 7 | 0.29772
47020 | 10.4 | 1 | 365 | 11.8071 | 0.66722 | 12 | 0.47429
45792 | 4.41 | 1 | 365 | 5.0067 | 0.12427 | 5 | 0.13093
55970 | 11.18 | 1 | 365 | 12.6926 | 0.34226 | 13 | 0.034866
55967 | 7.54 | 1 | 365 | 8.5601 | 0.85873 | 9 | 0.41886
50866 | 4.845 | 1 | 365 | 5.5005 | 0.61612 | 6 | 0.11663
55576 | 16.9 | 1 | 365 | 19.1865 | 0.95923 | 20 | 0.14573
55561 | 9.1 | 1 | 365 | 10.3312 | 0.20881 | 10 | 0.54001
55559 | 8.32 | 1 | 365 | 9.4457 | 0.53377 | 9 | 0.97944
55558 | 9.88 | 1 | 365 | 11.2167 | 0.88386 | 12 | 0.10058
43470 | 17.1 | 1 | 365 | 19.4136 | 0.64513 | 20 | 0.058696
55525 | 4.68 | 1 | 365 | 5.3132 | 0.050247 | 5 | 0.36343
50753 | 16.38 | 1 | 365 | 18.5961 | 0.17587 | 18 | 0.77201
55536 | 7.02 | 1 | 365 | 7.9698 | 0.075371 | 8 | 0.045149
55568 | 8.32 | 1 | 365 | 9.4457 | 0.53377 | 9 | 0.97944
55573 | 9.44 | 1 | 365 | 10.7172 | 0.37486 | 11 | 0.092052
55521 | 9.88 | 1 | 365 | 11.2167 | 0.88386 | 12 | 0.10058
44845 | 11.88 | 1 | 365 | 13.4873 | 0.74294 | 14 | 0.23025
55514 | 3.64 | 1 | 365 | 4.1325 | 0.48353 | 4 | 0.616
55968 | 20.02 | 1 | 365 | 22.7286 | 0.65939 | 23 | 0.38802
44105 | 5.94 | 1 | 365 | 6.7437 | 0.37147 | 7 | 0.11513
44281 | 8.18 | 1 | 365 | 9.2867 | 0.053637 | 9 | 0.34036
55520 | 8.84 | 1 | 365 | 10.036 | 0.31713 | 10 | 0.35315
55515 | 3.12 | 1 | 365 | 3.5421 | 0.70016 | 4 | 0.24229
47556 | 12.6 | 1 | 365 | 14.3047 | 0.2122 | 14 | 0.51693
51467 | 13.42 | 1 | 365 | 15.2357 | 0.024427 | 15 | 0.2601
48950 | 9.54 | 1 | 365 | 10.8307 | 0.71781 | 11 | 0.54854
54801 | 8.84 | 1 | 365 | 10.036 | 0.31713 | 10 | 0.35315
50905 | 5.7 | 1 | 365 | 6.4712 | 0.54838 | 7 | 0.019565
41209 | 12 | 1 | 365 | 13.6236 | 0.15448 | 13 | 0.77803
12771 | 649.04 | 0.8 | 365 | 589.482 | 0.72691 | 590 | 0.20893
40404 | 11.7 | 1 | 365 | 13.283 | 0.12562 | 13 | 0.40858
46715 | 5.565 | 1 | 365 | 6.3179 | 0.08539 | 6 | 0.40331
50909 | 6.21 | 1 | 365 | 7.0502 | 0.29744 | 7 | 0.34763
39378 | 4.77 | 1 | 365 | 5.4154 | 0.35891 | 5 | 0.77427
56434 | 6.63 | 1 | 365 | 7.527 | 0.73785 | 8 | 0.26486
43999 | 4.505 | 1 | 365 | 5.1145 | 0.45008 | 5 | 0.56459
56432 | 3.3 | 1 | 365 | 3.7465 | 0.31748 | 4 | 0.063959
48593 | 7.5 | 1 | 365 | 8.5147 | 0.72155 | 9 | 0.23627
56155 | 4.08 | 1 | 365 | 4.632 | 0.99252 | 5 | 0.62453
50801 | 1.855 | 1 | 365 | 2.106 | 0.3618 | 2 | 0.46777
55320 | 9.6 | 1 | 365 | 10.8988 | 0.92358 | 11 | 0.82243
42473 | 6.6 | 1 | 365 | 7.493 | 0.63496 | 8 | 0.12792
45338 | 9 | 1 | 365 | 10.2177 | 0.86586 | 11 | 0.083524
48624 | 7.29 | 1 | 365 | 8.2763 | 0.0013466 | 8 | 0.27765
49978 | 9.99 | 1 | 365 | 11.3416 | 0.2611 | 11 | 0.60271
49090 | 8.1 | 1 | 365 | 9.1959 | 0.77927 | 9 | 0.97517
48955 | 6 | 1 | 365 | 6.8118 | 0.57724 | 7 | 0.38902
51435 | 7.2 | 1 | 365 | 8.1741 | 0.69269 | 8 | 0.86682
49100 | 5.1 | 1 | 365 | 5.79 | 0.49065 | 6 | 0.28066
47234 | 9.275 | 1 | 365 | 10.5299 | 0.80898 | 11 | 0.33885
50977 | 4.16 | 1 | 365 | 4.7228 | 0.26689 | 4 | 0.98972
55274 | 9.9 | 1 | 365 | 11.2394 | 0.95245 | 12 | 0.19188
51237 | 13.2 | 1 | 365 | 14.9859 | 0.26993 | 15 | 0.25584
55262 | 5.4 | 1 | 365 | 6.1306 | 0.51952 | 6 | 0.65011
45674 | 5.7 | 1 | 365 | 6.4712 | 0.54838 | 7 | 0.019565
55258 | 7.8 | 1 | 365 | 8.8553 | 0.75041 | 9 | 0.60572
55255 | 6 | 1 | 365 | 6.8118 | 0.57724 | 7 | 0.38902
48578 | 7.5 | 1 | 365 | 8.5147 | 0.72155 | 9 | 0.23627
55248 | 8.25 | 1 | 365 | 9.3662 | 0.29371 | 9 | 0.6599
51428 | 6.6 | 1 | 365 | 7.493 | 0.63496 | 8 | 0.12792
55239 | 4.75 | 1 | 365 | 5.3927 | 0.29031 | 5 | 0.68297
43729 | 4.5 | 1 | 365 | 5.1088 | 0.43293 | 5 | 0.54176
37528 | 12 | 1 | 365 | 13.6236 | 0.15448 | 13 | 0.77803
37288 | 4.905 | 1 | 365 | 5.5686 | 0.82189 | 6 | 0.39052
35839 | 10.75 | 1 | 365 | 12.2044 | 0.86755 | 13 | 0.071987
42413 | 9.41 | 1 | 365 | 10.6831 | 0.27197 | 10 | 0.95511
51328 | 6.625 | 1 | 365 | 7.5213 | 0.7207 | 8 | 0.24204
49983 | 5.7 | 1 | 365 | 6.4712 | 0.54838 | 7 | 0.019565
43390 | 4.5 | 1 | 365 | 5.1088 | 0.43293 | 5 | 0.54176
49120 | 4.5 | 1 | 365 | 5.1088 | 0.43293 | 5 | 0.54176
49761 | 6.3 | 1 | 365 | 7.1524 | 0.6061 | 7 | 0.75847
45267 | 4.77 | 1 | 365 | 5.4154 | 0.35891 | 5 | 0.77427
51436 | 5.7 | 1 | 365 | 6.4712 | 0.54838 | 7 | 0.019565
47411 | 9.18 | 1 | 365 | 10.422 | 0.48318 | 10 | 0.90519
51398 | 4.5 | 1 | 365 | 5.1088 | 0.43293 | 5 | 0.54176
47478 | 8.7 | 1 | 365 | 9.8771 | 0.837 | 10 | 0.71407
49639 | 16.5 | 1 | 365 | 18.7324 | 0.58741 | 19 | 0.31979
43435 | 15.6 | 1 | 365 | 17.7106 | 0.50082 | 18 | 0.21144
46633 | 4.505 | 1 | 365 | 5.1145 | 0.45008 | 5 | 0.56459
47085 | 7.95 | 1 | 365 | 9.0256 | 0.26484 | 9 | 0.29045
43409 | 3.18 | 1 | 365 | 3.6102 | 0.90594 | 4 | 0.51618
46551 | 5.1 | 1 | 365 | 5.79 | 0.49065 | 6 | 0.28066
43372 | 10.07 | 1 | 365 | 11.4324 | 0.53547 | 11 | 0.9679
42018 | 12.19 | 1 | 365 | 13.8393 | 0.80609 | 14 | 0.64535
49552 | 13.515 | 1 | 365 | 15.3435 | 0.35023 | 15 | 0.69376
43376 | 8.1 | 1 | 365 | 9.1959 | 0.77927 | 9 | 0.97517
41780 | 14.4 | 1 | 365 | 16.3483 | 0.38538 | 16 | 0.73364
46987 | 5.4 | 1 | 365 | 6.1306 | 0.51952 | 6 | 0.65011
49115 | 4.5 | 1 | 365 | 5.1088 | 0.43293 | 5 | 0.54176
43385 | 9.6 | 1 | 365 | 10.8988 | 0.92358 | 11 | 0.82243
45866 | 9.9 | 1 | 365 | 11.2394 | 0.95245 | 12 | 0.19188
54156 | 3 | 1 | 365 | 3.4059 | 0.28862 | 3 | 0.69451
43776 | 9 | 1 | 365 | 10.2177 | 0.86586 | 11 | 0.083524
46627 | 4.2 | 1 | 365 | 4.7682 | 0.40407 | 5 | 0.17231
49676 | 6.36 | 1 | 365 | 7.2205 | 0.81187 | 8 | 0.032357
49678 | 7.685 | 1 | 365 | 8.7247 | 0.35601 | 9 | 0.080765
30691 | 16.575 | 1 | 365 | 18.8175 | 0.84463 | 19 | 0.66216
48583 | 10.07 | 1 | 365 | 11.4324 | 0.53547 | 11 | 0.9679
45847 | 12.9 | 1 | 365 | 14.6453 | 0.24107 | 14 | 0.88638
50052 | 3 | 1 | 365 | 3.4059 | 0.28862 | 3 | 0.69451
44005 | 7.95 | 1 | 365 | 9.0256 | 0.26484 | 9 | 0.29045
43704 | 6.095 | 1 | 365 | 6.9196 | 0.90305 | 7 | 0.82268
42842 | 4.5 | 1 | 365 | 5.1088 | 0.43293 | 5 | 0.54176
47943 | 7.5 | 1 | 365 | 8.5147 | 0.72155 | 9 | 0.23627
43849 | 5.1 | 1 | 365 | 5.79 | 0.49065 | 6 | 0.28066
45721 | 15.6 | 1 | 365 | 17.7106 | 0.50082 | 18 | 0.21144
53996 | 12 | 1 | 365 | 13.6236 | 0.15448 | 13 | 0.77803
54002 | 10.8 | 1 | 365 | 12.2612 | 0.039032 | 12 | 0.30023
48547 | 6.12 | 1 | 365 | 6.948 | 0.98878 | 7 | 0.9368
41865 | 5.7 | 1 | 365 | 6.4712 | 0.54838 | 7 | 0.019565
50066 | 6.9 | 1 | 365 | 7.8335 | 0.66383 | 8 | 0.49737
51369 | 6.6 | 1 | 365 | 7.493 | 0.63496 | 8 | 0.12792
49566 | 13.5 | 1 | 365 | 15.3265 | 0.29879 | 15 | 0.62529
51214 | 9.18 | 1 | 365 | 10.422 | 0.48318 | 10 | 0.90519
47394 | 6.6 | 1 | 365 | 7.493 | 0.63496 | 8 | 0.12792
51438 | 3.6 | 1 | 365 | 4.0871 | 0.34634 | 4 | 0.43341
44386 | 4.77 | 1 | 365 | 5.4154 | 0.35891 | 5 | 0.77427
50044 | 10.07 | 1 | 365 | 11.4324 | 0.53547 | 11 | 0.9679
40467 | 13.23 | 1 | 365 | 15.02 | 0.37281 | 15 | 0.39278
49844 | 6.6 | 1 | 365 | 7.493 | 0.63496 | 8 | 0.12792
49828 | 10.6 | 1 | 365 | 12.0341 | 0.35312 | 12 | 0.38726
45352 | 6 | 1 | 365 | 6.8118 | 0.57724 | 7 | 0.38902
47201 | 5.565 | 1 | 365 | 6.3179 | 0.08539 | 6 | 0.40331
47211 | 7.42 | 1 | 365 | 8.4239 | 0.44719 | 8 | 0.87108
48383 | 6.625 | 1 | 365 | 7.5213 | 0.7207 | 8 | 0.24204
50053 | 6.36 | 1 | 365 | 7.2205 | 0.81187 | 8 | 0.032357
43322 | 4.2 | 1 | 365 | 4.7682 | 0.40407 | 5 | 0.17231
38425 | 11.66 | 1 | 365 | 13.2376 | 0.98844 | 14 | 0.22599
45355 | 3.18 | 1 | 365 | 3.6102 | 0.90594 | 4 | 0.51618
45136 | 10.6 | 1 | 365 | 12.0341 | 0.35312 | 12 | 0.38726
45786 | 6.89 | 1 | 365 | 7.8222 | 0.62953 | 8 | 0.45172
48041 | 7.42 | 1 | 365 | 8.4239 | 0.44719 | 8 | 0.87108
55460 | 6 | 1 | 365 | 6.8118 | 0.57724 | 7 | 0.38902
55464 | 12 | 1 | 365 | 13.6236 | 0.15448 | 13 | 0.77803
55440 | 10.865 | 1 | 365 | 12.335 | 0.26195 | 12 | 0.59694
41139 | 8.4 | 1 | 365 | 9.5365 | 0.80814 | 10 | 0.34462
54958 | 3.9 | 1 | 365 | 4.4277 | 0.37521 | 4 | 0.80286
33116 | 4.16 | 1 | 365 | 4.7228 | 0.26689 | 4 | 0.98972
49805 | 9.92 | 1 | 365 | 11.2621 | 0.021037 | 11 | 0.28317
38386 | 8.82 | 1 | 365 | 10.0133 | 0.24854 | 10 | 0.26185
55001 | 6 | 1 | 365 | 6.8118 | 0.57724 | 7 | 0.38902
39194 | 7.56 | 1 | 365 | 8.5828 | 0.92732 | 9 | 0.51016
55017 | 6.6 | 1 | 365 | 7.493 | 0.63496 | 8 | 0.12792
41048 | 10.14 | 1 | 365 | 11.5119 | 0.77554 | 12 | 0.28744
55025 | 5.25 | 1 | 365 | 5.9603 | 0.005085 | 5 | 0.96539
43349 | 9.81 | 1 | 365 | 11.1373 | 0.64379 | 11 | 0.78104
47982 | 7.6 | 1 | 365 | 8.6282 | 0.064504 | 8 | 0.69275
46028 | 6.3 | 1 | 365 | 7.1524 | 0.6061 | 7 | 0.75847
37320 | 9.81 | 1 | 365 | 11.1373 | 0.64379 | 11 | 0.78104
38346 | 8.1 | 1 | 365 | 9.1959 | 0.77927 | 9 | 0.97517
38337 | 7.521 | 1 | 365 | 8.5386 | 0.79357 | 9 | 0.33213
44145 | 9.135 | 1 | 365 | 10.3709 | 0.32885 | 10 | 0.69978
33058 | 5.2 | 1 | 365 | 5.9035 | 0.83361 | 6 | 0.73715
32189 | 5.72 | 1 | 365 | 6.4939 | 0.61697 | 7 | 0.11086
38620 | 8.67 | 1 | 365 | 9.843 | 0.73411 | 10 | 0.57713
54006 | 4.59 | 1 | 365 | 5.211 | 0.74159 | 5 | 0.9526
46950 | 11.96 | 1 | 365 | 13.5781 | 0.017298 | 13 | 0.59544
56472 | 12.2 | 1 | 365 | 13.8506 | 0.84039 | 14 | 0.691
32165 | 13 | 1 | 365 | 14.7588 | 0.58402 | 15 | 0.34287
46784 | 4.16 | 1 | 365 | 4.7228 | 0.26689 | 4 | 0.98972
46934 | 7.8 | 1 | 365 | 8.8553 | 0.75041 | 9 | 0.60572
46932 | 11.44 | 1 | 365 | 12.9878 | 0.23394 | 13 | 0.22172
46741 | 6.36 | 1 | 365 | 7.2205 | 0.81187 | 8 | 0.032357
46936 | 6.5 | 1 | 365 | 7.3794 | 0.29201 | 7 | 0.67143
46815 | 19.08 | 1 | 365 | 21.6614 | 0.43562 | 22 | 0.097071
46958 | 8.84 | 1 | 365 | 10.036 | 0.31713 | 10 | 0.35315
31386 | 5.72 | 1 | 365 | 6.4939 | 0.61697 | 7 | 0.11086
56709 | 5.6 | 1 | 365 | 6.3577 | 0.20542 | 6 | 0.56308
50537 | 3.445 | 1 | 365 | 3.9111 | 0.81477 | 4 | 0.72586
44592 | 5.99 | 1 | 365 | 6.8004 | 0.54294 | 7 | 0.34337
48025 | 9.3 | 1 | 365 | 10.5583 | 0.89472 | 11 | 0.45297
48037 | 3.85 | 1 | 365 | 4.3709 | 0.20373 | 4 | 0.57462
47977 | 6.375 | 1 | 365 | 7.2375 | 0.86332 | 8 | 0.10083
55013 | 8 | 1 | 365 | 9.0824 | 0.43632 | 9 | 0.51869
48059 | 4.505 | 1 | 365 | 5.1145 | 0.45008 | 5 | 0.56459
44479 | 7.685 | 1 | 365 | 8.7247 | 0.35601 | 9 | 0.080765
54993 | 7.56 | 1 | 365 | 8.5828 | 0.92732 | 9 | 0.51016
56580 | 10.8 | 1 | 365 | 12.2612 | 0.039032 | 12 | 0.30023
51329 | 7.29 | 1 | 365 | 8.2763 | 0.0013466 | 8 | 0.27765
51403 | 9 | 1 | 365 | 10.2177 | 0.86586 | 11 | 0.083524
51202 | 12 | 1 | 365 | 13.6236 | 0.15448 | 13 | 0.77803
43090 | 7.194 | 1 | 365 | 8.1673 | 0.67211 | 8 | 0.83943
43105 | 12 | 1 | 365 | 13.6236 | 0.15448 | 13 | 0.77803
54425 | 10.8 | 1 | 365 | 12.2612 | 0.039032 | 12 | 0.30023
46550 | 3 | 1 | 365 | 3.4059 | 0.28862 | 3 | 0.69451
42133 | 6.21 | 1 | 365 | 7.0502 | 0.29744 | 7 | 0.34763
56438 | 7.25 | 1 | 365 | 8.2309 | 0.86416 | 9 | 0.095061
44422 | 5.1 | 1 | 365 | 5.79 | 0.49065 | 6 | 0.28066
50188 | 3.71 | 1 | 365 | 4.2119 | 0.72359 | 4 | 0.93554
50760 | 3.71 | 1 | 365 | 4.2119 | 0.72359 | 4 | 0.93554
54603 | 11.4 | 1 | 365 | 12.9424 | 0.096756 | 13 | 0.03913
55242 | 5.865 | 1 | 365 | 6.6585 | 0.11425 | 6 | 0.77276
45128 | 17.658 | 1 | 365 | 20.0471 | 0.55882 | 20 | 0.60587
51537 | 5.4 | 1 | 365 | 6.1306 | 0.51952 | 6 | 0.65011
39734 | 9.66 | 1 | 365 | 10.967 | 0.12936 | 11 | 0.096316
55251 | 8.25 | 1 | 365 | 9.3662 | 0.29371 | 9 | 0.6599
55401 | 10.8 | 1 | 365 | 12.2612 | 0.039032 | 12 | 0.30023
51827 | 2.4 | 1 | 365 | 2.7247 | 0.2309 | 2 | 0.95561
54644 | 7.56 | 1 | 365 | 8.5828 | 0.92732 | 9 | 0.51016
50049 | 9 | 1 | 365 | 10.2177 | 0.86586 | 11 | 0.083524
55253 | 3 | 1 | 365 | 3.4059 | 0.28862 | 3 | 0.69451
44960 | 8.48 | 1 | 365 | 9.6273 | 0.082499 | 9 | 0.70981
37525 | 8.82 | 1 | 365 | 10.0133 | 0.24854 | 10 | 0.26185
50872 | 8.48 | 1 | 365 | 9.6273 | 0.082499 | 9 | 0.70981
51060 | 4.24 | 1 | 365 | 4.8137 | 0.54125 | 5 | 0.3549
37334 | 6.3 | 1 | 365 | 7.1524 | 0.6061 | 7 | 0.75847
49520 | 10.8 | 1 | 365 | 12.2612 | 0.039032 | 12 | 0.30023
44177 | 8.55 | 1 | 365 | 9.7068 | 0.32257 | 10 | 0.029348
49215 | 4.875 | 1 | 365 | 5.5346 | 0.71901 | 6 | 0.25358
38317 | 5.225 | 1 | 365 | 5.9319 | 0.91935 | 6 | 0.85127
39002 | 8.32 | 1 | 365 | 9.4457 | 0.53377 | 9 | 0.97944
45094 | 14.35 | 1 | 365 | 16.2915 | 0.2139 | 16 | 0.5054
41860 | 3.924 | 1 | 365 | 4.4549 | 0.45751 | 4 | 0.91242
36706 | 8.55 | 1 | 365 | 9.7068 | 0.32257 | 10 | 0.029348
35958 | 6.54 | 1 | 365 | 7.4248 | 0.42919 | 7 | 0.85403
38260 | 13.23 | 1 | 365 | 15.02 | 0.37281 | 15 | 0.39278
49870 | 5.76 | 1 | 365 | 6.5393 | 0.75415 | 7 | 0.29346
56371 | 7.425 | 1 | 365 | 8.4296 | 0.46433 | 8 | 0.89391
44688 | 4.58 | 1 | 365 | 5.1997 | 0.70729 | 5 | 0.90695
44538 | 9.18 | 1 | 365 | 10.422 | 0.48318 | 10 | 0.90519
44557 | 8.67 | 1 | 365 | 9.843 | 0.73411 | 10 | 0.57713
53623 | 8.16 | 1 | 365 | 9.264 | 0.98505 | 10 | 0.24906
42144 | 5.2 | 1 | 365 | 5.9035 | 0.83361 | 6 | 0.73715
44915 | 9.43 | 1 | 365 | 10.7058 | 0.34056 | 11 | 0.046403
38000 | 9.75 | 1 | 365 | 11.0691 | 0.43801 | 11 | 0.50715
49344 | 2.34 | 1 | 365 | 2.6566 | 0.025124 | 2 | 0.68172
43902 | 7.425 | 1 | 365 | 8.4296 | 0.46433 | 8 | 0.89391
46293 | 5.1 | 1 | 365 | 5.79 | 0.49065 | 6 | 0.28066
53798 | 4.4 | 1 | 365 | 4.9953 | 0.089976 | 5 | 0.085278
53833 | 5.2 | 1 | 365 | 5.9035 | 0.83361 | 6 | 0.73715
53813 | 2.08 | 1 | 365 | 2.3614 | 0.13344 | 2 | 0.49486
53843 | 4.68 | 1 | 365 | 5.3132 | 0.050247 | 5 | 0.36343
52786 | 7.02 | 1 | 365 | 7.9698 | 0.075371 | 8 | 0.045149
50070 | 6.12 | 1 | 365 | 6.948 | 0.98878 | 7 | 0.9368
53909 | 5.98 | 1 | 365 | 6.7891 | 0.50865 | 7 | 0.29772
44037 | 12.8 | 1 | 365 | 14.5318 | 0.89811 | 15 | 0.4299
53057 | 4.68 | 1 | 365 | 5.3132 | 0.050247 | 5 | 0.36343
34948 | 5.4 | 1 | 365 | 6.1306 | 0.51952 | 6 | 0.65011
50520 | 10.6 | 1 | 365 | 12.0341 | 0.35312 | 12 | 0.38726
42940 | 8.525 | 1 | 365 | 9.6784 | 0.23683 | 9 | 0.91523
43835 | 6.84 | 1 | 365 | 7.7654 | 0.45805 | 8 | 0.22348
42628 | 6.6 | 1 | 365 | 7.493 | 0.63496 | 8 | 0.12792
38992 | 6.6 | 1 | 365 | 7.493 | 0.63496 | 8 | 0.12792
42699 | 6.875 | 1 | 365 | 7.8052 | 0.57809 | 8 | 0.38325
55276 | 6 | 1 | 365 | 6.8118 | 0.57724 | 7 | 0.38902
56748 | 17.5 | 1 | 365 | 19.8677 | 0.01695 | 19 | 0.88463
52835 | 13 | 1 | 365 | 14.7588 | 0.58402 | 15 | 0.34287
52765 | 9.1 | 1 | 365 | 10.3312 | 0.20881 | 10 | 0.54001
37281 | 14.715 | 1 | 365 | 16.7059 | 0.46568 | 17 | 0.17156
52645 | 9.62 | 1 | 365 | 10.9215 | 0.99217 | 11 | 0.91372
52365 | 7.54 | 1 | 365 | 8.5601 | 0.85873 | 9 | 0.41886
53132 | 2.08 | 1 | 365 | 2.3614 | 0.13344 | 2 | 0.49486
51421 | 10.92 | 1 | 365 | 12.3974 | 0.45058 | 12 | 0.84801
51460 | 10.92 | 1 | 365 | 12.3974 | 0.45058 | 12 | 0.84801
51876 | 4.68 | 1 | 365 | 5.3132 | 0.050247 | 5 | 0.36343
53507 | 6.24 | 1 | 365 | 7.0842 | 0.40033 | 7 | 0.48458
51907 | 13.515 | 1 | 365 | 15.3435 | 0.35023 | 15 | 0.69376
53406 | 4.42 | 1 | 365 | 5.018 | 0.15857 | 5 | 0.17658
52289 | 5.72 | 1 | 365 | 6.4939 | 0.61697 | 7 | 0.11086
52677 | 8.84 | 1 | 365 | 10.036 | 0.31713 | 10 | 0.35315
53714 | 7.54 | 1 | 365 | 8.5601 | 0.85873 | 9 | 0.41886
51782 | 2.6 | 1 | 365 | 2.9518 | 0.9168 | 3 | 0.86857
56701 | 8.84 | 1 | 365 | 10.036 | 0.31713 | 10 | 0.35315
56686 | 4.16 | 1 | 365 | 4.7228 | 0.26689 | 4 | 0.98972
53744 | 4.42 | 1 | 365 | 5.018 | 0.15857 | 5 | 0.17658
52824 | 6.24 | 1 | 365 | 7.0842 | 0.40033 | 7 | 0.48458
56691 | 5.2 | 1 | 365 | 5.9035 | 0.83361 | 6 | 0.73715
56682 | 7.54 | 1 | 365 | 8.5601 | 0.85873 | 9 | 0.41886
52827 | 3.12 | 1 | 365 | 3.5421 | 0.70016 | 4 | 0.24229
56680 | 5.2 | 1 | 365 | 5.9035 | 0.83361 | 6 | 0.73715
56242 | 11.7 | 1 | 365 | 13.283 | 0.12562 | 13 | 0.40858
45603 | 5.1 | 1 | 365 | 5.79 | 0.49065 | 6 | 0.28066
56756 | 9.01 | 1 | 365 | 10.229 | 0.90016 | 11 | 0.12917
55245 | 6.75 | 1 | 365 | 7.6632 | 0.1494 | 7 | 0.81264
46271 | 7.44 | 1 | 365 | 8.4466 | 0.51578 | 8 | 0.96238
27284 | 21.58 | 1 | 365 | 24.4997 | 0.0094732 | 24 | 0.50916
55494 | 7.28 | 1 | 365 | 8.265 | 0.96705 | 9 | 0.23201
55493 | 5 | 1 | 365 | 5.6765 | 0.1477 | 5 | 0.82418
44776 | 9.975 | 1 | 365 | 11.3246 | 0.20966 | 11 | 0.53424
43154 | 10.07 | 1 | 365 | 11.4324 | 0.53547 | 11 | 0.9679
56782 | 13.34 | 1 | 365 | 15.1448 | 0.75006 | 15 | 0.89491
56767 | 2.565 | 1 | 365 | 2.912 | 0.79677 | 3 | 0.7088
41665 | 5.2 | 1 | 365 | 5.9035 | 0.83361 | 6 | 0.73715
48995 | 4.94 | 1 | 365 | 5.6084 | 0.94193 | 6 | 0.55029
41369 | 8.68 | 1 | 365 | 9.8544 | 0.76841 | 10 | 0.62278
43393 | 10.5 | 1 | 365 | 11.9206 | 0.01017 | 11 | 0.93078
48527 | 4.5 | 1 | 365 | 5.1088 | 0.43293 | 5 | 0.54176
55918 | 5.3 | 1 | 365 | 6.0171 | 0.17656 | 6 | 0.19363
43310 | 3 | 1 | 365 | 3.4059 | 0.28862 | 3 | 0.69451
52818 | 10.14 | 1 | 365 | 11.5119 | 0.77554 | 12 | 0.28744
56879 | 5.83 | 1 | 365 | 6.6188 | 0.99422 | 7 | 0.61299
54537 | 14.575 | 1 | 365 | 16.5469 | 0.98555 | 17 | 0.53248
42109 | 3.92 | 1 | 365 | 4.4504 | 0.4438 | 4 | 0.89416
47074 | 4.8 | 1 | 365 | 5.4494 | 0.46179 | 5 | 0.91121
36880 | 6.5 | 1 | 365 | 7.3794 | 0.29201 | 7 | 0.67143
39799 | 4.76 | 1 | 365 | 5.404 | 0.32461 | 5 | 0.72862
56721 | 8.525 | 1 | 365 | 9.6784 | 0.23683 | 9 | 0.91523
27705 | 13 | 1 | 365 | 14.7588 | 0.58402 | 15 | 0.34287
51012 | 4.08 | 1 | 365 | 4.632 | 0.99252 | 5 | 0.62453
25283 | 71.76 | 1 | 365 | 81.4688 | 0.10379 | 81 | 0.57263
47441 | 9.3 | 1 | 365 | 10.5583 | 0.89472 | 11 | 0.45297
41131 | 9.66 | 1 | 365 | 10.967 | 0.12936 | 11 | 0.096316
53494 | 9.805 | 1 | 365 | 11.1316 | 0.62664 | 11 | 0.75822
37706 | 8.32 | 1 | 365 | 9.4457 | 0.53377 | 9 | 0.97944
52878 | 13.26 | 1 | 365 | 15.054 | 0.4757 | 15 | 0.52973
48817 | 3.9 | 1 | 365 | 4.4277 | 0.37521 | 4 | 0.80286
52840 | 3.12 | 1 | 365 | 3.5421 | 0.70016 | 4 | 0.24229
42971 | 7.95 | 1 | 365 | 9.0256 | 0.26484 | 9 | 0.29045
42771 | 11.76 | 1 | 365 | 13.3511 | 0.33139 | 13 | 0.68247
48804 | 10.07 | 1 | 365 | 11.4324 | 0.53547 | 11 | 0.9679
48783 | 10 | 1 | 365 | 11.353 | 0.2954 | 11 | 0.64836
44977 | 7.5 | 1 | 365 | 8.5147 | 0.72155 | 9 | 0.23627
54558 | 6.5 | 1 | 365 | 7.3794 | 0.29201 | 7 | 0.67143
49272 | 6.9 | 1 | 365 | 7.8335 | 0.66383 | 8 | 0.49737
48380 | 4.77 | 1 | 365 | 5.4154 | 0.35891 | 5 | 0.77427
50407 | 5.72 | 1 | 365 | 6.4939 | 0.61697 | 7 | 0.11086
46013 | 9.62 | 1 | 365 | 10.9215 | 0.99217 | 11 | 0.91372
44393 | 8.06 | 1 | 365 | 9.1505 | 0.64209 | 9 | 0.79258
51124 | 2.86 | 1 | 365 | 3.2469 | 0.80848 | 4 | 0.055431
45676 | 7.035 | 1 | 365 | 7.9868 | 0.12681 | 8 | 0.11362
55522 | 5.035 | 1 | 365 | 5.7162 | 0.26773 | 5 | 0.98395
48966 | 10.5 | 1 | 365 | 11.9206 | 0.01017 | 11 | 0.93078
44298 | 9.88 | 1 | 365 | 11.2167 | 0.88386 | 12 | 0.10058
56159 | 6.63 | 1 | 365 | 7.527 | 0.73785 | 8 | 0.26486
46141 | 9.81 | 1 | 365 | 11.1373 | 0.64379 | 11 | 0.78104
55003 | 10.5 | 1 | 365 | 11.9206 | 0.01017 | 11 | 0.93078
55244 | 11.5 | 1 | 365 | 13.0559 | 0.43971 | 13 | 0.49561
56678 | 10.4 | 1 | 365 | 11.8071 | 0.66722 | 12 | 0.47429
56399 | 9.45 | 1 | 365 | 10.7285 | 0.40915 | 11 | 0.1377
37585 | 7.41 | 1 | 365 | 8.4125 | 0.41289 | 8 | 0.82543
50870 | 16.9 | 1 | 365 | 19.1865 | 0.95923 | 20 | 0.14573
49850 | 5.7 | 1 | 365 | 6.4712 | 0.54838 | 7 | 0.019565
50181 | 7.2 | 1 | 365 | 8.1741 | 0.69269 | 8 | 0.86682
44197 | 9.3 | 1 | 365 | 10.5583 | 0.89472 | 11 | 0.45297
46153 | 6.2 | 1 | 365 | 7.0388 | 0.26315 | 7 | 0.30198
50229 | 7.84 | 1 | 365 | 8.9007 | 0.88759 | 9 | 0.78831
54643 | 7.28 | 1 | 365 | 8.265 | 0.96705 | 9 | 0.23201
48770 | 10.53 | 1 | 365 | 11.9547 | 0.11306 | 12 | 0.067723
55480 | 5.94 | 1 | 365 | 6.7437 | 0.37147 | 7 | 0.11513
54536 | 14.025 | 1 | 365 | 15.9225 | 0.099299 | 16 | 0.021825
50820 | 12.375 | 1 | 365 | 14.0493 | 0.44056 | 14 | 0.48985
47718 | 6 | 1 | 365 | 6.8118 | 0.57724 | 7 | 0.38902
51540 | 4.8 | 1 | 365 | 5.4494 | 0.46179 | 5 | 0.91121
48805 | 5.83 | 1 | 365 | 6.6188 | 0.99422 | 7 | 0.61299
42724 | 6.875 | 1 | 365 | 7.8052 | 0.57809 | 8 | 0.38325
45347 | 7.975 | 1 | 365 | 9.054 | 0.35058 | 9 | 0.40457
41239 | 8.1 | 1 | 365 | 9.1959 | 0.77927 | 9 | 0.97517
44552 | 4.24 | 1 | 365 | 4.8137 | 0.54125 | 5 | 0.3549
56066 | 9.805 | 1 | 365 | 11.1316 | 0.62664 | 11 | 0.75822
55715 | 5.3 | 1 | 365 | 6.0171 | 0.17656 | 6 | 0.19363
55796 | 3.18 | 1 | 365 | 3.6102 | 0.90594 | 4 | 0.51618
51700 | 8.84 | 1 | 365 | 10.036 | 0.31713 | 10 | 0.35315
58558 | 4.94 | 1 | 365 | 5.6084 | 0.94193 | 6 | 0.55029
56008 | 2.25 | 1 | 365 | 2.5544 | 0.71646 | 3 | 0.27088
53812 | 12.74 | 1 | 365 | 14.4637 | 0.69234 | 15 | 0.15601
56001 | 9.805 | 1 | 365 | 11.1316 | 0.62664 | 11 | 0.75822
56000 | 10.8 | 1 | 365 | 12.2612 | 0.039032 | 12 | 0.30023
55920 | 6.625 | 1 | 365 | 7.5213 | 0.7207 | 8 | 0.24204
55913 | 6 | 1 | 365 | 6.8118 | 0.57724 | 7 | 0.38902
55840 | 8.1 | 1 | 365 | 9.1959 | 0.77927 | 9 | 0.97517
55822 | 6.3 | 1 | 365 | 7.1524 | 0.6061 | 7 | 0.75847
55825 | 5.4 | 1 | 365 | 6.1306 | 0.51952 | 6 | 0.65011
55915 | 6.9 | 1 | 365 | 7.8335 | 0.66383 | 8 | 0.49737
51788 | 4.94 | 1 | 365 | 5.6084 | 0.94193 | 6 | 0.55029
55814 | 5.4 | 1 | 365 | 6.1306 | 0.51952 | 6 | 0.65011
53473 | 3.38 | 1 | 365 | 3.8373 | 0.59185 | 4 | 0.42915
55819 | 13.8 | 1 | 365 | 15.6671 | 0.32765 | 15 | 0.99474
55652 | 8.1 | 1 | 365 | 9.1959 | 0.77927 | 9 | 0.97517
52847 | 2.6 | 1 | 365 | 2.9518 | 0.9168 | 3 | 0.86857
52950 | 6.5 | 1 | 365 | 7.3794 | 0.29201 | 7 | 0.67143
55632 | 4.8 | 1 | 365 | 5.4494 | 0.46179 | 5 | 0.91121
55014 | 7.02 | 1 | 365 | 7.9698 | 0.075371 | 8 | 0.045149
53488 | 4.42 | 1 | 365 | 5.018 | 0.15857 | 5 | 0.17658
52856 | 5.72 | 1 | 365 | 6.4939 | 0.61697 | 7 | 0.11086
53194 | 8.06 | 1 | 365 | 9.1505 | 0.64209 | 9 | 0.79258
52682 | 6.76 | 1 | 365 | 7.6746 | 0.18369 | 7 | 0.85829
45889 | 8.06 | 1 | 365 | 9.1505 | 0.64209 | 9 | 0.79258
55532 | 11.395 | 1 | 365 | 12.9367 | 0.079608 | 13 | 0.016306
55766 | 10.2 | 1 | 365 | 11.58 | 0.98131 | 12 | 0.56133
55530 | 5.7 | 1 | 365 | 6.4712 | 0.54838 | 7 | 0.019565
55513 | 10.5 | 1 | 365 | 11.9206 | 0.01017 | 11 | 0.93078
55504 | 4.2 | 1 | 365 | 4.7682 | 0.40407 | 5 | 0.17231
55336 | 7.5 | 1 | 365 | 8.5147 | 0.72155 | 9 | 0.23627
46863 | 7.245 | 1 | 365 | 8.2252 | 0.84702 | 9 | 0.072237
40706 | 8.84 | 1 | 365 | 10.036 | 0.31713 | 10 | 0.35315
44633 | 13.52 | 1 | 365 | 15.3492 | 0.36738 | 15 | 0.71658
40743 | 4.77 | 1 | 365 | 5.4154 | 0.35891 | 5 | 0.77427
38918 | 13.77 | 1 | 365 | 15.633 | 0.22477 | 15 | 0.85779
37923 | 12.22 | 1 | 365 | 13.8733 | 0.90898 | 14 | 0.7823
41854 | 7.02 | 1 | 365 | 7.9698 | 0.075371 | 8 | 0.045149
35768 | 18.966 | 1 | 365 | 21.532 | 0.044656 | 21 | 0.57668
42336 | 6.5 | 1 | 365 | 7.3794 | 0.29201 | 7 | 0.67143
37642 | 6.3 | 1 | 365 | 7.1524 | 0.6061 | 7 | 0.75847
39666 | 14.04 | 1 | 365 | 15.9396 | 0.15074 | 16 | 0.090297
55117 | 5.94 | 1 | 365 | 6.7437 | 0.37147 | 7 | 0.11513
39147 | 6.885 | 1 | 365 | 7.8165 | 0.61238 | 8 | 0.4289
44451 | 8.5 | 1 | 365 | 9.65 | 0.15109 | 9 | 0.80111
54046 | 8.4 | 1 | 365 | 9.5365 | 0.80814 | 10 | 0.34462
54566 | 2.86 | 1 | 365 | 3.2469 | 0.80848 | 4 | 0.055431
44442 | 11.96 | 1 | 365 | 13.5781 | 0.017298 | 13 | 0.59544
54913 | 127.49 | 0.8 | 365 | 115.7911 | 0.78564 | 116 | 0.57675
18925 | 646.905 | 0.8 | 365 | 587.5429 | 0.86926 | 588 | 0.41219
101 | 3741.4 | 0.7 | 365 | 2973.3175 | 0.89667 | 2974 | 0.21419
43085 | 87.78 | 0.9 | 365 | 89.6907 | 0.94052 | 90 | 0.63117
51804 | 6.6 | 1 | 365 | 7.493 | 0.63496 | 8 | 0.12792
51802 | 6.6 | 1 | 365 | 7.493 | 0.63496 | 8 | 0.12792
40252 | 3.57 | 1 | 365 | 4.053 | 0.24346 | 4 | 0.29646
52822 | 6.5 | 1 | 365 | 7.3794 | 0.29201 | 7 | 0.67143
52712 | 7.7 | 1 | 365 | 8.7418 | 0.40746 | 9 | 0.14924
35593 | 120 | 0.9 | 365 | 122.612 | 0.39032 | 123 | 0.002288
54508 | 9.1 | 1 | 365 | 10.3312 | 0.20881 | 10 | 0.54001
44136 | 6.867 | 1 | 365 | 7.7961 | 0.55065 | 8 | 0.34673
46278 | 8.4 | 1 | 365 | 9.5365 | 0.80814 | 10 | 0.34462
46203 | 8.99 | 1 | 365 | 10.2063 | 0.83156 | 11 | 0.037876
39252 | 2.25 | 1 | 365 | 2.5544 | 0.71646 | 3 | 0.27088
48004 | 7.44 | 1 | 365 | 8.4466 | 0.51578 | 8 | 0.96238
43285 | 5.4 | 1 | 365 | 6.1306 | 0.51952 | 6 | 0.65011
30779 | 10.5 | 1 | 365 | 11.9206 | 0.01017 | 11 | 0.93078
46284 | 7.44 | 1 | 365 | 8.4466 | 0.51578 | 8 | 0.96238
55809 | 4.05 | 1 | 365 | 4.5979 | 0.88964 | 5 | 0.48759
54532 | 7.65 | 1 | 365 | 8.685 | 0.23598 | 8 | 0.921
39397 | 5.2 | 1 | 365 | 5.9035 | 0.83361 | 6 | 0.73715
39317 | 9.1 | 1 | 365 | 10.3312 | 0.20881 | 10 | 0.54001
58861 | 3.597 | 1 | 365 | 4.0837 | 0.33606 | 4 | 0.41972
43995 | 12.69 | 1 | 365 | 14.4069 | 0.52086 | 14 | 0.92777
51233 | 7.2 | 1 | 365 | 8.1741 | 0.69269 | 8 | 0.86682
44142 | 8.32 | 1 | 365 | 9.4457 | 0.53377 | 9 | 0.97944
44193 | 7.8 | 1 | 365 | 8.8553 | 0.75041 | 9 | 0.60572
45653 | 6.095 | 1 | 365 | 6.9196 | 0.90305 | 7 | 0.82268
48963 | 15 | 1 | 365 | 17.0294 | 0.4431 | 17 | 0.47254
50207 | 5.4 | 1 | 365 | 6.1306 | 0.51952 | 6 | 0.65011
38377 | 4.59 | 1 | 365 | 5.211 | 0.74159 | 5 | 0.9526
47012 | 7.5 | 1 | 365 | 8.5147 | 0.72155 | 9 | 0.23627
48894 | 8.4 | 1 | 365 | 9.5365 | 0.80814 | 10 | 0.34462
44047 | 5.4 | 1 | 365 | 6.1306 | 0.51952 | 6 | 0.65011
43366 | 6.9 | 1 | 365 | 7.8335 | 0.66383 | 8 | 0.49737
39201 | 4.8 | 1 | 365 | 5.4494 | 0.46179 | 5 | 0.91121
40985 | 3.3 | 1 | 365 | 3.7465 | 0.31748 | 4 | 0.063959
38623 | 18.9 | 1 | 365 | 21.4571 | 0.81831 | 22 | 0.2754
43296 | 3.6 | 1 | 365 | 4.0871 | 0.34634 | 4 | 0.43341
55528 | 5.035 | 1 | 365 | 5.7162 | 0.26773 | 5 | 0.98395
45263 | 7.2 | 1 | 365 | 8.1741 | 0.69269 | 8 | 0.86682
45045 | 8.06 | 1 | 365 | 9.1505 | 0.64209 | 9 | 0.79258
29162 | 10.4 | 1 | 365 | 11.8071 | 0.66722 | 12 | 0.47429
26868 | 5.98 | 1 | 365 | 6.7891 | 0.50865 | 7 | 0.29772
15167 | 3.06 | 1 | 365 | 3.474 | 0.49439 | 3 | 0.9684
27523 | 4.16 | 1 | 365 | 4.7228 | 0.26689 | 4 | 0.98972
32208 | 13 | 1 | 365 | 14.7588 | 0.58402 | 15 | 0.34287
49095 | 7.54 | 1 | 365 | 8.5601 | 0.85873 | 9 | 0.41886
32289 | 6.76 | 1 | 365 | 7.6746 | 0.18369 | 7 | 0.85829
31980 | 4.68 | 1 | 365 | 5.3132 | 0.050247 | 5 | 0.36343
32382 | 6.24 | 1 | 365 | 7.0842 | 0.40033 | 7 | 0.48458
39011 | 10.14 | 1 | 365 | 11.5119 | 0.77554 | 12 | 0.28744
32312 | 6.24 | 1 | 365 | 7.0842 | 0.40033 | 7 | 0.48458
203 | 1095.85 | 1 | 365 | 1244.1141 | 0.26141 | 1244 | 0.37553
17288 | 24.3 | 1 | 365 | 27.5877 | 0.33782 | 27 | 0.92551
41706 | 16.12 | 1 | 365 | 18.301 | 0.28418 | 18 | 0.58516
45704 | 6.76 | 1 | 365 | 7.6746 | 0.18369 | 7 | 0.85829
38351 | 5.61 | 1 | 365 | 6.369 | 0.23972 | 6 | 0.60873
40712 | 4.335 | 1 | 365 | 4.9215 | 0.86706 | 5 | 0.78856
42273 | 19.76 | 1 | 365 | 22.4334 | 0.76771 | 23 | 0.20116
47453 | 6.75 | 1 | 365 | 7.6632 | 0.1494 | 7 | 0.81264
41645 | 6.92 | 1 | 365 | 7.8562 | 0.73242 | 8 | 0.58867
50653 | 5.2 | 1 | 365 | 5.9035 | 0.83361 | 6 | 0.73715
38657 | 8.715 | 1 | 365 | 9.8941 | 0.88844 | 10 | 0.78255
39777 | 6.92 | 1 | 365 | 7.8562 | 0.73242 | 8 | 0.58867
57500 | 17.68 | 1 | 365 | 20.072 | 0.63427 | 20 | 0.7063
58029 | 4.94 | 1 | 365 | 5.6084 | 0.94193 | 6 | 0.55029
33206 | 8.32 | 1 | 365 | 9.4457 | 0.53377 | 9 | 0.97944
51039 | 10.14 | 1 | 365 | 11.5119 | 0.77554 | 12 | 0.28744
46039 | 4.605 | 1 | 365 | 5.228 | 0.79303 | 6 | 0.02107
44922 | 5.125 | 1 | 365 | 5.8184 | 0.57639 | 6 | 0.39478
47271 | 4.085 | 1 | 365 | 4.6377 | 0.0096709 | 4 | 0.64736
37580 | 4.085 | 1 | 365 | 4.6377 | 0.0096709 | 4 | 0.64736
42094 | 14.025 | 1 | 365 | 15.9225 | 0.099299 | 16 | 0.021825
37618 | 9.1 | 1 | 365 | 10.3312 | 0.20881 | 10 | 0.54001
48158 | 6.5 | 1 | 365 | 7.3794 | 0.29201 | 7 | 0.67143
47503 | 8.58 | 1 | 365 | 9.7408 | 0.42545 | 10 | 0.16629
50365 | 6.12 | 1 | 365 | 6.948 | 0.98878 | 7 | 0.9368
45746 | 4.42 | 1 | 365 | 5.018 | 0.15857 | 5 | 0.17658
39692 | 9.1 | 1 | 365 | 10.3312 | 0.20881 | 10 | 0.54001
43591 | 5.61 | 1 | 365 | 6.369 | 0.23972 | 6 | 0.60873
41265 | 8.58 | 1 | 365 | 9.7408 | 0.42545 | 10 | 0.16629
38648 | 8.455 | 1 | 365 | 9.5989 | 0.99676 | 10 | 0.59569
38008 | 8.715 | 1 | 365 | 9.8941 | 0.88844 | 10 | 0.78255
51574 | 5.46 | 1 | 365 | 6.1987 | 0.72529 | 6 | 0.924
49514 | 4.16 | 1 | 365 | 4.7228 | 0.26689 | 4 | 0.98972
50601 | 8.58 | 1 | 365 | 9.7408 | 0.42545 | 10 | 0.16629
47611 | 9.18 | 1 | 365 | 10.422 | 0.48318 | 10 | 0.90519
45529 | 5.46 | 1 | 365 | 6.1987 | 0.72529 | 6 | 0.924
37184 | 13.16 | 1 | 365 | 14.9405 | 0.13275 | 15 | 0.073242
48063 | 8.265 | 1 | 365 | 9.3832 | 0.34515 | 9 | 0.72837
38947 | 10.77 | 1 | 365 | 12.2271 | 0.93615 | 13 | 0.16328
36904 | 8.22 | 1 | 365 | 9.3321 | 0.19082 | 9 | 0.52295
38664 | 4.345 | 1 | 365 | 4.9329 | 0.90135 | 5 | 0.83421
39630 | 13.52 | 1 | 365 | 15.3492 | 0.36738 | 15 | 0.71658
50451 | 9.945 | 1 | 365 | 11.2905 | 0.10678 | 11 | 0.39729
39403 | 3.18 | 1 | 365 | 3.6102 | 0.90594 | 4 | 0.51618
45733 | 3.18 | 1 | 365 | 3.6102 | 0.90594 | 4 | 0.51618
39299 | 5.72 | 1 | 365 | 6.4939 | 0.61697 | 7 | 0.11086
45692 | 6.5 | 1 | 365 | 7.3794 | 0.29201 | 7 | 0.67143
41607 | 4.53 | 1 | 365 | 5.1429 | 0.53582 | 5 | 0.67871
38220 | 7.18 | 1 | 365 | 8.1514 | 0.6241 | 8 | 0.77552
38490 | 10.25 | 1 | 365 | 11.6368 | 0.15278 | 11 | 0.78957
50649 | 4.16 | 1 | 365 | 4.7228 | 0.26689 | 4 | 0.98972
39758 | 3.9 | 1 | 365 | 4.4277 | 0.37521 | 4 | 0.80286
41358 | 5.04 | 1 | 365 | 5.7219 | 0.28488 | 6 | 0.0067734
37627 | 7.155 | 1 | 365 | 8.123 | 0.53836 | 8 | 0.6614
37185 | 6.14 | 1 | 365 | 6.9707 | 0.057376 | 7 | 0.028093
40366 | 5.46 | 1 | 365 | 6.1987 | 0.72529 | 6 | 0.924
45762 | 3.64 | 1 | 365 | 4.1325 | 0.48353 | 4 | 0.616
39980 | 3.64 | 1 | 365 | 4.1325 | 0.48353 | 4 | 0.616
50320 | 14.04 | 1 | 365 | 15.9396 | 0.15074 | 16 | 0.090297
39621 | 5.72 | 1 | 365 | 6.4939 | 0.61697 | 7 | 0.11086
41492 | 7.54 | 1 | 365 | 8.5601 | 0.85873 | 9 | 0.41886
40070 | 6.12 | 1 | 365 | 6.948 | 0.98878 | 7 | 0.9368
39945 | 8.84 | 1 | 365 | 10.036 | 0.31713 | 10 | 0.35315
40490 | 4.59 | 1 | 365 | 5.211 | 0.74159 | 5 | 0.9526
42035 | 12.74 | 1 | 365 | 14.4637 | 0.69234 | 15 | 0.15601
46280 | 10.455 | 1 | 365 | 11.8695 | 0.85584 | 12 | 0.72536
38331 | 8.16 | 1 | 365 | 9.264 | 0.98505 | 10 | 0.24906
40482 | 15.6 | 1 | 365 | 17.7106 | 0.50082 | 18 | 0.21144
45961 | 7.8 | 1 | 365 | 8.8553 | 0.75041 | 9 | 0.60572
40547 | 10.66 | 1 | 365 | 12.1023 | 0.5589 | 12 | 0.66115
43737 | 8.415 | 1 | 365 | 9.5535 | 0.85958 | 10 | 0.41309
50700 | 15.86 | 1 | 365 | 18.0058 | 0.3925 | 18 | 0.3983
45935 | 5.98 | 1 | 365 | 6.7891 | 0.50865 | 7 | 0.29772
46050 | 3.825 | 1 | 365 | 4.3425 | 0.11799 | 4 | 0.4605
42222 | 5.98 | 1 | 365 | 6.7891 | 0.50865 | 7 | 0.29772
50498 | 12.75 | 1 | 365 | 14.475 | 0.72663 | 15 | 0.20166
50598 | 8.215 | 1 | 365 | 9.3265 | 0.17367 | 9 | 0.50013
40272 | 11.22 | 1 | 365 | 12.738 | 0.47944 | 13 | 0.21746
50444 | 5.72 | 1 | 365 | 6.4939 | 0.61697 | 7 | 0.11086
43333 | 4.505 | 1 | 365 | 5.1145 | 0.45008 | 5 | 0.56459
39270 | 5.865 | 1 | 365 | 6.6585 | 0.11425 | 6 | 0.77276
39675 | 4.59 | 1 | 365 | 5.211 | 0.74159 | 5 | 0.9526
50488 | 4.94 | 1 | 365 | 5.6084 | 0.94193 | 6 | 0.55029
47360 | 2.805 | 1 | 365 | 3.1845 | 0.61986 | 3 | 0.80436
50483 | 7.02 | 1 | 365 | 7.9698 | 0.075371 | 8 | 0.045149
50287 | 11.7 | 1 | 365 | 13.283 | 0.12562 | 13 | 0.40858
50592 | 10.965 | 1 | 365 | 12.4485 | 0.60491 | 13 | 0.053427
53254 | 2.295 | 1 | 365 | 2.6055 | 0.87079 | 3 | 0.4763
40323 | 4.345 | 1 | 365 | 4.9329 | 0.90135 | 5 | 0.83421
38006 | 11.48 | 1 | 365 | 13.0332 | 0.37112 | 13 | 0.40432
39787 | 6.325 | 1 | 365 | 7.1807 | 0.69184 | 7 | 0.87259
38129 | 4.94 | 1 | 365 | 5.6084 | 0.94193 | 6 | 0.55029
47265 | 3.12 | 1 | 365 | 3.5421 | 0.70016 | 4 | 0.24229
54090 | 5.46 | 1 | 365 | 6.1987 | 0.72529 | 6 | 0.924
37277 | 5.62 | 1 | 365 | 6.3804 | 0.27401 | 6 | 0.65438
54143 | 6.885 | 1 | 365 | 7.8165 | 0.61238 | 8 | 0.4289
54200 | 3.825 | 1 | 365 | 4.3425 | 0.11799 | 4 | 0.4605
54203 | 5.865 | 1 | 365 | 6.6585 | 0.11425 | 6 | 0.77276
54222 | 6.24 | 1 | 365 | 7.0842 | 0.40033 | 7 | 0.48458
54317 | 2.86 | 1 | 365 | 3.2469 | 0.80848 | 4 | 0.055431
54318 | 7.8 | 1 | 365 | 8.8553 | 0.75041 | 9 | 0.60572
54331 | 7.8 | 1 | 365 | 8.8553 | 0.75041 | 9 | 0.60572
54342 | 8.58 | 1 | 365 | 9.7408 | 0.42545 | 10 | 0.16629
35536 | 18.312 | 1 | 365 | 20.7895 | 0.80174 | 21 | 0.59128
44506 | 6.75 | 1 | 365 | 7.6632 | 0.1494 | 7 | 0.81264
44010 | 9.6 | 1 | 365 | 10.8988 | 0.92358 | 11 | 0.82243
50448 | 8.8 | 1 | 365 | 9.9906 | 0.17995 | 10 | 0.17056
36184 | 3.64 | 1 | 365 | 4.1325 | 0.48353 | 4 | 0.616
36176 | 7.245 | 1 | 365 | 8.2252 | 0.84702 | 9 | 0.072237
44130 | 11.34 | 1 | 365 | 12.8743 | 0.89098 | 13 | 0.76524
44339 | 10.8 | 1 | 365 | 12.2612 | 0.039032 | 12 | 0.30023
44184 | 10.36 | 1 | 365 | 11.7617 | 0.53003 | 12 | 0.2917
44581 | 5.27 | 1 | 365 | 5.983 | 0.073676 | 6 | 0.056686
50756 | 4.08 | 1 | 365 | 4.632 | 0.99252 | 5 | 0.62453
36781 | 4.578 | 1 | 365 | 5.1974 | 0.70043 | 5 | 0.89782
50380 | 12.24 | 1 | 365 | 13.896 | 0.97757 | 14 | 0.87359
50374 | 13.515 | 1 | 365 | 15.3435 | 0.35023 | 15 | 0.69376
50435 | 4.68 | 1 | 365 | 5.3132 | 0.050247 | 5 | 0.36343
50511 | 5.83 | 1 | 365 | 6.6188 | 0.99422 | 7 | 0.61299
39532 | 4.42 | 1 | 365 | 5.018 | 0.15857 | 5 | 0.17658
50350 | 8.16 | 1 | 365 | 9.264 | 0.98505 | 10 | 0.24906
39176 | 5.565 | 1 | 365 | 6.3179 | 0.08539 | 6 | 0.40331
41117 | 5.2 | 1 | 365 | 5.9035 | 0.83361 | 6 | 0.73715
48072 | 4.08 | 1 | 365 | 4.632 | 0.99252 | 5 | 0.62453
39413 | 8.1 | 1 | 365 | 9.1959 | 0.77927 | 9 | 0.97517
50606 | 9.805 | 1 | 365 | 11.1316 | 0.62664 | 11 | 0.75822
47350 | 9.18 | 1 | 365 | 10.422 | 0.48318 | 10 | 0.90519
50399 | 3.315 | 1 | 365 | 3.7635 | 0.36893 | 4 | 0.13243
50589 | 10.71 | 1 | 365 | 12.159 | 0.73037 | 12 | 0.88939
50529 | 8.16 | 1 | 365 | 9.264 | 0.98505 | 10 | 0.24906
47540 | 6.625 | 1 | 365 | 7.5213 | 0.7207 | 8 | 0.24204
43886 | 11.7 | 1 | 365 | 13.283 | 0.12562 | 13 | 0.40858
50469 | 14.3 | 1 | 365 | 16.2347 | 0.042422 | 16 | 0.27715
41111 | 13 | 1 | 365 | 14.7588 | 0.58402 | 15 | 0.34287
50316 | 14.025 | 1 | 365 | 15.9225 | 0.099299 | 16 | 0.021825
50381 | 7.905 | 1 | 365 | 8.9745 | 0.11051 | 9 | 0.085029
45378 | 4.42 | 1 | 365 | 5.018 | 0.15857 | 5 | 0.17658
40078 | 7.8 | 1 | 365 | 8.8553 | 0.75041 | 9 | 0.60572
43282 | 9.36 | 1 | 365 | 10.6264 | 0.10049 | 10 | 0.72686
40102 | 3.78 | 1 | 365 | 4.2914 | 0.96366 | 5 | 0.25508
45325 | 9.1 | 1 | 365 | 10.3312 | 0.20881 | 10 | 0.54001
40999 | 14.04 | 1 | 365 | 15.9396 | 0.15074 | 16 | 0.090297
50434 | 3.64 | 1 | 365 | 4.1325 | 0.48353 | 4 | 0.616
50262 | 3.18 | 1 | 365 | 3.6102 | 0.90594 | 4 | 0.51618
54895 | 5.2 | 1 | 365 | 5.9035 | 0.83361 | 6 | 0.73715
54803 | 8.215 | 1 | 365 | 9.3265 | 0.17367 | 9 | 0.50013
54786 | 3.12 | 1 | 365 | 3.5421 | 0.70016 | 4 | 0.24229
54869 | 8.32 | 1 | 365 | 9.4457 | 0.53377 | 9 | 0.97944
54798 | 8.84 | 1 | 365 | 10.036 | 0.31713 | 10 | 0.35315
54704 | 6.24 | 1 | 365 | 7.0842 | 0.40033 | 7 | 0.48458
54752 | 6.24 | 1 | 365 | 7.0842 | 0.40033 | 7 | 0.48458
54701 | 7.395 | 1 | 365 | 8.3955 | 0.36145 | 8 | 0.75696
54730 | 7.28 | 1 | 365 | 8.265 | 0.96705 | 9 | 0.23201
39658 | 7.8 | 1 | 365 | 8.8553 | 0.75041 | 9 | 0.60572
39534 | 8.06 | 1 | 365 | 9.1505 | 0.64209 | 9 | 0.79258
50354 | 4.94 | 1 | 365 | 5.6084 | 0.94193 | 6 | 0.55029
41932 | 5.98 | 1 | 365 | 6.7891 | 0.50865 | 7 | 0.29772
45687 | 2.55 | 1 | 365 | 2.895 | 0.74533 | 3 | 0.64033
39245 | 11.44 | 1 | 365 | 12.9878 | 0.23394 | 13 | 0.22172
50608 | 21.84 | 1 | 365 | 24.7949 | 0.90115 | 25 | 0.69602
45865 | 5.94 | 1 | 365 | 6.7437 | 0.37147 | 7 | 0.11513
40545 | 14.3 | 1 | 365 | 16.2347 | 0.042422 | 16 | 0.27715
47473 | 7.28 | 1 | 365 | 8.265 | 0.96705 | 9 | 0.23201
50410 | 10.335 | 1 | 365 | 11.7333 | 0.4443 | 12 | 0.17758
39417 | 5.83 | 1 | 365 | 6.6188 | 0.99422 | 7 | 0.61299
54871 | 4.505 | 1 | 365 | 5.1145 | 0.45008 | 5 | 0.56459
54742 | 8.415 | 1 | 365 | 9.5535 | 0.85958 | 10 | 0.41309
54795 | 6.885 | 1 | 365 | 7.8165 | 0.61238 | 8 | 0.4289
54827 | 6.625 | 1 | 365 | 7.5213 | 0.7207 | 8 | 0.24204
54695 | 7.14 | 1 | 365 | 8.106 | 0.48692 | 8 | 0.59293
54812 | 8.84 | 1 | 365 | 10.036 | 0.31713 | 10 | 0.35315
54884 | 5.1 | 1 | 365 | 5.79 | 0.49065 | 6 | 0.28066
54691 | 4.08 | 1 | 365 | 4.632 | 0.99252 | 5 | 0.62453
54935 | 8.84 | 1 | 365 | 10.036 | 0.31713 | 10 | 0.35315
54953 | 5.98 | 1 | 365 | 6.7891 | 0.50865 | 7 | 0.29772
54678 | 2.34 | 1 | 365 | 2.6566 | 0.025124 | 2 | 0.68172
54683 | 2.805 | 1 | 365 | 3.1845 | 0.61986 | 3 | 0.80436
54668 | 11.475 | 1 | 365 | 13.0275 | 0.35397 | 13 | 0.38149
54671 | 10.965 | 1 | 365 | 12.4485 | 0.60491 | 13 | 0.053427
54675 | 7.14 | 1 | 365 | 8.106 | 0.48692 | 8 | 0.59293
54669 | 7.54 | 1 | 365 | 8.5601 | 0.85873 | 9 | 0.41886
54674 | 9.54 | 1 | 365 | 10.8307 | 0.71781 | 11 | 0.54854
54662 | 8.415 | 1 | 365 | 9.5535 | 0.85958 | 10 | 0.41309
54651 | 8.745 | 1 | 365 | 9.9282 | 0.99133 | 10 | 0.91949
54876 | 8.84 | 1 | 365 | 10.036 | 0.31713 | 10 | 0.35315
54401 | 4.335 | 1 | 365 | 4.9215 | 0.86706 | 5 | 0.78856
54387 | 9.88 | 1 | 365 | 11.2167 | 0.88386 | 12 | 0.10058
54369 | 3.445 | 1 | 365 | 3.9111 | 0.81477 | 4 | 0.72586
54368 | 7.65 | 1 | 365 | 8.685 | 0.23598 | 8 | 0.921
54375 | 11.66 | 1 | 365 | 13.2376 | 0.98844 | 14 | 0.22599
54381 | 2.295 | 1 | 365 | 2.6055 | 0.87079 | 3 | 0.4763
54456 | 4.16 | 1 | 365 | 4.7228 | 0.26689 | 4 | 0.98972
54483 | 7.95 | 1 | 365 | 9.0256 | 0.26484 | 9 | 0.29045
54466 | 6.5 | 1 | 365 | 7.3794 | 0.29201 | 7 | 0.67143
54455 | 10.71 | 1 | 365 | 12.159 | 0.73037 | 12 | 0.88939
54454 | 5.1 | 1 | 365 | 5.79 | 0.49065 | 6 | 0.28066
54452 | 10.2 | 1 | 365 | 11.58 | 0.98131 | 12 | 0.56133
54451 | 11.73 | 1 | 365 | 13.317 | 0.2285 | 13 | 0.54553
54448 | 6.5 | 1 | 365 | 7.3794 | 0.29201 | 7 | 0.67143
54443 | 4.845 | 1 | 365 | 5.5005 | 0.61612 | 6 | 0.11663
54446 | 7.65 | 1 | 365 | 8.685 | 0.23598 | 8 | 0.921
54442 | 8.06 | 1 | 365 | 9.1505 | 0.64209 | 9 | 0.79258
54490 | 7.14 | 1 | 365 | 8.106 | 0.48692 | 8 | 0.59293
54437 | 4.16 | 1 | 365 | 4.7228 | 0.26689 | 4 | 0.98972
54576 | 14.045 | 1 | 365 | 15.9452 | 0.16789 | 16 | 0.11312
54605 | 4.08 | 1 | 365 | 4.632 | 0.99252 | 5 | 0.62453
54606 | 5.61 | 1 | 365 | 6.369 | 0.23972 | 6 | 0.60873
54584 | 5.865 | 1 | 365 | 6.6585 | 0.11425 | 6 | 0.77276
54601 | 7.54 | 1 | 365 | 8.5601 | 0.85873 | 9 | 0.41886
47489 | 5.6 | 1 | 365 | 6.3577 | 0.20542 | 6 | 0.56308
54589 | 5.865 | 1 | 365 | 6.6585 | 0.11425 | 6 | 0.77276
54513 | 4.845 | 1 | 365 | 5.5005 | 0.61612 | 6 | 0.11663
54575 | 10.4 | 1 | 365 | 11.8071 | 0.66722 | 12 | 0.47429
54504 | 8.415 | 1 | 365 | 9.5535 | 0.85958 | 10 | 0.41309
54607 | 8.37 | 1 | 365 | 9.5024 | 0.70525 | 10 | 0.20768
54573 | 6.625 | 1 | 365 | 7.5213 | 0.7207 | 8 | 0.24204
54535 | 8.415 | 1 | 365 | 9.5535 | 0.85958 | 10 | 0.41309
54491 | 4.59 | 1 | 365 | 5.211 | 0.74159 | 5 | 0.9526
54500 | 5.2 | 1 | 365 | 5.9035 | 0.83361 | 6 | 0.73715
54586 | 8.32 | 1 | 365 | 9.4457 | 0.53377 | 9 | 0.97944
54501 | 10.66 | 1 | 365 | 12.1023 | 0.5589 | 12 | 0.66115
54581 | 10.66 | 1 | 365 | 12.1023 | 0.5589 | 12 | 0.66115
54578 | 5.865 | 1 | 365 | 6.6585 | 0.11425 | 6 | 0.77276
54572 | 3.315 | 1 | 365 | 3.7635 | 0.36893 | 4 | 0.13243
54555 | 6.12 | 1 | 365 | 6.948 | 0.98878 | 7 | 0.9368
54361 | 5.865 | 1 | 365 | 6.6585 | 0.11425 | 6 | 0.77276
54404 | 14.025 | 1 | 365 | 15.9225 | 0.099299 | 16 | 0.021825
54553 | 5.1 | 1 | 365 | 5.79 | 0.49065 | 6 | 0.28066
54625 | 5.1 | 1 | 365 | 5.79 | 0.49065 | 6 | 0.28066
54633 | 7.65 | 1 | 365 | 8.685 | 0.23598 | 8 | 0.921
50288 | 8.925 | 1 | 365 | 10.1325 | 0.60864 | 10 | 0.74116
50366 | 8.32 | 1 | 365 | 9.4457 | 0.53377 | 9 | 0.97944
40902 | 8.32 | 1 | 365 | 9.4457 | 0.53377 | 9 | 0.97944
38564 | 10.4 | 1 | 365 | 11.8071 | 0.66722 | 12 | 0.47429
54355 | 7.14 | 1 | 365 | 8.106 | 0.48692 | 8 | 0.59293
54363 | 7.14 | 1 | 365 | 8.106 | 0.48692 | 8 | 0.59293
54398 | 5.61 | 1 | 365 | 6.369 | 0.23972 | 6 | 0.60873
54406 | 6.885 | 1 | 365 | 7.8165 | 0.61238 | 8 | 0.4289
54418 | 5.83 | 1 | 365 | 6.6188 | 0.99422 | 7 | 0.61299
54428 | 14.025 | 1 | 365 | 15.9225 | 0.099299 | 16 | 0.021825
54613 | 9.275 | 1 | 365 | 10.5299 | 0.80898 | 11 | 0.33885
54612 | 9.36 | 1 | 365 | 10.6264 | 0.10049 | 10 | 0.72686
54620 | 5.61 | 1 | 365 | 6.369 | 0.23972 | 6 | 0.60873
54623 | 3.12 | 1 | 365 | 3.5421 | 0.70016 | 4 | 0.24229
54626 | 9.18 | 1 | 365 | 10.422 | 0.48318 | 10 | 0.90519
54628 | 4.42 | 1 | 365 | 5.018 | 0.15857 | 5 | 0.17658
54632 | 14.025 | 1 | 365 | 15.9225 | 0.099299 | 16 | 0.021825
54642 | 7.155 | 1 | 365 | 8.123 | 0.53836 | 8 | 0.6614
54647 | 3.18 | 1 | 365 | 3.6102 | 0.90594 | 4 | 0.51618
54655 | 4.59 | 1 | 365 | 5.211 | 0.74159 | 5 | 0.9526
54661 | 4.24 | 1 | 365 | 4.8137 | 0.54125 | 5 | 0.3549
54663 | 8.415 | 1 | 365 | 9.5535 | 0.85958 | 10 | 0.41309
54887 | 10.865 | 1 | 365 | 12.335 | 0.26195 | 12 | 0.59694
54949 | 5.2 | 1 | 365 | 5.9035 | 0.83361 | 6 | 0.73715
17423 | 5.72 | 1 | 365 | 6.4939 | 0.61697 | 7 | 0.11086
31492 | 3.64 | 1 | 365 | 4.1325 | 0.48353 | 4 | 0.616
54885 | 13 | 1 | 365 | 14.7588 | 0.58402 | 15 | 0.34287
27351 | 3.38 | 1 | 365 | 3.8373 | 0.59185 | 4 | 0.42915
26711 | 8.58 | 1 | 365 | 9.7408 | 0.42545 | 10 | 0.16629
54847 | 7.28 | 1 | 365 | 8.265 | 0.96705 | 9 | 0.23201
22050 | 3.825 | 1 | 365 | 4.3425 | 0.11799 | 4 | 0.4605
54296 | 9.39 | 1 | 365 | 10.6604 | 0.20338 | 10 | 0.86381
54842 | 7.54 | 1 | 365 | 8.5601 | 0.85873 | 9 | 0.41886
27468 | 4.59 | 1 | 365 | 5.211 | 0.74159 | 5 | 0.9526
24425 | 8.58 | 1 | 365 | 9.7408 | 0.42545 | 10 | 0.16629
54179 | 9.1 | 1 | 365 | 10.3312 | 0.20881 | 10 | 0.54001
54261 | 9.88 | 1 | 365 | 11.2167 | 0.88386 | 12 | 0.10058
54919 | 6.9 | 1 | 365 | 7.8335 | 0.66383 | 8 | 0.49737
34400 | 3.9 | 1 | 365 | 4.4277 | 0.37521 | 4 | 0.80286
54182 | 5.72 | 1 | 365 | 6.4939 | 0.61697 | 7 | 0.11086
54335 | 4.68 | 1 | 365 | 5.3132 | 0.050247 | 5 | 0.36343
38774 | 5.98 | 1 | 365 | 6.7891 | 0.50865 | 7 | 0.29772
38879 | 3.9 | 1 | 365 | 4.4277 | 0.37521 | 4 | 0.80286
54083 | 9.62 | 1 | 365 | 10.9215 | 0.99217 | 11 | 0.91372
54226 | 13 | 1 | 365 | 14.7588 | 0.58402 | 15 | 0.34287
52029 | 8.84 | 1 | 365 | 10.036 | 0.31713 | 10 | 0.35315
52518 | 8.58 | 1 | 365 | 9.7408 | 0.42545 | 10 | 0.16629
53345 | 6.76 | 1 | 365 | 7.6746 | 0.18369 | 7 | 0.85829
53811 | 8.84 | 1 | 365 | 10.036 | 0.31713 | 10 | 0.35315
31910 | 5.46 | 1 | 365 | 6.1987 | 0.72529 | 6 | 0.924
54205 | 8.06 | 1 | 365 | 9.1505 | 0.64209 | 9 | 0.79258
54245 | 9.1 | 1 | 365 | 10.3312 | 0.20881 | 10 | 0.54001
54214 | 4.94 | 1 | 365 | 5.6084 | 0.94193 | 6 | 0.55029
54234 | 4.68 | 1 | 365 | 5.3132 | 0.050247 | 5 | 0.36343
54247 | 3.9 | 1 | 365 | 4.4277 | 0.37521 | 4 | 0.80286
54262 | 7.02 | 1 | 365 | 7.9698 | 0.075371 | 8 | 0.045149
54357 | 3.12 | 1 | 365 | 3.5421 | 0.70016 | 4 | 0.24229
54366 | 4.68 | 1 | 365 | 5.3132 | 0.050247 | 5 | 0.36343
54377 | 3.12 | 1 | 365 | 3.5421 | 0.70016 | 4 | 0.24229
54693 | 3.12 | 1 | 365 | 3.5421 | 0.70016 | 4 | 0.24229
52886 | 6.76 | 1 | 365 | 7.6746 | 0.18369 | 7 | 0.85829
53358 | 7.54 | 1 | 365 | 8.5601 | 0.85873 | 9 | 0.41886
54421 | 7.54 | 1 | 365 | 8.5601 | 0.85873 | 9 | 0.41886
54133 | 6.24 | 1 | 365 | 7.0842 | 0.40033 | 7 | 0.48458
54122 | 3.12 | 1 | 365 | 3.5421 | 0.70016 | 4 | 0.24229
54082 | 3.12 | 1 | 365 | 3.5421 | 0.70016 | 4 | 0.24229
53929 | 5.72 | 1 | 365 | 6.4939 | 0.61697 | 7 | 0.11086
54689 | 4.16 | 1 | 365 | 4.7228 | 0.26689 | 4 | 0.98972
52815 | 7.54 | 1 | 365 | 8.5601 | 0.85873 | 9 | 0.41886
54266 | 9.36 | 1 | 365 | 10.6264 | 0.10049 | 10 | 0.72686
54753 | 5.98 | 1 | 365 | 6.7891 | 0.50865 | 7 | 0.29772
54748 | 7.28 | 1 | 365 | 8.265 | 0.96705 | 9 | 0.23201
54737 | 6.76 | 1 | 365 | 7.6746 | 0.18369 | 7 | 0.85829
52207 | 3.12 | 1 | 365 | 3.5421 | 0.70016 | 4 | 0.24229
51725 | 3.38 | 1 | 365 | 3.8373 | 0.59185 | 4 | 0.42915
54811 | 3.38 | 1 | 365 | 3.8373 | 0.59185 | 4 | 0.42915
53864 | 5.98 | 1 | 365 | 6.7891 | 0.50865 | 7 | 0.29772
31940 | 7.54 | 1 | 365 | 8.5601 | 0.85873 | 9 | 0.41886
54747 | 9.88 | 1 | 365 | 11.2167 | 0.88386 | 12 | 0.10058
44092 | 8.06 | 1 | 365 | 9.1505 | 0.64209 | 9 | 0.79258
28251 | 9.62 | 1 | 365 | 10.9215 | 0.99217 | 11 | 0.91372
47375 | 13.005 | 1 | 365 | 14.7645 | 0.60117 | 15 | 0.36569
34668 | 303.6 | 0.9 | 365 | 310.2083 | 0.08751 | 310 | 0.29579
53689 | 5.4 | 1 | 365 | 6.1306 | 0.51952 | 6 | 0.65011
29759 | 12 | 1 | 365 | 13.6236 | 0.15448 | 13 | 0.77803
52142 | 9.36 | 1 | 365 | 10.6264 | 0.10049 | 10 | 0.72686
54856 | 4.68 | 1 | 365 | 5.3132 | 0.050247 | 5 | 0.36343
32787 | 6.24 | 1 | 365 | 7.0842 | 0.40033 | 7 | 0.48458
52554 | 11.7 | 1 | 365 | 13.283 | 0.12562 | 13 | 0.40858
54813 | 8.32 | 1 | 365 | 9.4457 | 0.53377 | 9 | 0.97944
54860 | 5.72 | 1 | 365 | 6.4939 | 0.61697 | 7 | 0.11086
54738 | 7.02 | 1 | 365 | 7.9698 | 0.075371 | 8 | 0.045149
53810 | 5.98 | 1 | 365 | 6.7891 | 0.50865 | 7 | 0.29772
54304 | 8.32 | 1 | 365 | 9.4457 | 0.53377 | 9 | 0.97944
54673 | 8.32 | 1 | 365 | 9.4457 | 0.53377 | 9 | 0.97944
53579 | 3.9 | 1 | 365 | 4.4277 | 0.37521 | 4 | 0.80286
54818 | 5.46 | 1 | 365 | 6.1987 | 0.72529 | 6 | 0.924
53679 | 6.76 | 1 | 365 | 7.6746 | 0.18369 | 7 | 0.85829
53386 | 8.06 | 1 | 365 | 9.1505 | 0.64209 | 9 | 0.79258
26934 | 3.12 | 1 | 365 | 3.5421 | 0.70016 | 4 | 0.24229
53452 | 11.96 | 1 | 365 | 13.5781 | 0.017298 | 13 | 0.59544
54740 | 8.06 | 1 | 365 | 9.1505 | 0.64209 | 9 | 0.79258
54757 | 3.38 | 1 | 365 | 3.8373 | 0.59185 | 4 | 0.42915
54796 | 8.58 | 1 | 365 | 9.7408 | 0.42545 | 10 | 0.16629
54857 | 4.68 | 1 | 365 | 5.3132 | 0.050247 | 5 | 0.36343
54817 | 3.64 | 1 | 365 | 4.1325 | 0.48353 | 4 | 0.616
54826 | 7.28 | 1 | 365 | 8.265 | 0.96705 | 9 | 0.23201
54832 | 8.58 | 1 | 365 | 9.7408 | 0.42545 | 10 | 0.16629
54829 | 7.02 | 1 | 365 | 7.9698 | 0.075371 | 8 | 0.045149
22417 | 4.94 | 1 | 365 | 5.6084 | 0.94193 | 6 | 0.55029
54768 | 5.2 | 1 | 365 | 5.9035 | 0.83361 | 6 | 0.73715
54849 | 3.12 | 1 | 365 | 3.5421 | 0.70016 | 4 | 0.24229
55023 | 3.64 | 1 | 365 | 4.1325 | 0.48353 | 4 | 0.616
54362 | 6.76 | 1 | 365 | 7.6746 | 0.18369 | 7 | 0.85829
54968 | 7.8 | 1 | 365 | 8.8553 | 0.75041 | 9 | 0.60572
54844 | 10.66 | 1 | 365 | 12.1023 | 0.5589 | 12 | 0.66115
52523 | 8.84 | 1 | 365 | 10.036 | 0.31713 | 10 | 0.35315
53214 | 5.2 | 1 | 365 | 5.9035 | 0.83361 | 6 | 0.73715
54837 | 4.16 | 1 | 365 | 4.7228 | 0.26689 | 4 | 0.98972
54977 | 5.2 | 1 | 365 | 5.9035 | 0.83361 | 6 | 0.73715
54933 | 11.44 | 1 | 365 | 12.9878 | 0.23394 | 13 | 0.22172
54971 | 13.78 | 1 | 365 | 15.6444 | 0.25906 | 15 | 0.90344
54828 | 3.64 | 1 | 365 | 4.1325 | 0.48353 | 4 | 0.616
54834 | 9.1 | 1 | 365 | 10.3312 | 0.20881 | 10 | 0.54001
54964 | 5.72 | 1 | 365 | 6.4939 | 0.61697 | 7 | 0.11086
53054 | 9.88 | 1 | 365 | 11.2167 | 0.88386 | 12 | 0.10058
53033 | 2.86 | 1 | 365 | 3.2469 | 0.80848 | 4 | 0.055431
33787 | 5.46 | 1 | 365 | 6.1987 | 0.72529 | 6 | 0.924
53462 | 5.72 | 1 | 365 | 6.4939 | 0.61697 | 7 | 0.11086
54930 | 7.02 | 1 | 365 | 7.9698 | 0.075371 | 8 | 0.045149
53676 | 9.62 | 1 | 365 | 10.9215 | 0.99217 | 11 | 0.91372
54043 | 9.36 | 1 | 365 | 10.6264 | 0.10049 | 10 | 0.72686
55097 | 4.16 | 1 | 365 | 4.7228 | 0.26689 | 4 | 0.98972
53892 | 5.2 | 1 | 365 | 5.9035 | 0.83361 | 6 | 0.73715
54973 | 7.54 | 1 | 365 | 8.5601 | 0.85873 | 9 | 0.41886
54218 | 13.26 | 1 | 365 | 15.054 | 0.4757 | 15 | 0.52973
52820 | 3.9 | 1 | 365 | 4.4277 | 0.37521 | 4 | 0.80286
53699 | 8.84 | 1 | 365 | 10.036 | 0.31713 | 10 | 0.35315
53078 | 3.12 | 1 | 365 | 3.5421 | 0.70016 | 4 | 0.24229
53517 | 7.8 | 1 | 365 | 8.8553 | 0.75041 | 9 | 0.60572
44679 | 12.74 | 1 | 365 | 14.4637 | 0.69234 | 15 | 0.15601
54918 | 2.86 | 1 | 365 | 3.2469 | 0.80848 | 4 | 0.055431
52783 | 3.9 | 1 | 365 | 4.4277 | 0.37521 | 4 | 0.80286
32409 | 5.2 | 1 | 365 | 5.9035 | 0.83361 | 6 | 0.73715
52758 | 7.28 | 1 | 365 | 8.265 | 0.96705 | 9 | 0.23201
52100 | 2.34 | 1 | 365 | 2.6566 | 0.025124 | 2 | 0.68172
53027 | 4.42 | 1 | 365 | 5.018 | 0.15857 | 5 | 0.17658
52088 | 2.86 | 1 | 365 | 3.2469 | 0.80848 | 4 | 0.055431
53831 | 14.3 | 1 | 365 | 16.2347 | 0.042422 | 16 | 0.27715
54391 | 3.12 | 1 | 365 | 3.5421 | 0.70016 | 4 | 0.24229
52259 | 3.9 | 1 | 365 | 4.4277 | 0.37521 | 4 | 0.80286
51914 | 3.64 | 1 | 365 | 4.1325 | 0.48353 | 4 | 0.616
53537 | 3.9 | 1 | 365 | 4.4277 | 0.37521 | 4 | 0.80286
53110 | 9.435 | 1 | 365 | 10.7115 | 0.35771 | 11 | 0.069228
48652 | 3.38 | 1 | 365 | 3.8373 | 0.59185 | 4 | 0.42915
53112 | 8.925 | 1 | 365 | 10.1325 | 0.60864 | 10 | 0.74116
52529 | 6.5 | 1 | 365 | 7.3794 | 0.29201 | 7 | 0.67143
55082 | 10.4 | 1 | 365 | 11.8071 | 0.66722 | 12 | 0.47429
52770 | 4.68 | 1 | 365 | 5.3132 | 0.050247 | 5 | 0.36343
53467 | 8.06 | 1 | 365 | 9.1505 | 0.64209 | 9 | 0.79258
54165 | 5.46 | 1 | 365 | 6.1987 | 0.72529 | 6 | 0.924
53424 | 6.5 | 1 | 365 | 7.3794 | 0.29201 | 7 | 0.67143
53964 | 7.8 | 1 | 365 | 8.8553 | 0.75041 | 9 | 0.60572
53352 | 10.4 | 1 | 365 | 11.8071 | 0.66722 | 12 | 0.47429
54121 | 15.08 | 1 | 365 | 17.1203 | 0.71746 | 17 | 0.83773
48739 | 5.46 | 1 | 365 | 6.1987 | 0.72529 | 6 | 0.924
53348 | 5.2 | 1 | 365 | 5.9035 | 0.83361 | 6 | 0.73715
53980 | 9.88 | 1 | 365 | 11.2167 | 0.88386 | 12 | 0.10058
48768 | 9.88 | 1 | 365 | 11.2167 | 0.88386 | 12 | 0.10058
52078 | 8.06 | 1 | 365 | 9.1505 | 0.64209 | 9 | 0.79258
48596 | 7.8 | 1 | 365 | 8.8553 | 0.75041 | 9 | 0.60572
54249 | 5.2 | 1 | 365 | 5.9035 | 0.83361 | 6 | 0.73715
53465 | 7.02 | 1 | 365 | 7.9698 | 0.075371 | 8 | 0.045149
52788 | 4.94 | 1 | 365 | 5.6084 | 0.94193 | 6 | 0.55029
55154 | 5.46 | 1 | 365 | 6.1987 | 0.72529 | 6 | 0.924
52080 | 7.02 | 1 | 365 | 7.9698 | 0.075371 | 8 | 0.045149
52299 | 6.24 | 1 | 365 | 7.0842 | 0.40033 | 7 | 0.48458
51780 | 6.24 | 1 | 365 | 7.0842 | 0.40033 | 7 | 0.48458
51860 | 12.48 | 1 | 365 | 14.1685 | 0.80066 | 14 | 0.96915
51742 | 7.28 | 1 | 365 | 8.265 | 0.96705 | 9 | 0.23201
53580 | 10.4 | 1 | 365 | 11.8071 | 0.66722 | 12 | 0.47429
29202 | 3.64 | 1 | 365 | 4.1325 | 0.48353 | 4 | 0.616
32949 | 7.2 | 1 | 365 | 8.1741 | 0.69269 | 8 | 0.86682
50132 | 7.98 | 1 | 365 | 9.0597 | 0.36773 | 9 | 0.42739
54167 | 2.6 | 1 | 365 | 2.9518 | 0.9168 | 3 | 0.86857
52511 | 7.02 | 1 | 365 | 7.9698 | 0.075371 | 8 | 0.045149
52819 | 8.84 | 1 | 365 | 10.036 | 0.31713 | 10 | 0.35315
53982 | 4.68 | 1 | 365 | 5.3132 | 0.050247 | 5 | 0.36343
53072 | 5.98 | 1 | 365 | 6.7891 | 0.50865 | 7 | 0.29772
54994 | 6.76 | 1 | 365 | 7.6746 | 0.18369 | 7 | 0.85829
53322 | 13 | 1 | 365 | 14.7588 | 0.58402 | 15 | 0.34287
54271 | 4.94 | 1 | 365 | 5.6084 | 0.94193 | 6 | 0.55029
54075 | 4.94 | 1 | 365 | 5.6084 | 0.94193 | 6 | 0.55029
53850 | 5.98 | 1 | 365 | 6.7891 | 0.50865 | 7 | 0.29772
53572 | 3.38 | 1 | 365 | 3.8373 | 0.59185 | 4 | 0.42915
54135 | 4.68 | 1 | 365 | 5.3132 | 0.050247 | 5 | 0.36343
53772 | 5.2 | 1 | 365 | 5.9035 | 0.83361 | 6 | 0.73715
53059 | 4.94 | 1 | 365 | 5.6084 | 0.94193 | 6 | 0.55029
52549 | 5.72 | 1 | 365 | 6.4939 | 0.61697 | 7 | 0.11086
55155 | 6.76 | 1 | 365 | 7.6746 | 0.18369 | 7 | 0.85829
27430 | 6.375 | 1 | 365 | 7.2375 | 0.86332 | 8 | 0.10083
54937 | 7.54 | 1 | 365 | 8.5601 | 0.85873 | 9 | 0.41886
29201 | 7.28 | 1 | 365 | 8.265 | 0.96705 | 9 | 0.23201
41197 | 15.34 | 1 | 365 | 17.4154 | 0.60914 | 18 | 0.024584
31422 | 5.98 | 1 | 365 | 6.7891 | 0.50865 | 7 | 0.29772
49216 | 8.58 | 1 | 365 | 9.7408 | 0.42545 | 10 | 0.16629
55148 | 11.18 | 1 | 365 | 12.6926 | 0.34226 | 13 | 0.034866
54932 | 5.3 | 1 | 365 | 6.0171 | 0.17656 | 6 | 0.19363
55203 | 8.58 | 1 | 365 | 9.7408 | 0.42545 | 10 | 0.16629
53923 | 6.76 | 1 | 365 | 7.6746 | 0.18369 | 7 | 0.85829
50888 | 4.68 | 1 | 365 | 5.3132 | 0.050247 | 5 | 0.36343
23858 | 10.92 | 1 | 365 | 12.3974 | 0.45058 | 12 | 0.84801
44675 | 152.75 | 0.9 | 365 | 156.0748 | 0.47601 | 156 | 0.55083
54254 | 13 | 1 | 365 | 14.7588 | 0.58402 | 15 | 0.34287
53053 | 3.9 | 1 | 365 | 4.4277 | 0.37521 | 4 | 0.80286
52533 | 3.9 | 1 | 365 | 4.4277 | 0.37521 | 4 | 0.80286
33825 | 5.46 | 1 | 365 | 6.1987 | 0.72529 | 6 | 0.924
48450 | 10.14 | 1 | 365 | 11.5119 | 0.77554 | 12 | 0.28744
53849 | 5.2 | 1 | 365 | 5.9035 | 0.83361 | 6 | 0.73715
53205 | 4.16 | 1 | 365 | 4.7228 | 0.26689 | 4 | 0.98972
54275 | 8.06 | 1 | 365 | 9.1505 | 0.64209 | 9 | 0.79258
33784 | 5.2 | 1 | 365 | 5.9035 | 0.83361 | 6 | 0.73715
52986 | 4.94 | 1 | 365 | 5.6084 | 0.94193 | 6 | 0.55029
54280 | 5.72 | 1 | 365 | 6.4939 | 0.61697 | 7 | 0.11086
53321 | 7.54 | 1 | 365 | 8.5601 | 0.85873 | 9 | 0.41886
53377 | 11.7 | 1 | 365 | 13.283 | 0.12562 | 13 | 0.40858
39040 | 5.72 | 1 | 365 | 6.4939 | 0.61697 | 7 | 0.11086
54841 | 14.3 | 1 | 365 | 16.2347 | 0.042422 | 16 | 0.27715
19919 | 8.84 | 1 | 365 | 10.036 | 0.31713 | 10 | 0.35315
52263 | 11.96 | 1 | 365 | 13.5781 | 0.017298 | 13 | 0.59544
54820 | 8.84 | 1 | 365 | 10.036 | 0.31713 | 10 | 0.35315
42896 | 7.28 | 1 | 365 | 8.265 | 0.96705 | 9 | 0.23201
27550 | 10.965 | 1 | 365 | 12.4485 | 0.60491 | 13 | 0.053427
17643 | 3.57 | 1 | 365 | 4.053 | 0.24346 | 4 | 0.29646
25014 | 5.72 | 1 | 365 | 6.4939 | 0.61697 | 7 | 0.11086
54929 | 9.01 | 1 | 365 | 10.229 | 0.90016 | 11 | 0.12917
54162 | 5.46 | 1 | 365 | 6.1987 | 0.72529 | 6 | 0.924
53773 | 4.16 | 1 | 365 | 4.7228 | 0.26689 | 4 | 0.98972
54975 | 5.98 | 1 | 365 | 6.7891 | 0.50865 | 7 | 0.29772
55055 | 4.68 | 1 | 365 | 5.3132 | 0.050247 | 5 | 0.36343
54132 | 13 | 1 | 365 | 14.7588 | 0.58402 | 15 | 0.34287
37416 | 7.54 | 1 | 365 | 8.5601 | 0.85873 | 9 | 0.41886
54944 | 5.72 | 1 | 365 | 6.4939 | 0.61697 | 7 | 0.11086
53427 | 5.98 | 1 | 365 | 6.7891 | 0.50865 | 7 | 0.29772
52985 | 6.24 | 1 | 365 | 7.0842 | 0.40033 | 7 | 0.48458
52091 | 5.46 | 1 | 365 | 6.1987 | 0.72529 | 6 | 0.924
52234 | 8.06 | 1 | 365 | 9.1505 | 0.64209 | 9 | 0.79258
53692 | 8.32 | 1 | 365 | 9.4457 | 0.53377 | 9 | 0.97944
54839 | 3.12 | 1 | 365 | 3.5421 | 0.70016 | 4 | 0.24229
53126 | 9.36 | 1 | 365 | 10.6264 | 0.10049 | 10 | 0.72686
54251 | 11.7 | 1 | 365 | 13.283 | 0.12562 | 13 | 0.40858
54880 | 4.42 | 1 | 365 | 5.018 | 0.15857 | 5 | 0.17658
52834 | 15.08 | 1 | 365 | 17.1203 | 0.71746 | 17 | 0.83773
54981 | 5.98 | 1 | 365 | 6.7891 | 0.50865 | 7 | 0.29772
53650 | 10.14 | 1 | 365 | 11.5119 | 0.77554 | 12 | 0.28744
31874 | 7.28 | 1 | 365 | 8.265 | 0.96705 | 9 | 0.23201
54293 | 13 | 1 | 365 | 14.7588 | 0.58402 | 15 | 0.34287
21786 | 3.64 | 1 | 365 | 4.1325 | 0.48353 | 4 | 0.616
32539 | 7.54 | 1 | 365 | 8.5601 | 0.85873 | 9 | 0.41886
55030 | 3.64 | 1 | 365 | 4.1325 | 0.48353 | 4 | 0.616
53325 | 8.06 | 1 | 365 | 9.1505 | 0.64209 | 9 | 0.79258
55021 | 4.68 | 1 | 365 | 5.3132 | 0.050247 | 5 | 0.36343
54250 | 6.24 | 1 | 365 | 7.0842 | 0.40033 | 7 | 0.48458
53549 | 6.76 | 1 | 365 | 7.6746 | 0.18369 | 7 | 0.85829
52988 | 3.9 | 1 | 365 | 4.4277 | 0.37521 | 4 | 0.80286
53621 | 4.42 | 1 | 365 | 5.018 | 0.15857 | 5 | 0.17658
32202 | 4.16 | 1 | 365 | 4.7228 | 0.26689 | 4 | 0.98972
54905 | 8.32 | 1 | 365 | 9.4457 | 0.53377 | 9 | 0.97944
29864 | 9.62 | 1 | 365 | 10.9215 | 0.99217 | 11 | 0.91372
53993 | 4.16 | 1 | 365 | 4.7228 | 0.26689 | 4 | 0.98972
52882 | 8.06 | 1 | 365 | 9.1505 | 0.64209 | 9 | 0.79258
53510 | 9.36 | 1 | 365 | 10.6264 | 0.10049 | 10 | 0.72686
54985 | 15.08 | 1 | 365 | 17.1203 | 0.71746 | 17 | 0.83773
54125 | 4.16 | 1 | 365 | 4.7228 | 0.26689 | 4 | 0.98972
55018 | 4.94 | 1 | 365 | 5.6084 | 0.94193 | 6 | 0.55029
52922 | 5.98 | 1 | 365 | 6.7891 | 0.50865 | 7 | 0.29772
52126 | 6.76 | 1 | 365 | 7.6746 | 0.18369 | 7 | 0.85829
53927 | 5.46 | 1 | 365 | 6.1987 | 0.72529 | 6 | 0.924
54229 | 6.24 | 1 | 365 | 7.0842 | 0.40033 | 7 | 0.48458
52977 | 7.8 | 1 | 365 | 8.8553 | 0.75041 | 9 | 0.60572
55037 | 6.24 | 1 | 365 | 7.0842 | 0.40033 | 7 | 0.48458
54941 | 5.98 | 1 | 365 | 6.7891 | 0.50865 | 7 | 0.29772
53761 | 6.24 | 1 | 365 | 7.0842 | 0.40033 | 7 | 0.48458
55086 | 4.94 | 1 | 365 | 5.6084 | 0.94193 | 6 | 0.55029
54969 | 4.68 | 1 | 365 | 5.3132 | 0.050247 | 5 | 0.36343
43703 | 5.46 | 1 | 365 | 6.1987 | 0.72529 | 6 | 0.924
52605 | 3.38 | 1 | 365 | 3.8373 | 0.59185 | 4 | 0.42915
54407 | 5.2 | 1 | 365 | 5.9035 | 0.83361 | 6 | 0.73715
52421 | 4.94 | 1 | 365 | 5.6084 | 0.94193 | 6 | 0.55029
53114 | 7.54 | 1 | 365 | 8.5601 | 0.85873 | 9 | 0.41886
52817 | 7.28 | 1 | 365 | 8.265 | 0.96705 | 9 | 0.23201
53113 | 11.18 | 1 | 365 | 12.6926 | 0.34226 | 13 | 0.034866
54216 | 16.64 | 1 | 365 | 18.8913 | 0.067546 | 18 | 0.95887
52996 | 5.46 | 1 | 365 | 6.1987 | 0.72529 | 6 | 0.924
30004 | 5.46 | 1 | 365 | 6.1987 | 0.72529 | 6 | 0.924
54945 | 8.32 | 1 | 365 | 9.4457 | 0.53377 | 9 | 0.97944
30005 | 8.32 | 1 | 365 | 9.4457 | 0.53377 | 9 | 0.97944
54233 | 6.24 | 1 | 365 | 7.0842 | 0.40033 | 7 | 0.48458
32113 | 8.06 | 1 | 365 | 9.1505 | 0.64209 | 9 | 0.79258
54794 | 10.14 | 1 | 365 | 11.5119 | 0.77554 | 12 | 0.28744
55326 | 12.74 | 1 | 365 | 14.4637 | 0.69234 | 15 | 0.15601
55078 | 6.76 | 1 | 365 | 7.6746 | 0.18369 | 7 | 0.85829
52535 | 6.24 | 1 | 365 | 7.0842 | 0.40033 | 7 | 0.48458
53443 | 3.9 | 1 | 365 | 4.4277 | 0.37521 | 4 | 0.80286
53828 | 8.58 | 1 | 365 | 9.7408 | 0.42545 | 10 | 0.16629
51738 | 8.32 | 1 | 365 | 9.4457 | 0.53377 | 9 | 0.97944
52647 | 5.98 | 1 | 365 | 6.7891 | 0.50865 | 7 | 0.29772
53038 | 6.76 | 1 | 365 | 7.6746 | 0.18369 | 7 | 0.85829
54910 | 5.98 | 1 | 365 | 6.7891 | 0.50865 | 7 | 0.29772
55010 | 5.2 | 1 | 365 | 5.9035 | 0.83361 | 6 | 0.73715
53645 | 4.16 | 1 | 365 | 4.7228 | 0.26689 | 4 | 0.98972
54960 | 5.72 | 1 | 365 | 6.4939 | 0.61697 | 7 | 0.11086
55075 | 5.72 | 1 | 365 | 6.4939 | 0.61697 | 7 | 0.11086
54845 | 11.18 | 1 | 365 | 12.6926 | 0.34226 | 13 | 0.034866
53647 | 5.98 | 1 | 365 | 6.7891 | 0.50865 | 7 | 0.29772
36654 | 12.22 | 1 | 365 | 13.8733 | 0.90898 | 14 | 0.7823
52201 | 5.2 | 1 | 365 | 5.9035 | 0.83361 | 6 | 0.73715
53764 | 4.68 | 1 | 365 | 5.3132 | 0.050247 | 5 | 0.36343
55006 | 6.5 | 1 | 365 | 7.3794 | 0.29201 | 7 | 0.67143
53320 | 8.84 | 1 | 365 | 10.036 | 0.31713 | 10 | 0.35315
53365 | 5.72 | 1 | 365 | 6.4939 | 0.61697 | 7 | 0.11086
52762 | 10.4 | 1 | 365 | 11.8071 | 0.66722 | 12 | 0.47429
54991 | 4.94 | 1 | 365 | 5.6084 | 0.94193 | 6 | 0.55029
54079 | 9.36 | 1 | 365 | 10.6264 | 0.10049 | 10 | 0.72686
33952 | 4.94 | 1 | 365 | 5.6084 | 0.94193 | 6 | 0.55029
54047 | 4.68 | 1 | 365 | 5.3132 | 0.050247 | 5 | 0.36343
54057 | 2.6 | 1 | 365 | 2.9518 | 0.9168 | 3 | 0.86857
52852 | 13 | 1 | 365 | 14.7588 | 0.58402 | 15 | 0.34287
54952 | 9.62 | 1 | 365 | 10.9215 | 0.99217 | 11 | 0.91372
55141 | 5.98 | 1 | 365 | 6.7891 | 0.50865 | 7 | 0.29772
53118 | 4.68 | 1 | 365 | 5.3132 | 0.050247 | 5 | 0.36343
52887 | 7.28 | 1 | 365 | 8.265 | 0.96705 | 9 | 0.23201
54295 | 7.28 | 1 | 365 | 8.265 | 0.96705 | 9 | 0.23201
54959 | 6.24 | 1 | 365 | 7.0842 | 0.40033 | 7 | 0.48458
54938 | 4.68 | 1 | 365 | 5.3132 | 0.050247 | 5 | 0.36343
54907 | 5.98 | 1 | 365 | 6.7891 | 0.50865 | 7 | 0.29772
54954 | 2.6 | 1 | 365 | 2.9518 | 0.9168 | 3 | 0.86857
50577 | 3.9 | 1 | 365 | 4.4277 | 0.37521 | 4 | 0.80286
54225 | 10.14 | 1 | 365 | 11.5119 | 0.77554 | 12 | 0.28744
29633 | 5.46 | 1 | 365 | 6.1987 | 0.72529 | 6 | 0.924
55140 | 5.2 | 1 | 365 | 5.9035 | 0.83361 | 6 | 0.73715
24246 | 11.96 | 1 | 365 | 13.5781 | 0.017298 | 13 | 0.59544
55081 | 8.84 | 1 | 365 | 10.036 | 0.31713 | 10 | 0.35315
55333 | 4.68 | 1 | 365 | 5.3132 | 0.050247 | 5 | 0.36343
48685 | 4.42 | 1 | 365 | 5.018 | 0.15857 | 5 | 0.17658
55339 | 8.32 | 1 | 365 | 9.4457 | 0.53377 | 9 | 0.97944
55059 | 7.905 | 1 | 365 | 8.9745 | 0.11051 | 9 | 0.085029
53818 | 7.28 | 1 | 365 | 8.265 | 0.96705 | 9 | 0.23201
55063 | 6.375 | 1 | 365 | 7.2375 | 0.86332 | 8 | 0.10083
53515 | 3.12 | 1 | 365 | 3.5421 | 0.70016 | 4 | 0.24229
55065 | 4.59 | 1 | 365 | 5.211 | 0.74159 | 5 | 0.9526
49236 | 4.16 | 1 | 365 | 4.7228 | 0.26689 | 4 | 0.98972
55080 | 8.925 | 1 | 365 | 10.1325 | 0.60864 | 10 | 0.74116
55038 | 7.02 | 1 | 365 | 7.9698 | 0.075371 | 8 | 0.045149
53817 | 4.94 | 1 | 365 | 5.6084 | 0.94193 | 6 | 0.55029
55103 | 10.92 | 1 | 365 | 12.3974 | 0.45058 | 12 | 0.84801
53821 | 8.32 | 1 | 365 | 9.4457 | 0.53377 | 9 | 0.97944
55118 | 7.28 | 1 | 365 | 8.265 | 0.96705 | 9 | 0.23201
55119 | 4.16 | 1 | 365 | 4.7228 | 0.26689 | 4 | 0.98972
52127 | 7.8 | 1 | 365 | 8.8553 | 0.75041 | 9 | 0.60572
55120 | 5.46 | 1 | 365 | 6.1987 | 0.72529 | 6 | 0.924
54274 | 3.64 | 1 | 365 | 4.1325 | 0.48353 | 4 | 0.616
55126 | 4.16 | 1 | 365 | 4.7228 | 0.26689 | 4 | 0.98972
54830 | 6.24 | 1 | 365 | 7.0842 | 0.40033 | 7 | 0.48458
55131 | 4.08 | 1 | 365 | 4.632 | 0.99252 | 5 | 0.62453
52157 | 3.9 | 1 | 365 | 4.4277 | 0.37521 | 4 | 0.80286
55146 | 6.24 | 1 | 365 | 7.0842 | 0.40033 | 7 | 0.48458
31477 | 11.44 | 1 | 365 | 12.9878 | 0.23394 | 13 | 0.22172
55149 | 5.2 | 1 | 365 | 5.9035 | 0.83361 | 6 | 0.73715
53058 | 11.18 | 1 | 365 | 12.6926 | 0.34226 | 13 | 0.034866
55171 | 8.32 | 1 | 365 | 9.4457 | 0.53377 | 9 | 0.97944
47439 | 7.8 | 1 | 365 | 8.8553 | 0.75041 | 9 | 0.60572
53035 | 10.14 | 1 | 365 | 11.5119 | 0.77554 | 12 | 0.28744
55189 | 9.18 | 1 | 365 | 10.422 | 0.48318 | 10 | 0.90519
55214 | 8.415 | 1 | 365 | 9.5535 | 0.85958 | 10 | 0.41309
55016 | 8.32 | 1 | 365 | 9.4457 | 0.53377 | 9 | 0.97944
55218 | 2.805 | 1 | 365 | 3.1845 | 0.61986 | 3 | 0.80436
55228 | 10.14 | 1 | 365 | 11.5119 | 0.77554 | 12 | 0.28744
53757 | 4.68 | 1 | 365 | 5.3132 | 0.050247 | 5 | 0.36343
55230 | 2.04 | 1 | 365 | 2.316 | 0.99626 | 3 | 0.31227
49077 | 9.1 | 1 | 365 | 10.3312 | 0.20881 | 10 | 0.54001
55234 | 4.59 | 1 | 365 | 5.211 | 0.74159 | 5 | 0.9526
32631 | 6.5 | 1 | 365 | 7.3794 | 0.29201 | 7 | 0.67143
55250 | 9.69 | 1 | 365 | 11.001 | 0.23224 | 11 | 0.23326
48616 | 9.88 | 1 | 365 | 11.2167 | 0.88386 | 12 | 0.10058
55054 | 10.4 | 1 | 365 | 11.8071 | 0.66722 | 12 | 0.47429
55365 | 5.72 | 1 | 365 | 6.4939 | 0.61697 | 7 | 0.11086
55375 | 7.8 | 1 | 365 | 8.8553 | 0.75041 | 9 | 0.60572
55408 | 4.16 | 1 | 365 | 4.7228 | 0.26689 | 4 | 0.98972
55410 | 13.26 | 1 | 365 | 15.054 | 0.4757 | 15 | 0.52973
55372 | 5.98 | 1 | 365 | 6.7891 | 0.50865 | 7 | 0.29772
53563 | 9.36 | 1 | 365 | 10.6264 | 0.10049 | 10 | 0.72686
53477 | 6.24 | 1 | 365 | 7.0842 | 0.40033 | 7 | 0.48458
55362 | 12.495 | 1 | 365 | 14.1855 | 0.8521 | 15 | 0.037626
55415 | 5.98 | 1 | 365 | 6.7891 | 0.50865 | 7 | 0.29772
55366 | 6.76 | 1 | 365 | 7.6746 | 0.18369 | 7 | 0.85829
53962 | 8.06 | 1 | 365 | 9.1505 | 0.64209 | 9 | 0.79258
55371 | 2.12 | 1 | 365 | 2.4068 | 0.27062 | 2 | 0.67745
55377 | 4.335 | 1 | 365 | 4.9215 | 0.86706 | 5 | 0.78856
53963 | 9.88 | 1 | 365 | 11.2167 | 0.88386 | 12 | 0.10058
55382 | 4.335 | 1 | 365 | 4.9215 | 0.86706 | 5 | 0.78856
48909 | 5.98 | 1 | 365 | 6.7891 | 0.50865 | 7 | 0.29772
55383 | 5.61 | 1 | 365 | 6.369 | 0.23972 | 6 | 0.60873
54833 | 6.24 | 1 | 365 | 7.0842 | 0.40033 | 7 | 0.48458
55387 | 3.06 | 1 | 365 | 3.474 | 0.49439 | 3 | 0.9684
44204 | 4.42 | 1 | 365 | 5.018 | 0.15857 | 5 | 0.17658
55389 | 3.64 | 1 | 365 | 4.1325 | 0.48353 | 4 | 0.616
53412 | 7.8 | 1 | 365 | 8.8553 | 0.75041 | 9 | 0.60572
55394 | 7.28 | 1 | 365 | 8.265 | 0.96705 | 9 | 0.23201
54190 | 5.98 | 1 | 365 | 6.7891 | 0.50865 | 7 | 0.29772
54195 | 8.55 | 1 | 365 | 9.7068 | 0.32257 | 10 | 0.029348
50388 | 6.375 | 1 | 365 | 7.2375 | 0.86332 | 8 | 0.10083
54303 | 4.8 | 1 | 365 | 5.4494 | 0.46179 | 5 | 0.91121
54326 | 5.865 | 1 | 365 | 6.6585 | 0.11425 | 6 | 0.77276
20665 | 8.58 | 1 | 365 | 9.7408 | 0.42545 | 10 | 0.16629
53635 | 5.46 | 1 | 365 | 6.1987 | 0.72529 | 6 | 0.924
54232 | 4.94 | 1 | 365 | 5.6084 | 0.94193 | 6 | 0.55029
40993 | 5.98 | 1 | 365 | 6.7891 | 0.50865 | 7 | 0.29772
54481 | 6.54 | 1 | 365 | 7.4248 | 0.42919 | 7 | 0.85403
22055 | 6.24 | 1 | 365 | 7.0842 | 0.40033 | 7 | 0.48458
54557 | 6 | 1 | 365 | 6.8118 | 0.57724 | 7 | 0.38902
51707 | 15.08 | 1 | 365 | 17.1203 | 0.71746 | 17 | 0.83773
55211 | 4.42 | 1 | 365 | 5.018 | 0.15857 | 5 | 0.17658
37688 | 13 | 1 | 365 | 14.7588 | 0.58402 | 15 | 0.34287
54196 | 5.98 | 1 | 365 | 6.7891 | 0.50865 | 7 | 0.29772
53611 | 13.26 | 1 | 365 | 15.054 | 0.4757 | 15 | 0.52973
54670 | 7.42 | 1 | 365 | 8.4239 | 0.44719 | 8 | 0.87108
55060 | 6.76 | 1 | 365 | 7.6746 | 0.18369 | 7 | 0.85829
54236 | 7.28 | 1 | 365 | 8.265 | 0.96705 | 9 | 0.23201
54650 | 4.725 | 1 | 365 | 5.3643 | 0.20458 | 5 | 0.56885
54774 | 8.32 | 1 | 365 | 9.4457 | 0.53377 | 9 | 0.97944
53700 | 9.62 | 1 | 365 | 10.9215 | 0.99217 | 11 | 0.91372
53532 | 3.12 | 1 | 365 | 3.5421 | 0.70016 | 4 | 0.24229
55592 | 4.08 | 1 | 365 | 4.632 | 0.99252 | 5 | 0.62453
44639 | 25.2 | 0.9 | 365 | 25.7485 | 0.78197 | 26 | 0.53048
55593 | 10.92 | 1 | 365 | 12.3974 | 0.45058 | 12 | 0.84801
55594 | 5.1 | 1 | 365 | 5.79 | 0.49065 | 6 | 0.28066
55595 | 6.76 | 1 | 365 | 7.6746 | 0.18369 | 7 | 0.85829
55404 | 4.68 | 1 | 365 | 5.3132 | 0.050247 | 5 | 0.36343
55601 | 4.42 | 1 | 365 | 5.018 | 0.15857 | 5 | 0.17658
55406 | 10.2 | 1 | 365 | 11.58 | 0.98131 | 12 | 0.56133
55407 | 6.375 | 1 | 365 | 7.2375 | 0.86332 | 8 | 0.10083
55606 | 2.04 | 1 | 365 | 2.316 | 0.99626 | 3 | 0.31227
55420 | 7.65 | 1 | 365 | 8.685 | 0.23598 | 8 | 0.921
55614 | 6.5 | 1 | 365 | 7.3794 | 0.29201 | 7 | 0.67143
55428 | 3.38 | 1 | 365 | 3.8373 | 0.59185 | 4 | 0.42915
55616 | 4.68 | 1 | 365 | 5.3132 | 0.050247 | 5 | 0.36343
55429 | 10.14 | 1 | 365 | 11.5119 | 0.77554 | 12 | 0.28744
55430 | 7.54 | 1 | 365 | 8.5601 | 0.85873 | 9 | 0.41886
55431 | 8.925 | 1 | 365 | 10.1325 | 0.60864 | 10 | 0.74116
55617 | 3.06 | 1 | 365 | 3.474 | 0.49439 | 3 | 0.9684
55432 | 6.24 | 1 | 365 | 7.0842 | 0.40033 | 7 | 0.48458
55618 | 4.24 | 1 | 365 | 4.8137 | 0.54125 | 5 | 0.3549
55434 | 3.57 | 1 | 365 | 4.053 | 0.24346 | 4 | 0.29646
55437 | 11.18 | 1 | 365 | 12.6926 | 0.34226 | 13 | 0.034866
55619 | 4.335 | 1 | 365 | 4.9215 | 0.86706 | 5 | 0.78856
55442 | 4.42 | 1 | 365 | 5.018 | 0.15857 | 5 | 0.17658
55446 | 4.16 | 1 | 365 | 4.7228 | 0.26689 | 4 | 0.98972
55472 | 2.04 | 1 | 365 | 2.316 | 0.99626 | 3 | 0.31227
55400 | 6.63 | 1 | 365 | 7.527 | 0.73785 | 8 | 0.26486
55476 | 11.73 | 1 | 365 | 13.317 | 0.2285 | 13 | 0.54553
55475 | 7.8 | 1 | 365 | 8.8553 | 0.75041 | 9 | 0.60572
55478 | 8.06 | 1 | 365 | 9.1505 | 0.64209 | 9 | 0.79258
55620 | 4.77 | 1 | 365 | 5.4154 | 0.35891 | 5 | 0.77427
55621 | 8.67 | 1 | 365 | 9.843 | 0.73411 | 10 | 0.57713
55626 | 6.375 | 1 | 365 | 7.2375 | 0.86332 | 8 | 0.10083
55625 | 5.1 | 1 | 365 | 5.79 | 0.49065 | 6 | 0.28066
55624 | 10.965 | 1 | 365 | 12.4485 | 0.60491 | 13 | 0.053427
55629 | 5.565 | 1 | 365 | 6.3179 | 0.08539 | 6 | 0.40331
55630 | 3.64 | 1 | 365 | 4.1325 | 0.48353 | 4 | 0.616
55631 | 5.98 | 1 | 365 | 6.7891 | 0.50865 | 7 | 0.29772
55633 | 5.035 | 1 | 365 | 5.7162 | 0.26773 | 5 | 0.98395
55635 | 8.58 | 1 | 365 | 9.7408 | 0.42545 | 10 | 0.16629
55634 | 3.315 | 1 | 365 | 3.7635 | 0.36893 | 4 | 0.13243
55637 | 8.84 | 1 | 365 | 10.036 | 0.31713 | 10 | 0.35315
55638 | 10.14 | 1 | 365 | 11.5119 | 0.77554 | 12 | 0.28744
55639 | 9.945 | 1 | 365 | 11.2905 | 0.10678 | 11 | 0.39729
55643 | 7.54 | 1 | 365 | 8.5601 | 0.85873 | 9 | 0.41886
55484 | 8.16 | 1 | 365 | 9.264 | 0.98505 | 10 | 0.24906
55487 | 3.64 | 1 | 365 | 4.1325 | 0.48353 | 4 | 0.616
55488 | 11.22 | 1 | 365 | 12.738 | 0.47944 | 13 | 0.21746
55490 | 11.66 | 1 | 365 | 13.2376 | 0.98844 | 14 | 0.22599
55495 | 13.77 | 1 | 365 | 15.633 | 0.22477 | 15 | 0.85779
55496 | 8.16 | 1 | 365 | 9.264 | 0.98505 | 10 | 0.24906
55502 | 8.67 | 1 | 365 | 9.843 | 0.73411 | 10 | 0.57713
55505 | 6.375 | 1 | 365 | 7.2375 | 0.86332 | 8 | 0.10083
55507 | 8.06 | 1 | 365 | 9.1505 | 0.64209 | 9 | 0.79258
55636 | 13.515 | 1 | 365 | 15.3435 | 0.35023 | 15 | 0.69376
55508 | 4.335 | 1 | 365 | 4.9215 | 0.86706 | 5 | 0.78856
55583 | 7.02 | 1 | 365 | 7.9698 | 0.075371 | 8 | 0.045149
55644 | 5.3 | 1 | 365 | 6.0171 | 0.17656 | 6 | 0.19363
54073 | 7.28 | 1 | 365 | 8.265 | 0.96705 | 9 | 0.23201
55585 | 5.355 | 1 | 365 | 6.0795 | 0.36519 | 6 | 0.4447
42900 | 7.8 | 1 | 365 | 8.8553 | 0.75041 | 9 | 0.60572
55589 | 5.565 | 1 | 365 | 6.3179 | 0.08539 | 6 | 0.40331
38154 | 9.62 | 1 | 365 | 10.9215 | 0.99217 | 11 | 0.91372
37186 | 7.315 | 1 | 365 | 8.3047 | 0.087085 | 8 | 0.39178
55647 | 4.24 | 1 | 365 | 4.8137 | 0.54125 | 5 | 0.3549
50842 | 5.2 | 1 | 365 | 5.9035 | 0.83361 | 6 | 0.73715
55651 | 9.1 | 1 | 365 | 10.3312 | 0.20881 | 10 | 0.54001
55757 | 8.415 | 1 | 365 | 9.5535 | 0.85958 | 10 | 0.41309
51457 | 6.2 | 1 | 365 | 7.0388 | 0.26315 | 7 | 0.30198
55650 | 6.76 | 1 | 365 | 7.6746 | 0.18369 | 7 | 0.85829
50204 | 10.1 | 1 | 365 | 11.4665 | 0.63835 | 12 | 0.10484
55653 | 14.04 | 1 | 365 | 15.9396 | 0.15074 | 16 | 0.090297
50837 | 8.5 | 1 | 365 | 9.65 | 0.15109 | 9 | 0.80111
34806 | 145.7 | 0.9 | 365 | 148.8714 | 0.71558 | 149 | 0.58694
55654 | 3.825 | 1 | 365 | 4.3425 | 0.11799 | 4 | 0.4605
54435 | 4.34 | 1 | 365 | 4.9272 | 0.8842 | 5 | 0.81139
55656 | 10.4 | 1 | 365 | 11.8071 | 0.66722 | 12 | 0.47429
55759 | 14.025 | 1 | 365 | 15.9225 | 0.099299 | 16 | 0.021825
35281 | 38.4 | 0.9 | 365 | 39.2358 | 0.5249 | 39 | 0.76073
55658 | 10.92 | 1 | 365 | 12.3974 | 0.45058 | 12 | 0.84801
55762 | 8.415 | 1 | 365 | 9.5535 | 0.85958 | 10 | 0.41309
55765 | 7.02 | 1 | 365 | 7.9698 | 0.075371 | 8 | 0.045149
55657 | 7.28 | 1 | 365 | 8.265 | 0.96705 | 9 | 0.23201
55767 | 3.315 | 1 | 365 | 3.7635 | 0.36893 | 4 | 0.13243
55776 | 7.54 | 1 | 365 | 8.5601 | 0.85873 | 9 | 0.41886
55660 | 5.355 | 1 | 365 | 6.0795 | 0.36519 | 6 | 0.4447
39555 | 7.02 | 1 | 365 | 7.9698 | 0.075371 | 8 | 0.045149
55648 | 5.46 | 1 | 365 | 6.1987 | 0.72529 | 6 | 0.924
50612 | 4.68 | 1 | 365 | 5.3132 | 0.050247 | 5 | 0.36343
39228 | 6.24 | 1 | 365 | 7.0842 | 0.40033 | 7 | 0.48458
55781 | 7.8 | 1 | 365 | 8.8553 | 0.75041 | 9 | 0.60572
54141 | 4.335 | 1 | 365 | 4.9215 | 0.86706 | 5 | 0.78856
55786 | 5.98 | 1 | 365 | 6.7891 | 0.50865 | 7 | 0.29772
54142 | 7.905 | 1 | 365 | 8.9745 | 0.11051 | 9 | 0.085029
55788 | 9.62 | 1 | 365 | 10.9215 | 0.99217 | 11 | 0.91372
45170 | 9.805 | 1 | 365 | 11.1316 | 0.62664 | 11 | 0.75822
37737 | 5.035 | 1 | 365 | 5.7162 | 0.26773 | 5 | 0.98395
45760 | 4.68 | 1 | 365 | 5.3132 | 0.050247 | 5 | 0.36343
55839 | 6.5 | 1 | 365 | 7.3794 | 0.29201 | 7 | 0.67143
54697 | 4.86 | 1 | 365 | 5.5175 | 0.66756 | 6 | 0.1851
55844 | 6.63 | 1 | 365 | 7.527 | 0.73785 | 8 | 0.26486
54694 | 9.1 | 1 | 365 | 10.3312 | 0.20881 | 10 | 0.54001
55718 | 4.94 | 1 | 365 | 5.6084 | 0.94193 | 6 | 0.55029
54659 | 8.48 | 1 | 365 | 9.6273 | 0.082499 | 9 | 0.70981
54485 | 9.99 | 1 | 365 | 11.3416 | 0.2611 | 11 | 0.60271
54593 | 5.865 | 1 | 365 | 6.6585 | 0.11425 | 6 | 0.77276
54590 | 5.035 | 1 | 365 | 5.7162 | 0.26773 | 5 | 0.98395
55719 | 2.34 | 1 | 365 | 2.6566 | 0.025124 | 2 | 0.68172
54588 | 9.01 | 1 | 365 | 10.229 | 0.90016 | 11 | 0.12917
55848 | 4.94 | 1 | 365 | 5.6084 | 0.94193 | 6 | 0.55029
55645 | 6.24 | 1 | 365 | 7.0842 | 0.40033 | 7 | 0.48458
54509 | 8.925 | 1 | 365 | 10.1325 | 0.60864 | 10 | 0.74116
55703 | 4.32 | 1 | 365 | 4.9045 | 0.81561 | 5 | 0.72009
55663 | 6.885 | 1 | 365 | 7.8165 | 0.61238 | 8 | 0.4289
54530 | 14.025 | 1 | 365 | 15.9225 | 0.099299 | 16 | 0.021825
55669 | 7.65 | 1 | 365 | 8.685 | 0.23598 | 8 | 0.921
54571 | 3.78 | 1 | 365 | 4.2914 | 0.96366 | 5 | 0.25508
55664 | 12.22 | 1 | 365 | 13.8733 | 0.90898 | 14 | 0.7823
54534 | 2.805 | 1 | 365 | 3.1845 | 0.61986 | 3 | 0.80436
55642 | 4.08 | 1 | 365 | 4.632 | 0.99252 | 5 | 0.62453
55132 | 7.14 | 1 | 365 | 8.106 | 0.48692 | 8 | 0.59293
55438 | 7.28 | 1 | 365 | 8.265 | 0.96705 | 9 | 0.23201
55666 | 2.16 | 1 | 365 | 2.4522 | 0.40781 | 2 | 0.86005
55358 | 9.945 | 1 | 365 | 11.2905 | 0.10678 | 11 | 0.39729
55665 | 7.395 | 1 | 365 | 8.3955 | 0.36145 | 8 | 0.75696
54637 | 5.85 | 1 | 365 | 6.6415 | 0.062809 | 6 | 0.70429
40373 | 3.64 | 1 | 365 | 4.1325 | 0.48353 | 4 | 0.616
55667 | 7.42 | 1 | 365 | 8.4239 | 0.44719 | 8 | 0.87108
55668 | 15.08 | 1 | 365 | 17.1203 | 0.71746 | 17 | 0.83773
38562 | 8.84 | 1 | 365 | 10.036 | 0.31713 | 10 | 0.35315
55671 | 12.495 | 1 | 365 | 14.1855 | 0.8521 | 15 | 0.037626
55628 | 5.61 | 1 | 365 | 6.369 | 0.23972 | 6 | 0.60873
55670 | 7.905 | 1 | 365 | 8.9745 | 0.11051 | 9 | 0.085029
55673 | 5.67 | 1 | 365 | 6.4371 | 0.44549 | 6 | 0.88262
50394 | 3.57 | 1 | 365 | 4.053 | 0.24346 | 4 | 0.29646
50610 | 5.61 | 1 | 365 | 6.369 | 0.23972 | 6 | 0.60873
50345 | 8.925 | 1 | 365 | 10.1325 | 0.60864 | 10 | 0.74116
55764 | 8.925 | 1 | 365 | 10.1325 | 0.60864 | 10 | 0.74116
50375 | 6.375 | 1 | 365 | 7.2375 | 0.86332 | 8 | 0.10083
47524 | 5.3 | 1 | 365 | 6.0171 | 0.17656 | 6 | 0.19363
55741 | 3.06 | 1 | 365 | 3.474 | 0.49439 | 3 | 0.9684
55745 | 11.22 | 1 | 365 | 12.738 | 0.47944 | 13 | 0.21746
50260 | 7.8 | 1 | 365 | 8.8553 | 0.75041 | 9 | 0.60572
40541 | 3.38 | 1 | 365 | 3.8373 | 0.59185 | 4 | 0.42915
50661 | 18.02 | 1 | 365 | 20.458 | 0.80031 | 21 | 0.25834
43292 | 8.58 | 1 | 365 | 9.7408 | 0.42545 | 10 | 0.16629
48442 | 7.02 | 1 | 365 | 7.9698 | 0.075371 | 8 | 0.045149
40709 | 9.805 | 1 | 365 | 11.1316 | 0.62664 | 11 | 0.75822
41087 | 12.75 | 1 | 365 | 14.475 | 0.72663 | 15 | 0.20166
38052 | 3.12 | 1 | 365 | 3.5421 | 0.70016 | 4 | 0.24229
47573 | 6.885 | 1 | 365 | 7.8165 | 0.61238 | 8 | 0.4289
55380 | 7.395 | 1 | 365 | 8.3955 | 0.36145 | 8 | 0.75696
39360 | 10.66 | 1 | 365 | 12.1023 | 0.5589 | 12 | 0.66115
48568 | 14.04 | 1 | 365 | 15.9396 | 0.15074 | 16 | 0.090297
45664 | 5.46 | 1 | 365 | 6.1987 | 0.72529 | 6 | 0.924
38093 | 8.745 | 1 | 365 | 9.9282 | 0.99133 | 10 | 0.91949
41287 | 6.24 | 1 | 365 | 7.0842 | 0.40033 | 7 | 0.48458
54878 | 8.32 | 1 | 365 | 9.4457 | 0.53377 | 9 | 0.97944
54861 | 5.72 | 1 | 365 | 6.4939 | 0.61697 | 7 | 0.11086
55854 | 6.24 | 1 | 365 | 7.0842 | 0.40033 | 7 | 0.48458
53758 | 3.64 | 1 | 365 | 4.1325 | 0.48353 | 4 | 0.616
55857 | 5.72 | 1 | 365 | 6.4939 | 0.61697 | 7 | 0.11086
53903 | 8.06 | 1 | 365 | 9.1505 | 0.64209 | 9 | 0.79258
55868 | 4.16 | 1 | 365 | 4.7228 | 0.26689 | 4 | 0.98972
54942 | 6.5 | 1 | 365 | 7.3794 | 0.29201 | 7 | 0.67143
55206 | 6.5 | 1 | 365 | 7.3794 | 0.29201 | 7 | 0.67143
50561 | 10.4 | 1 | 365 | 11.8071 | 0.66722 | 12 | 0.47429
55205 | 4.16 | 1 | 365 | 4.7228 | 0.26689 | 4 | 0.98972
55864 | 6.5 | 1 | 365 | 7.3794 | 0.29201 | 7 | 0.67143
55102 | 2.34 | 1 | 365 | 2.6566 | 0.025124 | 2 | 0.68172
55869 | 4.77 | 1 | 365 | 5.4154 | 0.35891 | 5 | 0.77427
55235 | 7.28 | 1 | 365 | 8.265 | 0.96705 | 9 | 0.23201
55867 | 9.435 | 1 | 365 | 10.7115 | 0.35771 | 11 | 0.069228
55907 | 3.12 | 1 | 365 | 3.5421 | 0.70016 | 4 | 0.24229
55906 | 6.5 | 1 | 365 | 7.3794 | 0.29201 | 7 | 0.67143
55896 | 9.69 | 1 | 365 | 11.001 | 0.23224 | 11 | 0.23326
55892 | 6.885 | 1 | 365 | 7.8165 | 0.61238 | 8 | 0.4289
55672 | 8.215 | 1 | 365 | 9.3265 | 0.17367 | 9 | 0.50013
45490 | 5.72 | 1 | 365 | 6.4939 | 0.61697 | 7 | 0.11086
55893 | 4.845 | 1 | 365 | 5.5005 | 0.61612 | 6 | 0.11663
55880 | 4.505 | 1 | 365 | 5.1145 | 0.45008 | 5 | 0.56459
50452 | 9.69 | 1 | 365 | 11.001 | 0.23224 | 11 | 0.23326
55674 | 7.14 | 1 | 365 | 8.106 | 0.48692 | 8 | 0.59293
55887 | 11.475 | 1 | 365 | 13.0275 | 0.35397 | 13 | 0.38149
55675 | 5.83 | 1 | 365 | 6.6188 | 0.99422 | 7 | 0.61299
55870 | 12.19 | 1 | 365 | 13.8393 | 0.80609 | 14 | 0.64535
55685 | 2.12 | 1 | 365 | 2.4068 | 0.27062 | 2 | 0.67745
55686 | 5.98 | 1 | 365 | 6.7891 | 0.50865 | 7 | 0.29772
54698 | 2.16 | 1 | 365 | 2.4522 | 0.40781 | 2 | 0.86005
55876 | 9.18 | 1 | 365 | 10.422 | 0.48318 | 10 | 0.90519
55874 | 7.28 | 1 | 365 | 8.265 | 0.96705 | 9 | 0.23201
55687 | 7.685 | 1 | 365 | 8.7247 | 0.35601 | 9 | 0.080765
55688 | 5.61 | 1 | 365 | 6.369 | 0.23972 | 6 | 0.60873
54604 | 5.61 | 1 | 365 | 6.369 | 0.23972 | 6 | 0.60873
55689 | 8.925 | 1 | 365 | 10.1325 | 0.60864 | 10 | 0.74116
41801 | 4.94 | 1 | 365 | 5.6084 | 0.94193 | 6 | 0.55029
55872 | 7.54 | 1 | 365 | 8.5601 | 0.85873 | 9 | 0.41886
55960 | 8.32 | 1 | 365 | 9.4457 | 0.53377 | 9 | 0.97944
55959 | 7.14 | 1 | 365 | 8.106 | 0.48692 | 8 | 0.59293
55690 | 9.69 | 1 | 365 | 11.001 | 0.23224 | 11 | 0.23326
55691 | 7.155 | 1 | 365 | 8.123 | 0.53836 | 8 | 0.6614
55692 | 3.825 | 1 | 365 | 4.3425 | 0.11799 | 4 | 0.4605
55693 | 13.26 | 1 | 365 | 15.054 | 0.4757 | 15 | 0.52973
55865 | 7.905 | 1 | 365 | 8.9745 | 0.11051 | 9 | 0.085029
55694 | 13 | 1 | 365 | 14.7588 | 0.58402 | 15 | 0.34287
55954 | 4.42 | 1 | 365 | 5.018 | 0.15857 | 5 | 0.17658
55929 | 5.46 | 1 | 365 | 6.1987 | 0.72529 | 6 | 0.924
28744 | 3.315 | 1 | 365 | 3.7635 | 0.36893 | 4 | 0.13243
55921 | 7.02 | 1 | 365 | 7.9698 | 0.075371 | 8 | 0.045149
54599 | 13.32 | 1 | 365 | 15.1221 | 0.68147 | 15 | 0.80362
54597 | 7.24 | 1 | 365 | 8.2195 | 0.82987 | 9 | 0.049413
55695 | 3.18 | 1 | 365 | 3.6102 | 0.90594 | 4 | 0.51618
55696 | 10.2 | 1 | 365 | 11.58 | 0.98131 | 12 | 0.56133
55697 | 3.78 | 1 | 365 | 4.2914 | 0.96366 | 5 | 0.25508
55699 | 8.67 | 1 | 365 | 9.843 | 0.73411 | 10 | 0.57713
55700 | 4.845 | 1 | 365 | 5.5005 | 0.61612 | 6 | 0.11663
42996 | 10.6 | 1 | 365 | 12.0341 | 0.35312 | 12 | 0.38726
55996 | 2.12 | 1 | 365 | 2.4068 | 0.27062 | 2 | 0.67745
55983 | 7.54 | 1 | 365 | 8.5601 | 0.85873 | 9 | 0.41886
55995 | 11.44 | 1 | 365 | 12.9878 | 0.23394 | 13 | 0.22172
55982 | 2.55 | 1 | 365 | 2.895 | 0.74533 | 3 | 0.64033
55980 | 4.08 | 1 | 365 | 4.632 | 0.99252 | 5 | 0.62453
55972 | 4.845 | 1 | 365 | 5.5005 | 0.61612 | 6 | 0.11663
55958 | 3.825 | 1 | 365 | 4.3425 | 0.11799 | 4 | 0.4605
56145 | 2.295 | 1 | 365 | 2.6055 | 0.87079 | 3 | 0.4763
55917 | 7.02 | 1 | 365 | 7.9698 | 0.075371 | 8 | 0.045149
55908 | 2.34 | 1 | 365 | 2.6566 | 0.025124 | 2 | 0.68172
55881 | 3.38 | 1 | 365 | 3.8373 | 0.59185 | 4 | 0.42915
55877 | 6.12 | 1 | 365 | 6.948 | 0.98878 | 7 | 0.9368
55998 | 2.65 | 1 | 365 | 3.0085 | 0.088281 | 3 | 0.096815
56142 | 3.57 | 1 | 365 | 4.053 | 0.24346 | 4 | 0.29646
56144 | 5.865 | 1 | 365 | 6.6585 | 0.11425 | 6 | 0.77276
56139 | 9.435 | 1 | 365 | 10.7115 | 0.35771 | 11 | 0.069228
56140 | 3.12 | 1 | 365 | 3.5421 | 0.70016 | 4 | 0.24229
55878 | 4.68 | 1 | 365 | 5.3132 | 0.050247 | 5 | 0.36343
56384 | 10.8 | 1 | 365 | 12.2612 | 0.039032 | 12 | 0.30023
17856 | 498.7 | 0.8 | 365 | 452.9377 | 0.24928 | 453 | 0.18697
30727 | 443.085 | 1 | 365 | 503.0326 | 0.57773 | 503 | 0.61036
55999 | 3.64 | 1 | 365 | 4.1325 | 0.48353 | 4 | 0.616
31311 | 172.38 | 0.9 | 365 | 176.1321 | 0.065695 | 176 | 0.19779
55873 | 11.985 | 1 | 365 | 13.6065 | 0.10304 | 13 | 0.70956
43256 | 9.84 | 1 | 365 | 11.1713 | 0.74667 | 11 | 0.91799
55875 | 4.335 | 1 | 365 | 4.9215 | 0.86706 | 5 | 0.78856
32965 | 150.93 | 0.9 | 365 | 154.2152 | 0.85842 | 155 | 0.073628
54639 | 3.36 | 1 | 365 | 3.8146 | 0.52325 | 4 | 0.33785
56083 | 5.2 | 1 | 365 | 5.9035 | 0.83361 | 6 | 0.73715
51568 | 4.48 | 1 | 365 | 5.0861 | 0.36434 | 5 | 0.45047
50084 | 7.5 | 1 | 365 | 8.5147 | 0.72155 | 9 | 0.23627
46248 | 6 | 1 | 365 | 6.8118 | 0.57724 | 7 | 0.38902
56081 | 6.12 | 1 | 365 | 6.948 | 0.98878 | 7 | 0.9368
55969 | 3.9 | 1 | 365 | 4.4277 | 0.37521 | 4 | 0.80286
56076 | 2.55 | 1 | 365 | 2.895 | 0.74533 | 3 | 0.64033
54619 | 6.24 | 1 | 365 | 7.0842 | 0.40033 | 7 | 0.48458
56094 | 3.315 | 1 | 365 | 3.7635 | 0.36893 | 4 | 0.13243
56077 | 14.025 | 1 | 365 | 15.9225 | 0.099299 | 16 | 0.021825
56092 | 9.945 | 1 | 365 | 11.2905 | 0.10678 | 11 | 0.39729
56074 | 7.395 | 1 | 365 | 8.3955 | 0.36145 | 8 | 0.75696
56073 | 17.595 | 1 | 365 | 19.9755 | 0.34276 | 20 | 0.31829
56072 | 5.98 | 1 | 365 | 6.7891 | 0.50865 | 7 | 0.29772
56069 | 8.32 | 1 | 365 | 9.4457 | 0.53377 | 9 | 0.97944
56037 | 4.845 | 1 | 365 | 5.5005 | 0.61612 | 6 | 0.11663
56091 | 6.24 | 1 | 365 | 7.0842 | 0.40033 | 7 | 0.48458
56026 | 13.515 | 1 | 365 | 15.3435 | 0.35023 | 15 | 0.69376
56090 | 3.38 | 1 | 365 | 3.8373 | 0.59185 | 4 | 0.42915
56016 | 7.65 | 1 | 365 | 8.685 | 0.23598 | 8 | 0.921
56097 | 5.98 | 1 | 365 | 6.7891 | 0.50865 | 7 | 0.29772
56237 | 3.38 | 1 | 365 | 3.8373 | 0.59185 | 4 | 0.42915
55903 | 4.94 | 1 | 365 | 5.6084 | 0.94193 | 6 | 0.55029
56007 | 6.75 | 1 | 365 | 7.6632 | 0.1494 | 7 | 0.81264
56011 | 11.18 | 1 | 365 | 12.6926 | 0.34226 | 13 | 0.034866
56005 | 13.515 | 1 | 365 | 15.3435 | 0.35023 | 15 | 0.69376
45486 | 6.095 | 1 | 365 | 6.9196 | 0.90305 | 7 | 0.82268
56003 | 4.16 | 1 | 365 | 4.7228 | 0.26689 | 4 | 0.98972
56254 | 14.025 | 1 | 365 | 15.9225 | 0.099299 | 16 | 0.021825
56253 | 9.945 | 1 | 365 | 11.2905 | 0.10678 | 11 | 0.39729
56245 | 11.96 | 1 | 365 | 13.5781 | 0.017298 | 13 | 0.59544
56229 | 4.68 | 1 | 365 | 5.3132 | 0.050247 | 5 | 0.36343
56227 | 4.42 | 1 | 365 | 5.018 | 0.15857 | 5 | 0.17658
56222 | 4.16 | 1 | 365 | 4.7228 | 0.26689 | 4 | 0.98972
47574 | 5.25 | 1 | 365 | 5.9603 | 0.005085 | 5 | 0.96539
56215 | 2.805 | 1 | 365 | 3.1845 | 0.61986 | 3 | 0.80436
45245 | 6 | 1 | 365 | 6.8118 | 0.57724 | 7 | 0.38902
50232 | 6.24 | 1 | 365 | 7.0842 | 0.40033 | 7 | 0.48458
43937 | 3.36 | 1 | 365 | 3.8146 | 0.52325 | 4 | 0.33785
44556 | 7.905 | 1 | 365 | 8.9745 | 0.11051 | 9 | 0.085029
44490 | 12.09 | 1 | 365 | 13.7257 | 0.46314 | 14 | 0.18887
47793 | 8.75 | 1 | 365 | 9.9338 | 0.008475 | 9 | 0.94231
54791 | 8.4 | 1 | 365 | 9.5365 | 0.80814 | 10 | 0.34462
41333 | 7.935 | 1 | 365 | 9.0086 | 0.2134 | 9 | 0.22197
56160 | 12.5 | 1 | 365 | 14.1912 | 0.86925 | 15 | 0.06045
49149 | 5.04 | 1 | 365 | 5.7219 | 0.28488 | 6 | 0.0067734
46495 | 4.2 | 1 | 365 | 4.7682 | 0.40407 | 5 | 0.17231
54831 | 6.6 | 1 | 365 | 7.493 | 0.63496 | 8 | 0.12792
44327 | 8.82 | 1 | 365 | 10.0133 | 0.24854 | 10 | 0.26185
54846 | 5.1 | 1 | 365 | 5.79 | 0.49065 | 6 | 0.28066
54843 | 14.49 | 1 | 365 | 16.4504 | 0.69403 | 17 | 0.14447
54899 | 7 | 1 | 365 | 7.9471 | 0.00678 | 7 | 0.95385
54898 | 8.25 | 1 | 365 | 9.3662 | 0.29371 | 9 | 0.6599
55925 | 5.035 | 1 | 365 | 5.7162 | 0.26773 | 5 | 0.98395
55772 | 8.7 | 1 | 365 | 9.8771 | 0.837 | 10 | 0.71407
35848 | 14.07 | 1 | 365 | 15.9736 | 0.25363 | 16 | 0.22724
48878 | 7.848 | 1 | 365 | 8.9098 | 0.91503 | 9 | 0.82483
54916 | 9.36 | 1 | 365 | 10.6264 | 0.10049 | 10 | 0.72686
49845 | 7.8 | 1 | 365 | 8.8553 | 0.75041 | 9 | 0.60572
45780 | 7.28 | 1 | 365 | 8.265 | 0.96705 | 9 | 0.23201
54924 | 3.18 | 1 | 365 | 3.6102 | 0.90594 | 4 | 0.51618
54911 | 9 | 1 | 365 | 10.2177 | 0.86586 | 11 | 0.083524
50239 | 8.19 | 1 | 365 | 9.2981 | 0.087933 | 9 | 0.38601
55024 | 2.805 | 1 | 365 | 3.1845 | 0.61986 | 3 | 0.80436
49250 | 7.5 | 1 | 365 | 8.5147 | 0.72155 | 9 | 0.23627
55027 | 6 | 1 | 365 | 6.8118 | 0.57724 | 7 | 0.38902
48346 | 9.6 | 1 | 365 | 10.8988 | 0.92358 | 11 | 0.82243
23962 | 9.88 | 1 | 365 | 11.2167 | 0.88386 | 12 | 0.10058
44043 | 8.829 | 1 | 365 | 10.0235 | 0.27941 | 10 | 0.30294
51217 | 6.63 | 1 | 365 | 7.527 | 0.73785 | 8 | 0.26486
41378 | 11.2 | 1 | 365 | 12.7153 | 0.41085 | 13 | 0.12616
44314 | 6.615 | 1 | 365 | 7.51 | 0.68641 | 8 | 0.19639
55122 | 9.3 | 1 | 365 | 10.5583 | 0.89472 | 11 | 0.45297
48521 | 9.52 | 1 | 365 | 10.808 | 0.64922 | 11 | 0.45724
55121 | 9.3 | 1 | 365 | 10.5583 | 0.89472 | 11 | 0.45297
55128 | 7.125 | 1 | 365 | 8.089 | 0.43547 | 8 | 0.52446
55127 | 4.2 | 1 | 365 | 4.7682 | 0.40407 | 5 | 0.17231
44056 | 9.45 | 1 | 365 | 10.7285 | 0.40915 | 11 | 0.1377
55129 | 8.4 | 1 | 365 | 9.5365 | 0.80814 | 10 | 0.34462
50137 | 15.39 | 1 | 365 | 17.4722 | 0.78062 | 18 | 0.25283
55135 | 5.3 | 1 | 365 | 6.0171 | 0.17656 | 6 | 0.19363
39893 | 12.32 | 1 | 365 | 13.9868 | 0.25193 | 14 | 0.23878
39818 | 12.32 | 1 | 365 | 13.9868 | 0.25193 | 14 | 0.23878
49418 | 3.9 | 1 | 365 | 4.4277 | 0.37521 | 4 | 0.80286
36971 | 12.32 | 1 | 365 | 13.9868 | 0.25193 | 14 | 0.23878
39102 | 6.24 | 1 | 365 | 7.0842 | 0.40033 | 7 | 0.48458
55180 | 7.5 | 1 | 365 | 8.5147 | 0.72155 | 9 | 0.23627
55183 | 5.83 | 1 | 365 | 6.6188 | 0.99422 | 7 | 0.61299
55176 | 5.565 | 1 | 365 | 6.3179 | 0.08539 | 6 | 0.40331
55177 | 8.525 | 1 | 365 | 9.6784 | 0.23683 | 9 | 0.91523
55181 | 10.6 | 1 | 365 | 12.0341 | 0.35312 | 12 | 0.38726
55182 | 3.71 | 1 | 365 | 4.2119 | 0.72359 | 4 | 0.93554
45240 | 14.49 | 1 | 365 | 16.4504 | 0.69403 | 17 | 0.14447
49868 | 8.28 | 1 | 365 | 9.4003 | 0.39659 | 9 | 0.79684
55187 | 8 | 1 | 365 | 9.0824 | 0.43632 | 9 | 0.51869
55190 | 10.5 | 1 | 365 | 11.9206 | 0.01017 | 11 | 0.93078
55192 | 9.9 | 1 | 365 | 11.2394 | 0.95245 | 12 | 0.19188
50856 | 8.96 | 1 | 365 | 10.1723 | 0.72868 | 10 | 0.90093
56286 | 10.965 | 1 | 365 | 12.4485 | 0.60491 | 13 | 0.053427
54705 | 6.5 | 1 | 365 | 7.3794 | 0.29201 | 7 | 0.67143
50599 | 5.2 | 1 | 365 | 5.9035 | 0.83361 | 6 | 0.73715
55191 | 5.46 | 1 | 365 | 6.1987 | 0.72529 | 6 | 0.924
42898 | 3.64 | 1 | 365 | 4.1325 | 0.48353 | 4 | 0.616
38405 | 7.28 | 1 | 365 | 8.265 | 0.96705 | 9 | 0.23201
55448 | 8.835 | 1 | 365 | 10.0303 | 0.29999 | 10 | 0.33033
54641 | 5.7 | 1 | 365 | 6.4712 | 0.54838 | 7 | 0.019565
55210 | 6.867 | 1 | 365 | 7.7961 | 0.55065 | 8 | 0.34673
44055 | 8.502 | 1 | 365 | 9.6523 | 0.15795 | 9 | 0.81024
48539 | 5.22 | 1 | 365 | 5.9262 | 0.9022 | 6 | 0.82844
49017 | 11.2 | 1 | 365 | 12.7153 | 0.41085 | 13 | 0.12616
46971 | 8.745 | 1 | 365 | 9.9282 | 0.99133 | 10 | 0.91949
44309 | 7.245 | 1 | 365 | 8.2252 | 0.84702 | 9 | 0.072237
55805 | 6.6 | 1 | 365 | 7.493 | 0.63496 | 8 | 0.12792
55254 | 6.885 | 1 | 365 | 7.8165 | 0.61238 | 8 | 0.4289
55275 | 6.5 | 1 | 365 | 7.3794 | 0.29201 | 7 | 0.67143
48980 | 16.695 | 1 | 365 | 18.9538 | 0.25617 | 19 | 0.20994
47564 | 5.46 | 1 | 365 | 6.1987 | 0.72529 | 6 | 0.924
43062 | 4.94 | 1 | 365 | 5.6084 | 0.94193 | 6 | 0.55029
53292 | 5.2 | 1 | 365 | 5.9035 | 0.83361 | 6 | 0.73715
55279 | 9.805 | 1 | 365 | 11.1316 | 0.62664 | 11 | 0.75822
55289 | 11.115 | 1 | 365 | 12.6188 | 0.11934 | 12 | 0.73815
55277 | 6.36 | 1 | 365 | 7.2205 | 0.81187 | 8 | 0.032357
47680 | 8.96 | 1 | 365 | 10.1723 | 0.72868 | 10 | 0.90093
47338 | 5.76 | 1 | 365 | 6.5393 | 0.75415 | 7 | 0.29346
55294 | 9.45 | 1 | 365 | 10.7285 | 0.40915 | 11 | 0.1377
55310 | 6.375 | 1 | 365 | 7.2375 | 0.86332 | 8 | 0.10083
55322 | 3.9 | 1 | 365 | 4.4277 | 0.37521 | 4 | 0.80286
55321 | 6.4 | 1 | 365 | 7.2659 | 0.94906 | 8 | 0.21495
48895 | 5.46 | 1 | 365 | 6.1987 | 0.72529 | 6 | 0.924
51075 | 3.975 | 1 | 365 | 4.5128 | 0.63242 | 5 | 0.14522
55392 | 5.565 | 1 | 365 | 6.3179 | 0.08539 | 6 | 0.40331
55391 | 10.6 | 1 | 365 | 12.0341 | 0.35312 | 12 | 0.38726
55390 | 4.16 | 1 | 365 | 4.7228 | 0.26689 | 4 | 0.98972
55726 | 11.115 | 1 | 365 | 12.6188 | 0.11934 | 12 | 0.73815
55730 | 6.12 | 1 | 365 | 6.948 | 0.98878 | 7 | 0.9368
55724 | 5.035 | 1 | 365 | 5.7162 | 0.26773 | 5 | 0.98395
55714 | 3.72 | 1 | 365 | 4.2233 | 0.75789 | 4 | 0.98119
55709 | 11.34 | 1 | 365 | 12.8743 | 0.89098 | 13 | 0.76524
55531 | 7.56 | 1 | 365 | 8.5828 | 0.92732 | 9 | 0.51016
55459 | 9.975 | 1 | 365 | 11.3246 | 0.20966 | 11 | 0.53424
55545 | 9.45 | 1 | 365 | 10.7285 | 0.40915 | 11 | 0.1377
55544 | 7.44 | 1 | 365 | 8.4466 | 0.51578 | 8 | 0.96238
55425 | 6.2 | 1 | 365 | 7.0388 | 0.26315 | 7 | 0.30198
55451 | 5 | 1 | 365 | 5.6765 | 0.1477 | 5 | 0.82418
55550 | 5.1 | 1 | 365 | 5.79 | 0.49065 | 6 | 0.28066
55533 | 6.9 | 1 | 365 | 7.8335 | 0.66383 | 8 | 0.49737
56806 | 6.3 | 1 | 365 | 7.1524 | 0.6061 | 7 | 0.75847
56796 | 6.625 | 1 | 365 | 7.5213 | 0.7207 | 8 | 0.24204
43565 | 14.1 | 1 | 365 | 16.0077 | 0.35651 | 16 | 0.36419
56820 | 10.8 | 1 | 365 | 12.2612 | 0.039032 | 12 | 0.30023
55076 | 17.16 | 1 | 365 | 19.4817 | 0.85091 | 20 | 0.33259
54986 | 14.04 | 1 | 365 | 15.9396 | 0.15074 | 16 | 0.090297
55910 | 4.16 | 1 | 365 | 4.7228 | 0.26689 | 4 | 0.98972
53574 | 4.94 | 1 | 365 | 5.6084 | 0.94193 | 6 | 0.55029
55388 | 3.12 | 1 | 365 | 3.5421 | 0.70016 | 4 | 0.24229
55029 | 5.2 | 1 | 365 | 5.9035 | 0.83361 | 6 | 0.73715
55777 | 8.84 | 1 | 365 | 10.036 | 0.31713 | 10 | 0.35315
55142 | 10.14 | 1 | 365 | 11.5119 | 0.77554 | 12 | 0.28744
54240 | 3.38 | 1 | 365 | 3.8373 | 0.59185 | 4 | 0.42915
56014 | 12.48 | 1 | 365 | 14.1685 | 0.80066 | 14 | 0.96915
55168 | 7.28 | 1 | 365 | 8.265 | 0.96705 | 9 | 0.23201
56013 | 2.6 | 1 | 365 | 2.9518 | 0.9168 | 3 | 0.86857
55427 | 6.24 | 1 | 365 | 7.0842 | 0.40033 | 7 | 0.48458
56010 | 8.06 | 1 | 365 | 9.1505 | 0.64209 | 9 | 0.79258
53682 | 8.06 | 1 | 365 | 9.1505 | 0.64209 | 9 | 0.79258
55886 | 6.5 | 1 | 365 | 7.3794 | 0.29201 | 7 | 0.67143
54119 | 5.72 | 1 | 365 | 6.4939 | 0.61697 | 7 | 0.11086
54914 | 5.72 | 1 | 365 | 6.4939 | 0.61697 | 7 | 0.11086
54990 | 6.24 | 1 | 365 | 7.0842 | 0.40033 | 7 | 0.48458
55774 | 5.035 | 1 | 365 | 5.7162 | 0.26773 | 5 | 0.98395
56181 | 4.94 | 1 | 365 | 5.6084 | 0.94193 | 6 | 0.55029
55753 | 6.5 | 1 | 365 | 7.3794 | 0.29201 | 7 | 0.67143
53485 | 4.94 | 1 | 365 | 5.6084 | 0.94193 | 6 | 0.55029
33960 | 4.68 | 1 | 365 | 5.3132 | 0.050247 | 5 | 0.36343
55361 | 7.02 | 1 | 365 | 7.9698 | 0.075371 | 8 | 0.045149
52615 | 4.68 | 1 | 365 | 5.3132 | 0.050247 | 5 | 0.36343
53052 | 2.45 | 1 | 365 | 2.7815 | 0.40237 | 3 | 0.18385
35349 | 35.88 | 0.9 | 365 | 36.661 | 0.74671 | 37 | 0.40768
53791 | 49.98 | 0.9 | 365 | 51.0679 | 0.26757 | 51 | 0.33545
53489 | 4.94 | 1 | 365 | 5.6084 | 0.94193 | 6 | 0.55029
50846 | 4.68 | 1 | 365 | 5.3132 | 0.050247 | 5 | 0.36343
54789 | 4.16 | 1 | 365 | 4.7228 | 0.26689 | 4 | 0.98972
51722 | 9.1 | 1 | 365 | 10.3312 | 0.20881 | 10 | 0.54001
55748 | 9.62 | 1 | 365 | 10.9215 | 0.99217 | 11 | 0.91372
52618 | 10.4 | 1 | 365 | 11.8071 | 0.66722 | 12 | 0.47429
32743 | 7.8 | 1 | 365 | 8.8553 | 0.75041 | 9 | 0.60572
31739 | 2.6 | 1 | 365 | 2.9518 | 0.9168 | 3 | 0.86857
53960 | 9.1 | 1 | 365 | 10.3312 | 0.20881 | 10 | 0.54001
56195 | 6.24 | 1 | 365 | 7.0842 | 0.40033 | 7 | 0.48458
55216 | 7.54 | 1 | 365 | 8.5601 | 0.85873 | 9 | 0.41886
55039 | 5.98 | 1 | 365 | 6.7891 | 0.50865 | 7 | 0.29772
55152 | 3.38 | 1 | 365 | 3.8373 | 0.59185 | 4 | 0.42915
54967 | 7.02 | 1 | 365 | 7.9698 | 0.075371 | 8 | 0.045149
55050 | 6.76 | 1 | 365 | 7.6746 | 0.18369 | 7 | 0.85829
54207 | 9.36 | 1 | 365 | 10.6264 | 0.10049 | 10 | 0.72686
55035 | 2.6 | 1 | 365 | 2.9518 | 0.9168 | 3 | 0.86857
32149 | 8.06 | 1 | 365 | 9.1505 | 0.64209 | 9 | 0.79258
55295 | 5.72 | 1 | 365 | 6.4939 | 0.61697 | 7 | 0.11086
54137 | 6.24 | 1 | 365 | 7.0842 | 0.40033 | 7 | 0.48458
52344 | 6.5 | 1 | 365 | 7.3794 | 0.29201 | 7 | 0.67143
30647 | 8.58 | 1 | 365 | 9.7408 | 0.42545 | 10 | 0.16629
48463 | 12.22 | 1 | 365 | 13.8733 | 0.90898 | 14 | 0.7823
52567 | 4.9 | 1 | 365 | 5.563 | 0.80475 | 6 | 0.3677
53688 | 6.5 | 1 | 365 | 7.3794 | 0.29201 | 7 | 0.67143
56230 | 11.7 | 1 | 365 | 13.283 | 0.12562 | 13 | 0.40858
54415 | 8.06 | 1 | 365 | 9.1505 | 0.64209 | 9 | 0.79258
53089 | 11.96 | 1 | 365 | 13.5781 | 0.017298 | 13 | 0.59544
53671 | 4.94 | 1 | 365 | 5.6084 | 0.94193 | 6 | 0.55029
55079 | 4.68 | 1 | 365 | 5.3132 | 0.050247 | 5 | 0.36343
55084 | 5.98 | 1 | 365 | 6.7891 | 0.50865 | 7 | 0.29772
54215 | 4.42 | 1 | 365 | 5.018 | 0.15857 | 5 | 0.17658
52841 | 9.1 | 1 | 365 | 10.3312 | 0.20881 | 10 | 0.54001
53838 | 6.24 | 1 | 365 | 7.0842 | 0.40033 | 7 | 0.48458
56271 | 3.9 | 1 | 365 | 4.4277 | 0.37521 | 4 | 0.80286
55370 | 5.2 | 1 | 365 | 5.9035 | 0.83361 | 6 | 0.73715
53031 | 14.04 | 1 | 365 | 15.9396 | 0.15074 | 16 | 0.090297
55331 | 9.275 | 1 | 365 | 10.5299 | 0.80898 | 11 | 0.33885
55044 | 5.72 | 1 | 365 | 6.4939 | 0.61697 | 7 | 0.11086
55087 | 7.8 | 1 | 365 | 8.8553 | 0.75041 | 9 | 0.60572
53675 | 4.68 | 1 | 365 | 5.3132 | 0.050247 | 5 | 0.36343
52971 | 4.16 | 1 | 365 | 4.7228 | 0.26689 | 4 | 0.98972
55237 | 6.76 | 1 | 365 | 7.6746 | 0.18369 | 7 | 0.85829
54390 | 4.94 | 1 | 365 | 5.6084 | 0.94193 | 6 | 0.55029
53894 | 11.44 | 1 | 365 | 12.9878 | 0.23394 | 13 | 0.22172
55150 | 5.2 | 1 | 365 | 5.9035 | 0.83361 | 6 | 0.73715
54947 | 5.98 | 1 | 365 | 6.7891 | 0.50865 | 7 | 0.29772
25107 | 8.58 | 1 | 365 | 9.7408 | 0.42545 | 10 | 0.16629
33813 | 7.02 | 1 | 365 | 7.9698 | 0.075371 | 8 | 0.045149
55359 | 7.54 | 1 | 365 | 8.5601 | 0.85873 | 9 | 0.41886
51750 | 9.62 | 1 | 365 | 10.9215 | 0.99217 | 11 | 0.91372
56012 | 5.98 | 1 | 365 | 6.7891 | 0.50865 | 7 | 0.29772
55137 | 4.94 | 1 | 365 | 5.6084 | 0.94193 | 6 | 0.55029
54835 | 3.12 | 1 | 365 | 3.5421 | 0.70016 | 4 | 0.24229
55355 | 6.76 | 1 | 365 | 7.6746 | 0.18369 | 7 | 0.85829
51106 | 9.6 | 1 | 365 | 10.8988 | 0.92358 | 11 | 0.82243
52775 | 8.06 | 1 | 365 | 9.1505 | 0.64209 | 9 | 0.79258
52443 | 6.5 | 1 | 365 | 7.3794 | 0.29201 | 7 | 0.67143
51704 | 12.74 | 1 | 365 | 14.4637 | 0.69234 | 15 | 0.15601
53911 | 7.54 | 1 | 365 | 8.5601 | 0.85873 | 9 | 0.41886
53690 | 5.72 | 1 | 365 | 6.4939 | 0.61697 | 7 | 0.11086
52640 | 9.36 | 1 | 365 | 10.6264 | 0.10049 | 10 | 0.72686
56489 | 6.76 | 1 | 365 | 7.6746 | 0.18369 | 7 | 0.85829
56484 | 5.3 | 1 | 365 | 6.0171 | 0.17656 | 6 | 0.19363
56485 | 3.9 | 1 | 365 | 4.4277 | 0.37521 | 4 | 0.80286
55598 | 9.945 | 1 | 365 | 11.2905 | 0.10678 | 11 | 0.39729
55597 | 11.4 | 1 | 365 | 12.9424 | 0.096756 | 13 | 0.03913
55587 | 7.28 | 1 | 365 | 8.265 | 0.96705 | 9 | 0.23201
55582 | 4.77 | 1 | 365 | 5.4154 | 0.35891 | 5 | 0.77427
55677 | 12.1 | 1 | 365 | 13.7371 | 0.49743 | 14 | 0.23452
55679 | 10.07 | 1 | 365 | 11.4324 | 0.53547 | 11 | 0.9679
55659 | 6.21 | 1 | 365 | 7.0502 | 0.29744 | 7 | 0.34763
55713 | 10.83 | 1 | 365 | 12.2953 | 0.14192 | 12 | 0.43717
55720 | 5.1 | 1 | 365 | 5.79 | 0.49065 | 6 | 0.28066
55605 | 5 | 1 | 365 | 5.6765 | 0.1477 | 5 | 0.82418
55722 | 5.8 | 1 | 365 | 6.5847 | 0.89133 | 7 | 0.47605
55739 | 5.985 | 1 | 365 | 6.7947 | 0.5258 | 7 | 0.32054
55740 | 7.8 | 1 | 365 | 8.8553 | 0.75041 | 9 | 0.60572
55721 | 9.88 | 1 | 365 | 11.2167 | 0.88386 | 12 | 0.10058
55744 | 5.4 | 1 | 365 | 6.1306 | 0.51952 | 6 | 0.65011
55737 | 10.26 | 1 | 365 | 11.6481 | 0.18708 | 11 | 0.83522
55750 | 3.825 | 1 | 365 | 4.3425 | 0.11799 | 4 | 0.4605
55612 | 3.57 | 1 | 365 | 4.053 | 0.24346 | 4 | 0.29646
55749 | 7.5 | 1 | 365 | 8.5147 | 0.72155 | 9 | 0.23627
55604 | 4.59 | 1 | 365 | 5.211 | 0.74159 | 5 | 0.9526
55613 | 6.12 | 1 | 365 | 6.948 | 0.98878 | 7 | 0.9368
55754 | 3.825 | 1 | 365 | 4.3425 | 0.11799 | 4 | 0.4605
55760 | 9.3 | 1 | 365 | 10.5583 | 0.89472 | 11 | 0.45297
55575 | 5.2 | 1 | 365 | 5.9035 | 0.83361 | 6 | 0.73715
55570 | 5.2 | 1 | 365 | 5.9035 | 0.83361 | 6 | 0.73715
55579 | 8.84 | 1 | 365 | 10.036 | 0.31713 | 10 | 0.35315
55567 | 11.96 | 1 | 365 | 13.5781 | 0.017298 | 13 | 0.59544
55779 | 2.34 | 1 | 365 | 2.6566 | 0.025124 | 2 | 0.68172
55564 | 7.28 | 1 | 365 | 8.265 | 0.96705 | 9 | 0.23201
55562 | 7.28 | 1 | 365 | 8.265 | 0.96705 | 9 | 0.23201
55554 | 7.42 | 1 | 365 | 8.4239 | 0.44719 | 8 | 0.87108
55413 | 4.16 | 1 | 365 | 4.7228 | 0.26689 | 4 | 0.98972
55783 | 7.8 | 1 | 365 | 8.8553 | 0.75041 | 9 | 0.60572
55555 | 3.9 | 1 | 365 | 4.4277 | 0.37521 | 4 | 0.80286
55164 | 6.76 | 1 | 365 | 7.6746 | 0.18369 | 7 | 0.85829
55553 | 7.54 | 1 | 365 | 8.5601 | 0.85873 | 9 | 0.41886
55552 | 7.54 | 1 | 365 | 8.5601 | 0.85873 | 9 | 0.41886
31882 | 4.94 | 1 | 365 | 5.6084 | 0.94193 | 6 | 0.55029
55557 | 2.34 | 1 | 365 | 2.6566 | 0.025124 | 2 | 0.68172
32489 | 9.88 | 1 | 365 | 11.2167 | 0.88386 | 12 | 0.10058
52113 | 4.845 | 1 | 365 | 5.5005 | 0.61612 | 6 | 0.11663
54746 | 7.02 | 1 | 365 | 7.9698 | 0.075371 | 8 | 0.045149
53530 | 9.62 | 1 | 365 | 10.9215 | 0.99217 | 11 | 0.91372
54388 | 5.46 | 1 | 365 | 6.1987 | 0.72529 | 6 | 0.924
29724 | 5.2 | 1 | 365 | 5.9035 | 0.83361 | 6 | 0.73715
55353 | 6.5 | 1 | 365 | 7.3794 | 0.29201 | 7 | 0.67143
54751 | 5.98 | 1 | 365 | 6.7891 | 0.50865 | 7 | 0.29772
56320 | 7.65 | 1 | 365 | 8.685 | 0.23598 | 8 | 0.921
50129 | 4.32 | 1 | 365 | 4.9045 | 0.81561 | 5 | 0.72009
51240 | 4.2 | 1 | 365 | 4.7682 | 0.40407 | 5 | 0.17231
45923 | 9.945 | 1 | 365 | 11.2905 | 0.10678 | 11 | 0.39729
50639 | 5.7 | 1 | 365 | 6.4712 | 0.54838 | 7 | 0.019565
45810 | 6.5 | 1 | 365 | 7.3794 | 0.29201 | 7 | 0.67143
57685 | 6.21 | 1 | 365 | 7.0502 | 0.29744 | 7 | 0.34763
57548 | 7.83 | 1 | 365 | 8.8894 | 0.8533 | 9 | 0.74267
50082 | 5.4 | 1 | 365 | 6.1306 | 0.51952 | 6 | 0.65011
57682 | 14.04 | 1 | 365 | 15.9396 | 0.15074 | 16 | 0.090297
52930 | 9 | 1 | 365 | 10.2177 | 0.86586 | 11 | 0.083524
39260 | 10.4 | 1 | 365 | 11.8071 | 0.66722 | 12 | 0.47429
57610 | 10.4 | 1 | 365 | 11.8071 | 0.66722 | 12 | 0.47429
49555 | 6.89 | 1 | 365 | 7.8222 | 0.62953 | 8 | 0.45172
57612 | 9.3 | 1 | 365 | 10.5583 | 0.89472 | 11 | 0.45297
57435 | 14.7 | 1 | 365 | 16.6889 | 0.41424 | 17 | 0.10309
46819 | 5.67 | 1 | 365 | 6.4371 | 0.44549 | 6 | 0.88262
57468 | 7.84 | 1 | 365 | 8.9007 | 0.88759 | 9 | 0.78831
29106 | 9.1 | 1 | 365 | 10.3312 | 0.20881 | 10 | 0.54001
46835 | 7.56 | 1 | 365 | 8.5828 | 0.92732 | 9 | 0.51016
57401 | 7.98 | 1 | 365 | 9.0597 | 0.36773 | 9 | 0.42739
49916 | 7.2 | 1 | 365 | 8.1741 | 0.69269 | 8 | 0.86682
57432 | 2.52 | 1 | 365 | 2.8609 | 0.64244 | 3 | 0.50339
55414 | 11.7 | 1 | 365 | 13.283 | 0.12562 | 13 | 0.40858
57400 | 11.445 | 1 | 365 | 12.9935 | 0.25109 | 13 | 0.24455
47605 | 9.12 | 1 | 365 | 10.3539 | 0.2774 | 10 | 0.6313
57613 | 3.9 | 1 | 365 | 4.4277 | 0.37521 | 4 | 0.80286
54920 | 7.8 | 1 | 365 | 8.8553 | 0.75041 | 9 | 0.60572
38778 | 7.02 | 1 | 365 | 7.9698 | 0.075371 | 8 | 0.045149
57397 | 11.47 | 1 | 365 | 13.0218 | 0.33682 | 13 | 0.35867
56319 | 5.72 | 1 | 365 | 6.4939 | 0.61697 | 7 | 0.11086
57396 | 9.765 | 1 | 365 | 11.0862 | 0.48946 | 11 | 0.57562
43253 | 12.6 | 1 | 365 | 14.3047 | 0.2122 | 14 | 0.51693
55646 | 5.2 | 1 | 365 | 5.9035 | 0.83361 | 6 | 0.73715
57395 | 7.125 | 1 | 365 | 8.089 | 0.43547 | 8 | 0.52446
56290 | 3.12 | 1 | 365 | 3.5421 | 0.70016 | 4 | 0.24229
57393 | 5.83 | 1 | 365 | 6.6188 | 0.99422 | 7 | 0.61299
55138 | 12.22 | 1 | 365 | 13.8733 | 0.90898 | 14 | 0.7823
57399 | 3.71 | 1 | 365 | 4.2119 | 0.72359 | 4 | 0.93554
22805 | 4.94 | 1 | 365 | 5.6084 | 0.94193 | 6 | 0.55029
57467 | 9.12 | 1 | 365 | 10.3539 | 0.2774 | 10 | 0.6313
57384 | 8.4 | 1 | 365 | 9.5365 | 0.80814 | 10 | 0.34462
55411 | 4.68 | 1 | 365 | 5.3132 | 0.050247 | 5 | 0.36343
55330 | 7.8 | 1 | 365 | 8.8553 | 0.75041 | 9 | 0.60572
57371 | 12.48 | 1 | 365 | 14.1685 | 0.80066 | 14 | 0.96915
55324 | 3.71 | 1 | 365 | 4.2119 | 0.72359 | 4 | 0.93554
57377 | 9.8 | 1 | 365 | 11.1259 | 0.60949 | 11 | 0.73539
57600 | 11.6 | 1 | 365 | 13.1694 | 0.78266 | 13 | 0.9521
40039 | 8.58 | 1 | 365 | 9.7408 | 0.42545 | 10 | 0.16629
46700 | 10.08 | 1 | 365 | 11.4438 | 0.56976 | 12 | 0.013547
41920 | 5.98 | 1 | 365 | 6.7891 | 0.50865 | 7 | 0.29772
37846 | 5.72 | 1 | 365 | 6.4939 | 0.61697 | 7 | 0.11086
50572 | 4.94 | 1 | 365 | 5.6084 | 0.94193 | 6 | 0.55029
50347 | 5.1 | 1 | 365 | 5.79 | 0.49065 | 6 | 0.28066
55116 | 6.63 | 1 | 365 | 7.527 | 0.73785 | 8 | 0.26486
55422 | 7.84 | 1 | 365 | 8.9007 | 0.88759 | 9 | 0.78831
55457 | 8.84 | 1 | 365 | 10.036 | 0.31713 | 10 | 0.35315
55529 | 11.4 | 1 | 365 | 12.9424 | 0.096756 | 13 | 0.03913
55543 | 5.25 | 1 | 365 | 5.9603 | 0.005085 | 5 | 0.96539
45602 | 14.04 | 1 | 365 | 15.9396 | 0.15074 | 16 | 0.090297
51309 | 7.28 | 1 | 365 | 8.265 | 0.96705 | 9 | 0.23201
46912 | 7.5 | 1 | 365 | 8.5147 | 0.72155 | 9 | 0.23627
50283 | 8.64 | 1 | 365 | 9.809 | 0.63123 | 10 | 0.44018
57592 | 5.83 | 1 | 365 | 6.6188 | 0.99422 | 7 | 0.61299
57608 | 9.5 | 1 | 365 | 10.7853 | 0.58063 | 11 | 0.36594
57654 | 11.395 | 1 | 365 | 12.9367 | 0.079608 | 13 | 0.016306
57558 | 11.685 | 1 | 365 | 13.2659 | 0.074175 | 13 | 0.34011
57545 | 12.09 | 1 | 365 | 13.7257 | 0.46314 | 14 | 0.18887
57605 | 4.845 | 1 | 365 | 5.5005 | 0.61612 | 6 | 0.11663
57614 | 7 | 1 | 365 | 7.9471 | 0.00678 | 7 | 0.95385
23861 | 4.16 | 1 | 365 | 4.7228 | 0.26689 | 4 | 0.98972
28750 | 5.2 | 1 | 365 | 5.9035 | 0.83361 | 6 | 0.73715
32109 | 4.68 | 1 | 365 | 5.3132 | 0.050247 | 5 | 0.36343
41210 | 3.9 | 1 | 365 | 4.4277 | 0.37521 | 4 | 0.80286
41618 | 11.61 | 1 | 365 | 13.1808 | 0.81696 | 13 | 0.99775
41757 | 9.36 | 1 | 365 | 10.6264 | 0.10049 | 10 | 0.72686
42329 | 5.61 | 1 | 365 | 6.369 | 0.23972 | 6 | 0.60873
44084 | 11.34 | 1 | 365 | 12.8743 | 0.89098 | 13 | 0.76524
45575 | 5.232 | 1 | 365 | 5.9399 | 0.94335 | 6 | 0.88322
45703 | 9.36 | 1 | 365 | 10.6264 | 0.10049 | 10 | 0.72686
45933 | 13 | 1 | 365 | 14.7588 | 0.58402 | 15 | 0.34287
46844 | 7.521 | 1 | 365 | 8.5386 | 0.79357 | 9 | 0.33213
48848 | 7.98 | 1 | 365 | 9.0597 | 0.36773 | 9 | 0.42739
50789 | 7.28 | 1 | 365 | 8.265 | 0.96705 | 9 | 0.23201
51193 | 6.84 | 1 | 365 | 7.7654 | 0.45805 | 8 | 0.22348
52092 | 12.48 | 1 | 365 | 14.1685 | 0.80066 | 14 | 0.96915
52427 | 11.96 | 1 | 365 | 13.5781 | 0.017298 | 13 | 0.59544
52790 | 11.96 | 1 | 365 | 13.5781 | 0.017298 | 13 | 0.59544
53050 | 8.06 | 1 | 365 | 9.1505 | 0.64209 | 9 | 0.79258
53212 | 4.16 | 1 | 365 | 4.7228 | 0.26689 | 4 | 0.98972
53305 | 5.1 | 1 | 365 | 5.79 | 0.49065 | 6 | 0.28066
53799 | 2.86 | 1 | 365 | 3.2469 | 0.80848 | 4 | 0.055431
54178 | 4.335 | 1 | 365 | 4.9215 | 0.86706 | 5 | 0.78856
54202 | 5.865 | 1 | 365 | 6.6585 | 0.11425 | 6 | 0.77276
54208 | 7.5 | 1 | 365 | 8.5147 | 0.72155 | 9 | 0.23627
54248 | 6.24 | 1 | 365 | 7.0842 | 0.40033 | 7 | 0.48458
54467 | 10.71 | 1 | 365 | 12.159 | 0.73037 | 12 | 0.88939
54469 | 14.045 | 1 | 365 | 15.9452 | 0.16789 | 16 | 0.11312
54646 | 4.56 | 1 | 365 | 5.1769 | 0.6387 | 5 | 0.81565
54672 | 7.65 | 1 | 365 | 8.685 | 0.23598 | 8 | 0.921
54810 | 9.45 | 1 | 365 | 10.7285 | 0.40915 | 11 | 0.1377
54822 | 6.615 | 1 | 365 | 7.51 | 0.68641 | 8 | 0.19639
55026 | 2.4 | 1 | 365 | 2.7247 | 0.2309 | 2 | 0.95561
55179 | 7.155 | 1 | 365 | 8.123 | 0.53836 | 8 | 0.6614
55231 | 3.38 | 1 | 365 | 3.8373 | 0.59185 | 4 | 0.42915
55292 | 5.98 | 1 | 365 | 6.7891 | 0.50865 | 7 | 0.29772
55309 | 7.28 | 1 | 365 | 8.265 | 0.96705 | 9 | 0.23201
55342 | 6.24 | 1 | 365 | 7.0842 | 0.40033 | 7 | 0.48458
55345 | 4.2 | 1 | 365 | 4.7682 | 0.40407 | 5 | 0.17231
55348 | 14.31 | 1 | 365 | 16.2461 | 0.076717 | 16 | 0.3228
55357 | 10.4 | 1 | 365 | 11.8071 | 0.66722 | 12 | 0.47429
55584 | 9.5 | 1 | 365 | 10.7853 | 0.58063 | 11 | 0.36594
55591 | 7.395 | 1 | 365 | 8.3955 | 0.36145 | 8 | 0.75696
55841 | 3.9 | 1 | 365 | 4.4277 | 0.37521 | 4 | 0.80286
55924 | 3.9 | 1 | 365 | 4.4277 | 0.37521 | 4 | 0.80286
55984 | 3.64 | 1 | 365 | 4.1325 | 0.48353 | 4 | 0.616
56024 | 6.9 | 1 | 365 | 7.8335 | 0.66383 | 8 | 0.49737
56205 | 6.375 | 1 | 365 | 7.2375 | 0.86332 | 8 | 0.10083
56414 | 2.04 | 1 | 365 | 2.316 | 0.99626 | 3 | 0.31227
56619 | 6 | 1 | 365 | 6.8118 | 0.57724 | 7 | 0.38902
56715 | 12 | 1 | 365 | 13.6236 | 0.15448 | 13 | 0.77803
56733 | 7.28 | 1 | 365 | 8.265 | 0.96705 | 9 | 0.23201
56901 | 12.19 | 1 | 365 | 13.8393 | 0.80609 | 14 | 0.64535
57596 | 3.15 | 1 | 365 | 3.5762 | 0.80305 | 4 | 0.37923
57728 | 7.14 | 1 | 365 | 8.106 | 0.48692 | 8 | 0.59293
57930 | 6.89 | 1 | 365 | 7.8222 | 0.62953 | 8 | 0.45172
57357 | 12.19 | 1 | 365 | 13.8393 | 0.80609 | 14 | 0.64535
57407 | 10.26 | 1 | 365 | 11.6481 | 0.18708 | 11 | 0.83522
56854 | 8.4 | 1 | 365 | 9.5365 | 0.80814 | 10 | 0.34462
57364 | 7.2 | 1 | 365 | 8.1741 | 0.69269 | 8 | 0.86682
56856 | 5.04 | 1 | 365 | 5.7219 | 0.28488 | 6 | 0.0067734
56839 | 11.2 | 1 | 365 | 12.7153 | 0.41085 | 13 | 0.12616
57419 | 5.7 | 1 | 365 | 6.4712 | 0.54838 | 7 | 0.019565
56835 | 12.4 | 1 | 365 | 14.0777 | 0.5263 | 14 | 0.60397
56805 | 5.7 | 1 | 365 | 6.4712 | 0.54838 | 7 | 0.019565
56716 | 7.2 | 1 | 365 | 8.1741 | 0.69269 | 8 | 0.86682
57784 | 3.9 | 1 | 365 | 4.4277 | 0.37521 | 4 | 0.80286
57822 | 9.765 | 1 | 365 | 11.0862 | 0.48946 | 11 | 0.57562
51313 | 11.97 | 1 | 365 | 13.5895 | 0.051594 | 13 | 0.64109
57717 | 4.8 | 1 | 365 | 5.4494 | 0.46179 | 5 | 0.91121
51272 | 11.025 | 1 | 365 | 12.5166 | 0.81068 | 13 | 0.32732
57716 | 4.905 | 1 | 365 | 5.5686 | 0.82189 | 6 | 0.39052
57711 | 8.505 | 1 | 365 | 9.6557 | 0.16824 | 9 | 0.82393
57820 | 6.12 | 1 | 365 | 6.948 | 0.98878 | 7 | 0.9368
57707 | 14.4 | 1 | 365 | 16.3483 | 0.38538 | 16 | 0.73364
57824 | 16.215 | 1 | 365 | 18.4088 | 0.60999 | 19 | 0.018816
57712 | 17.4 | 1 | 365 | 19.7542 | 0.674 | 20 | 0.42815
57708 | 7.25 | 1 | 365 | 8.2309 | 0.86416 | 9 | 0.095061
57709 | 3.9 | 1 | 365 | 4.4277 | 0.37521 | 4 | 0.80286
57713 | 2.835 | 1 | 365 | 3.2186 | 0.72275 | 3 | 0.94131
57706 | 4.41 | 1 | 365 | 5.0067 | 0.12427 | 5 | 0.13093
57655 | 5.3 | 1 | 365 | 6.0171 | 0.17656 | 6 | 0.19363
57703 | 6.6 | 1 | 365 | 7.493 | 0.63496 | 8 | 0.12792
57672 | 7.13 | 1 | 365 | 8.0947 | 0.45262 | 8 | 0.54728
57710 | 6.76 | 1 | 365 | 7.6746 | 0.18369 | 7 | 0.85829
57749 | 9.405 | 1 | 365 | 10.6775 | 0.25482 | 10 | 0.93228
57390 | 11.34 | 1 | 365 | 12.8743 | 0.89098 | 13 | 0.76524
57813 | 6.9 | 1 | 365 | 7.8335 | 0.66383 | 8 | 0.49737
57412 | 2.7 | 1 | 365 | 3.0653 | 0.25976 | 3 | 0.32506
57418 | 10.2 | 1 | 365 | 11.58 | 0.98131 | 12 | 0.56133
57617 | 5.76 | 1 | 365 | 6.5393 | 0.75415 | 7 | 0.29346
56833 | 3.3 | 1 | 365 | 3.7465 | 0.31748 | 4 | 0.063959
56368 | 11.025 | 1 | 365 | 12.5166 | 0.81068 | 13 | 0.32732
56366 | 4.55 | 1 | 365 | 5.1656 | 0.60441 | 5 | 0.77
56797 | 11.66 | 1 | 365 | 13.2376 | 0.98844 | 14 | 0.22599
56361 | 5.13 | 1 | 365 | 5.8241 | 0.59354 | 6 | 0.41761
56367 | 4.485 | 1 | 365 | 5.0918 | 0.38149 | 5 | 0.47329
56705 | 9.45 | 1 | 365 | 10.7285 | 0.40915 | 11 | 0.1377
56357 | 4.96 | 1 | 365 | 5.6311 | 0.010518 | 5 | 0.64159
56355 | 8 | 1 | 365 | 9.0824 | 0.43632 | 9 | 0.51869
57669 | 4.68 | 1 | 365 | 5.3132 | 0.050247 | 5 | 0.36343
56296 | 6.867 | 1 | 365 | 7.7961 | 0.55065 | 8 | 0.34673
56292 | 8.12 | 1 | 365 | 9.2186 | 0.84786 | 10 | 0.066468
56362 | 6.3 | 1 | 365 | 7.1524 | 0.6061 | 7 | 0.75847
56224 | 4.83 | 1 | 365 | 5.4835 | 0.56468 | 6 | 0.048158
54836 | 12.19 | 1 | 365 | 13.8393 | 0.80609 | 14 | 0.64535
56220 | 5.4 | 1 | 365 | 6.1306 | 0.51952 | 6 | 0.65011
56095 | 8.265 | 1 | 365 | 9.3832 | 0.34515 | 9 | 0.72837
55450 | 2.85 | 1 | 365 | 3.2356 | 0.77419 | 4 | 0.0097826
46862 | 6.615 | 1 | 365 | 7.51 | 0.68641 | 8 | 0.19639
56055 | 9.8 | 1 | 365 | 11.1259 | 0.60949 | 11 | 0.73539
57615 | 7.56 | 1 | 365 | 8.5828 | 0.92732 | 9 | 0.51016
56034 | 6.3 | 1 | 365 | 7.1524 | 0.6061 | 7 | 0.75847
56033 | 6.2 | 1 | 365 | 7.0388 | 0.26315 | 7 | 0.30198
55449 | 6.44 | 1 | 365 | 7.3113 | 0.086238 | 7 | 0.39754
56029 | 11.34 | 1 | 365 | 12.8743 | 0.89098 | 13 | 0.76524
57827 | 11.97 | 1 | 365 | 13.5895 | 0.051594 | 13 | 0.64109
56031 | 5.67 | 1 | 365 | 6.4371 | 0.44549 | 6 | 0.88262
56022 | 14.72 | 1 | 365 | 16.7116 | 0.48283 | 17 | 0.19439
56025 | 5.13 | 1 | 365 | 5.8241 | 0.59354 | 6 | 0.41761
56056 | 6.27 | 1 | 365 | 7.1183 | 0.50322 | 7 | 0.62152
55987 | 7.56 | 1 | 365 | 8.5828 | 0.92732 | 9 | 0.51016
55452 | 5.559 | 1 | 365 | 6.3111 | 0.064813 | 6 | 0.37592
55939 | 8.56 | 1 | 365 | 9.7181 | 0.35686 | 10 | 0.074996
56212 | 7.28 | 1 | 365 | 8.265 | 0.96705 | 9 | 0.23201
55937 | 4.65 | 1 | 365 | 5.2791 | 0.94736 | 6 | 0.22649
55933 | 11.97 | 1 | 365 | 13.5895 | 0.051594 | 13 | 0.64109
56009 | 5.7 | 1 | 365 | 6.4712 | 0.54838 | 7 | 0.019565
55932 | 9 | 1 | 365 | 10.2177 | 0.86586 | 11 | 0.083524
56023 | 4.251 | 1 | 365 | 4.8261 | 0.57897 | 5 | 0.40512
55837 | 14.88 | 1 | 365 | 16.8932 | 0.031555 | 16 | 0.92476
55927 | 8.82 | 1 | 365 | 10.0133 | 0.24854 | 10 | 0.26185
47310 | 9.9 | 1 | 365 | 11.2394 | 0.95245 | 12 | 0.19188
56054 | 3.445 | 1 | 365 | 3.9111 | 0.81477 | 4 | 0.72586
55829 | 3.64 | 1 | 365 | 4.1325 | 0.48353 | 4 | 0.616
55935 | 5.13 | 1 | 365 | 5.8241 | 0.59354 | 6 | 0.41761
55833 | 4.2 | 1 | 365 | 4.7682 | 0.40407 | 5 | 0.17231
55808 | 5.2 | 1 | 365 | 5.9035 | 0.83361 | 6 | 0.73715
55806 | 18.9 | 1 | 365 | 21.4571 | 0.81831 | 22 | 0.2754
55803 | 6.4 | 1 | 365 | 7.2659 | 0.94906 | 8 | 0.21495
55763 | 9.9 | 1 | 365 | 11.2394 | 0.95245 | 12 | 0.19188
57789 | 5.2 | 1 | 365 | 5.9035 | 0.83361 | 6 | 0.73715
48027 | 8.32 | 1 | 365 | 9.4457 | 0.53377 | 9 | 0.97944
54882 | 5.72 | 1 | 365 | 6.4939 | 0.61697 | 7 | 0.11086
39661 | 13.26 | 1 | 365 | 15.054 | 0.4757 | 15 | 0.52973
40160 | 4.94 | 1 | 365 | 5.6084 | 0.94193 | 6 | 0.55029
43485 | 8.415 | 1 | 365 | 9.5535 | 0.85958 | 10 | 0.41309
50479 | 13 | 1 | 365 | 14.7588 | 0.58402 | 15 | 0.34287
38656 | 4.845 | 1 | 365 | 5.5005 | 0.61612 | 6 | 0.11663
47517 | 11.985 | 1 | 365 | 13.6065 | 0.10304 | 13 | 0.70956
47807 | 13 | 1 | 365 | 14.7588 | 0.58402 | 15 | 0.34287
39554 | 7.02 | 1 | 365 | 7.9698 | 0.075371 | 8 | 0.045149
40992 | 10.4 | 1 | 365 | 11.8071 | 0.66722 | 12 | 0.47429
50447 | 10.2 | 1 | 365 | 11.58 | 0.98131 | 12 | 0.56133
48159 | 6.48 | 1 | 365 | 7.3567 | 0.22342 | 7 | 0.58014
40119 | 9.1 | 1 | 365 | 10.3312 | 0.20881 | 10 | 0.54001
47366 | 5.98 | 1 | 365 | 6.7891 | 0.50865 | 7 | 0.29772
38061 | 3.315 | 1 | 365 | 3.7635 | 0.36893 | 4 | 0.13243
46613 | 6.76 | 1 | 365 | 7.6746 | 0.18369 | 7 | 0.85829
38643 | 13.78 | 1 | 365 | 15.6444 | 0.25906 | 15 | 0.90344
50295 | 5.72 | 1 | 365 | 6.4939 | 0.61697 | 7 | 0.11086
39316 | 7.02 | 1 | 365 | 7.9698 | 0.075371 | 8 | 0.045149
45729 | 3.975 | 1 | 365 | 4.5128 | 0.63242 | 5 | 0.14522
38227 | 7.28 | 1 | 365 | 8.265 | 0.96705 | 9 | 0.23201
45162 | 5.46 | 1 | 365 | 6.1987 | 0.72529 | 6 | 0.924
47571 | 3.9 | 1 | 365 | 4.4277 | 0.37521 | 4 | 0.80286
47498 | 9.18 | 1 | 365 | 10.422 | 0.48318 | 10 | 0.90519
55074 | 7.8 | 1 | 365 | 8.8553 | 0.75041 | 9 | 0.60572
56511 | 5.72 | 1 | 365 | 6.4939 | 0.61697 | 7 | 0.11086
32436 | 10.92 | 1 | 365 | 12.3974 | 0.45058 | 12 | 0.84801
49083 | 5.2 | 1 | 365 | 5.9035 | 0.83361 | 6 | 0.73715
56344 | 7.54 | 1 | 365 | 8.5601 | 0.85873 | 9 | 0.41886
50817 | 7.02 | 1 | 365 | 7.9698 | 0.075371 | 8 | 0.045149
49013 | 14.82 | 1 | 365 | 16.8251 | 0.82578 | 17 | 0.65087
56518 | 7.8 | 1 | 365 | 8.8553 | 0.75041 | 9 | 0.60572
26982 | 17.68 | 1 | 365 | 20.072 | 0.63427 | 20 | 0.7063
47607 | 9.45 | 1 | 365 | 10.7285 | 0.40915 | 11 | 0.1377
54840 | 9.36 | 1 | 365 | 10.6264 | 0.10049 | 10 | 0.72686
52061 | 8.58 | 1 | 365 | 9.7408 | 0.42545 | 10 | 0.16629
56521 | 10.14 | 1 | 365 | 11.5119 | 0.77554 | 12 | 0.28744
55247 | 5.2 | 1 | 365 | 5.9035 | 0.83361 | 6 | 0.73715
56528 | 8.32 | 1 | 365 | 9.4457 | 0.53377 | 9 | 0.97944
49902 | 4.725 | 1 | 365 | 5.3643 | 0.20458 | 5 | 0.56885
53077 | 8.06 | 1 | 365 | 9.1505 | 0.64209 | 9 | 0.79258
47317 | 5.67 | 1 | 365 | 6.4371 | 0.44549 | 6 | 0.88262
41566 | 12.6 | 1 | 365 | 14.3047 | 0.2122 | 14 | 0.51693
49180 | 14.88 | 1 | 365 | 16.8932 | 0.031555 | 16 | 0.92476
45599 | 15 | 1 | 365 | 17.0294 | 0.4431 | 17 | 0.47254
55144 | 4.94 | 1 | 365 | 5.6084 | 0.94193 | 6 | 0.55029
45636 | 7.8 | 1 | 365 | 8.8553 | 0.75041 | 9 | 0.60572
49716 | 12.75 | 1 | 365 | 14.475 | 0.72663 | 15 | 0.20166
46858 | 11.97 | 1 | 365 | 13.5895 | 0.051594 | 13 | 0.64109
45555 | 6.84 | 1 | 365 | 7.7654 | 0.45805 | 8 | 0.22348
50681 | 4.725 | 1 | 365 | 5.3643 | 0.20458 | 5 | 0.56885
45220 | 4.905 | 1 | 365 | 5.5686 | 0.82189 | 6 | 0.39052
55031 | 4.94 | 1 | 365 | 5.6084 | 0.94193 | 6 | 0.55029
45573 | 7 | 1 | 365 | 7.9471 | 0.00678 | 7 | 0.95385
47676 | 9.9 | 1 | 365 | 11.2394 | 0.95245 | 12 | 0.19188
48831 | 7.98 | 1 | 365 | 9.0597 | 0.36773 | 9 | 0.42739
48868 | 7.68 | 1 | 365 | 8.7191 | 0.33887 | 9 | 0.05794
47432 | 17.01 | 1 | 365 | 19.3114 | 0.33648 | 19 | 0.64786
50163 | 12.4 | 1 | 365 | 14.0777 | 0.5263 | 14 | 0.60397
46383 | 6.555 | 1 | 365 | 7.4419 | 0.48063 | 7 | 0.9225
44384 | 15.75 | 1 | 365 | 17.8809 | 0.015255 | 17 | 0.89617
44385 | 10.08 | 1 | 365 | 11.4438 | 0.56976 | 12 | 0.013547
41529 | 8.19 | 1 | 365 | 9.2981 | 0.087933 | 9 | 0.38601
45568 | 5.25 | 1 | 365 | 5.9603 | 0.005085 | 5 | 0.96539
45556 | 7.98 | 1 | 365 | 9.0597 | 0.36773 | 9 | 0.42739
48536 | 9 | 1 | 365 | 10.2177 | 0.86586 | 11 | 0.083524
55130 | 8.4 | 1 | 365 | 9.5365 | 0.80814 | 10 | 0.34462
45210 | 9.45 | 1 | 365 | 10.7285 | 0.40915 | 11 | 0.1377
43471 | 12.6 | 1 | 365 | 14.3047 | 0.2122 | 14 | 0.51693
47615 | 8.28 | 1 | 365 | 9.4003 | 0.39659 | 9 | 0.79684
46852 | 7.2 | 1 | 365 | 8.1741 | 0.69269 | 8 | 0.86682
45216 | 5.67 | 1 | 365 | 6.4371 | 0.44549 | 6 | 0.88262
45569 | 7.848 | 1 | 365 | 8.9098 | 0.91503 | 9 | 0.82483
51300 | 7.015 | 1 | 365 | 7.9641 | 0.058223 | 8 | 0.022325
49153 | 11.97 | 1 | 365 | 13.5895 | 0.051594 | 13 | 0.64109
47404 | 10.56 | 1 | 365 | 11.9887 | 0.21594 | 12 | 0.20467
49723 | 5.67 | 1 | 365 | 6.4371 | 0.44549 | 6 | 0.88262
46390 | 9.3 | 1 | 365 | 10.5583 | 0.89472 | 11 | 0.45297
49505 | 7.521 | 1 | 365 | 8.5386 | 0.79357 | 9 | 0.33213
46874 | 4.93 | 1 | 365 | 5.597 | 0.90763 | 6 | 0.50464
23338 | 9.1 | 1 | 365 | 10.3312 | 0.20881 | 10 | 0.54001
48864 | 11.6 | 1 | 365 | 13.1694 | 0.78266 | 13 | 0.9521
44416 | 5.13 | 1 | 365 | 5.8241 | 0.59354 | 6 | 0.41761
49530 | 5.4 | 1 | 365 | 6.1306 | 0.51952 | 6 | 0.65011
49331 | 11.7 | 1 | 365 | 13.283 | 0.12562 | 13 | 0.40858
47407 | 11.772 | 1 | 365 | 13.3647 | 0.37254 | 13 | 0.73725
48249 | 11.5 | 1 | 365 | 13.0559 | 0.43971 | 13 | 0.49561
40257 | 4.68 | 1 | 365 | 5.3132 | 0.050247 | 5 | 0.36343
54987 | 3.38 | 1 | 365 | 3.8373 | 0.59185 | 4 | 0.42915
39835 | 3.12 | 1 | 365 | 3.5421 | 0.70016 | 4 | 0.24229
53123 | 6.5 | 1 | 365 | 7.3794 | 0.29201 | 7 | 0.67143
44919 | 5.125 | 1 | 365 | 5.8184 | 0.57639 | 6 | 0.39478
39211 | 3.12 | 1 | 365 | 3.5421 | 0.70016 | 4 | 0.24229
54912 | 12.22 | 1 | 365 | 13.8733 | 0.90898 | 14 | 0.7823
53531 | 4.68 | 1 | 365 | 5.3132 | 0.050247 | 5 | 0.36343
50242 | 7.54 | 1 | 365 | 8.5601 | 0.85873 | 9 | 0.41886
49028 | 10.464 | 1 | 365 | 11.8797 | 0.88671 | 12 | 0.76644
49907 | 10.71 | 1 | 365 | 12.159 | 0.73037 | 12 | 0.88939
54376 | 2.55 | 1 | 365 | 2.895 | 0.74533 | 3 | 0.64033
49500 | 13.5 | 1 | 365 | 15.3265 | 0.29879 | 15 | 0.62529
54241 | 3.64 | 1 | 365 | 4.1325 | 0.48353 | 4 | 0.616
34377 | 6.5 | 1 | 365 | 7.3794 | 0.29201 | 7 | 0.67143
49184 | 12.21 | 1 | 365 | 13.862 | 0.87468 | 14 | 0.73665
54284 | 4.08 | 1 | 365 | 4.632 | 0.99252 | 5 | 0.62453
50154 | 15 | 1 | 365 | 17.0294 | 0.4431 | 17 | 0.47254
54316 | 3.75 | 1 | 365 | 4.2574 | 0.86078 | 5 | 0.11813
54474 | 7.3 | 1 | 365 | 8.2877 | 0.035642 | 8 | 0.3233
54289 | 10.4 | 1 | 365 | 11.8071 | 0.66722 | 12 | 0.47429
54568 | 5.67 | 1 | 365 | 6.4371 | 0.44549 | 6 | 0.88262
47417 | 8.82 | 1 | 365 | 10.0133 | 0.24854 | 10 | 0.26185
54667 | 12.753 | 1 | 365 | 14.4784 | 0.73692 | 15 | 0.21535
51262 | 5.1 | 1 | 365 | 5.79 | 0.49065 | 6 | 0.28066
49287 | 7.28 | 1 | 365 | 8.265 | 0.96705 | 9 | 0.23201
42721 | 3.025 | 1 | 365 | 3.4343 | 0.37436 | 3 | 0.80863
56239 | 9.62 | 1 | 365 | 10.9215 | 0.99217 | 11 | 0.91372
42745 | 12.1 | 1 | 365 | 13.7371 | 0.49743 | 14 | 0.23452
45536 | 8.97 | 1 | 365 | 10.1836 | 0.76297 | 10 | 0.94658
49040 | 6.615 | 1 | 365 | 7.51 | 0.68641 | 8 | 0.19639
55770 | 4.42 | 1 | 365 | 5.018 | 0.15857 | 5 | 0.17658
44417 | 8.75 | 1 | 365 | 9.9338 | 0.008475 | 9 | 0.94231
50861 | 5.4 | 1 | 365 | 6.1306 | 0.51952 | 6 | 0.65011
44300 | 13.734 | 1 | 365 | 15.5922 | 0.1013 | 15 | 0.69346
55548 | 4.2 | 1 | 365 | 4.7682 | 0.40407 | 5 | 0.17231
55756 | 4.16 | 1 | 365 | 4.7228 | 0.26689 | 4 | 0.98972
50236 | 9.9 | 1 | 365 | 11.2394 | 0.95245 | 12 | 0.19188
55421 | 8.58 | 1 | 365 | 9.7408 | 0.42545 | 10 | 0.16629
48282 | 9 | 1 | 365 | 10.2177 | 0.86586 | 11 | 0.083524
53774 | 3.12 | 1 | 365 | 3.5421 | 0.70016 | 4 | 0.24229
55600 | 4.08 | 1 | 365 | 4.632 | 0.99252 | 5 | 0.62453
50002 | 7.59 | 1 | 365 | 8.6169 | 0.030209 | 8 | 0.64711
55523 | 4.16 | 1 | 365 | 4.7228 | 0.26689 | 4 | 0.98972
44748 | 9.9 | 1 | 365 | 11.2394 | 0.95245 | 12 | 0.19188
55603 | 5.865 | 1 | 365 | 6.6585 | 0.11425 | 6 | 0.77276
55578 | 5.98 | 1 | 365 | 6.7891 | 0.50865 | 7 | 0.29772
57962 | 5.1 | 1 | 365 | 5.79 | 0.49065 | 6 | 0.28066
55418 | 9.975 | 1 | 365 | 11.3246 | 0.20966 | 11 | 0.53424
44398 | 9.81 | 1 | 365 | 11.1373 | 0.64379 | 11 | 0.78104
49173 | 7.28 | 1 | 365 | 8.265 | 0.96705 | 9 | 0.23201
46845 | 6 | 1 | 365 | 6.8118 | 0.57724 | 7 | 0.38902
49474 | 3.08 | 1 | 365 | 3.4967 | 0.56298 | 4 | 0.059695
43940 | 5.4 | 1 | 365 | 6.1306 | 0.51952 | 6 | 0.65011
49910 | 3.5 | 1 | 365 | 3.9735 | 0.00339 | 3 | 0.97693
44428 | 6.75 | 1 | 365 | 7.6632 | 0.1494 | 7 | 0.81264
57748 | 7.848 | 1 | 365 | 8.9098 | 0.91503 | 9 | 0.82483
27525 | 7.02 | 1 | 365 | 7.9698 | 0.075371 | 8 | 0.045149
27557 | 0.765 | 1 | 365 | 0.8685 | 0.6236 | 1 | 0.4921
46406 | 4.251 | 1 | 365 | 4.8261 | 0.57897 | 5 | 0.40512
47641 | 8.505 | 1 | 365 | 9.6557 | 0.16824 | 9 | 0.82393
31522 | 5.98 | 1 | 365 | 6.7891 | 0.50865 | 7 | 0.29772
33738 | 2932.65 | 0.8 | 365 | 2663.5407 | 0.11238 | 2663 | 0.65304
32963 | 154.44 | 0.9 | 365 | 157.8016 | 0.69234 | 158 | 0.49394
13647 | 600.075 | 1 | 365 | 681.2627 | 0.98122 | 682 | 0.24396
49056 | 4.5 | 1 | 365 | 5.1088 | 0.43293 | 5 | 0.54176
55662 | 9.975 | 1 | 365 | 11.3246 | 0.20966 | 11 | 0.53424
55028 | 5.2 | 1 | 365 | 5.9035 | 0.83361 | 6 | 0.73715
54209 | 8.06 | 1 | 365 | 9.1505 | 0.64209 | 9 | 0.79258
48482 | 10.395 | 1 | 365 | 11.8014 | 0.65007 | 12 | 0.45147
54199 | 8.06 | 1 | 365 | 9.1505 | 0.64209 | 9 | 0.79258
50223 | 14.3 | 1 | 365 | 16.2347 | 0.042422 | 16 | 0.27715
45222 | 11.4 | 1 | 365 | 12.9424 | 0.096756 | 13 | 0.03913
50588 | 4.16 | 1 | 365 | 4.7228 | 0.26689 | 4 | 0.98972
55758 | 11.44 | 1 | 365 | 12.9878 | 0.23394 | 13 | 0.22172
54432 | 5.1 | 1 | 365 | 5.79 | 0.49065 | 6 | 0.28066
55821 | 9 | 1 | 365 | 10.2177 | 0.86586 | 11 | 0.083524
31377 | 947.05 | 1 | 365 | 1075.1821 | 0.94586 | 1076 | 0.12793
55853 | 6.24 | 1 | 365 | 7.0842 | 0.40033 | 7 | 0.48458
56295 | 3.12 | 1 | 365 | 3.5421 | 0.70016 | 4 | 0.24229
55985 | 25.16 | 0.9 | 365 | 25.7076 | 0.6585 | 26 | 0.36615
56216 | 11.925 | 1 | 365 | 13.5384 | 0.89726 | 14 | 0.43567
55812 | 10.4 | 1 | 365 | 11.8071 | 0.66722 | 12 | 0.47429
55731 | 7.15 | 1 | 365 | 8.1174 | 0.52121 | 8 | 0.63858
56838 | 9.61 | 1 | 365 | 10.9102 | 0.95788 | 11 | 0.86807
55123 | 6.48 | 1 | 365 | 7.3567 | 0.22342 | 7 | 0.58014
51851 | 4.42 | 1 | 365 | 5.018 | 0.15857 | 5 | 0.17658
57616 | 8.829 | 1 | 365 | 10.0235 | 0.27941 | 10 | 0.30294
55356 | 4.42 | 1 | 365 | 5.018 | 0.15857 | 5 | 0.17658
41958 | 12.22 | 1 | 365 | 13.8733 | 0.90898 | 14 | 0.7823
57389 | 9.38 | 1 | 365 | 10.6491 | 0.16909 | 10 | 0.81816
40158 | 5.98 | 1 | 365 | 6.7891 | 0.50865 | 7 | 0.29772
48274 | 3.24 | 1 | 365 | 3.6784 | 0.11171 | 3 | 0.79007
50481 | 8.415 | 1 | 365 | 9.5535 | 0.85958 | 10 | 0.41309
50416 | 2.55 | 1 | 365 | 2.895 | 0.74533 | 3 | 0.64033
39987 | 3.18 | 1 | 365 | 3.6102 | 0.90594 | 4 | 0.51618
50352 | 6.885 | 1 | 365 | 7.8165 | 0.61238 | 8 | 0.4289
40621 | 5.98 | 1 | 365 | 6.7891 | 0.50865 | 7 | 0.29772
45669 | 3.825 | 1 | 365 | 4.3425 | 0.11799 | 4 | 0.4605
40122 | 7.905 | 1 | 365 | 8.9745 | 0.11051 | 9 | 0.085029
37849 | 4.68 | 1 | 365 | 5.3132 | 0.050247 | 5 | 0.36343
50613 | 7.395 | 1 | 365 | 8.3955 | 0.36145 | 8 | 0.75696
50358 | 7.14 | 1 | 365 | 8.106 | 0.48692 | 8 | 0.59293
48052 | 6.095 | 1 | 365 | 6.9196 | 0.90305 | 7 | 0.82268
41896 | 15.08 | 1 | 365 | 17.1203 | 0.71746 | 17 | 0.83773
40168 | 10.92 | 1 | 365 | 12.3974 | 0.45058 | 12 | 0.84801
38033 | 12.74 | 1 | 365 | 14.4637 | 0.69234 | 15 | 0.15601
50294 | 10.4 | 1 | 365 | 11.8071 | 0.66722 | 12 | 0.47429
42193 | 4.08 | 1 | 365 | 4.632 | 0.99252 | 5 | 0.62453
40656 | 5.2 | 1 | 365 | 5.9035 | 0.83361 | 6 | 0.73715
50576 | 8.415 | 1 | 365 | 9.5535 | 0.85958 | 10 | 0.41309
40522 | 15.08 | 1 | 365 | 17.1203 | 0.71746 | 17 | 0.83773
39588 | 3.12 | 1 | 365 | 3.5421 | 0.70016 | 4 | 0.24229
50585 | 3.06 | 1 | 365 | 3.474 | 0.49439 | 3 | 0.9684
37739 | 2.34 | 1 | 365 | 2.6566 | 0.025124 | 2 | 0.68172
50579 | 6.76 | 1 | 365 | 7.6746 | 0.18369 | 7 | 0.85829
39997 | 5.3 | 1 | 365 | 6.0171 | 0.17656 | 6 | 0.19363
50370 | 5.355 | 1 | 365 | 6.0795 | 0.36519 | 6 | 0.4447
42327 | 11.475 | 1 | 365 | 13.0275 | 0.35397 | 13 | 0.38149
45366 | 7.65 | 1 | 365 | 8.685 | 0.23598 | 8 | 0.921
45789 | 6.885 | 1 | 365 | 7.8165 | 0.61238 | 8 | 0.4289
40559 | 3.64 | 1 | 365 | 4.1325 | 0.48353 | 4 | 0.616
41222 | 4.77 | 1 | 365 | 5.4154 | 0.35891 | 5 | 0.77427
47987 | 11.34 | 1 | 365 | 12.8743 | 0.89098 | 13 | 0.76524
42334 | 4.16 | 1 | 365 | 4.7228 | 0.26689 | 4 | 0.98972
45147 | 9.36 | 1 | 365 | 10.6264 | 0.10049 | 10 | 0.72686
47514 | 7.83 | 1 | 365 | 8.8894 | 0.8533 | 9 | 0.74267
42444 | 18.46 | 1 | 365 | 20.9576 | 0.30931 | 21 | 0.26687
45679 | 9.805 | 1 | 365 | 11.1316 | 0.62664 | 11 | 0.75822
39575 | 7.28 | 1 | 365 | 8.265 | 0.96705 | 9 | 0.23201
48584 | 6.885 | 1 | 365 | 7.8165 | 0.61238 | 8 | 0.4289
50646 | 13.515 | 1 | 365 | 15.3435 | 0.35023 | 15 | 0.69376
41305 | 15.34 | 1 | 365 | 17.4154 | 0.60914 | 18 | 0.024584
38053 | 6.5 | 1 | 365 | 7.3794 | 0.29201 | 7 | 0.67143
55398 | 7.14 | 1 | 365 | 8.106 | 0.48692 | 8 | 0.59293
55378 | 7.02 | 1 | 365 | 7.9698 | 0.075371 | 8 | 0.045149
55147 | 8.84 | 1 | 365 | 10.036 | 0.31713 | 10 | 0.35315
55077 | 8.58 | 1 | 365 | 9.7408 | 0.42545 | 10 | 0.16629
52829 | 2.6 | 1 | 365 | 2.9518 | 0.9168 | 3 | 0.86857
55073 | 4.42 | 1 | 365 | 5.018 | 0.15857 | 5 | 0.17658
24102 | 6.24 | 1 | 365 | 7.0842 | 0.40033 | 7 | 0.48458
54996 | 8.84 | 1 | 365 | 10.036 | 0.31713 | 10 | 0.35315
55641 | 9.88 | 1 | 365 | 11.2167 | 0.88386 | 12 | 0.10058
55158 | 3.12 | 1 | 365 | 3.5421 | 0.70016 | 4 | 0.24229
52354 | 8.58 | 1 | 365 | 9.7408 | 0.42545 | 10 | 0.16629
55049 | 8.745 | 1 | 365 | 9.9282 | 0.99133 | 10 | 0.91949
56346 | 5.46 | 1 | 365 | 6.1987 | 0.72529 | 6 | 0.924
58081 | 11.2 | 1 | 365 | 12.7153 | 0.41085 | 13 | 0.12616
56574 | 5.98 | 1 | 365 | 6.7891 | 0.50865 | 7 | 0.29772
58077 | 5.985 | 1 | 365 | 6.7947 | 0.5258 | 7 | 0.32054
58075 | 9.81 | 1 | 365 | 11.1373 | 0.64379 | 11 | 0.78104
58079 | 9.01 | 1 | 365 | 10.229 | 0.90016 | 11 | 0.12917
56600 | 10.92 | 1 | 365 | 12.3974 | 0.45058 | 12 | 0.84801
57996 | 5.225 | 1 | 365 | 5.9319 | 0.91935 | 6 | 0.85127
52944 | 5.2 | 1 | 365 | 5.9035 | 0.83361 | 6 | 0.73715
58020 | 6.25 | 1 | 365 | 7.0956 | 0.43462 | 7 | 0.53022
56603 | 9.36 | 1 | 365 | 10.6264 | 0.10049 | 10 | 0.72686
57989 | 5.32 | 1 | 365 | 6.0398 | 0.24515 | 6 | 0.28493
53190 | 7.8 | 1 | 365 | 8.8553 | 0.75041 | 9 | 0.60572
49734 | 5.232 | 1 | 365 | 5.9399 | 0.94335 | 6 | 0.88322
57965 | 5.8 | 1 | 365 | 6.5847 | 0.89133 | 7 | 0.47605
54231 | 6.76 | 1 | 365 | 7.6746 | 0.18369 | 7 | 0.85829
58084 | 9.81 | 1 | 365 | 11.1373 | 0.64379 | 11 | 0.78104
51253 | 3.78 | 1 | 365 | 4.2914 | 0.96366 | 5 | 0.25508
56356 | 7.56 | 1 | 365 | 8.5828 | 0.92732 | 9 | 0.51016
56354 | 5 | 1 | 365 | 5.6765 | 0.1477 | 5 | 0.82418
21880 | 4.68 | 1 | 365 | 5.3132 | 0.050247 | 5 | 0.36343
57963 | 7.56 | 1 | 365 | 8.5828 | 0.92732 | 9 | 0.51016
44770 | 8.829 | 1 | 365 | 10.0235 | 0.27941 | 10 | 0.30294
56605 | 8.06 | 1 | 365 | 9.1505 | 0.64209 | 9 | 0.79258
44363 | 3.5 | 1 | 365 | 3.9735 | 0.00339 | 3 | 0.97693
56606 | 4.16 | 1 | 365 | 4.7228 | 0.26689 | 4 | 0.98972
57704 | 26.505 | 0.9 | 365 | 27.0819 | 0.80996 | 27 | 0.89188
58009 | 24.96 | 1 | 365 | 28.337 | 0.60132 | 28 | 0.93831
46310 | 8.96 | 1 | 365 | 10.1723 | 0.72868 | 10 | 0.90093
50013 | 3.78 | 1 | 365 | 4.2914 | 0.96366 | 5 | 0.25508
51284 | 4.94 | 1 | 365 | 5.6084 | 0.94193 | 6 | 0.55029
50687 | 14.5 | 1 | 365 | 16.4618 | 0.72833 | 17 | 0.19012
53466 | 3.9 | 1 | 365 | 4.4277 | 0.37521 | 4 | 0.80286
52780 | 5.2 | 1 | 365 | 5.9035 | 0.83361 | 6 | 0.73715
55855 | 7.42 | 1 | 365 | 8.4239 | 0.44719 | 8 | 0.87108
55856 | 13.26 | 1 | 365 | 15.054 | 0.4757 | 15 | 0.52973
56019 | 31.5 | 0.9 | 365 | 32.1856 | 0.22746 | 32 | 0.4131
33997 | 238.4 | 0.9 | 365 | 243.5891 | 0.8421 | 244 | 0.43121
35295 | 50.22 | 0.9 | 365 | 51.3131 | 0.0083489 | 51 | 0.32146
33189 | 143.226 | 0.9 | 365 | 146.3435 | 0.079366 | 146 | 0.42288
55858 | 4.335 | 1 | 365 | 4.9215 | 0.86706 | 5 | 0.78856
37968 | 6.21 | 1 | 365 | 7.0502 | 0.29744 | 7 | 0.34763
54724 | 6.89 | 1 | 365 | 7.8222 | 0.62953 | 8 | 0.45172
54725 | 3.975 | 1 | 365 | 4.5128 | 0.63242 | 5 | 0.14522
54726 | 3.975 | 1 | 365 | 4.5128 | 0.63242 | 5 | 0.14522
54995 | 10.6 | 1 | 365 | 12.0341 | 0.35312 | 12 | 0.38726
35343 | 105.8 | 0.9 | 365 | 108.1029 | 0.5608 | 108 | 0.66368
55871 | 9.99 | 1 | 365 | 11.3416 | 0.2611 | 11 | 0.60271
56004 | 10.965 | 1 | 365 | 12.4485 | 0.60491 | 13 | 0.053427
56082 | 2.65 | 1 | 365 | 3.0085 | 0.088281 | 3 | 0.096815
56101 | 6.76 | 1 | 365 | 7.6746 | 0.18369 | 7 | 0.85829
56109 | 9.36 | 1 | 365 | 10.6264 | 0.10049 | 10 | 0.72686
56119 | 11.18 | 1 | 365 | 12.6926 | 0.34226 | 13 | 0.034866
56117 | 3.57 | 1 | 365 | 4.053 | 0.24346 | 4 | 0.29646
56121 | 10.8 | 1 | 365 | 12.2612 | 0.039032 | 12 | 0.30023
56123 | 3.12 | 1 | 365 | 3.5421 | 0.70016 | 4 | 0.24229
56133 | 8.16 | 1 | 365 | 9.264 | 0.98505 | 10 | 0.24906
56146 | 5.865 | 1 | 365 | 6.6585 | 0.11425 | 6 | 0.77276
56148 | 7.905 | 1 | 365 | 8.9745 | 0.11051 | 9 | 0.085029
56149 | 11.7 | 1 | 365 | 13.283 | 0.12562 | 13 | 0.40858
56150 | 7.14 | 1 | 365 | 8.106 | 0.48692 | 8 | 0.59293
56153 | 3.315 | 1 | 365 | 3.7635 | 0.36893 | 4 | 0.13243
56156 | 8.67 | 1 | 365 | 9.843 | 0.73411 | 10 | 0.57713
56151 | 3.51 | 1 | 365 | 3.9849 | 0.037685 | 4 | 0.022574
56164 | 13.515 | 1 | 365 | 15.3435 | 0.35023 | 15 | 0.69376
55859 | 4.94 | 1 | 365 | 5.6084 | 0.94193 | 6 | 0.55029
56173 | 3.9 | 1 | 365 | 4.4277 | 0.37521 | 4 | 0.80286
55655 | 12.48 | 1 | 365 | 14.1685 | 0.80066 | 14 | 0.96915
56175 | 7.02 | 1 | 365 | 7.9698 | 0.075371 | 8 | 0.045149
56182 | 6.5 | 1 | 365 | 7.3794 | 0.29201 | 7 | 0.67143
56183 | 7.02 | 1 | 365 | 7.9698 | 0.075371 | 8 | 0.045149
56184 | 5.865 | 1 | 365 | 6.6585 | 0.11425 | 6 | 0.77276
56186 | 5.1 | 1 | 365 | 5.79 | 0.49065 | 6 | 0.28066
56189 | 6.12 | 1 | 365 | 6.948 | 0.98878 | 7 | 0.9368
50208 | 7.14 | 1 | 365 | 8.106 | 0.48692 | 8 | 0.59293
56193 | 2.86 | 1 | 365 | 3.2469 | 0.80848 | 4 | 0.055431
56194 | 8.32 | 1 | 365 | 9.4457 | 0.53377 | 9 | 0.97944
56196 | 6.24 | 1 | 365 | 7.0842 | 0.40033 | 7 | 0.48458
56197 | 7.8 | 1 | 365 | 8.8553 | 0.75041 | 9 | 0.60572
56201 | 5.2 | 1 | 365 | 5.9035 | 0.83361 | 6 | 0.73715
56208 | 5.61 | 1 | 365 | 6.369 | 0.23972 | 6 | 0.60873
56207 | 4.59 | 1 | 365 | 5.211 | 0.74159 | 5 | 0.9526
56210 | 4.94 | 1 | 365 | 5.6084 | 0.94193 | 6 | 0.55029
56218 | 5.1 | 1 | 365 | 5.79 | 0.49065 | 6 | 0.28066
56236 | 5.46 | 1 | 365 | 6.1987 | 0.72529 | 6 | 0.924
56240 | 7.14 | 1 | 365 | 8.106 | 0.48692 | 8 | 0.59293
56264 | 4.59 | 1 | 365 | 5.211 | 0.74159 | 5 | 0.9526
56415 | 5.3 | 1 | 365 | 6.0171 | 0.17656 | 6 | 0.19363
35261 | 31.05 | 0.9 | 365 | 31.7258 | 0.8385 | 32 | 0.56434
56416 | 9.01 | 1 | 365 | 10.229 | 0.90016 | 11 | 0.12917
56417 | 4.16 | 1 | 365 | 4.7228 | 0.26689 | 4 | 0.98972
56419 | 11.475 | 1 | 365 | 13.0275 | 0.35397 | 13 | 0.38149
56420 | 7.8 | 1 | 365 | 8.8553 | 0.75041 | 9 | 0.60572
34698 | 35.84 | 1 | 365 | 40.689 | 0.91471 | 41 | 0.60372
56423 | 10.4 | 1 | 365 | 11.8071 | 0.66722 | 12 | 0.47429
37274 | 43.74 | 0.9 | 365 | 44.6921 | 0.0072716 | 44 | 0.69933
33741 | 44.472 | 0.9 | 365 | 45.44 | 0.26665 | 45 | 0.70665
56426 | 5.035 | 1 | 365 | 5.7162 | 0.26773 | 5 | 0.98395
57168 | 49.98 | 0.9 | 365 | 51.0679 | 0.26757 | 51 | 0.33545
56427 | 7.02 | 1 | 365 | 7.9698 | 0.075371 | 8 | 0.045149
56429 | 2.86 | 1 | 365 | 3.2469 | 0.80848 | 4 | 0.055431
34295 | 52.32 | 0.9 | 365 | 53.4588 | 0.49018 | 53 | 0.949
56466 | 3.38 | 1 | 365 | 3.8373 | 0.59185 | 4 | 0.42915
56437 | 2.6 | 1 | 365 | 2.9518 | 0.9168 | 3 | 0.86857
56467 | 5.035 | 1 | 365 | 5.7162 | 0.26773 | 5 | 0.98395
56469 | 3.9 | 1 | 365 | 4.4277 | 0.37521 | 4 | 0.80286
56440 | 4.24 | 1 | 365 | 4.8137 | 0.54125 | 5 | 0.3549
56468 | 10.71 | 1 | 365 | 12.159 | 0.73037 | 12 | 0.88939
56446 | 3.51 | 1 | 365 | 3.9849 | 0.037685 | 4 | 0.022574
56471 | 9.88 | 1 | 365 | 11.2167 | 0.88386 | 12 | 0.10058
56470 | 7.155 | 1 | 365 | 8.123 | 0.53836 | 8 | 0.6614
31314 | 62.985 | 0.9 | 365 | 64.356 | 0.40862 | 64 | 0.76458
56474 | 5.83 | 1 | 365 | 6.6188 | 0.99422 | 7 | 0.61299
56447 | 5.565 | 1 | 365 | 6.3179 | 0.08539 | 6 | 0.40331
56475 | 12.48 | 1 | 365 | 14.1685 | 0.80066 | 14 | 0.96915
56448 | 9.69 | 1 | 365 | 11.001 | 0.23224 | 11 | 0.23326
56476 | 4.94 | 1 | 365 | 5.6084 | 0.94193 | 6 | 0.55029
56449 | 5.98 | 1 | 365 | 6.7891 | 0.50865 | 7 | 0.29772
56477 | 9.435 | 1 | 365 | 10.7115 | 0.35771 | 11 | 0.069228
56451 | 13.26 | 1 | 365 | 15.054 | 0.4757 | 15 | 0.52973
56478 | 6.5 | 1 | 365 | 7.3794 | 0.29201 | 7 | 0.67143
56479 | 10.2 | 1 | 365 | 11.58 | 0.98131 | 12 | 0.56133
56480 | 6.89 | 1 | 365 | 7.8222 | 0.62953 | 8 | 0.45172
56482 | 7.54 | 1 | 365 | 8.5601 | 0.85873 | 9 | 0.41886
56453 | 7.395 | 1 | 365 | 8.3955 | 0.36145 | 8 | 0.75696
56481 | 6.12 | 1 | 365 | 6.948 | 0.98878 | 7 | 0.9368
56284 | 6.36 | 1 | 365 | 7.2205 | 0.81187 | 8 | 0.032357
56483 | 2.08 | 1 | 365 | 2.3614 | 0.13344 | 2 | 0.49486
56490 | 3.9 | 1 | 365 | 4.4277 | 0.37521 | 4 | 0.80286
56491 | 7.02 | 1 | 365 | 7.9698 | 0.075371 | 8 | 0.045149
56492 | 6.625 | 1 | 365 | 7.5213 | 0.7207 | 8 | 0.24204
56493 | 7.905 | 1 | 365 | 8.9745 | 0.11051 | 9 | 0.085029
35276 | 78.08 | 0.9 | 365 | 79.7795 | 0.00063488 | 79 | 0.78016
34857 | 78.08 | 0.9 | 365 | 79.7795 | 0.00063488 | 79 | 0.78016
34990 | 78.08 | 0.9 | 365 | 79.7795 | 0.00063488 | 79 | 0.78016
34977 | 78.08 | 0.9 | 365 | 79.7795 | 0.00063488 | 79 | 0.78016
56444 | 3.18 | 1 | 365 | 3.6102 | 0.90594 | 4 | 0.51618
56455 | 11.18 | 1 | 365 | 12.6926 | 0.34226 | 13 | 0.034866
56456 | 9.435 | 1 | 365 | 10.7115 | 0.35771 | 11 | 0.069228
56458 | 5.83 | 1 | 365 | 6.6188 | 0.99422 | 7 | 0.61299
56460 | 14.04 | 1 | 365 | 15.9396 | 0.15074 | 16 | 0.090297
56462 | 4.94 | 1 | 365 | 5.6084 | 0.94193 | 6 | 0.55029
56461 | 8.32 | 1 | 365 | 9.4457 | 0.53377 | 9 | 0.97944
51409 | 6.44 | 1 | 365 | 7.3113 | 0.086238 | 7 | 0.39754
56452 | 6.375 | 1 | 365 | 7.2375 | 0.86332 | 8 | 0.10083
56465 | 9.1 | 1 | 365 | 10.3312 | 0.20881 | 10 | 0.54001
38431 | 4.42 | 1 | 365 | 5.018 | 0.15857 | 5 | 0.17658
56464 | 2.55 | 1 | 365 | 2.895 | 0.74533 | 3 | 0.64033
47979 | 4.41 | 1 | 365 | 5.0067 | 0.12427 | 5 | 0.13093
56497 | 5.865 | 1 | 365 | 6.6585 | 0.11425 | 6 | 0.77276
45552 | 7.194 | 1 | 365 | 8.1673 | 0.67211 | 8 | 0.83943
56506 | 7.685 | 1 | 365 | 8.7247 | 0.35601 | 9 | 0.080765
47427 | 3.9 | 1 | 365 | 4.4277 | 0.37521 | 4 | 0.80286
56503 | 4.94 | 1 | 365 | 5.6084 | 0.94193 | 6 | 0.55029
51532 | 7.2 | 1 | 365 | 8.1741 | 0.69269 | 8 | 0.86682
48919 | 10.175 | 1 | 365 | 11.5516 | 0.89557 | 12 | 0.44721
56507 | 6.12 | 1 | 365 | 6.948 | 0.98878 | 7 | 0.9368
56510 | 4.335 | 1 | 365 | 4.9215 | 0.86706 | 5 | 0.78856
45175 | 6.24 | 1 | 365 | 7.0842 | 0.40033 | 7 | 0.48458
56512 | 4.68 | 1 | 365 | 5.3132 | 0.050247 | 5 | 0.36343
44052 | 5.886 | 1 | 365 | 6.6824 | 0.18627 | 6 | 0.86862
41466 | 7.14 | 1 | 365 | 8.106 | 0.48692 | 8 | 0.59293
51203 | 9.25 | 1 | 365 | 10.5015 | 0.72325 | 11 | 0.22473
56513 | 4.16 | 1 | 365 | 4.7228 | 0.26689 | 4 | 0.98972
37270 | 14.388 | 1 | 365 | 16.3346 | 0.34422 | 16 | 0.67886
56509 | 10.965 | 1 | 365 | 12.4485 | 0.60491 | 13 | 0.053427
43944 | 5.04 | 1 | 365 | 5.7219 | 0.28488 | 6 | 0.0067734
56514 | 14.79 | 1 | 365 | 16.791 | 0.7229 | 17 | 0.51392
56517 | 3.975 | 1 | 365 | 4.5128 | 0.63242 | 5 | 0.14522
56520 | 2.805 | 1 | 365 | 3.1845 | 0.61986 | 3 | 0.80436
56522 | 5.67 | 1 | 365 | 6.4371 | 0.44549 | 6 | 0.88262
56525 | 6.5 | 1 | 365 | 7.3794 | 0.29201 | 7 | 0.67143
56861 | 7.14 | 1 | 365 | 8.106 | 0.48692 | 8 | 0.59293
56524 | 13.005 | 1 | 365 | 14.7645 | 0.60117 | 15 | 0.36569
56865 | 2.12 | 1 | 365 | 2.4068 | 0.27062 | 2 | 0.67745
32942 | 1344.135 | 1 | 365 | 1525.9911 | 0.76475 | 1526 | 0.75584
57964 | 5.232 | 1 | 365 | 5.9399 | 0.94335 | 6 | 0.88322
56532 | 4.845 | 1 | 365 | 5.5005 | 0.61612 | 6 | 0.11663
56535 | 5.2 | 1 | 365 | 5.9035 | 0.83361 | 6 | 0.73715
56534 | 2.295 | 1 | 365 | 2.6055 | 0.87079 | 3 | 0.4763
56537 | 11.985 | 1 | 365 | 13.6065 | 0.10304 | 13 | 0.70956
56539 | 9.01 | 1 | 365 | 10.229 | 0.90016 | 11 | 0.12917
56543 | 5.1 | 1 | 365 | 5.79 | 0.49065 | 6 | 0.28066
34860 | 78.08 | 0.9 | 365 | 79.7795 | 0.00063488 | 79 | 0.78016
35189 | 78.08 | 0.9 | 365 | 79.7795 | 0.00063488 | 79 | 0.78016
34992 | 78.08 | 0.9 | 365 | 79.7795 | 0.00063488 | 79 | 0.78016
35020 | 78.08 | 0.9 | 365 | 79.7795 | 0.00063488 | 79 | 0.78016
34871 | 78.08 | 0.9 | 365 | 79.7795 | 0.00063488 | 79 | 0.78016
56546 | 16.32 | 1 | 365 | 18.528 | 0.97009 | 19 | 0.49812
56547 | 14.04 | 1 | 365 | 15.9396 | 0.15074 | 16 | 0.090297
34883 | 92.3 | 0.9 | 365 | 94.309 | 0.89189 | 95 | 0.20093
35297 | 94.72 | 0.9 | 365 | 96.7817 | 0.36143 | 97 | 0.14314
56552 | 5.83 | 1 | 365 | 6.6188 | 0.99422 | 7 | 0.61299
56553 | 5.3 | 1 | 365 | 6.0171 | 0.17656 | 6 | 0.19363
56863 | 7.42 | 1 | 365 | 8.4239 | 0.44719 | 8 | 0.87108
56549 | 11.73 | 1 | 365 | 13.317 | 0.2285 | 13 | 0.54553
56556 | 4.505 | 1 | 365 | 5.1145 | 0.45008 | 5 | 0.56459
56869 | 6.095 | 1 | 365 | 6.9196 | 0.90305 | 7 | 0.82268
56557 | 7.65 | 1 | 365 | 8.685 | 0.23598 | 8 | 0.921
56866 | 8.58 | 1 | 365 | 9.7408 | 0.42545 | 10 | 0.16629
56560 | 2.86 | 1 | 365 | 3.2469 | 0.80848 | 4 | 0.055431
56871 | 6.63 | 1 | 365 | 7.527 | 0.73785 | 8 | 0.26486
56562 | 7.95 | 1 | 365 | 9.0256 | 0.26484 | 9 | 0.29045
56564 | 4.42 | 1 | 365 | 5.018 | 0.15857 | 5 | 0.17658
56870 | 14.025 | 1 | 365 | 15.9225 | 0.099299 | 16 | 0.021825
56563 | 11.96 | 1 | 365 | 13.5781 | 0.017298 | 13 | 0.59544
56873 | 2.65 | 1 | 365 | 3.0085 | 0.088281 | 3 | 0.096815
56558 | 4.335 | 1 | 365 | 4.9215 | 0.86706 | 5 | 0.78856
56872 | 11.475 | 1 | 365 | 13.0275 | 0.35397 | 13 | 0.38149
56568 | 11.96 | 1 | 365 | 13.5781 | 0.017298 | 13 | 0.59544
56875 | 14.04 | 1 | 365 | 15.9396 | 0.15074 | 16 | 0.090297
56570 | 13.77 | 1 | 365 | 15.633 | 0.22477 | 15 | 0.85779
56874 | 3.975 | 1 | 365 | 4.5128 | 0.63242 | 5 | 0.14522
56607 | 9.69 | 1 | 365 | 11.001 | 0.23224 | 11 | 0.23326
56877 | 7.95 | 1 | 365 | 9.0256 | 0.26484 | 9 | 0.29045
56876 | 4.94 | 1 | 365 | 5.6084 | 0.94193 | 6 | 0.55029
56878 | 5.2 | 1 | 365 | 5.9035 | 0.83361 | 6 | 0.73715
56880 | 6.5 | 1 | 365 | 7.3794 | 0.29201 | 7 | 0.67143
56618 | 7.42 | 1 | 365 | 8.4239 | 0.44719 | 8 | 0.87108
56621 | 3.64 | 1 | 365 | 4.1325 | 0.48353 | 4 | 0.616
56622 | 3.57 | 1 | 365 | 4.053 | 0.24346 | 4 | 0.29646
56892 | 12.495 | 1 | 365 | 14.1855 | 0.8521 | 15 | 0.037626
56624 | 10.66 | 1 | 365 | 12.1023 | 0.5589 | 12 | 0.66115
56627 | 7.42 | 1 | 365 | 8.4239 | 0.44719 | 8 | 0.87108
56623 | 9.88 | 1 | 365 | 11.2167 | 0.88386 | 12 | 0.10058
56626 | 4.59 | 1 | 365 | 5.211 | 0.74159 | 5 | 0.9526
56631 | 6.885 | 1 | 365 | 7.8165 | 0.61238 | 8 | 0.4289
56630 | 11.18 | 1 | 365 | 12.6926 | 0.34226 | 13 | 0.034866
50692 | 9.975 | 1 | 365 | 11.3246 | 0.20966 | 11 | 0.53424
56185 | 9.36 | 1 | 365 | 10.6264 | 0.10049 | 10 | 0.72686
56646 | 4.59 | 1 | 365 | 5.211 | 0.74159 | 5 | 0.9526
56643 | 14.04 | 1 | 365 | 15.9396 | 0.15074 | 16 | 0.090297
56516 | 8.84 | 1 | 365 | 10.036 | 0.31713 | 10 | 0.35315
56657 | 5.72 | 1 | 365 | 6.4939 | 0.61697 | 7 | 0.11086
56665 | 5.3 | 1 | 365 | 6.0171 | 0.17656 | 6 | 0.19363
56669 | 7.54 | 1 | 365 | 8.5601 | 0.85873 | 9 | 0.41886
56659 | 5.2 | 1 | 365 | 5.9035 | 0.83361 | 6 | 0.73715
56634 | 6.24 | 1 | 365 | 7.0842 | 0.40033 | 7 | 0.48458
56674 | 5.2 | 1 | 365 | 5.9035 | 0.83361 | 6 | 0.73715
56675 | 15.6 | 1 | 365 | 17.7106 | 0.50082 | 18 | 0.21144
56734 | 6.48 | 1 | 365 | 7.3567 | 0.22342 | 7 | 0.58014
56736 | 4.42 | 1 | 365 | 5.018 | 0.15857 | 5 | 0.17658
56738 | 7.8 | 1 | 365 | 8.8553 | 0.75041 | 9 | 0.60572
56742 | 14.28 | 1 | 365 | 16.212 | 0.97383 | 17 | 0.18586
56746 | 7.02 | 1 | 365 | 7.9698 | 0.075371 | 8 | 0.045149
56772 | 4.77 | 1 | 365 | 5.4154 | 0.35891 | 5 | 0.77427
56773 | 11.475 | 1 | 365 | 13.0275 | 0.35397 | 13 | 0.38149
56776 | 7.14 | 1 | 365 | 8.106 | 0.48692 | 8 | 0.59293
56258 | 3.06 | 1 | 365 | 3.474 | 0.49439 | 3 | 0.9684
56778 | 11.18 | 1 | 365 | 12.6926 | 0.34226 | 13 | 0.034866
56267 | 7.905 | 1 | 365 | 8.9745 | 0.11051 | 9 | 0.085029
56775 | 6.24 | 1 | 365 | 7.0842 | 0.40033 | 7 | 0.48458
56270 | 5.355 | 1 | 365 | 6.0795 | 0.36519 | 6 | 0.4447
56780 | 4.68 | 1 | 365 | 5.3132 | 0.050247 | 5 | 0.36343
56802 | 7.395 | 1 | 365 | 8.3955 | 0.36145 | 8 | 0.75696
56803 | 7.14 | 1 | 365 | 8.106 | 0.48692 | 8 | 0.59293
56804 | 2.915 | 1 | 365 | 3.3094 | 0.99711 | 4 | 0.3065
56269 | 7.54 | 1 | 365 | 8.5601 | 0.85873 | 9 | 0.41886
56815 | 3.38 | 1 | 365 | 3.8373 | 0.59185 | 4 | 0.42915
56272 | 2.55 | 1 | 365 | 2.895 | 0.74533 | 3 | 0.64033
56274 | 3.57 | 1 | 365 | 4.053 | 0.24346 | 4 | 0.29646
56816 | 5.1 | 1 | 365 | 5.79 | 0.49065 | 6 | 0.28066
56275 | 4.68 | 1 | 365 | 5.3132 | 0.050247 | 5 | 0.36343
56817 | 5.98 | 1 | 365 | 6.7891 | 0.50865 | 7 | 0.29772
56281 | 4.16 | 1 | 365 | 4.7228 | 0.26689 | 4 | 0.98972
56819 | 7.28 | 1 | 365 | 8.265 | 0.96705 | 9 | 0.23201
56282 | 11.18 | 1 | 365 | 12.6926 | 0.34226 | 13 | 0.034866
56821 | 5.72 | 1 | 365 | 6.4939 | 0.61697 | 7 | 0.11086
56301 | 6.12 | 1 | 365 | 6.948 | 0.98878 | 7 | 0.9368
56303 | 10.66 | 1 | 365 | 12.1023 | 0.5589 | 12 | 0.66115
56822 | 9.1 | 1 | 365 | 10.3312 | 0.20881 | 10 | 0.54001
56342 | 7.685 | 1 | 365 | 8.7247 | 0.35601 | 9 | 0.080765
56823 | 4.24 | 1 | 365 | 4.8137 | 0.54125 | 5 | 0.3549
56332 | 6.12 | 1 | 365 | 6.948 | 0.98878 | 7 | 0.9368
56825 | 14.04 | 1 | 365 | 15.9396 | 0.15074 | 16 | 0.090297
56343 | 7.28 | 1 | 365 | 8.265 | 0.96705 | 9 | 0.23201
56345 | 4.42 | 1 | 365 | 5.018 | 0.15857 | 5 | 0.17658
56347 | 13.78 | 1 | 365 | 15.6444 | 0.25906 | 15 | 0.90344
56826 | 3.38 | 1 | 365 | 3.8373 | 0.59185 | 4 | 0.42915
56348 | 5.565 | 1 | 365 | 6.3179 | 0.08539 | 6 | 0.40331
56372 | 9.88 | 1 | 365 | 11.2167 | 0.88386 | 12 | 0.10058
56827 | 6.375 | 1 | 365 | 7.2375 | 0.86332 | 8 | 0.10083
56828 | 9.01 | 1 | 365 | 10.229 | 0.90016 | 11 | 0.12917
56377 | 10.965 | 1 | 365 | 12.4485 | 0.60491 | 13 | 0.053427
56830 | 14.04 | 1 | 365 | 15.9396 | 0.15074 | 16 | 0.090297
56382 | 4.42 | 1 | 365 | 5.018 | 0.15857 | 5 | 0.17658
56832 | 10.92 | 1 | 365 | 12.3974 | 0.45058 | 12 | 0.84801
56381 | 8.32 | 1 | 365 | 9.4457 | 0.53377 | 9 | 0.97944
56383 | 9.69 | 1 | 365 | 11.001 | 0.23224 | 11 | 0.23326
56836 | 11.44 | 1 | 365 | 12.9878 | 0.23394 | 13 | 0.22172
56387 | 5.83 | 1 | 365 | 6.6188 | 0.99422 | 7 | 0.61299
56837 | 10.4 | 1 | 365 | 11.8071 | 0.66722 | 12 | 0.47429
56391 | 11.475 | 1 | 365 | 13.0275 | 0.35397 | 13 | 0.38149
56848 | 7.395 | 1 | 365 | 8.3955 | 0.36145 | 8 | 0.75696
56401 | 2.04 | 1 | 365 | 2.316 | 0.99626 | 3 | 0.31227
56840 | 6.625 | 1 | 365 | 7.5213 | 0.7207 | 8 | 0.24204
47860 | 26.52 | 0.9 | 365 | 27.0972 | 0.85626 | 27 | 0.95351
56846 | 2.86 | 1 | 365 | 3.2469 | 0.80848 | 4 | 0.055431
56403 | 3.06 | 1 | 365 | 3.474 | 0.49439 | 3 | 0.9684
56851 | 7.28 | 1 | 365 | 8.265 | 0.96705 | 9 | 0.23201
56407 | 5.61 | 1 | 365 | 6.369 | 0.23972 | 6 | 0.60873
56408 | 4.505 | 1 | 365 | 5.1145 | 0.45008 | 5 | 0.56459
56853 | 4.59 | 1 | 365 | 5.211 | 0.74159 | 5 | 0.9526
56405 | 3.06 | 1 | 365 | 3.474 | 0.49439 | 3 | 0.9684
56413 | 4.845 | 1 | 365 | 5.5005 | 0.61612 | 6 | 0.11663
56857 | 16.96 | 1 | 365 | 19.2546 | 0.165 | 19 | 0.41962
58129 | 27.56 | 0.9 | 365 | 28.1599 | 0.06631 | 28 | 0.22619
56859 | 4.16 | 1 | 365 | 4.7228 | 0.26689 | 4 | 0.98972
56858 | 6.5 | 1 | 365 | 7.3794 | 0.29201 | 7 | 0.67143
56894 | 3.57 | 1 | 365 | 4.053 | 0.24346 | 4 | 0.29646
56896 | 14.04 | 1 | 365 | 15.9396 | 0.15074 | 16 | 0.090297
56903 | 5.355 | 1 | 365 | 6.0795 | 0.36519 | 6 | 0.4447
56906 | 2.295 | 1 | 365 | 2.6055 | 0.87079 | 3 | 0.4763
56907 | 8.32 | 1 | 365 | 9.4457 | 0.53377 | 9 | 0.97944
56910 | 2.385 | 1 | 365 | 2.7077 | 0.17945 | 2 | 0.88713
56912 | 7.54 | 1 | 365 | 8.5601 | 0.85873 | 9 | 0.41886
56913 | 2.55 | 1 | 365 | 2.895 | 0.74533 | 3 | 0.64033
56914 | 4.42 | 1 | 365 | 5.018 | 0.15857 | 5 | 0.17658
56915 | 5.1 | 1 | 365 | 5.79 | 0.49065 | 6 | 0.28066
56919 | 4.68 | 1 | 365 | 5.3132 | 0.050247 | 5 | 0.36343
56924 | 3.57 | 1 | 365 | 4.053 | 0.24346 | 4 | 0.29646
56927 | 2.34 | 1 | 365 | 2.6566 | 0.025124 | 2 | 0.68172
56925 | 6.36 | 1 | 365 | 7.2205 | 0.81187 | 8 | 0.032357
56931 | 6.375 | 1 | 365 | 7.2375 | 0.86332 | 8 | 0.10083
56933 | 6.24 | 1 | 365 | 7.0842 | 0.40033 | 7 | 0.48458
56934 | 5.1 | 1 | 365 | 5.79 | 0.49065 | 6 | 0.28066
56936 | 7.28 | 1 | 365 | 8.265 | 0.96705 | 9 | 0.23201
56970 | 10.92 | 1 | 365 | 12.3974 | 0.45058 | 12 | 0.84801
56974 | 6.24 | 1 | 365 | 7.0842 | 0.40033 | 7 | 0.48458
57009 | 9.18 | 1 | 365 | 10.422 | 0.48318 | 10 | 0.90519
57011 | 7.54 | 1 | 365 | 8.5601 | 0.85873 | 9 | 0.41886
57015 | 8.215 | 1 | 365 | 9.3265 | 0.17367 | 9 | 0.50013
57016 | 3.38 | 1 | 365 | 3.8373 | 0.59185 | 4 | 0.42915
57019 | 3.9 | 1 | 365 | 4.4277 | 0.37521 | 4 | 0.80286
57018 | 7.02 | 1 | 365 | 7.9698 | 0.075371 | 8 | 0.045149
57020 | 11.44 | 1 | 365 | 12.9878 | 0.23394 | 13 | 0.22172
57022 | 12.48 | 1 | 365 | 14.1685 | 0.80066 | 14 | 0.96915
57023 | 8.48 | 1 | 365 | 9.6273 | 0.082499 | 9 | 0.70981
57065 | 3.64 | 1 | 365 | 4.1325 | 0.48353 | 4 | 0.616
57068 | 8.67 | 1 | 365 | 9.843 | 0.73411 | 10 | 0.57713
57074 | 4.42 | 1 | 365 | 5.018 | 0.15857 | 5 | 0.17658
57095 | 8.84 | 1 | 365 | 10.036 | 0.31713 | 10 | 0.35315
57150 | 7.02 | 1 | 365 | 7.9698 | 0.075371 | 8 | 0.045149
57151 | 3.12 | 1 | 365 | 3.5421 | 0.70016 | 4 | 0.24229
57153 | 4.94 | 1 | 365 | 5.6084 | 0.94193 | 6 | 0.55029
57198 | 3.12 | 1 | 365 | 3.5421 | 0.70016 | 4 | 0.24229
57201 | 13.52 | 1 | 365 | 15.3492 | 0.36738 | 15 | 0.71658
57208 | 6.5 | 1 | 365 | 7.3794 | 0.29201 | 7 | 0.67143
57215 | 3.51 | 1 | 365 | 3.9849 | 0.037685 | 4 | 0.022574
57219 | 3.64 | 1 | 365 | 4.1325 | 0.48353 | 4 | 0.616
57290 | 13.005 | 1 | 365 | 14.7645 | 0.60117 | 15 | 0.36569
57221 | 8.32 | 1 | 365 | 9.4457 | 0.53377 | 9 | 0.97944
57220 | 4.59 | 1 | 365 | 5.211 | 0.74159 | 5 | 0.9526
57296 | 6.24 | 1 | 365 | 7.0842 | 0.40033 | 7 | 0.48458
57224 | 13.78 | 1 | 365 | 15.6444 | 0.25906 | 15 | 0.90344
57301 | 3.38 | 1 | 365 | 3.8373 | 0.59185 | 4 | 0.42915
57223 | 8.32 | 1 | 365 | 9.4457 | 0.53377 | 9 | 0.97944
57229 | 8.58 | 1 | 365 | 9.7408 | 0.42545 | 10 | 0.16629
57305 | 4.59 | 1 | 365 | 5.211 | 0.74159 | 5 | 0.9526
57228 | 9.1 | 1 | 365 | 10.3312 | 0.20881 | 10 | 0.54001
57308 | 5.1 | 1 | 365 | 5.79 | 0.49065 | 6 | 0.28066
57240 | 6.885 | 1 | 365 | 7.8165 | 0.61238 | 8 | 0.4289
57316 | 5.46 | 1 | 365 | 6.1987 | 0.72529 | 6 | 0.924
57243 | 7.395 | 1 | 365 | 8.3955 | 0.36145 | 8 | 0.75696
57322 | 5.1 | 1 | 365 | 5.79 | 0.49065 | 6 | 0.28066
57247 | 3.825 | 1 | 365 | 4.3425 | 0.11799 | 4 | 0.4605
57328 | 8.415 | 1 | 365 | 9.5535 | 0.85958 | 10 | 0.41309
57334 | 13.26 | 1 | 365 | 15.054 | 0.4757 | 15 | 0.52973
57251 | 11.44 | 1 | 365 | 12.9878 | 0.23394 | 13 | 0.22172
57321 | 5.46 | 1 | 365 | 6.1987 | 0.72529 | 6 | 0.924
57244 | 2.08 | 1 | 365 | 2.3614 | 0.13344 | 2 | 0.49486
57261 | 4.505 | 1 | 365 | 5.1145 | 0.45008 | 5 | 0.56459
57337 | 6.24 | 1 | 365 | 7.0842 | 0.40033 | 7 | 0.48458
57286 | 12.74 | 1 | 365 | 14.4637 | 0.69234 | 15 | 0.15601
57289 | 6.24 | 1 | 365 | 7.0842 | 0.40033 | 7 | 0.48458
57343 | 5.865 | 1 | 365 | 6.6585 | 0.11425 | 6 | 0.77276
57344 | 9.36 | 1 | 365 | 10.6264 | 0.10049 | 10 | 0.72686
57677 | 8.16 | 1 | 365 | 9.264 | 0.98505 | 10 | 0.24906
57350 | 5.565 | 1 | 365 | 6.3179 | 0.08539 | 6 | 0.40331
57352 | 5.2 | 1 | 365 | 5.9035 | 0.83361 | 6 | 0.73715
57355 | 10.14 | 1 | 365 | 11.5119 | 0.77554 | 12 | 0.28744
57681 | 3.9 | 1 | 365 | 4.4277 | 0.37521 | 4 | 0.80286
57684 | 7.28 | 1 | 365 | 8.265 | 0.96705 | 9 | 0.23201
57356 | 13.26 | 1 | 365 | 15.054 | 0.4757 | 15 | 0.52973
57688 | 6.24 | 1 | 365 | 7.0842 | 0.40033 | 7 | 0.48458
57690 | 17.16 | 1 | 365 | 19.4817 | 0.85091 | 20 | 0.33259
57692 | 4.335 | 1 | 365 | 4.9215 | 0.86706 | 5 | 0.78856
57695 | 9.18 | 1 | 365 | 10.422 | 0.48318 | 10 | 0.90519
54441 | 4.42 | 1 | 365 | 5.018 | 0.15857 | 5 | 0.17658
40013 | 3.64 | 1 | 365 | 4.1325 | 0.48353 | 4 | 0.616
54925 | 4.94 | 1 | 365 | 5.6084 | 0.94193 | 6 | 0.55029
54983 | 9.54 | 1 | 365 | 10.8307 | 0.71781 | 11 | 0.54854
54821 | 3.64 | 1 | 365 | 4.1325 | 0.48353 | 4 | 0.616
52275 | 10.66 | 1 | 365 | 12.1023 | 0.5589 | 12 | 0.66115
57696 | 8.745 | 1 | 365 | 9.9282 | 0.99133 | 10 | 0.91949
49231 | 3.64 | 1 | 365 | 4.1325 | 0.48353 | 4 | 0.616
54859 | 4.16 | 1 | 365 | 4.7228 | 0.26689 | 4 | 0.98972
57700 | 3.38 | 1 | 365 | 3.8373 | 0.59185 | 4 | 0.42915
54855 | 5.2 | 1 | 365 | 5.9035 | 0.83361 | 6 | 0.73715
27700 | 10.4 | 1 | 365 | 11.8071 | 0.66722 | 12 | 0.47429
47313 | 12 | 1 | 365 | 13.6236 | 0.15448 | 13 | 0.77803
57723 | 4.94 | 1 | 365 | 5.6084 | 0.94193 | 6 | 0.55029
45207 | 11.772 | 1 | 365 | 13.3647 | 0.37254 | 13 | 0.73725
51295 | 12.48 | 1 | 365 | 14.1685 | 0.80066 | 14 | 0.96915
56202 | 5.1 | 1 | 365 | 5.79 | 0.49065 | 6 | 0.28066
43564 | 16.8 | 1 | 365 | 19.073 | 0.61627 | 19 | 0.68924
43563 | 18 | 1 | 365 | 20.4353 | 0.73172 | 21 | 0.16705
43561 | 16.8 | 1 | 365 | 19.073 | 0.61627 | 19 | 0.68924
43559 | 15.6 | 1 | 365 | 17.7106 | 0.50082 | 18 | 0.21144
43557 | 15 | 1 | 365 | 17.0294 | 0.4431 | 17 | 0.47254
57729 | 8.415 | 1 | 365 | 9.5535 | 0.85958 | 10 | 0.41309
43555 | 15.9 | 1 | 365 | 18.0512 | 0.52969 | 18 | 0.58089
43556 | 15.6 | 1 | 365 | 17.7106 | 0.50082 | 18 | 0.21144
57731 | 9.18 | 1 | 365 | 10.422 | 0.48318 | 10 | 0.90519
43554 | 14.4 | 1 | 365 | 16.3483 | 0.38538 | 16 | 0.73364
57763 | 6.24 | 1 | 365 | 7.0842 | 0.40033 | 7 | 0.48458
42025 | 8.5 | 1 | 365 | 9.65 | 0.15109 | 9 | 0.80111
46419 | 9.6 | 1 | 365 | 10.8988 | 0.92358 | 11 | 0.82243
47656 | 3.78 | 1 | 365 | 4.2914 | 0.96366 | 5 | 0.25508
46455 | 8.82 | 1 | 365 | 10.0133 | 0.24854 | 10 | 0.26185
49305 | 8.4 | 1 | 365 | 9.5365 | 0.80814 | 10 | 0.34462
57774 | 8.32 | 1 | 365 | 9.4457 | 0.53377 | 9 | 0.97944
57785 | 10.4 | 1 | 365 | 11.8071 | 0.66722 | 12 | 0.47429
49048 | 6.615 | 1 | 365 | 7.51 | 0.68641 | 8 | 0.19639
57797 | 2.86 | 1 | 365 | 3.2469 | 0.80848 | 4 | 0.055431
45567 | 7 | 1 | 365 | 7.9471 | 0.00678 | 7 | 0.95385
57807 | 12.24 | 1 | 365 | 13.896 | 0.97757 | 14 | 0.87359
45563 | 5.75 | 1 | 365 | 6.528 | 0.71985 | 7 | 0.24781
57808 | 5.1 | 1 | 365 | 5.79 | 0.49065 | 6 | 0.28066
49494 | 7.848 | 1 | 365 | 8.9098 | 0.91503 | 9 | 0.82483
46474 | 5.88 | 1 | 365 | 6.6755 | 0.1657 | 6 | 0.84124
57809 | 5.3 | 1 | 365 | 6.0171 | 0.17656 | 6 | 0.19363
45535 | 5.559 | 1 | 365 | 6.3111 | 0.064813 | 6 | 0.37592
57810 | 9.36 | 1 | 365 | 10.6264 | 0.10049 | 10 | 0.72686
47673 | 7.42 | 1 | 365 | 8.4239 | 0.44719 | 8 | 0.87108
57358 | 5.46 | 1 | 365 | 6.1987 | 0.72529 | 6 | 0.924
57361 | 6.76 | 1 | 365 | 7.6746 | 0.18369 | 7 | 0.85829
57812 | 5.2 | 1 | 365 | 5.9035 | 0.83361 | 6 | 0.73715
57365 | 3.38 | 1 | 365 | 3.8373 | 0.59185 | 4 | 0.42915
57369 | 4.24 | 1 | 365 | 4.8137 | 0.54125 | 5 | 0.3549
57811 | 9.1 | 1 | 365 | 10.3312 | 0.20881 | 10 | 0.54001
57373 | 4.94 | 1 | 365 | 5.6084 | 0.94193 | 6 | 0.55029
57374 | 8.32 | 1 | 365 | 9.4457 | 0.53377 | 9 | 0.97944
57383 | 7.02 | 1 | 365 | 7.9698 | 0.075371 | 8 | 0.045149
57386 | 8.32 | 1 | 365 | 9.4457 | 0.53377 | 9 | 0.97944
57470 | 10.92 | 1 | 365 | 12.3974 | 0.45058 | 12 | 0.84801
57475 | 3.825 | 1 | 365 | 4.3425 | 0.11799 | 4 | 0.4605
57476 | 2.6 | 1 | 365 | 2.9518 | 0.9168 | 3 | 0.86857
46843 | 5.559 | 1 | 365 | 6.3111 | 0.064813 | 6 | 0.37592
57507 | 6.12 | 1 | 365 | 6.948 | 0.98878 | 7 | 0.9368
57508 | 5.72 | 1 | 365 | 6.4939 | 0.61697 | 7 | 0.11086
57515 | 16.9 | 1 | 365 | 19.1865 | 0.95923 | 20 | 0.14573
57569 | 7.95 | 1 | 365 | 9.0256 | 0.26484 | 9 | 0.29045
50141 | 6.75 | 1 | 365 | 7.6632 | 0.1494 | 7 | 0.81264
57555 | 5.1 | 1 | 365 | 5.79 | 0.49065 | 6 | 0.28066
46841 | 6.5 | 1 | 365 | 7.3794 | 0.29201 | 7 | 0.67143
57513 | 3.12 | 1 | 365 | 3.5421 | 0.70016 | 4 | 0.24229
57814 | 5.355 | 1 | 365 | 6.0795 | 0.36519 | 6 | 0.4447
57815 | 6.12 | 1 | 365 | 6.948 | 0.98878 | 7 | 0.9368
57574 | 3.975 | 1 | 365 | 4.5128 | 0.63242 | 5 | 0.14522
43507 | 3.15 | 1 | 365 | 3.5762 | 0.80305 | 4 | 0.37923
57579 | 4.94 | 1 | 365 | 5.6084 | 0.94193 | 6 | 0.55029
47608 | 4.8 | 1 | 365 | 5.4494 | 0.46179 | 5 | 0.91121
57578 | 7.28 | 1 | 365 | 8.265 | 0.96705 | 9 | 0.23201
57580 | 2.86 | 1 | 365 | 3.2469 | 0.80848 | 4 | 0.055431
57594 | 4.94 | 1 | 365 | 5.6084 | 0.94193 | 6 | 0.55029
57598 | 4.77 | 1 | 365 | 5.4154 | 0.35891 | 5 | 0.77427
57604 | 8.745 | 1 | 365 | 9.9282 | 0.99133 | 10 | 0.91949
57816 | 3.06 | 1 | 365 | 3.474 | 0.49439 | 3 | 0.9684
57607 | 10.14 | 1 | 365 | 11.5119 | 0.77554 | 12 | 0.28744
44791 | 6.72 | 1 | 365 | 7.6292 | 0.046509 | 7 | 0.6757
57609 | 3.57 | 1 | 365 | 4.053 | 0.24346 | 4 | 0.29646
44036 | 2.5 | 1 | 365 | 2.8382 | 0.57385 | 3 | 0.41209
57656 | 6.76 | 1 | 365 | 7.6746 | 0.18369 | 7 | 0.85829
57817 | 7.28 | 1 | 365 | 8.265 | 0.96705 | 9 | 0.23201
57840 | 9.88 | 1 | 365 | 11.2167 | 0.88386 | 12 | 0.10058
46447 | 2.5 | 1 | 365 | 2.8382 | 0.57385 | 3 | 0.41209
58525 | 12.6 | 1 | 365 | 14.3047 | 0.2122 | 14 | 0.51693
58659 | 6.5 | 1 | 365 | 7.3794 | 0.29201 | 7 | 0.67143
57821 | 10.66 | 1 | 365 | 12.1023 | 0.5589 | 12 | 0.66115
46399 | 5.13 | 1 | 365 | 5.8241 | 0.59354 | 6 | 0.41761
58658 | 9.3 | 1 | 365 | 10.5583 | 0.89472 | 11 | 0.45297
57823 | 11.7 | 1 | 365 | 13.283 | 0.12562 | 13 | 0.40858
57841 | 9.1 | 1 | 365 | 10.3312 | 0.20881 | 10 | 0.54001
58702 | 5.67 | 1 | 365 | 6.4371 | 0.44549 | 6 | 0.88262
58700 | 8.32 | 1 | 365 | 9.4457 | 0.53377 | 9 | 0.97944
58688 | 8.19 | 1 | 365 | 9.2981 | 0.087933 | 9 | 0.38601
58657 | 4.56 | 1 | 365 | 5.1769 | 0.6387 | 5 | 0.81565
58687 | 9.135 | 1 | 365 | 10.3709 | 0.32885 | 10 | 0.69978
57843 | 8.06 | 1 | 365 | 9.1505 | 0.64209 | 9 | 0.79258
58678 | 3.36 | 1 | 365 | 3.8146 | 0.52325 | 4 | 0.33785
58675 | 9.9 | 1 | 365 | 11.2394 | 0.95245 | 12 | 0.19188
46878 | 12.6 | 1 | 365 | 14.3047 | 0.2122 | 14 | 0.51693
57851 | 12.74 | 1 | 365 | 14.4637 | 0.69234 | 15 | 0.15601
57863 | 6.76 | 1 | 365 | 7.6746 | 0.18369 | 7 | 0.85829
47323 | 10.395 | 1 | 365 | 11.8014 | 0.65007 | 12 | 0.45147
57825 | 10.66 | 1 | 365 | 12.1023 | 0.5589 | 12 | 0.66115
58656 | 8.48 | 1 | 365 | 9.6273 | 0.082499 | 9 | 0.70981
58666 | 10.54 | 1 | 365 | 11.966 | 0.14735 | 12 | 0.11337
57868 | 16.32 | 1 | 365 | 18.528 | 0.97009 | 19 | 0.49812
57828 | 4.77 | 1 | 365 | 5.4154 | 0.35891 | 5 | 0.77427
58665 | 8.19 | 1 | 365 | 9.2981 | 0.087933 | 9 | 0.38601
58664 | 12.48 | 1 | 365 | 14.1685 | 0.80066 | 14 | 0.96915
58655 | 6.9 | 1 | 365 | 7.8335 | 0.66383 | 8 | 0.49737
58427 | 13.16 | 1 | 365 | 14.9405 | 0.13275 | 15 | 0.073242
58673 | 7.2 | 1 | 365 | 8.1741 | 0.69269 | 8 | 0.86682
58667 | 7.95 | 1 | 365 | 9.0256 | 0.26484 | 9 | 0.29045
58663 | 13.44 | 1 | 365 | 15.2584 | 0.093018 | 15 | 0.3514
58662 | 11.685 | 1 | 365 | 13.2659 | 0.074175 | 13 | 0.34011
57833 | 7.28 | 1 | 365 | 8.265 | 0.96705 | 9 | 0.23201
58660 | 11.2 | 1 | 365 | 12.7153 | 0.41085 | 13 | 0.12616
58432 | 6.54 | 1 | 365 | 7.4248 | 0.42919 | 7 | 0.85403
55936 | 4.68 | 1 | 365 | 5.3132 | 0.050247 | 5 | 0.36343
57871 | 14.04 | 1 | 365 | 15.9396 | 0.15074 | 16 | 0.090297
58490 | 4.68 | 1 | 365 | 5.3132 | 0.050247 | 5 | 0.36343
58422 | 13.76 | 1 | 365 | 15.6217 | 0.19047 | 15 | 0.81214
58143 | 6 | 1 | 365 | 6.8118 | 0.57724 | 7 | 0.38902
58619 | 5.72 | 1 | 365 | 6.4939 | 0.61697 | 7 | 0.11086
57913 | 6.095 | 1 | 365 | 6.9196 | 0.90305 | 7 | 0.82268
58616 | 6.9 | 1 | 365 | 7.8335 | 0.66383 | 8 | 0.49737
57914 | 8.925 | 1 | 365 | 10.1325 | 0.60864 | 10 | 0.74116
57873 | 3.64 | 1 | 365 | 4.1325 | 0.48353 | 4 | 0.616
58200 | 3.57 | 1 | 365 | 4.053 | 0.24346 | 4 | 0.29646
58614 | 4.03 | 1 | 365 | 4.5752 | 0.82105 | 5 | 0.39629
57920 | 9.36 | 1 | 365 | 10.6264 | 0.10049 | 10 | 0.72686
58553 | 6.213 | 1 | 365 | 7.0536 | 0.30773 | 7 | 0.36133
57927 | 11.985 | 1 | 365 | 13.6065 | 0.10304 | 13 | 0.70956
57928 | 7.8 | 1 | 365 | 8.8553 | 0.75041 | 9 | 0.60572
57875 | 5.2 | 1 | 365 | 5.9035 | 0.83361 | 6 | 0.73715
57929 | 12.48 | 1 | 365 | 14.1685 | 0.80066 | 14 | 0.96915
58552 | 9.156 | 1 | 365 | 10.3948 | 0.40087 | 10 | 0.79564
57931 | 2.6 | 1 | 365 | 2.9518 | 0.9168 | 3 | 0.86857
57932 | 5.865 | 1 | 365 | 6.6585 | 0.11425 | 6 | 0.77276
57933 | 10.14 | 1 | 365 | 11.5119 | 0.77554 | 12 | 0.28744
57878 | 2.12 | 1 | 365 | 2.4068 | 0.27062 | 2 | 0.67745
57888 | 4.59 | 1 | 365 | 5.211 | 0.74159 | 5 | 0.9526
58516 | 9.99 | 1 | 365 | 11.3416 | 0.2611 | 11 | 0.60271
57934 | 3.12 | 1 | 365 | 3.5421 | 0.70016 | 4 | 0.24229
58223 | 11.7 | 1 | 365 | 13.283 | 0.12562 | 13 | 0.40858
57936 | 5.46 | 1 | 365 | 6.1987 | 0.72529 | 6 | 0.924
57892 | 8.32 | 1 | 365 | 9.4457 | 0.53377 | 9 | 0.97944
57943 | 10.4 | 1 | 365 | 11.8071 | 0.66722 | 12 | 0.47429
58140 | 11.34 | 1 | 365 | 12.8743 | 0.89098 | 13 | 0.76524
57942 | 3.64 | 1 | 365 | 4.1325 | 0.48353 | 4 | 0.616
58138 | 11.6 | 1 | 365 | 13.1694 | 0.78266 | 13 | 0.9521
44756 | 10.71 | 1 | 365 | 12.159 | 0.73037 | 12 | 0.88939
57896 | 8.415 | 1 | 365 | 9.5535 | 0.85958 | 10 | 0.41309
49905 | 6.3 | 1 | 365 | 7.1524 | 0.6061 | 7 | 0.75847
46348 | 13.8 | 1 | 365 | 15.6671 | 0.32765 | 15 | 0.99474
49475 | 11.7 | 1 | 365 | 13.283 | 0.12562 | 13 | 0.40858
46872 | 10.395 | 1 | 365 | 11.8014 | 0.65007 | 12 | 0.45147
47420 | 10.08 | 1 | 365 | 11.4438 | 0.56976 | 12 | 0.013547
49318 | 15.12 | 1 | 365 | 17.1657 | 0.85464 | 18 | 0.02032
48285 | 10.71 | 1 | 365 | 12.159 | 0.73037 | 12 | 0.88939
47398 | 10.08 | 1 | 365 | 11.4438 | 0.56976 | 12 | 0.013547
58716 | 16.64 | 1 | 365 | 18.8913 | 0.067546 | 18 | 0.95887
48471 | 10.92 | 1 | 365 | 12.3974 | 0.45058 | 12 | 0.84801
43943 | 11.34 | 1 | 365 | 12.8743 | 0.89098 | 13 | 0.76524
51282 | 11.685 | 1 | 365 | 13.2659 | 0.074175 | 13 | 0.34011
49898 | 11.39 | 1 | 365 | 12.931 | 0.062461 | 12 | 0.99348
51315 | 10.695 | 1 | 365 | 12.142 | 0.67893 | 12 | 0.82092
48544 | 12.5 | 1 | 365 | 14.1912 | 0.86925 | 15 | 0.06045
49911 | 11.025 | 1 | 365 | 12.5166 | 0.81068 | 13 | 0.32732
49912 | 12.915 | 1 | 365 | 14.6623 | 0.29251 | 14 | 0.95486
50251 | 13.86 | 1 | 365 | 15.7352 | 0.53342 | 16 | 0.26863
44373 | 6.72 | 1 | 365 | 7.6292 | 0.046509 | 7 | 0.6757
49046 | 9.765 | 1 | 365 | 11.0862 | 0.48946 | 11 | 0.57562
49498 | 12.6 | 1 | 365 | 14.3047 | 0.2122 | 14 | 0.51693
49901 | 10.791 | 1 | 365 | 12.251 | 0.0081661 | 12 | 0.25915
49909 | 7.5 | 1 | 365 | 8.5147 | 0.72155 | 9 | 0.23627
48873 | 4.905 | 1 | 365 | 5.5686 | 0.82189 | 6 | 0.39052
58126 | 13.12 | 1 | 365 | 14.8951 | 0.99556 | 15 | 0.89065
57900 | 7.14 | 1 | 365 | 8.106 | 0.48692 | 8 | 0.59293
58419 | 2.12 | 1 | 365 | 2.4068 | 0.27062 | 2 | 0.67745
58196 | 5.985 | 1 | 365 | 6.7947 | 0.5258 | 7 | 0.32054
57902 | 8.32 | 1 | 365 | 9.4457 | 0.53377 | 9 | 0.97944
58195 | 3.1 | 1 | 365 | 3.5194 | 0.63157 | 4 | 0.15099
57903 | 8.84 | 1 | 365 | 10.036 | 0.31713 | 10 | 0.35315
57905 | 5.46 | 1 | 365 | 6.1987 | 0.72529 | 6 | 0.924
46807 | 24.57 | 1 | 365 | 27.8942 | 0.2638 | 28 | 0.15802
58705 | 6.84 | 1 | 365 | 7.7654 | 0.45805 | 8 | 0.22348
58193 | 9.45 | 1 | 365 | 10.7285 | 0.40915 | 11 | 0.1377
57908 | 11.96 | 1 | 365 | 13.5781 | 0.017298 | 13 | 0.59544
57910 | 3.9 | 1 | 365 | 4.4277 | 0.37521 | 4 | 0.80286
58198 | 5.985 | 1 | 365 | 6.7947 | 0.5258 | 7 | 0.32054
47687 | 3.6 | 1 | 365 | 4.0871 | 0.34634 | 4 | 0.43341
49066 | 7.98 | 1 | 365 | 9.0597 | 0.36773 | 9 | 0.42739
50019 | 6.54 | 1 | 365 | 7.4248 | 0.42919 | 7 | 0.85403
44364 | 14 | 1 | 365 | 15.8941 | 0.01356 | 15 | 0.9077
46482 | 12.88 | 1 | 365 | 14.6226 | 0.17248 | 14 | 0.79509
48863 | 8.82 | 1 | 365 | 10.0133 | 0.24854 | 10 | 0.26185
57266 | 13.86 | 1 | 365 | 15.7352 | 0.53342 | 16 | 0.26863
51121 | 11.76 | 1 | 365 | 13.3511 | 0.33139 | 13 | 0.68247
50297 | 24.8 | 1 | 365 | 28.1553 | 0.052592 | 28 | 0.20793
55188 | 10.5 | 1 | 365 | 11.9206 | 0.01017 | 11 | 0.93078
47340 | 15.369 | 1 | 365 | 17.4484 | 0.7086 | 18 | 0.15696
50979 | 5.865 | 1 | 365 | 6.6585 | 0.11425 | 6 | 0.77276
51312 | 12 | 1 | 365 | 13.6236 | 0.15448 | 13 | 0.77803
46881 | 9.81 | 1 | 365 | 11.1373 | 0.64379 | 11 | 0.78104
43970 | 15.6 | 1 | 365 | 17.7106 | 0.50082 | 18 | 0.21144
51254 | 4.56 | 1 | 365 | 5.1769 | 0.6387 | 5 | 0.81565
49744 | 10.005 | 1 | 365 | 11.3586 | 0.31255 | 11 | 0.67118
48306 | 11.18 | 1 | 365 | 12.6926 | 0.34226 | 13 | 0.034866
47324 | 8.25 | 1 | 365 | 9.3662 | 0.29371 | 9 | 0.6599
50860 | 12.54 | 1 | 365 | 14.2366 | 0.0064316 | 14 | 0.24304
48504 | 4.905 | 1 | 365 | 5.5686 | 0.82189 | 6 | 0.39052
49510 | 5.67 | 1 | 365 | 6.4371 | 0.44549 | 6 | 0.88262
47561 | 9.12 | 1 | 365 | 10.3539 | 0.2774 | 10 | 0.6313
44182 | 24.36 | 1 | 365 | 27.6558 | 0.54359 | 28 | 0.1994
48565 | 9.81 | 1 | 365 | 11.1373 | 0.64379 | 11 | 0.78104
29893 | 22.23 | 1 | 365 | 25.2376 | 0.23867 | 25 | 0.4763
41870 | 9.6 | 1 | 365 | 10.8988 | 0.92358 | 11 | 0.82243
46454 | 8.175 | 1 | 365 | 9.281 | 0.03649 | 9 | 0.31753
41187 | 2.6 | 1 | 365 | 2.9518 | 0.9168 | 3 | 0.86857
49030 | 9.975 | 1 | 365 | 11.3246 | 0.20966 | 11 | 0.53424
56850 | 4.34 | 1 | 365 | 4.9272 | 0.8842 | 5 | 0.81139
48284 | 9.45 | 1 | 365 | 10.7285 | 0.40915 | 11 | 0.1377
47613 | 6.5 | 1 | 365 | 7.3794 | 0.29201 | 7 | 0.67143
55433 | 3.06 | 1 | 365 | 3.474 | 0.49439 | 3 | 0.9684
55790 | 4.42 | 1 | 365 | 5.018 | 0.15857 | 5 | 0.17658
41840 | 8.58 | 1 | 365 | 9.7408 | 0.42545 | 10 | 0.16629
50298 | 9.69 | 1 | 365 | 11.001 | 0.23224 | 11 | 0.23326
53153 | 14 | 1 | 365 | 15.8941 | 0.01356 | 15 | 0.9077
42827 | 14.3 | 1 | 365 | 16.2347 | 0.042422 | 16 | 0.27715
45787 | 10.6 | 1 | 365 | 12.0341 | 0.35312 | 12 | 0.38726
55178 | 9.805 | 1 | 365 | 11.1316 | 0.62664 | 11 | 0.75822
55549 | 10.07 | 1 | 365 | 11.4324 | 0.53547 | 11 | 0.9679
54727 | 6.095 | 1 | 365 | 6.9196 | 0.90305 | 7 | 0.82268
54743 | 5.46 | 1 | 365 | 6.1987 | 0.72529 | 6 | 0.924
57945 | 5.2 | 1 | 365 | 5.9035 | 0.83361 | 6 | 0.73715
57947 | 5.2 | 1 | 365 | 5.9035 | 0.83361 | 6 | 0.73715
57951 | 5.46 | 1 | 365 | 6.1987 | 0.72529 | 6 | 0.924
57954 | 3.9 | 1 | 365 | 4.4277 | 0.37521 | 4 | 0.80286
57960 | 13.52 | 1 | 365 | 15.3492 | 0.36738 | 15 | 0.71658
57985 | 11.22 | 1 | 365 | 12.738 | 0.47944 | 13 | 0.21746
57988 | 6.76 | 1 | 365 | 7.6746 | 0.18369 | 7 | 0.85829
57991 | 8.84 | 1 | 365 | 10.036 | 0.31713 | 10 | 0.35315
57993 | 13.78 | 1 | 365 | 15.6444 | 0.25906 | 15 | 0.90344
57999 | 13.26 | 1 | 365 | 15.054 | 0.4757 | 15 | 0.52973
58004 | 12.74 | 1 | 365 | 14.4637 | 0.69234 | 15 | 0.15601
58008 | 13.26 | 1 | 365 | 15.054 | 0.4757 | 15 | 0.52973
58011 | 7.8 | 1 | 365 | 8.8553 | 0.75041 | 9 | 0.60572
58017 | 10.14 | 1 | 365 | 11.5119 | 0.77554 | 12 | 0.28744
58022 | 4.335 | 1 | 365 | 4.9215 | 0.86706 | 5 | 0.78856
58045 | 13 | 1 | 365 | 14.7588 | 0.58402 | 15 | 0.34287
58047 | 9.36 | 1 | 365 | 10.6264 | 0.10049 | 10 | 0.72686
57154 | 4.05 | 1 | 365 | 4.5979 | 0.88964 | 5 | 0.48759
57155 | 9.62 | 1 | 365 | 10.9215 | 0.99217 | 11 | 0.91372
57156 | 9.435 | 1 | 365 | 10.7115 | 0.35771 | 11 | 0.069228
58054 | 8.91 | 1 | 365 | 10.1155 | 0.5572 | 10 | 0.67269
58055 | 2.97 | 1 | 365 | 3.3718 | 0.18573 | 3 | 0.55756
58057 | 3.12 | 1 | 365 | 3.5421 | 0.70016 | 4 | 0.24229
58060 | 3.78 | 1 | 365 | 4.2914 | 0.96366 | 5 | 0.25508
58063 | 4.16 | 1 | 365 | 4.7228 | 0.26689 | 4 | 0.98972
58070 | 6.36 | 1 | 365 | 7.2205 | 0.81187 | 8 | 0.032357
58073 | 4.68 | 1 | 365 | 5.3132 | 0.050247 | 5 | 0.36343
57263 | 10.14 | 1 | 365 | 11.5119 | 0.77554 | 12 | 0.28744
57265 | 6.76 | 1 | 365 | 7.6746 | 0.18369 | 7 | 0.85829
58074 | 8.16 | 1 | 365 | 9.264 | 0.98505 | 10 | 0.24906
58078 | 2.6 | 1 | 365 | 2.9518 | 0.9168 | 3 | 0.86857
58083 | 5.2 | 1 | 365 | 5.9035 | 0.83361 | 6 | 0.73715
58086 | 12.48 | 1 | 365 | 14.1685 | 0.80066 | 14 | 0.96915
58085 | 3.9 | 1 | 365 | 4.4277 | 0.37521 | 4 | 0.80286
58087 | 9.88 | 1 | 365 | 11.2167 | 0.88386 | 12 | 0.10058
58088 | 7.02 | 1 | 365 | 7.9698 | 0.075371 | 8 | 0.045149
58089 | 9.62 | 1 | 365 | 10.9215 | 0.99217 | 11 | 0.91372
58090 | 2.12 | 1 | 365 | 2.4068 | 0.27062 | 2 | 0.67745
58100 | 10.965 | 1 | 365 | 12.4485 | 0.60491 | 13 | 0.053427
58101 | 2.34 | 1 | 365 | 2.6566 | 0.025124 | 2 | 0.68172
58103 | 2.86 | 1 | 365 | 3.2469 | 0.80848 | 4 | 0.055431
58105 | 7.02 | 1 | 365 | 7.9698 | 0.075371 | 8 | 0.045149
58107 | 14.79 | 1 | 365 | 16.791 | 0.7229 | 17 | 0.51392
58113 | 8.32 | 1 | 365 | 9.4457 | 0.53377 | 9 | 0.97944
58116 | 3.57 | 1 | 365 | 4.053 | 0.24346 | 4 | 0.29646
58118 | 4.68 | 1 | 365 | 5.3132 | 0.050247 | 5 | 0.36343
58119 | 2.6 | 1 | 365 | 2.9518 | 0.9168 | 3 | 0.86857
58121 | 6.5 | 1 | 365 | 7.3794 | 0.29201 | 7 | 0.67143
58124 | 3.38 | 1 | 365 | 3.8373 | 0.59185 | 4 | 0.42915
58130 | 6.24 | 1 | 365 | 7.0842 | 0.40033 | 7 | 0.48458
58132 | 5.3 | 1 | 365 | 6.0171 | 0.17656 | 6 | 0.19363
58136 | 4.16 | 1 | 365 | 4.7228 | 0.26689 | 4 | 0.98972
58145 | 6.5 | 1 | 365 | 7.3794 | 0.29201 | 7 | 0.67143
58156 | 2.805 | 1 | 365 | 3.1845 | 0.61986 | 3 | 0.80436
58155 | 4.59 | 1 | 365 | 5.211 | 0.74159 | 5 | 0.9526
58159 | 9.36 | 1 | 365 | 10.6264 | 0.10049 | 10 | 0.72686
58164 | 5.1 | 1 | 365 | 5.79 | 0.49065 | 6 | 0.28066
58169 | 13.78 | 1 | 365 | 15.6444 | 0.25906 | 15 | 0.90344
58209 | 8.84 | 1 | 365 | 10.036 | 0.31713 | 10 | 0.35315
58253 | 10.14 | 1 | 365 | 11.5119 | 0.77554 | 12 | 0.28744
58255 | 5.2 | 1 | 365 | 5.9035 | 0.83361 | 6 | 0.73715
58257 | 11.395 | 1 | 365 | 12.9367 | 0.079608 | 13 | 0.016306
58263 | 14.04 | 1 | 365 | 15.9396 | 0.15074 | 16 | 0.090297
58266 | 4.845 | 1 | 365 | 5.5005 | 0.61612 | 6 | 0.11663
58269 | 10.965 | 1 | 365 | 12.4485 | 0.60491 | 13 | 0.053427
58271 | 12.48 | 1 | 365 | 14.1685 | 0.80066 | 14 | 0.96915
58272 | 3.9 | 1 | 365 | 4.4277 | 0.37521 | 4 | 0.80286
58273 | 5.13 | 1 | 365 | 5.8241 | 0.59354 | 6 | 0.41761
58324 | 6.76 | 1 | 365 | 7.6746 | 0.18369 | 7 | 0.85829
58325 | 7.395 | 1 | 365 | 8.3955 | 0.36145 | 8 | 0.75696
12717 | 1012.6 | 1 | 365 | 1149.6007 | 0.7522 | 1150 | 0.35293
13637 | 1266.825 | 1 | 365 | 1438.2214 | 0.62701 | 1438 | 0.84837
58338 | 9.69 | 1 | 365 | 11.001 | 0.23224 | 11 | 0.23326
48311 | 11.97 | 1 | 365 | 13.5895 | 0.051594 | 13 | 0.64109
58343 | 4.42 | 1 | 365 | 5.018 | 0.15857 | 5 | 0.17658
58346 | 8.48 | 1 | 365 | 9.6273 | 0.082499 | 9 | 0.70981
58348 | 7.28 | 1 | 365 | 8.265 | 0.96705 | 9 | 0.23201
58350 | 6.885 | 1 | 365 | 7.8165 | 0.61238 | 8 | 0.4289
58354 | 11.22 | 1 | 365 | 12.738 | 0.47944 | 13 | 0.21746
58360 | 3.315 | 1 | 365 | 3.7635 | 0.36893 | 4 | 0.13243
58367 | 5.98 | 1 | 365 | 6.7891 | 0.50865 | 7 | 0.29772
58373 | 9.62 | 1 | 365 | 10.9215 | 0.99217 | 11 | 0.91372
58387 | 13.77 | 1 | 365 | 15.633 | 0.22477 | 15 | 0.85779
58399 | 9.1 | 1 | 365 | 10.3312 | 0.20881 | 10 | 0.54001
58439 | 8.58 | 1 | 365 | 9.7408 | 0.42545 | 10 | 0.16629
58440 | 3.9 | 1 | 365 | 4.4277 | 0.37521 | 4 | 0.80286
58480 | 13.25 | 1 | 365 | 15.0427 | 0.4414 | 15 | 0.48408
58483 | 4.68 | 1 | 365 | 5.3132 | 0.050247 | 5 | 0.36343
58487 | 5.98 | 1 | 365 | 6.7891 | 0.50865 | 7 | 0.29772
58499 | 2.385 | 1 | 365 | 2.7077 | 0.17945 | 2 | 0.88713
58523 | 2.6 | 1 | 365 | 2.9518 | 0.9168 | 3 | 0.86857
58526 | 5.865 | 1 | 365 | 6.6585 | 0.11425 | 6 | 0.77276
58530 | 12.48 | 1 | 365 | 14.1685 | 0.80066 | 14 | 0.96915
58537 | 9.805 | 1 | 365 | 11.1316 | 0.62664 | 11 | 0.75822
58538 | 7.28 | 1 | 365 | 8.265 | 0.96705 | 9 | 0.23201
58564 | 13.005 | 1 | 365 | 14.7645 | 0.60117 | 15 | 0.36569
58540 | 3.71 | 1 | 365 | 4.2119 | 0.72359 | 4 | 0.93554
58589 | 3.975 | 1 | 365 | 4.5128 | 0.63242 | 5 | 0.14522
58610 | 13 | 1 | 365 | 14.7588 | 0.58402 | 15 | 0.34287
58613 | 4.845 | 1 | 365 | 5.5005 | 0.61612 | 6 | 0.11663
58623 | 11.475 | 1 | 365 | 13.0275 | 0.35397 | 13 | 0.38149
58627 | 7.02 | 1 | 365 | 7.9698 | 0.075371 | 8 | 0.045149
58674 | 6.24 | 1 | 365 | 7.0842 | 0.40033 | 7 | 0.48458
58680 | 10.2 | 1 | 365 | 11.58 | 0.98131 | 12 | 0.56133
58683 | 5.46 | 1 | 365 | 6.1987 | 0.72529 | 6 | 0.924
58685 | 5.61 | 1 | 365 | 6.369 | 0.23972 | 6 | 0.60873
58745 | 8.16 | 1 | 365 | 9.264 | 0.98505 | 10 | 0.24906
58750 | 8.32 | 1 | 365 | 9.4457 | 0.53377 | 9 | 0.97944
58752 | 7.28 | 1 | 365 | 8.265 | 0.96705 | 9 | 0.23201
58754 | 6.375 | 1 | 365 | 7.2375 | 0.86332 | 8 | 0.10083
58755 | 11.7 | 1 | 365 | 13.283 | 0.12562 | 13 | 0.40858
58757 | 9.62 | 1 | 365 | 10.9215 | 0.99217 | 11 | 0.91372
58769 | 14.04 | 1 | 365 | 15.9396 | 0.15074 | 16 | 0.090297
58774 | 12.72 | 1 | 365 | 14.441 | 0.62375 | 15 | 0.064714
58781 | 7.395 | 1 | 365 | 8.3955 | 0.36145 | 8 | 0.75696
58794 | 10.4 | 1 | 365 | 11.8071 | 0.66722 | 12 | 0.47429
58795 | 9.88 | 1 | 365 | 11.2167 | 0.88386 | 12 | 0.10058
58797 | 9.62 | 1 | 365 | 10.9215 | 0.99217 | 11 | 0.91372
58800 | 3.9 | 1 | 365 | 4.4277 | 0.37521 | 4 | 0.80286
50415 | 4.845 | 1 | 365 | 5.5005 | 0.61612 | 6 | 0.11663
45700 | 3.12 | 1 | 365 | 3.5421 | 0.70016 | 4 | 0.24229
45753 | 6.24 | 1 | 365 | 7.0842 | 0.40033 | 7 | 0.48458
41359 | 8.06 | 1 | 365 | 9.1505 | 0.64209 | 9 | 0.79258
58827 | 7.29 | 1 | 365 | 8.2763 | 0.0013466 | 8 | 0.27765
50418 | 6.63 | 1 | 365 | 7.527 | 0.73785 | 8 | 0.26486
58829 | 12.495 | 1 | 365 | 14.1855 | 0.8521 | 15 | 0.037626
50575 | 7.395 | 1 | 365 | 8.3955 | 0.36145 | 8 | 0.75696
39058 | 5.98 | 1 | 365 | 6.7891 | 0.50865 | 7 | 0.29772
39396 | 7.28 | 1 | 365 | 8.265 | 0.96705 | 9 | 0.23201
48164 | 5.61 | 1 | 365 | 6.369 | 0.23972 | 6 | 0.60873
42910 | 5.72 | 1 | 365 | 6.4939 | 0.61697 | 7 | 0.11086
39329 | 5.72 | 1 | 365 | 6.4939 | 0.61697 | 7 | 0.11086
45771 | 6.375 | 1 | 365 | 7.2375 | 0.86332 | 8 | 0.10083
50305 | 2.805 | 1 | 365 | 3.1845 | 0.61986 | 3 | 0.80436
44982 | 5.46 | 1 | 365 | 6.1987 | 0.72529 | 6 | 0.924
41456 | 2.86 | 1 | 365 | 3.2469 | 0.80848 | 4 | 0.055431
47542 | 8.32 | 1 | 365 | 9.4457 | 0.53377 | 9 | 0.97944
58832 | 9.18 | 1 | 365 | 10.422 | 0.48318 | 10 | 0.90519
43766 | 6.76 | 1 | 365 | 7.6746 | 0.18369 | 7 | 0.85829
41023 | 11.73 | 1 | 365 | 13.317 | 0.2285 | 13 | 0.54553
42982 | 5.46 | 1 | 365 | 6.1987 | 0.72529 | 6 | 0.924
42358 | 13.78 | 1 | 365 | 15.6444 | 0.25906 | 15 | 0.90344
50507 | 6.76 | 1 | 365 | 7.6746 | 0.18369 | 7 | 0.85829
50597 | 5.61 | 1 | 365 | 6.369 | 0.23972 | 6 | 0.60873
43692 | 7.54 | 1 | 365 | 8.5601 | 0.85873 | 9 | 0.41886
50373 | 7.28 | 1 | 365 | 8.265 | 0.96705 | 9 | 0.23201
39342 | 4.94 | 1 | 365 | 5.6084 | 0.94193 | 6 | 0.55029
41753 | 4.94 | 1 | 365 | 5.6084 | 0.94193 | 6 | 0.55029
50442 | 4.59 | 1 | 365 | 5.211 | 0.74159 | 5 | 0.9526
50584 | 6.12 | 1 | 365 | 6.948 | 0.98878 | 7 | 0.9368
44863 | 12.25 | 1 | 365 | 13.9074 | 0.011865 | 13 | 0.91924
50397 | 11.985 | 1 | 365 | 13.6065 | 0.10304 | 13 | 0.70956
37874 | 10.4 | 1 | 365 | 11.8071 | 0.66722 | 12 | 0.47429
48095 | 3.315 | 1 | 365 | 3.7635 | 0.36893 | 4 | 0.13243
45239 | 9.12 | 1 | 365 | 10.3539 | 0.2774 | 10 | 0.6313
51052 | 9.315 | 1 | 365 | 10.5753 | 0.94617 | 11 | 0.52145
45952 | 7.8 | 1 | 365 | 8.8553 | 0.75041 | 9 | 0.60572
40699 | 11.475 | 1 | 365 | 13.0275 | 0.35397 | 13 | 0.38149
54680 | 6.9 | 1 | 365 | 7.8335 | 0.66383 | 8 | 0.49737
56154 | 3.188 | 1 | 365 | 3.6193 | 0.93337 | 4 | 0.5527
54957 | 3.975 | 1 | 365 | 4.5128 | 0.63242 | 5 | 0.14522
54956 | 3.013 | 1 | 365 | 3.4206 | 0.3332 | 3 | 0.75385
51219 | 3.71 | 1 | 365 | 4.2119 | 0.72359 | 4 | 0.93554
48682 | 9.975 | 1 | 365 | 11.3246 | 0.20966 | 11 | 0.53424
51043 | 4.16 | 1 | 365 | 4.7228 | 0.26689 | 4 | 0.98972
50413 | 12.24 | 1 | 365 | 13.896 | 0.97757 | 14 | 0.87359
40603 | 11.18 | 1 | 365 | 12.6926 | 0.34226 | 13 | 0.034866
43771 | 10.07 | 1 | 365 | 11.4324 | 0.53547 | 11 | 0.9679
50437 | 8.16 | 1 | 365 | 9.264 | 0.98505 | 10 | 0.24906
40703 | 3.64 | 1 | 365 | 4.1325 | 0.48353 | 4 | 0.616
45963 | 10.455 | 1 | 365 | 11.8695 | 0.85584 | 12 | 0.72536
37797 | 9.88 | 1 | 365 | 11.2167 | 0.88386 | 12 | 0.10058
43646 | 10.66 | 1 | 365 | 12.1023 | 0.5589 | 12 | 0.66115
49406 | 12.753 | 1 | 365 | 14.4784 | 0.73692 | 15 | 0.21535
40443 | 2.86 | 1 | 365 | 3.2469 | 0.80848 | 4 | 0.055431
50351 | 10.965 | 1 | 365 | 12.4485 | 0.60491 | 13 | 0.053427
45551 | 2.7 | 1 | 365 | 3.0653 | 0.25976 | 3 | 0.32506
44772 | 9.36 | 1 | 365 | 10.6264 | 0.10049 | 10 | 0.72686
49403 | 8.82 | 1 | 365 | 10.0133 | 0.24854 | 10 | 0.26185
46118 | 8.48 | 1 | 365 | 9.6273 | 0.082499 | 9 | 0.70981
39620 | 12.495 | 1 | 365 | 14.1855 | 0.8521 | 15 | 0.037626
43992 | 8.1 | 1 | 365 | 9.1959 | 0.77927 | 9 | 0.97517
39374 | 5.98 | 1 | 365 | 6.7891 | 0.50865 | 7 | 0.29772
46766 | 12.29 | 1 | 365 | 13.9528 | 0.14905 | 14 | 0.10183
44619 | 10.4 | 1 | 365 | 11.8071 | 0.66722 | 12 | 0.47429
50395 | 3.315 | 1 | 365 | 3.7635 | 0.36893 | 4 | 0.13243
45260 | 5.355 | 1 | 365 | 6.0795 | 0.36519 | 6 | 0.4447
49924 | 9.315 | 1 | 365 | 10.5753 | 0.94617 | 11 | 0.52145
50431 | 4.68 | 1 | 365 | 5.3132 | 0.050247 | 5 | 0.36343
44500 | 12.29 | 1 | 365 | 13.9528 | 0.14905 | 14 | 0.10183
57509 | 7.395 | 1 | 365 | 8.3955 | 0.36145 | 8 | 0.75696
48264 | 8.82 | 1 | 365 | 10.0133 | 0.24854 | 10 | 0.26185
47549 | 10.395 | 1 | 365 | 11.8014 | 0.65007 | 12 | 0.45147
46114 | 11.97 | 1 | 365 | 13.5895 | 0.051594 | 13 | 0.64109
38690 | 7.395 | 1 | 365 | 8.3955 | 0.36145 | 8 | 0.75696
47372 | 5.355 | 1 | 365 | 6.0795 | 0.36519 | 6 | 0.4447
45312 | 8.16 | 1 | 365 | 9.264 | 0.98505 | 10 | 0.24906
39470 | 5.72 | 1 | 365 | 6.4939 | 0.61697 | 7 | 0.11086
39539 | 21.58 | 1 | 365 | 24.4997 | 0.0094732 | 24 | 0.50916
50439 | 2.86 | 1 | 365 | 3.2469 | 0.80848 | 4 | 0.055431
44190 | 5.865 | 1 | 365 | 6.6585 | 0.11425 | 6 | 0.77276
41661 | 2.295 | 1 | 365 | 2.6055 | 0.87079 | 3 | 0.4763
45900 | 8.58 | 1 | 365 | 9.7408 | 0.42545 | 10 | 0.16629
45443 | 3.38 | 1 | 365 | 3.8373 | 0.59185 | 4 | 0.42915
50590 | 5.61 | 1 | 365 | 6.369 | 0.23972 | 6 | 0.60873
45537 | 12.19 | 1 | 365 | 13.8393 | 0.80609 | 14 | 0.64535
47917 | 4.59 | 1 | 365 | 5.211 | 0.74159 | 5 | 0.9526
50430 | 3.57 | 1 | 365 | 4.053 | 0.24346 | 4 | 0.29646
50247 | 6.24 | 1 | 365 | 7.0842 | 0.40033 | 7 | 0.48458
50596 | 9.36 | 1 | 365 | 10.6264 | 0.10049 | 10 | 0.72686
40230 | 5.1 | 1 | 365 | 5.79 | 0.49065 | 6 | 0.28066
37890 | 12.48 | 1 | 365 | 14.1685 | 0.80066 | 14 | 0.96915
47454 | 8.06 | 1 | 365 | 9.1505 | 0.64209 | 9 | 0.79258
40960 | 8.06 | 1 | 365 | 9.1505 | 0.64209 | 9 | 0.79258
48044 | 4.32 | 1 | 365 | 4.9045 | 0.81561 | 5 | 0.72009
47962 | 9.36 | 1 | 365 | 10.6264 | 0.10049 | 10 | 0.72686
50379 | 7.65 | 1 | 365 | 8.685 | 0.23598 | 8 | 0.921
47622 | 6.375 | 1 | 365 | 7.2375 | 0.86332 | 8 | 0.10083
41185 | 2.6 | 1 | 365 | 2.9518 | 0.9168 | 3 | 0.86857
42577 | 2.08 | 1 | 365 | 2.3614 | 0.13344 | 2 | 0.49486
40227 | 3.64 | 1 | 365 | 4.1325 | 0.48353 | 4 | 0.616
38035 | 11.44 | 1 | 365 | 12.9878 | 0.23394 | 13 | 0.22172
41404 | 6.5 | 1 | 365 | 7.3794 | 0.29201 | 7 | 0.67143
39335 | 9.62 | 1 | 365 | 10.9215 | 0.99217 | 11 | 0.91372
44313 | 11.34 | 1 | 365 | 12.8743 | 0.89098 | 13 | 0.76524
35292 | 211.896 | 1 | 365 | 240.5647 | 0.70581 | 241 | 0.27049
55818 | 3.78 | 1 | 365 | 4.2914 | 0.96366 | 5 | 0.25508
55802 | 7.44 | 1 | 365 | 8.4466 | 0.51578 | 8 | 0.96238
55938 | 6.3 | 1 | 365 | 7.1524 | 0.6061 | 7 | 0.75847
56058 | 5.04 | 1 | 365 | 5.7219 | 0.28488 | 6 | 0.0067734
56219 | 4.578 | 1 | 365 | 5.1974 | 0.70043 | 5 | 0.89782
57426 | 6.93 | 1 | 365 | 7.8676 | 0.76671 | 8 | 0.63431
57705 | 3.84 | 1 | 365 | 4.3595 | 0.16943 | 4 | 0.52897
58016 | 5.67 | 1 | 365 | 6.4371 | 0.44549 | 6 | 0.88262
58421 | 4.8 | 1 | 365 | 5.4494 | 0.46179 | 5 | 0.91121
58424 | 4.251 | 1 | 365 | 4.8261 | 0.57897 | 5 | 0.40512
58712 | 9.3 | 1 | 365 | 10.5583 | 0.89472 | 11 | 0.45297
58727 | 3.12 | 1 | 365 | 3.5421 | 0.70016 | 4 | 0.24229
58706 | 3.3 | 1 | 365 | 3.7465 | 0.31748 | 4 | 0.063959
58811 | 4.575 | 1 | 365 | 5.194 | 0.69015 | 5 | 0.88412
58816 | 7.28 | 1 | 365 | 8.265 | 0.96705 | 9 | 0.23201
58866 | 7.125 | 1 | 365 | 8.089 | 0.43547 | 8 | 0.52446
58869 | 6.84 | 1 | 365 | 7.7654 | 0.45805 | 8 | 0.22348
58871 | 5.67 | 1 | 365 | 6.4371 | 0.44549 | 6 | 0.88262
58874 | 5.88 | 1 | 365 | 6.6755 | 0.1657 | 6 | 0.84124
58875 | 8.55 | 1 | 365 | 9.7068 | 0.32257 | 10 | 0.029348
58886 | 10.08 | 1 | 365 | 11.4438 | 0.56976 | 12 | 0.013547
58887 | 12.285 | 1 | 365 | 13.9471 | 0.1319 | 14 | 0.07901
58888 | 9.9 | 1 | 365 | 11.2394 | 0.95245 | 12 | 0.19188
58889 | 15.696 | 1 | 365 | 17.8196 | 0.83006 | 18 | 0.64967
58890 | 13.25 | 1 | 365 | 15.0427 | 0.4414 | 15 | 0.48408
58897 | 8.82 | 1 | 365 | 10.0133 | 0.24854 | 10 | 0.26185
58898 | 5.46 | 1 | 365 | 6.1987 | 0.72529 | 6 | 0.924
58900 | 10.2 | 1 | 365 | 11.58 | 0.98131 | 12 | 0.56133
58901 | 5.4 | 1 | 365 | 6.1306 | 0.51952 | 6 | 0.65011
58902 | 5.035 | 1 | 365 | 5.7162 | 0.26773 | 5 | 0.98395
58903 | 9.92 | 1 | 365 | 11.2621 | 0.021037 | 11 | 0.28317
58904 | 8.82 | 1 | 365 | 10.0133 | 0.24854 | 10 | 0.26185
58905 | 8.4 | 1 | 365 | 9.5365 | 0.80814 | 10 | 0.34462
58907 | 12.75 | 1 | 365 | 14.475 | 0.72663 | 15 | 0.20166
58908 | 7.29 | 1 | 365 | 8.2763 | 0.0013466 | 8 | 0.27765
58914 | 6.93 | 1 | 365 | 7.8676 | 0.76671 | 8 | 0.63431
56364 | 15.105 | 1 | 365 | 17.1486 | 0.8032 | 17 | 0.95185
57961 | 9.405 | 1 | 365 | 10.6775 | 0.25482 | 10 | 0.93228
58144 | 4.16 | 1 | 365 | 4.7228 | 0.26689 | 4 | 0.98972
58917 | 6.76 | 1 | 365 | 7.6746 | 0.18369 | 7 | 0.85829
58918 | 5.565 | 1 | 365 | 6.3179 | 0.08539 | 6 | 0.40331
58919 | 4.5 | 1 | 365 | 5.1088 | 0.43293 | 5 | 0.54176
58921 | 4.8 | 1 | 365 | 5.4494 | 0.46179 | 5 | 0.91121
58926 | 4.845 | 1 | 365 | 5.5005 | 0.61612 | 6 | 0.11663
58934 | 4.41 | 1 | 365 | 5.0067 | 0.12427 | 5 | 0.13093
58937 | 13.515 | 1 | 365 | 15.3435 | 0.35023 | 15 | 0.69376
58959 | 11.4 | 1 | 365 | 12.9424 | 0.096756 | 13 | 0.03913
58962 | 5.565 | 1 | 365 | 6.3179 | 0.08539 | 6 | 0.40331
58963 | 5.1 | 1 | 365 | 5.79 | 0.49065 | 6 | 0.28066
58969 | 9.81 | 1 | 365 | 11.1373 | 0.64379 | 11 | 0.78104
58981 | 11.725 | 1 | 365 | 13.3113 | 0.21136 | 13 | 0.5227
58982 | 5.415 | 1 | 365 | 6.1476 | 0.57096 | 6 | 0.71859
58983 | 9.52 | 1 | 365 | 10.808 | 0.64922 | 11 | 0.45724
58984 | 3.99 | 1 | 365 | 4.5298 | 0.68386 | 5 | 0.2137
58986 | 10.4 | 1 | 365 | 11.8071 | 0.66722 | 12 | 0.47429
58989 | 2.85 | 1 | 365 | 3.2356 | 0.77419 | 4 | 0.0097826
58990 | 6.625 | 1 | 365 | 7.5213 | 0.7207 | 8 | 0.24204
59044 | 3.445 | 1 | 365 | 3.9111 | 0.81477 | 4 | 0.72586
59045 | 6 | 1 | 365 | 6.8118 | 0.57724 | 7 | 0.38902
59050 | 5.415 | 1 | 365 | 6.1476 | 0.57096 | 6 | 0.71859
59053 | 10.08 | 1 | 365 | 11.4438 | 0.56976 | 12 | 0.013547
59084 | 13.78 | 1 | 365 | 15.6444 | 0.25906 | 15 | 0.90344
59085 | 9.483 | 1 | 365 | 10.766 | 0.52233 | 11 | 0.28834
59086 | 6.6 | 1 | 365 | 7.493 | 0.63496 | 8 | 0.12792
59087 | 5.67 | 1 | 365 | 6.4371 | 0.44549 | 6 | 0.88262
59089 | 4.505 | 1 | 365 | 5.1145 | 0.45008 | 5 | 0.56459
59090 | 10.5 | 1 | 365 | 11.9206 | 0.01017 | 11 | 0.93078
59091 | 7.59 | 1 | 365 | 8.6169 | 0.030209 | 8 | 0.64711
59092 | 5.035 | 1 | 365 | 5.7162 | 0.26773 | 5 | 0.98395
59094 | 8.4 | 1 | 365 | 9.5365 | 0.80814 | 10 | 0.34462
59197 | 5.2 | 1 | 365 | 5.9035 | 0.83361 | 6 | 0.73715
59198 | 4.55 | 1 | 365 | 5.1656 | 0.60441 | 5 | 0.77
59199 | 6.44 | 1 | 365 | 7.3113 | 0.086238 | 7 | 0.39754
59251 | 6.615 | 1 | 365 | 7.51 | 0.68641 | 8 | 0.19639
59252 | 10.5 | 1 | 365 | 11.9206 | 0.01017 | 11 | 0.93078
59261 | 12.3 | 1 | 365 | 13.9641 | 0.18334 | 14 | 0.14748
59268 | 3.465 | 1 | 365 | 3.9338 | 0.88336 | 4 | 0.81716
59269 | 6.095 | 1 | 365 | 6.9196 | 0.90305 | 7 | 0.82268
59272 | 6.555 | 1 | 365 | 7.4419 | 0.48063 | 7 | 0.9225
59274 | 5.865 | 1 | 365 | 6.6585 | 0.11425 | 6 | 0.77276
59425 | 6.44 | 1 | 365 | 7.3113 | 0.086238 | 7 | 0.39754
59434 | 9.8 | 1 | 365 | 11.1259 | 0.60949 | 11 | 0.73539
59441 | 5.13 | 1 | 365 | 5.8241 | 0.59354 | 6 | 0.41761
59443 | 3.975 | 1 | 365 | 4.5128 | 0.63242 | 5 | 0.14522
59550 | 13.5 | 1 | 365 | 15.3265 | 0.29879 | 15 | 0.62529
59556 | 12.19 | 1 | 365 | 13.8393 | 0.80609 | 14 | 0.64535
59557 | 7.2 | 1 | 365 | 8.1741 | 0.69269 | 8 | 0.86682
59576 | 5.3 | 1 | 365 | 6.0171 | 0.17656 | 6 | 0.19363
59579 | 5.4 | 1 | 365 | 6.1306 | 0.51952 | 6 | 0.65011
59581 | 9.01 | 1 | 365 | 10.229 | 0.90016 | 11 | 0.12917
59582 | 12 | 1 | 365 | 13.6236 | 0.15448 | 13 | 0.77803
59586 | 5.98 | 1 | 365 | 6.7891 | 0.50865 | 7 | 0.29772
59591 | 5.94 | 1 | 365 | 6.7437 | 0.37147 | 7 | 0.11513
59595 | 9.275 | 1 | 365 | 10.5299 | 0.80898 | 11 | 0.33885
59596 | 6.3 | 1 | 365 | 7.1524 | 0.6061 | 7 | 0.75847
59607 | 4.24 | 1 | 365 | 4.8137 | 0.54125 | 5 | 0.3549
59609 | 11.6 | 1 | 365 | 13.1694 | 0.78266 | 13 | 0.9521
59634 | 5.559 | 1 | 365 | 6.3111 | 0.064813 | 6 | 0.37592
59675 | 3.975 | 1 | 365 | 4.5128 | 0.63242 | 5 | 0.14522
59680 | 7.848 | 1 | 365 | 8.9098 | 0.91503 | 9 | 0.82483
59689 | 11.42 | 1 | 365 | 12.9651 | 0.16535 | 13 | 0.13043
59799 | 7.5 | 1 | 365 | 8.5147 | 0.72155 | 9 | 0.23627
57787 | 5.52 | 1 | 365 | 6.2668 | 0.93106 | 7 | 0.19789
59804 | 10.137 | 1 | 365 | 11.5085 | 0.76525 | 12 | 0.27374
59807 | 5.67 | 1 | 365 | 6.4371 | 0.44549 | 6 | 0.88262
59836 | 7.2 | 1 | 365 | 8.1741 | 0.69269 | 8 | 0.86682
59849 | 5.13 | 1 | 365 | 5.8241 | 0.59354 | 6 | 0.41761
59850 | 9.975 | 1 | 365 | 11.3246 | 0.20966 | 11 | 0.53424
59851 | 23.31 | 1 | 365 | 26.4637 | 0.94258 | 27 | 0.40633
59852 | 6.6 | 1 | 365 | 7.493 | 0.63496 | 8 | 0.12792
59853 | 6.76 | 1 | 365 | 7.6746 | 0.18369 | 7 | 0.85829
59854 | 6.3 | 1 | 365 | 7.1524 | 0.6061 | 7 | 0.75847
59855 | 11.13 | 1 | 365 | 12.6358 | 0.17078 | 12 | 0.80662
49182 | 6.84 | 1 | 365 | 7.7654 | 0.45805 | 8 | 0.22348
59857 | 3.75 | 1 | 365 | 4.2574 | 0.86078 | 5 | 0.11813
41343 | 10.005 | 1 | 365 | 11.3586 | 0.31255 | 11 | 0.67118
59858 | 4.5 | 1 | 365 | 5.1088 | 0.43293 | 5 | 0.54176
45576 | 12 | 1 | 365 | 13.6236 | 0.15448 | 13 | 0.77803
48519 | 6.89 | 1 | 365 | 7.8222 | 0.62953 | 8 | 0.45172
59958 | 5.75 | 1 | 365 | 6.528 | 0.71985 | 7 | 0.24781
45558 | 6.27 | 1 | 365 | 7.1183 | 0.50322 | 7 | 0.62152
51275 | 6.3 | 1 | 365 | 7.1524 | 0.6061 | 7 | 0.75847
59959 | 5.565 | 1 | 365 | 6.3179 | 0.08539 | 6 | 0.40331
49742 | 12.6 | 1 | 365 | 14.3047 | 0.2122 | 14 | 0.51693
49746 | 9.92 | 1 | 365 | 11.2621 | 0.021037 | 11 | 0.28317
47619 | 7.56 | 1 | 365 | 8.5828 | 0.92732 | 9 | 0.51016
59960 | 8.5 | 1 | 365 | 9.65 | 0.15109 | 9 | 0.80111
47318 | 11.7 | 1 | 365 | 13.283 | 0.12562 | 13 | 0.40858
59966 | 6 | 1 | 365 | 6.8118 | 0.57724 | 7 | 0.38902
48854 | 5.72 | 1 | 365 | 6.4939 | 0.61697 | 7 | 0.11086
59972 | 12.6 | 1 | 365 | 14.3047 | 0.2122 | 14 | 0.51693
45208 | 11.34 | 1 | 365 | 12.8743 | 0.89098 | 13 | 0.76524
59982 | 11.4 | 1 | 365 | 12.9424 | 0.096756 | 13 | 0.03913
47610 | 5.75 | 1 | 365 | 6.528 | 0.71985 | 7 | 0.24781
60058 | 6.72 | 1 | 365 | 7.6292 | 0.046509 | 7 | 0.6757
46840 | 3.75 | 1 | 365 | 4.2574 | 0.86078 | 5 | 0.11813
48529 | 6.3 | 1 | 365 | 7.1524 | 0.6061 | 7 | 0.75847
60061 | 4.5 | 1 | 365 | 5.1088 | 0.43293 | 5 | 0.54176
51093 | 5.355 | 1 | 365 | 6.0795 | 0.36519 | 6 | 0.4447
46411 | 9.156 | 1 | 365 | 10.3948 | 0.40087 | 10 | 0.79564
46459 | 6.5 | 1 | 365 | 7.3794 | 0.29201 | 7 | 0.67143
48564 | 6.5 | 1 | 365 | 7.3794 | 0.29201 | 7 | 0.67143
46909 | 6.93 | 1 | 365 | 7.8676 | 0.76671 | 8 | 0.63431
49033 | 6 | 1 | 365 | 6.8118 | 0.57724 | 7 | 0.38902
50275 | 7.41 | 1 | 365 | 8.4125 | 0.41289 | 8 | 0.82543
49155 | 8.67 | 1 | 365 | 9.843 | 0.73411 | 10 | 0.57713
46866 | 6 | 1 | 365 | 6.8118 | 0.57724 | 7 | 0.38902
47306 | 4 | 1 | 365 | 4.5412 | 0.71816 | 5 | 0.25934
48837 | 8.215 | 1 | 365 | 9.3265 | 0.17367 | 9 | 0.50013
49480 | 3 | 1 | 365 | 3.4059 | 0.28862 | 3 | 0.69451
46395 | 6.3 | 1 | 365 | 7.1524 | 0.6061 | 7 | 0.75847
49168 | 15.68 | 1 | 365 | 17.8014 | 0.77519 | 18 | 0.57663
51281 | 7.875 | 1 | 365 | 8.9405 | 0.0076275 | 8 | 0.94808
50261 | 10.395 | 1 | 365 | 11.8014 | 0.65007 | 12 | 0.45147
50011 | 8.25 | 1 | 365 | 9.3662 | 0.29371 | 9 | 0.6599
44380 | 8.4 | 1 | 365 | 9.5365 | 0.80814 | 10 | 0.34462
46868 | 9.45 | 1 | 365 | 10.7285 | 0.40915 | 11 | 0.1377
49533 | 2 | 1 | 365 | 2.2706 | 0.85908 | 3 | 0.12967
51280 | 10.5 | 1 | 365 | 11.9206 | 0.01017 | 11 | 0.93078
48869 | 4.41 | 1 | 365 | 5.0067 | 0.12427 | 5 | 0.13093
44400 | 24 | 1 | 365 | 27.2471 | 0.30896 | 27 | 0.55606
49053 | 6.93 | 1 | 365 | 7.8676 | 0.76671 | 8 | 0.63431
50010 | 8.5 | 1 | 365 | 9.65 | 0.15109 | 9 | 0.80111
51317 | 4.725 | 1 | 365 | 5.3643 | 0.20458 | 5 | 0.56885
46853 | 9.135 | 1 | 365 | 10.3709 | 0.32885 | 10 | 0.69978
47399 | 8.75 | 1 | 365 | 9.9338 | 0.008475 | 9 | 0.94231
49177 | 8.829 | 1 | 365 | 10.0235 | 0.27941 | 10 | 0.30294
49060 | 8.1 | 1 | 365 | 9.1959 | 0.77927 | 9 | 0.97517
47425 | 3.48 | 1 | 365 | 3.9508 | 0.9348 | 4 | 0.88563
50161 | 8.37 | 1 | 365 | 9.5024 | 0.70525 | 10 | 0.20768
49992 | 4.2 | 1 | 365 | 4.7682 | 0.40407 | 5 | 0.17231
49879 | 3.705 | 1 | 365 | 4.2063 | 0.70645 | 4 | 0.91272
55953 | 6.3 | 1 | 365 | 7.1524 | 0.6061 | 7 | 0.75847
55952 | 10.08 | 1 | 365 | 11.4438 | 0.56976 | 12 | 0.013547
56406 | 9.28 | 1 | 365 | 10.5355 | 0.82613 | 11 | 0.36168
57568 | 4.77 | 1 | 365 | 5.4154 | 0.35891 | 5 | 0.77427
57950 | 8.84 | 1 | 365 | 10.036 | 0.31713 | 10 | 0.35315
57952 | 3.12 | 1 | 365 | 3.5421 | 0.70016 | 4 | 0.24229
57953 | 9.1 | 1 | 365 | 10.3312 | 0.20881 | 10 | 0.54001
57956 | 4.16 | 1 | 365 | 4.7228 | 0.26689 | 4 | 0.98972
57957 | 4.68 | 1 | 365 | 5.3132 | 0.050247 | 5 | 0.36343
57958 | 8.06 | 1 | 365 | 9.1505 | 0.64209 | 9 | 0.79258
57977 | 5.61 | 1 | 365 | 6.369 | 0.23972 | 6 | 0.60873
57980 | 4.77 | 1 | 365 | 5.4154 | 0.35891 | 5 | 0.77427
40580 | 3.64 | 1 | 365 | 4.1325 | 0.48353 | 4 | 0.616
47887 | 3.57 | 1 | 365 | 4.053 | 0.24346 | 4 | 0.29646
38731 | 5.2 | 1 | 365 | 5.9035 | 0.83361 | 6 | 0.73715
45648 | 10.92 | 1 | 365 | 12.3974 | 0.45058 | 12 | 0.84801
41752 | 7.02 | 1 | 365 | 7.9698 | 0.075371 | 8 | 0.045149
54430 | 11.22 | 1 | 365 | 12.738 | 0.47944 | 13 | 0.21746
55395 | 9.945 | 1 | 365 | 11.2905 | 0.10678 | 11 | 0.39729
55727 | 5.2 | 1 | 365 | 5.9035 | 0.83361 | 6 | 0.73715
55735 | 4.335 | 1 | 365 | 4.9215 | 0.86706 | 5 | 0.78856
50440 | 7.28 | 1 | 365 | 8.265 | 0.96705 | 9 | 0.23201
55955 | 11.475 | 1 | 365 | 13.0275 | 0.35397 | 13 | 0.38149
56030 | 6.12 | 1 | 365 | 6.948 | 0.98878 | 7 | 0.9368
37879 | 4.16 | 1 | 365 | 4.7228 | 0.26689 | 4 | 0.98972
39464 | 5.13 | 1 | 365 | 5.8241 | 0.59354 | 6 | 0.41761
48046 | 12.22 | 1 | 365 | 13.8733 | 0.90898 | 14 | 0.7823
50338 | 13.26 | 1 | 365 | 15.054 | 0.4757 | 15 | 0.52973
50372 | 7.56 | 1 | 365 | 8.5828 | 0.92732 | 9 | 0.51016
56494 | 6.48 | 1 | 365 | 7.3567 | 0.22342 | 7 | 0.58014
56531 | 3.64 | 1 | 365 | 4.1325 | 0.48353 | 4 | 0.616
56551 | 4.845 | 1 | 365 | 5.5005 | 0.61612 | 6 | 0.11663
55889 | 6.12 | 1 | 365 | 6.948 | 0.98878 | 7 | 0.9368
57983 | 5.46 | 1 | 365 | 6.1987 | 0.72529 | 6 | 0.924
57986 | 4.16 | 1 | 365 | 4.7228 | 0.26689 | 4 | 0.98972
57987 | 9.945 | 1 | 365 | 11.2905 | 0.10678 | 11 | 0.39729
57994 | 4.42 | 1 | 365 | 5.018 | 0.15857 | 5 | 0.17658
58003 | 4.16 | 1 | 365 | 4.7228 | 0.26689 | 4 | 0.98972
58013 | 10.14 | 1 | 365 | 11.5119 | 0.77554 | 12 | 0.28744
58019 | 3.825 | 1 | 365 | 4.3425 | 0.11799 | 4 | 0.4605
58023 | 4.59 | 1 | 365 | 5.211 | 0.74159 | 5 | 0.9526
58026 | 5.2 | 1 | 365 | 5.9035 | 0.83361 | 6 | 0.73715
58030 | 4.42 | 1 | 365 | 5.018 | 0.15857 | 5 | 0.17658
58037 | 5.83 | 1 | 365 | 6.6188 | 0.99422 | 7 | 0.61299
58041 | 7.54 | 1 | 365 | 8.5601 | 0.85873 | 9 | 0.41886
58048 | 7.54 | 1 | 365 | 8.5601 | 0.85873 | 9 | 0.41886
58076 | 5.46 | 1 | 365 | 6.1987 | 0.72529 | 6 | 0.924
58080 | 11.96 | 1 | 365 | 13.5781 | 0.017298 | 13 | 0.59544
58082 | 4.68 | 1 | 365 | 5.3132 | 0.050247 | 5 | 0.36343
58127 | 9.36 | 1 | 365 | 10.6264 | 0.10049 | 10 | 0.72686
58131 | 2.12 | 1 | 365 | 2.4068 | 0.27062 | 2 | 0.67745
56488 | 2.86 | 1 | 365 | 3.2469 | 0.80848 | 4 | 0.055431
58135 | 8.67 | 1 | 365 | 9.843 | 0.73411 | 10 | 0.57713
58158 | 4.68 | 1 | 365 | 5.3132 | 0.050247 | 5 | 0.36343
58228 | 4.94 | 1 | 365 | 5.6084 | 0.94193 | 6 | 0.55029
58270 | 5.865 | 1 | 365 | 6.6585 | 0.11425 | 6 | 0.77276
58296 | 6.5 | 1 | 365 | 7.3794 | 0.29201 | 7 | 0.67143
58297 | 8.06 | 1 | 365 | 9.1505 | 0.64209 | 9 | 0.79258
58299 | 14.04 | 1 | 365 | 15.9396 | 0.15074 | 16 | 0.090297
58405 | 11.475 | 1 | 365 | 13.0275 | 0.35397 | 13 | 0.38149
58444 | 10.66 | 1 | 365 | 12.1023 | 0.5589 | 12 | 0.66115
58445 | 5.1 | 1 | 365 | 5.79 | 0.49065 | 6 | 0.28066
58461 | 3.9 | 1 | 365 | 4.4277 | 0.37521 | 4 | 0.80286
58489 | 11.985 | 1 | 365 | 13.6065 | 0.10304 | 13 | 0.70956
58479 | 3.12 | 1 | 365 | 3.5421 | 0.70016 | 4 | 0.24229
58498 | 3.18 | 1 | 365 | 3.6102 | 0.90594 | 4 | 0.51618
58506 | 7.54 | 1 | 365 | 8.5601 | 0.85873 | 9 | 0.41886
58513 | 3.315 | 1 | 365 | 3.7635 | 0.36893 | 4 | 0.13243
58519 | 6.24 | 1 | 365 | 7.0842 | 0.40033 | 7 | 0.48458
58521 | 9.1 | 1 | 365 | 10.3312 | 0.20881 | 10 | 0.54001
55272 | 3.975 | 1 | 365 | 4.5128 | 0.63242 | 5 | 0.14522
39983 | 8.32 | 1 | 365 | 9.4457 | 0.53377 | 9 | 0.97944
45811 | 7.65 | 1 | 365 | 8.685 | 0.23598 | 8 | 0.921
39442 | 11.395 | 1 | 365 | 12.9367 | 0.079608 | 13 | 0.016306
40583 | 7.02 | 1 | 365 | 7.9698 | 0.075371 | 8 | 0.045149
39521 | 10.4 | 1 | 365 | 11.8071 | 0.66722 | 12 | 0.47429
39559 | 8.32 | 1 | 365 | 9.4457 | 0.53377 | 9 | 0.97944
50353 | 3.315 | 1 | 365 | 3.7635 | 0.36893 | 4 | 0.13243
37907 | 7.14 | 1 | 365 | 8.106 | 0.48692 | 8 | 0.59293
41178 | 5.72 | 1 | 365 | 6.4939 | 0.61697 | 7 | 0.11086
55095 | 6.63 | 1 | 365 | 7.527 | 0.73785 | 8 | 0.26486
55845 | 10.965 | 1 | 365 | 12.4485 | 0.60491 | 13 | 0.053427
37813 | 10.865 | 1 | 365 | 12.335 | 0.26195 | 12 | 0.59694
55698 | 7.395 | 1 | 365 | 8.3955 | 0.36145 | 8 | 0.75696
54681 | 4.08 | 1 | 365 | 4.632 | 0.99252 | 5 | 0.62453
45635 | 4.16 | 1 | 365 | 4.7228 | 0.26689 | 4 | 0.98972
42238 | 3.64 | 1 | 365 | 4.1325 | 0.48353 | 4 | 0.616
50300 | 12.48 | 1 | 365 | 14.1685 | 0.80066 | 14 | 0.96915
50341 | 12.24 | 1 | 365 | 13.896 | 0.97757 | 14 | 0.87359
55098 | 2.805 | 1 | 365 | 3.1845 | 0.61986 | 3 | 0.80436
45985 | 4.42 | 1 | 365 | 5.018 | 0.15857 | 5 | 0.17658
59606 | 14.04 | 1 | 365 | 15.9396 | 0.15074 | 16 | 0.090297
59610 | 5.2 | 1 | 365 | 5.9035 | 0.83361 | 6 | 0.73715
49006 | 13.23 | 1 | 365 | 15.02 | 0.37281 | 15 | 0.39278
42748 | 6.05 | 1 | 365 | 6.8685 | 0.74872 | 7 | 0.61726
48330 | 6.54 | 1 | 365 | 7.4248 | 0.42919 | 7 | 0.85403
45696 | 3.38 | 1 | 365 | 3.8373 | 0.59185 | 4 | 0.42915
48144 | 6.89 | 1 | 365 | 7.8222 | 0.62953 | 8 | 0.45172
38475 | 9.35 | 1 | 365 | 10.615 | 0.066199 | 10 | 0.68122
58335 | 10.64 | 1 | 365 | 12.0795 | 0.49031 | 12 | 0.56986
57539 | 8.745 | 1 | 365 | 9.9282 | 0.99133 | 10 | 0.91949
58933 | 6.89 | 1 | 365 | 7.8222 | 0.62953 | 8 | 0.45172
58598 | 9.01 | 1 | 365 | 10.229 | 0.90016 | 11 | 0.12917
58197 | 4.24 | 1 | 365 | 4.8137 | 0.54125 | 5 | 0.3549
57411 | 7.54 | 1 | 365 | 8.5601 | 0.85873 | 9 | 0.41886
56996 | 4.68 | 1 | 365 | 5.3132 | 0.050247 | 5 | 0.36343
58867 | 3.975 | 1 | 365 | 4.5128 | 0.63242 | 5 | 0.14522
56211 | 9.88 | 1 | 365 | 11.2167 | 0.88386 | 12 | 0.10058
59185 | 7.02 | 1 | 365 | 7.9698 | 0.075371 | 8 | 0.045149
56693 | 5.2 | 1 | 365 | 5.9035 | 0.83361 | 6 | 0.73715
57944 | 3.445 | 1 | 365 | 3.9111 | 0.81477 | 4 | 0.72586
44183 | 9.52 | 1 | 365 | 10.808 | 0.64922 | 11 | 0.45724
57135 | 10.8 | 1 | 365 | 12.2612 | 0.039032 | 12 | 0.30023
59348 | 4.42 | 1 | 365 | 5.018 | 0.15857 | 5 | 0.17658
36132 | 14.25 | 1 | 365 | 16.178 | 0.87094 | 17 | 0.048913
39388 | 6.05 | 1 | 365 | 6.8685 | 0.74872 | 7 | 0.61726
39915 | 10.1 | 1 | 365 | 11.4665 | 0.63835 | 12 | 0.10484
43045 | 9.045 | 1 | 365 | 10.2688 | 0.020189 | 10 | 0.28894
56112 | 3.18 | 1 | 365 | 3.6102 | 0.90594 | 4 | 0.51618
56650 | 12.22 | 1 | 365 | 13.8733 | 0.90898 | 14 | 0.7823
57330 | 5.72 | 1 | 365 | 6.4939 | 0.61697 | 7 | 0.11086
57744 | 5.83 | 1 | 365 | 6.6188 | 0.99422 | 7 | 0.61299
58915 | 16.96 | 1 | 365 | 19.2546 | 0.165 | 19 | 0.41962
59108 | 11.44 | 1 | 365 | 12.9878 | 0.23394 | 13 | 0.22172
42895 | 6.065 | 1 | 365 | 6.8856 | 0.80016 | 7 | 0.68573
50731 | 9.36 | 1 | 365 | 10.6264 | 0.10049 | 10 | 0.72686
50929 | 4.24 | 1 | 365 | 4.8137 | 0.54125 | 5 | 0.3549
56113 | 5.3 | 1 | 365 | 6.0171 | 0.17656 | 6 | 0.19363
56171 | 7.155 | 1 | 365 | 8.123 | 0.53836 | 8 | 0.6614
56172 | 9.275 | 1 | 365 | 10.5299 | 0.80898 | 11 | 0.33885
56329 | 10.6 | 1 | 365 | 12.0341 | 0.35312 | 12 | 0.38726
43122 | 12.48 | 1 | 365 | 14.1685 | 0.80066 | 14 | 0.96915
49663 | 4.68 | 1 | 365 | 5.3132 | 0.050247 | 5 | 0.36343
37954 | 11.7 | 1 | 365 | 13.283 | 0.12562 | 13 | 0.40858
56389 | 5.72 | 1 | 365 | 6.4939 | 0.61697 | 7 | 0.11086
40817 | 8.06 | 1 | 365 | 9.1505 | 0.64209 | 9 | 0.79258
47507 | 7.42 | 1 | 365 | 8.4239 | 0.44719 | 8 | 0.87108
42254 | 2.65 | 1 | 365 | 3.0085 | 0.088281 | 3 | 0.096815
40519 | 7.02 | 1 | 365 | 7.9698 | 0.075371 | 8 | 0.045149
38719 | 10.6 | 1 | 365 | 12.0341 | 0.35312 | 12 | 0.38726
56392 | 3.975 | 1 | 365 | 4.5128 | 0.63242 | 5 | 0.14522
38834 | 3.51 | 1 | 365 | 3.9849 | 0.037685 | 4 | 0.022574
40097 | 13 | 1 | 365 | 14.7588 | 0.58402 | 15 | 0.34287
42046 | 6.375 | 1 | 365 | 7.2375 | 0.86332 | 8 | 0.10083
38180 | 8.32 | 1 | 365 | 9.4457 | 0.53377 | 9 | 0.97944
56947 | 5.3 | 1 | 365 | 6.0171 | 0.17656 | 6 | 0.19363
53154 | 4.59 | 1 | 365 | 5.211 | 0.74159 | 5 | 0.9526
53176 | 7.905 | 1 | 365 | 8.9745 | 0.11051 | 9 | 0.085029
56955 | 4.42 | 1 | 365 | 5.018 | 0.15857 | 5 | 0.17658
53186 | 6.12 | 1 | 365 | 6.948 | 0.98878 | 7 | 0.9368
53189 | 3.825 | 1 | 365 | 4.3425 | 0.11799 | 4 | 0.4605
53229 | 13.78 | 1 | 365 | 15.6444 | 0.25906 | 15 | 0.90344
57076 | 5.3 | 1 | 365 | 6.0171 | 0.17656 | 6 | 0.19363
57081 | 8.525 | 1 | 365 | 9.6784 | 0.23683 | 9 | 0.91523
57087 | 6.625 | 1 | 365 | 7.5213 | 0.7207 | 8 | 0.24204
53204 | 6.5 | 1 | 365 | 7.3794 | 0.29201 | 7 | 0.67143
52938 | 2.04 | 1 | 365 | 2.316 | 0.99626 | 3 | 0.31227
57234 | 5.3 | 1 | 365 | 6.0171 | 0.17656 | 6 | 0.19363
50457 | 10.4 | 1 | 365 | 11.8071 | 0.66722 | 12 | 0.47429
38783 | 7.02 | 1 | 365 | 7.9698 | 0.075371 | 8 | 0.045149
41700 | 6.5 | 1 | 365 | 7.3794 | 0.29201 | 7 | 0.67143
57306 | 7.95 | 1 | 365 | 9.0256 | 0.26484 | 9 | 0.29045
57582 | 9.18 | 1 | 365 | 10.422 | 0.48318 | 10 | 0.90519
57844 | 6.6 | 1 | 365 | 7.493 | 0.63496 | 8 | 0.12792
34404 | 2.34 | 1 | 365 | 2.6566 | 0.025124 | 2 | 0.68172
53835 | 4.68 | 1 | 365 | 5.3132 | 0.050247 | 5 | 0.36343
54359 | 7.8 | 1 | 365 | 8.8553 | 0.75041 | 9 | 0.60572
52352 | 9.62 | 1 | 365 | 10.9215 | 0.99217 | 11 | 0.91372
54760 | 9.1 | 1 | 365 | 10.3312 | 0.20881 | 10 | 0.54001
55004 | 9.36 | 1 | 365 | 10.6264 | 0.10049 | 10 | 0.72686
54943 | 10.4 | 1 | 365 | 11.8071 | 0.66722 | 12 | 0.47429
52558 | 7.02 | 1 | 365 | 7.9698 | 0.075371 | 8 | 0.045149
51728 | 2.08 | 1 | 365 | 2.3614 | 0.13344 | 2 | 0.49486
54403 | 5.72 | 1 | 365 | 6.4939 | 0.61697 | 7 | 0.11086
50847 | 5.72 | 1 | 365 | 6.4939 | 0.61697 | 7 | 0.11086
19941 | 10.92 | 1 | 365 | 12.3974 | 0.45058 | 12 | 0.84801
53871 | 2.08 | 1 | 365 | 2.3614 | 0.13344 | 2 | 0.49486
25307 | 7.54 | 1 | 365 | 8.5601 | 0.85873 | 9 | 0.41886
52420 | 2.34 | 1 | 365 | 2.6566 | 0.025124 | 2 | 0.68172
53192 | 2.34 | 1 | 365 | 2.6566 | 0.025124 | 2 | 0.68172
37392 | 3.12 | 1 | 365 | 3.5421 | 0.70016 | 4 | 0.24229
54976 | 7.02 | 1 | 365 | 7.9698 | 0.075371 | 8 | 0.045149
54940 | 13 | 1 | 365 | 14.7588 | 0.58402 | 15 | 0.34287
54797 | 6.5 | 1 | 365 | 7.3794 | 0.29201 | 7 | 0.67143
55305 | 2.34 | 1 | 365 | 2.6566 | 0.025124 | 2 | 0.68172
53829 | 5.72 | 1 | 365 | 6.4939 | 0.61697 | 7 | 0.11086
48553 | 4.68 | 1 | 365 | 5.3132 | 0.050247 | 5 | 0.36343
55215 | 7.28 | 1 | 365 | 8.265 | 0.96705 | 9 | 0.23201
54992 | 12.22 | 1 | 365 | 13.8733 | 0.90898 | 14 | 0.7823
54770 | 7.8 | 1 | 365 | 8.8553 | 0.75041 | 9 | 0.60572
58015 | 13.2 | 1 | 365 | 14.9859 | 0.26993 | 15 | 0.25584
54908 | 9.36 | 1 | 365 | 10.6264 | 0.10049 | 10 | 0.72686
53905 | 6.76 | 1 | 365 | 7.6746 | 0.18369 | 7 | 0.85829
56328 | 9.36 | 1 | 365 | 10.6264 | 0.10049 | 10 | 0.72686
58431 | 6.36 | 1 | 365 | 7.2205 | 0.81187 | 8 | 0.032357
55043 | 2.6 | 1 | 365 | 2.9518 | 0.9168 | 3 | 0.86857
56548 | 7.54 | 1 | 365 | 8.5601 | 0.85873 | 9 | 0.41886
58573 | 5.3 | 1 | 365 | 6.0171 | 0.17656 | 6 | 0.19363
56567 | 12.22 | 1 | 365 | 13.8733 | 0.90898 | 14 | 0.7823
59180 | 4.505 | 1 | 365 | 5.1145 | 0.45008 | 5 | 0.56459
54909 | 3.9 | 1 | 365 | 4.4277 | 0.37521 | 4 | 0.80286
56860 | 9.18 | 1 | 365 | 10.422 | 0.48318 | 10 | 0.90519
59802 | 7.245 | 1 | 365 | 8.2252 | 0.84702 | 9 | 0.072237
57285 | 4.59 | 1 | 365 | 5.211 | 0.74159 | 5 | 0.9526
57339 | 4.16 | 1 | 365 | 4.7228 | 0.26689 | 4 | 0.98972
57802 | 6 | 1 | 365 | 6.8118 | 0.57724 | 7 | 0.38902
57662 | 7.54 | 1 | 365 | 8.5601 | 0.85873 | 9 | 0.41886
59583 | 5.67 | 1 | 365 | 6.4371 | 0.44549 | 6 | 0.88262
57730 | 4.59 | 1 | 365 | 5.211 | 0.74159 | 5 | 0.9526
57772 | 9.275 | 1 | 365 | 10.5299 | 0.80898 | 11 | 0.33885
57819 | 2.34 | 1 | 365 | 2.6566 | 0.025124 | 2 | 0.68172
49201 | 2.28 | 1 | 365 | 2.5885 | 0.81935 | 3 | 0.40783
49546 | 8.28 | 1 | 365 | 9.4003 | 0.39659 | 9 | 0.79684
51448 | 8.32 | 1 | 365 | 9.4457 | 0.53377 | 9 | 0.97944
53252 | 9.18 | 1 | 365 | 10.422 | 0.48318 | 10 | 0.90519
56041 | 6.095 | 1 | 365 | 6.9196 | 0.90305 | 7 | 0.82268
56576 | 10.6 | 1 | 365 | 12.0341 | 0.35312 | 12 | 0.38726
57464 | 4.94 | 1 | 365 | 5.6084 | 0.94193 | 6 | 0.55029
58123 | 6.5 | 1 | 365 | 7.3794 | 0.29201 | 7 | 0.67143
58146 | 4.59 | 1 | 365 | 5.211 | 0.74159 | 5 | 0.9526
58331 | 2.85 | 1 | 365 | 3.2356 | 0.77419 | 4 | 0.0097826
58837 | 8.1 | 1 | 365 | 9.1959 | 0.77927 | 9 | 0.97517
58882 | 14.575 | 1 | 365 | 16.5469 | 0.98555 | 17 | 0.53248
58985 | 5.75 | 1 | 365 | 6.528 | 0.71985 | 7 | 0.24781
59856 | 8.7 | 1 | 365 | 9.8771 | 0.837 | 10 | 0.71407
40140 | 15.08 | 1 | 365 | 17.1203 | 0.71746 | 17 | 0.83773
54577 | 2.6 | 1 | 365 | 2.9518 | 0.9168 | 3 | 0.86857
41478 | 6.63 | 1 | 365 | 7.527 | 0.73785 | 8 | 0.26486
43581 | 8.84 | 1 | 365 | 10.036 | 0.31713 | 10 | 0.35315
46619 | 10.4 | 1 | 365 | 11.8071 | 0.66722 | 12 | 0.47429
50641 | 6.24 | 1 | 365 | 7.0842 | 0.40033 | 7 | 0.48458
39373 | 7.155 | 1 | 365 | 8.123 | 0.53836 | 8 | 0.6614
48090 | 4.59 | 1 | 365 | 5.211 | 0.74159 | 5 | 0.9526
40531 | 6.24 | 1 | 365 | 7.0842 | 0.40033 | 7 | 0.48458
42240 | 11.18 | 1 | 365 | 12.6926 | 0.34226 | 13 | 0.034866
40033 | 6.24 | 1 | 365 | 7.0842 | 0.40033 | 7 | 0.48458
40022 | 7.54 | 1 | 365 | 8.5601 | 0.85873 | 9 | 0.41886
50252 | 10.66 | 1 | 365 | 12.1023 | 0.5589 | 12 | 0.66115
50277 | 3.9 | 1 | 365 | 4.4277 | 0.37521 | 4 | 0.80286
50567 | 2.04 | 1 | 365 | 2.316 | 0.99626 | 3 | 0.31227
39293 | 5.1 | 1 | 365 | 5.79 | 0.49065 | 6 | 0.28066
50284 | 12.75 | 1 | 365 | 14.475 | 0.72663 | 15 | 0.20166
39940 | 2.86 | 1 | 365 | 3.2469 | 0.80848 | 4 | 0.055431
39479 | 14.82 | 1 | 365 | 16.8251 | 0.82578 | 17 | 0.65087
40092 | 12.22 | 1 | 365 | 13.8733 | 0.90898 | 14 | 0.7823
50332 | 3.71 | 1 | 365 | 4.2119 | 0.72359 | 4 | 0.93554
43448 | 11.25 | 1 | 365 | 12.7721 | 0.58232 | 13 | 0.3544
39173 | 3.64 | 1 | 365 | 4.1325 | 0.48353 | 4 | 0.616
47371 | 6.5 | 1 | 365 | 7.3794 | 0.29201 | 7 | 0.67143
39481 | 13.78 | 1 | 365 | 15.6444 | 0.25906 | 15 | 0.90344
50376 | 3.315 | 1 | 365 | 3.7635 | 0.36893 | 4 | 0.13243
45079 | 7.905 | 1 | 365 | 8.9745 | 0.11051 | 9 | 0.085029
42353 | 3.06 | 1 | 365 | 3.474 | 0.49439 | 3 | 0.9684
42434 | 5.72 | 1 | 365 | 6.4939 | 0.61697 | 7 | 0.11086
46249 | 10.14 | 1 | 365 | 11.5119 | 0.77554 | 12 | 0.28744
39523 | 14.04 | 1 | 365 | 15.9396 | 0.15074 | 16 | 0.090297
39205 | 3.12 | 1 | 365 | 3.5421 | 0.70016 | 4 | 0.24229
45372 | 6.375 | 1 | 365 | 7.2375 | 0.86332 | 8 | 0.10083
37830 | 4.68 | 1 | 365 | 5.3132 | 0.050247 | 5 | 0.36343
45782 | 6.89 | 1 | 365 | 7.8222 | 0.62953 | 8 | 0.45172
42975 | 7.54 | 1 | 365 | 8.5601 | 0.85873 | 9 | 0.41886
45727 | 3.38 | 1 | 365 | 3.8373 | 0.59185 | 4 | 0.42915
50245 | 7.395 | 1 | 365 | 8.3955 | 0.36145 | 8 | 0.75696
53259 | 11.925 | 1 | 365 | 13.5384 | 0.89726 | 14 | 0.43567
53012 | 6.24 | 1 | 365 | 7.0842 | 0.40033 | 7 | 0.48458
41096 | 9.62 | 1 | 365 | 10.9215 | 0.99217 | 11 | 0.91372
47704 | 18.425 | 1 | 365 | 20.9178 | 0.18927 | 21 | 0.1071
40939 | 10.455 | 1 | 365 | 11.8695 | 0.85584 | 12 | 0.72536
36122 | 18.9 | 1 | 365 | 21.4571 | 0.81831 | 22 | 0.2754
38567 | 3.57 | 1 | 365 | 4.053 | 0.24346 | 4 | 0.29646
44348 | 12 | 1 | 365 | 13.6236 | 0.15448 | 13 | 0.77803
52391 | 4.68 | 1 | 365 | 5.3132 | 0.050247 | 5 | 0.36343
55863 | 5.355 | 1 | 365 | 6.0795 | 0.36519 | 6 | 0.4447
37467 | 12.73 | 1 | 365 | 14.4523 | 0.65804 | 15 | 0.11036
46727 | 18.09 | 1 | 365 | 20.5375 | 0.040379 | 20 | 0.57788
40561 | 9.69 | 1 | 365 | 11.001 | 0.23224 | 11 | 0.23326
48720 | 10.464 | 1 | 365 | 11.8797 | 0.88671 | 12 | 0.76644
41940 | 9.18 | 1 | 365 | 10.422 | 0.48318 | 10 | 0.90519
39156 | 3.975 | 1 | 365 | 4.5128 | 0.63242 | 5 | 0.14522
43642 | 14.175 | 1 | 365 | 16.0928 | 0.61373 | 16 | 0.70655
50651 | 15.6 | 1 | 365 | 17.7106 | 0.50082 | 18 | 0.21144
44098 | 17.28 | 1 | 365 | 19.6179 | 0.26245 | 19 | 0.88037
50382 | 7.14 | 1 | 365 | 8.106 | 0.48692 | 8 | 0.59293
45928 | 3.64 | 1 | 365 | 4.1325 | 0.48353 | 4 | 0.616
52873 | 4.16 | 1 | 365 | 4.7228 | 0.26689 | 4 | 0.98972
52907 | 6.12 | 1 | 365 | 6.948 | 0.98878 | 7 | 0.9368
47552 | 9.88 | 1 | 365 | 11.2167 | 0.88386 | 12 | 0.10058
40498 | 3.64 | 1 | 365 | 4.1325 | 0.48353 | 4 | 0.616
58835 | 6.38 | 1 | 365 | 7.2432 | 0.88047 | 8 | 0.12365
50237 | 10.71 | 1 | 365 | 12.159 | 0.73037 | 12 | 0.88939
52963 | 8.16 | 1 | 365 | 9.264 | 0.98505 | 10 | 0.24906
58834 | 3.825 | 1 | 365 | 4.3425 | 0.11799 | 4 | 0.4605
52987 | 7.395 | 1 | 365 | 8.3955 | 0.36145 | 8 | 0.75696
38871 | 11.88 | 1 | 365 | 13.4873 | 0.74294 | 14 | 0.23025
50408 | 2.08 | 1 | 365 | 2.3614 | 0.13344 | 2 | 0.49486
45545 | 3.825 | 1 | 365 | 4.3425 | 0.11799 | 4 | 0.4605
39684 | 4.16 | 1 | 365 | 4.7228 | 0.26689 | 4 | 0.98972
37878 | 14.04 | 1 | 365 | 15.9396 | 0.15074 | 16 | 0.090297
39018 | 5.46 | 1 | 365 | 6.1987 | 0.72529 | 6 | 0.924
58801 | 9.9 | 1 | 365 | 11.2394 | 0.95245 | 12 | 0.19188
50392 | 5.1 | 1 | 365 | 5.79 | 0.49065 | 6 | 0.28066
58799 | 9.156 | 1 | 365 | 10.3948 | 0.40087 | 10 | 0.79564
40380 | 5.035 | 1 | 365 | 5.7162 | 0.26773 | 5 | 0.98395
58796 | 10.464 | 1 | 365 | 11.8797 | 0.88671 | 12 | 0.76644
58758 | 8.97 | 1 | 365 | 10.1836 | 0.76297 | 10 | 0.94658
55599 | 10.6 | 1 | 365 | 12.0341 | 0.35312 | 12 | 0.38726
50774 | 10.8 | 1 | 365 | 12.2612 | 0.039032 | 12 | 0.30023
50874 | 8.99 | 1 | 365 | 10.2063 | 0.83156 | 11 | 0.037876
36784 | 6.867 | 1 | 365 | 7.7961 | 0.55065 | 8 | 0.34673
50438 | 9.135 | 1 | 365 | 10.3709 | 0.32885 | 10 | 0.69978
54759 | 8.32 | 1 | 365 | 9.4457 | 0.53377 | 9 | 0.97944
49820 | 11.655 | 1 | 365 | 13.2319 | 0.97129 | 14 | 0.20316
54600 | 7.8 | 1 | 365 | 8.8553 | 0.75041 | 9 | 0.60572
45431 | 7.95 | 1 | 365 | 9.0256 | 0.26484 | 9 | 0.29045
50862 | 6.24 | 1 | 365 | 7.0842 | 0.40033 | 7 | 0.48458
49255 | 13.5 | 1 | 365 | 15.3265 | 0.29879 | 15 | 0.62529
55580 | 6 | 1 | 365 | 6.8118 | 0.57724 | 7 | 0.38902
36269 | 14.145 | 1 | 365 | 16.0588 | 0.51084 | 16 | 0.56961
36188 | 4 | 1 | 365 | 4.5412 | 0.71816 | 5 | 0.25934
38948 | 10.725 | 1 | 365 | 12.176 | 0.78182 | 12 | 0.95787
50426 | 2.44 | 1 | 365 | 2.7701 | 0.36808 | 3 | 0.1382
41638 | 6.92 | 1 | 365 | 7.8562 | 0.73242 | 8 | 0.58867
50863 | 2.8 | 1 | 365 | 3.1788 | 0.60271 | 3 | 0.78154
37262 | 12.34 | 1 | 365 | 14.0096 | 0.32052 | 14 | 0.33008
37166 | 10.92 | 1 | 365 | 12.3974 | 0.45058 | 12 | 0.84801
51162 | 7.685 | 1 | 365 | 8.7247 | 0.35601 | 9 | 0.080765
39875 | 12.305 | 1 | 365 | 13.9698 | 0.20049 | 14 | 0.17031
44164 | 8.829 | 1 | 365 | 10.0235 | 0.27941 | 10 | 0.30294
43623 | 6.84 | 1 | 365 | 7.7654 | 0.45805 | 8 | 0.22348
54472 | 5.6 | 1 | 365 | 6.3577 | 0.20542 | 6 | 0.56308
50421 | 7.935 | 1 | 365 | 9.0086 | 0.2134 | 9 | 0.22197
54495 | 24.5 | 1 | 365 | 27.8148 | 0.02373 | 27 | 0.83848
54886 | 11.34 | 1 | 365 | 12.8743 | 0.89098 | 13 | 0.76524
44518 | 10.05 | 1 | 365 | 11.4097 | 0.46688 | 11 | 0.8766
54816 | 9.99 | 1 | 365 | 11.3416 | 0.2611 | 11 | 0.60271
43251 | 7.14 | 1 | 365 | 8.106 | 0.48692 | 8 | 0.59293
55565 | 7.02 | 1 | 365 | 7.9698 | 0.075371 | 8 | 0.045149
44529 | 8.06 | 1 | 365 | 9.1505 | 0.64209 | 9 | 0.79258
44381 | 4.65 | 1 | 365 | 5.2791 | 0.94736 | 6 | 0.22649
55574 | 7.8 | 1 | 365 | 8.8553 | 0.75041 | 9 | 0.60572
44539 | 7.44 | 1 | 365 | 8.4466 | 0.51578 | 8 | 0.96238
55782 | 9.86 | 1 | 365 | 11.194 | 0.81526 | 12 | 0.009283
45257 | 6.27 | 1 | 365 | 7.1183 | 0.50322 | 7 | 0.62152
50179 | 3.6 | 1 | 365 | 4.0871 | 0.34634 | 4 | 0.43341
55551 | 6.36 | 1 | 365 | 7.2205 | 0.81187 | 8 | 0.032357
58838 | 8.28 | 1 | 365 | 9.4003 | 0.39659 | 9 | 0.79684
58847 | 5.72 | 1 | 365 | 6.4939 | 0.61697 | 7 | 0.11086
58186 | 5.5 | 1 | 365 | 6.2441 | 0.86247 | 7 | 0.1066
38966 | 8.06 | 1 | 365 | 9.1505 | 0.64209 | 9 | 0.79258
58189 | 7.15 | 1 | 365 | 8.1174 | 0.52121 | 8 | 0.63858
59083 | 7.155 | 1 | 365 | 8.123 | 0.53836 | 8 | 0.6614
59632 | 7.29 | 1 | 365 | 8.2763 | 0.0013466 | 8 | 0.27765
43567 | 6.7 | 1 | 365 | 7.6065 | 0.97792 | 8 | 0.5844
57976 | 10.07 | 1 | 365 | 11.4324 | 0.53547 | 11 | 0.9679
58007 | 7.685 | 1 | 365 | 8.7247 | 0.35601 | 9 | 0.080765
58027 | 2.385 | 1 | 365 | 2.7077 | 0.17945 | 2 | 0.88713
58098 | 5.83 | 1 | 365 | 6.6188 | 0.99422 | 7 | 0.61299
58106 | 3.18 | 1 | 365 | 3.6102 | 0.90594 | 4 | 0.51618
58141 | 6.89 | 1 | 365 | 7.8222 | 0.62953 | 8 | 0.45172
58151 | 9.54 | 1 | 365 | 10.8307 | 0.71781 | 11 | 0.54854
58492 | 4.68 | 1 | 365 | 5.3132 | 0.050247 | 5 | 0.36343
58500 | 3.71 | 1 | 365 | 4.2119 | 0.72359 | 4 | 0.93554
50517 | 5.3 | 1 | 365 | 6.0171 | 0.17656 | 6 | 0.19363
57891 | 8.745 | 1 | 365 | 9.9282 | 0.99133 | 10 | 0.91949
59071 | 6.36 | 1 | 365 | 7.2205 | 0.81187 | 8 | 0.032357
47577 | 8.06 | 1 | 365 | 9.1505 | 0.64209 | 9 | 0.79258
40189 | 4.16 | 1 | 365 | 4.7228 | 0.26689 | 4 | 0.98972
45990 | 10.4 | 1 | 365 | 11.8071 | 0.66722 | 12 | 0.47429
43811 | 7.28 | 1 | 365 | 8.265 | 0.96705 | 9 | 0.23201
58862 | 7.65 | 1 | 365 | 8.685 | 0.23598 | 8 | 0.921
46146 | 6.12 | 1 | 365 | 6.948 | 0.98878 | 7 | 0.9368
58756 | 10.695 | 1 | 365 | 12.142 | 0.67893 | 12 | 0.82092
48038 | 6.5 | 1 | 365 | 7.3794 | 0.29201 | 7 | 0.67143
37576 | 4.16 | 1 | 365 | 4.7228 | 0.26689 | 4 | 0.98972
58682 | 14.7 | 1 | 365 | 16.6889 | 0.41424 | 17 | 0.10309
40265 | 6.12 | 1 | 365 | 6.948 | 0.98878 | 7 | 0.9368
43043 | 9.69 | 1 | 365 | 11.001 | 0.23224 | 11 | 0.23326
45448 | 9.945 | 1 | 365 | 11.2905 | 0.10678 | 11 | 0.39729
58668 | 11.6 | 1 | 365 | 13.1694 | 0.78266 | 13 | 0.9521
58641 | 10.88 | 1 | 365 | 12.352 | 0.3134 | 12 | 0.66542
58265 | 10.14 | 1 | 365 | 11.5119 | 0.77554 | 12 | 0.28744
58418 | 11.22 | 1 | 365 | 12.738 | 0.47944 | 13 | 0.21746
58857 | 3.38 | 1 | 365 | 3.8373 | 0.59185 | 4 | 0.42915
58044 | 11.7 | 1 | 365 | 13.283 | 0.12562 | 13 | 0.40858
38307 | 7.28 | 1 | 365 | 8.265 | 0.96705 | 9 | 0.23201
45105 | 6.5 | 1 | 365 | 7.3794 | 0.29201 | 7 | 0.67143
58064 | 15.87 | 1 | 365 | 18.0171 | 0.4268 | 18 | 0.44395
40180 | 9.1 | 1 | 365 | 10.3312 | 0.20881 | 10 | 0.54001
45992 | 4.845 | 1 | 365 | 5.5005 | 0.61612 | 6 | 0.11663
58420 | 8.8 | 1 | 365 | 9.9906 | 0.17995 | 10 | 0.17056
41027 | 13 | 1 | 365 | 14.7588 | 0.58402 | 15 | 0.34287
38713 | 8.58 | 1 | 365 | 9.7408 | 0.42545 | 10 | 0.16629
58484 | 7.2 | 1 | 365 | 8.1741 | 0.69269 | 8 | 0.86682
38155 | 8.32 | 1 | 365 | 9.4457 | 0.53377 | 9 | 0.97944
58028 | 9.86 | 1 | 365 | 11.194 | 0.81526 | 12 | 0.009283
57921 | 14.79 | 1 | 365 | 16.791 | 0.7229 | 17 | 0.51392
57909 | 9.315 | 1 | 365 | 10.5753 | 0.94617 | 11 | 0.52145
42389 | 6.76 | 1 | 365 | 7.6746 | 0.18369 | 7 | 0.85829
52131 | 5.46 | 1 | 365 | 6.1987 | 0.72529 | 6 | 0.924
41622 | 4.16 | 1 | 365 | 4.7228 | 0.26689 | 4 | 0.98972
36447 | 19.89 | 1 | 365 | 22.581 | 0.21355 | 22 | 0.79459
38641 | 7.56 | 1 | 365 | 8.5828 | 0.92732 | 9 | 0.51016
40026 | 9.1 | 1 | 365 | 10.3312 | 0.20881 | 10 | 0.54001
38329 | 5.215 | 1 | 365 | 5.9206 | 0.88505 | 6 | 0.80562
39341 | 6.72 | 1 | 365 | 7.6292 | 0.046509 | 7 | 0.6757
56717 | 4.24 | 1 | 365 | 4.8137 | 0.54125 | 5 | 0.3549
57517 | 10.8 | 1 | 365 | 12.2612 | 0.039032 | 12 | 0.30023
56718 | 4.24 | 1 | 365 | 4.8137 | 0.54125 | 5 | 0.3549
56720 | 6.24 | 1 | 365 | 7.0842 | 0.40033 | 7 | 0.48458
39832 | 8.84 | 1 | 365 | 10.036 | 0.31713 | 10 | 0.35315
45517 | 9.1 | 1 | 365 | 10.3312 | 0.20881 | 10 | 0.54001
39838 | 5.72 | 1 | 365 | 6.4939 | 0.61697 | 7 | 0.11086
31622 | 4.94 | 1 | 365 | 5.6084 | 0.94193 | 6 | 0.55029
41516 | 4.94 | 1 | 365 | 5.6084 | 0.94193 | 6 | 0.55029
56726 | 3.445 | 1 | 365 | 3.9111 | 0.81477 | 4 | 0.72586
48588 | 4.42 | 1 | 365 | 5.018 | 0.15857 | 5 | 0.17658
41009 | 5.5 | 1 | 365 | 6.2441 | 0.86247 | 7 | 0.1066
38358 | 7.15 | 1 | 365 | 8.1174 | 0.52121 | 8 | 0.63858
54926 | 8.32 | 1 | 365 | 9.4457 | 0.53377 | 9 | 0.97944
40231 | 8.4 | 1 | 365 | 9.5365 | 0.80814 | 10 | 0.34462
56727 | 8.215 | 1 | 365 | 9.3265 | 0.17367 | 9 | 0.50013
51161 | 7.28 | 1 | 365 | 8.265 | 0.96705 | 9 | 0.23201
39891 | 5.46 | 1 | 365 | 6.1987 | 0.72529 | 6 | 0.924
55067 | 4.68 | 1 | 365 | 5.3132 | 0.050247 | 5 | 0.36343
56313 | 10.14 | 1 | 365 | 11.5119 | 0.77554 | 12 | 0.28744
31878 | 7.28 | 1 | 365 | 8.265 | 0.96705 | 9 | 0.23201
52644 | 7.54 | 1 | 365 | 8.5601 | 0.85873 | 9 | 0.41886
53441 | 7.02 | 1 | 365 | 7.9698 | 0.075371 | 8 | 0.045149
56628 | 6.24 | 1 | 365 | 7.0842 | 0.40033 | 7 | 0.48458
56641 | 6.24 | 1 | 365 | 7.0842 | 0.40033 | 7 | 0.48458
55202 | 9.88 | 1 | 365 | 11.2167 | 0.88386 | 12 | 0.10058
54951 | 2.6 | 1 | 365 | 2.9518 | 0.9168 | 3 | 0.86857
56648 | 2.86 | 1 | 365 | 3.2469 | 0.80848 | 4 | 0.055431
55136 | 4.68 | 1 | 365 | 5.3132 | 0.050247 | 5 | 0.36343
32514 | 5.72 | 1 | 365 | 6.4939 | 0.61697 | 7 | 0.11086
54862 | 8.06 | 1 | 365 | 9.1505 | 0.64209 | 9 | 0.79258
54950 | 6.76 | 1 | 365 | 7.6746 | 0.18369 | 7 | 0.85829
54302 | 5.98 | 1 | 365 | 6.7891 | 0.50865 | 7 | 0.29772
55070 | 3.64 | 1 | 365 | 4.1325 | 0.48353 | 4 | 0.616
54921 | 8.06 | 1 | 365 | 9.1505 | 0.64209 | 9 | 0.79258
56655 | 6.24 | 1 | 365 | 7.0842 | 0.40033 | 7 | 0.48458
38109 | 10.92 | 1 | 365 | 12.3974 | 0.45058 | 12 | 0.84801
56699 | 11.44 | 1 | 365 | 12.9878 | 0.23394 | 13 | 0.22172
56703 | 4.68 | 1 | 365 | 5.3132 | 0.050247 | 5 | 0.36343
38013 | 12.1 | 1 | 365 | 13.7371 | 0.49743 | 14 | 0.23452
56702 | 4.24 | 1 | 365 | 4.8137 | 0.54125 | 5 | 0.3549
37521 | 19.32 | 1 | 365 | 21.9339 | 0.25871 | 22 | 0.19263
40865 | 8.06 | 1 | 365 | 9.1505 | 0.64209 | 9 | 0.79258
36353 | 9.9 | 1 | 365 | 11.2394 | 0.95245 | 12 | 0.19188
56706 | 10.14 | 1 | 365 | 11.5119 | 0.77554 | 12 | 0.28744
57521 | 11.4 | 1 | 365 | 12.9424 | 0.096756 | 13 | 0.03913
38630 | 8.12 | 1 | 365 | 9.2186 | 0.84786 | 10 | 0.066468
55338 | 14.56 | 1 | 365 | 16.5299 | 0.9341 | 17 | 0.46401
57726 | 11.4 | 1 | 365 | 12.9424 | 0.096756 | 13 | 0.03913
51740 | 5.2 | 1 | 365 | 5.9035 | 0.83361 | 6 | 0.73715
41707 | 3.9 | 1 | 365 | 4.4277 | 0.37521 | 4 | 0.80286
57725 | 10.35 | 1 | 365 | 11.7503 | 0.49574 | 12 | 0.24605
57643 | 11.73 | 1 | 365 | 13.317 | 0.2285 | 13 | 0.54553
58868 | 7.685 | 1 | 365 | 8.7247 | 0.35601 | 9 | 0.080765
57268 | 13.23 | 1 | 365 | 15.02 | 0.37281 | 15 | 0.39278
42088 | 4.335 | 1 | 365 | 4.9215 | 0.86706 | 5 | 0.78856
53157 | 7.28 | 1 | 365 | 8.265 | 0.96705 | 9 | 0.23201
55151 | 17.16 | 1 | 365 | 19.4817 | 0.85091 | 20 | 0.33259
56608 | 9.88 | 1 | 365 | 11.2167 | 0.88386 | 12 | 0.10058
56610 | 17.16 | 1 | 365 | 19.4817 | 0.85091 | 20 | 0.33259
56611 | 4.16 | 1 | 365 | 4.7228 | 0.26689 | 4 | 0.98972
56306 | 7.28 | 1 | 365 | 8.265 | 0.96705 | 9 | 0.23201
36672 | 12.825 | 1 | 365 | 14.5602 | 0.98385 | 15 | 0.54402
56612 | 6.24 | 1 | 365 | 7.0842 | 0.40033 | 7 | 0.48458
56707 | 8.06 | 1 | 365 | 9.1505 | 0.64209 | 9 | 0.79258
55005 | 6.24 | 1 | 365 | 7.0842 | 0.40033 | 7 | 0.48458
55042 | 9.805 | 1 | 365 | 11.1316 | 0.62664 | 11 | 0.75822
38418 | 4.2 | 1 | 365 | 4.7682 | 0.40407 | 5 | 0.17231
36879 | 7.675 | 1 | 365 | 8.7134 | 0.32172 | 9 | 0.035116
55153 | 4.42 | 1 | 365 | 5.018 | 0.15857 | 5 | 0.17658
43351 | 5.46 | 1 | 365 | 6.1987 | 0.72529 | 6 | 0.924
43254 | 3.9 | 1 | 365 | 4.4277 | 0.37521 | 4 | 0.80286
56609 | 3.9 | 1 | 365 | 4.4277 | 0.37521 | 4 | 0.80286
53719 | 4.16 | 1 | 365 | 4.7228 | 0.26689 | 4 | 0.98972
38748 | 8.84 | 1 | 365 | 10.036 | 0.31713 | 10 | 0.35315
55068 | 9.62 | 1 | 365 | 10.9215 | 0.99217 | 11 | 0.91372
48626 | 13 | 1 | 365 | 14.7588 | 0.58402 | 15 | 0.34287
56614 | 7.8 | 1 | 365 | 8.8553 | 0.75041 | 9 | 0.60572
39868 | 5.225 | 1 | 365 | 5.9319 | 0.91935 | 6 | 0.85127
50657 | 7.8 | 1 | 365 | 8.8553 | 0.75041 | 9 | 0.60572
52199 | 2.86 | 1 | 365 | 3.2469 | 0.80848 | 4 | 0.055431
53124 | 4.42 | 1 | 365 | 5.018 | 0.15857 | 5 | 0.17658
54070 | 5.2 | 1 | 365 | 5.9035 | 0.83361 | 6 | 0.73715
58844 | 10.07 | 1 | 365 | 11.4324 | 0.53547 | 11 | 0.9679
21745 | 3.9 | 1 | 365 | 4.4277 | 0.37521 | 4 | 0.80286
56310 | 11.18 | 1 | 365 | 12.6926 | 0.34226 | 13 | 0.034866
56620 | 2.08 | 1 | 365 | 2.3614 | 0.13344 | 2 | 0.49486
56730 | 6.095 | 1 | 365 | 6.9196 | 0.90305 | 7 | 0.82268
51764 | 4.94 | 1 | 365 | 5.6084 | 0.94193 | 6 | 0.55029
54238 | 8.06 | 1 | 365 | 9.1505 | 0.64209 | 9 | 0.79258
52574 | 3.9 | 1 | 365 | 4.4277 | 0.37521 | 4 | 0.80286
58876 | 8.48 | 1 | 365 | 9.6273 | 0.082499 | 9 | 0.70981
56729 | 8.48 | 1 | 365 | 9.6273 | 0.082499 | 9 | 0.70981
52425 | 8.06 | 1 | 365 | 9.1505 | 0.64209 | 9 | 0.79258
56664 | 4.505 | 1 | 365 | 5.1145 | 0.45008 | 5 | 0.56459
52096 | 5.46 | 1 | 365 | 6.1987 | 0.72529 | 6 | 0.924
38743 | 3.64 | 1 | 365 | 4.1325 | 0.48353 | 4 | 0.616
29234 | 7.02 | 1 | 365 | 7.9698 | 0.075371 | 8 | 0.045149
56745 | 5.2 | 1 | 365 | 5.9035 | 0.83361 | 6 | 0.73715
51922 | 7.28 | 1 | 365 | 8.265 | 0.96705 | 9 | 0.23201
56732 | 3.975 | 1 | 365 | 4.5128 | 0.63242 | 5 | 0.14522
58836 | 14.3 | 1 | 365 | 16.2347 | 0.042422 | 16 | 0.27715
57069 | 7.8 | 1 | 365 | 8.8553 | 0.75041 | 9 | 0.60572
53912 | 9.36 | 1 | 365 | 10.6264 | 0.10049 | 10 | 0.72686
36443 | 4.235 | 1 | 365 | 4.808 | 0.5241 | 5 | 0.33208
55052 | 4.42 | 1 | 365 | 5.018 | 0.15857 | 5 | 0.17658
58865 | 8.745 | 1 | 365 | 9.9282 | 0.99133 | 10 | 0.91949
55053 | 7.54 | 1 | 365 | 8.5601 | 0.85873 | 9 | 0.41886
54962 | 7.28 | 1 | 365 | 8.265 | 0.96705 | 9 | 0.23201
44894 | 11.75 | 1 | 365 | 13.3397 | 0.29709 | 13 | 0.63682
53858 | 4.42 | 1 | 365 | 5.018 | 0.15857 | 5 | 0.17658
56740 | 10.66 | 1 | 365 | 12.1023 | 0.5589 | 12 | 0.66115
56753 | 6.095 | 1 | 365 | 6.9196 | 0.90305 | 7 | 0.82268
48960 | 5.46 | 1 | 365 | 6.1987 | 0.72529 | 6 | 0.924
48697 | 17.42 | 1 | 365 | 19.7769 | 0.74259 | 20 | 0.51944
54397 | 4.16 | 1 | 365 | 4.7228 | 0.26689 | 4 | 0.98972
53571 | 3.9 | 1 | 365 | 4.4277 | 0.37521 | 4 | 0.80286
54206 | 8.84 | 1 | 365 | 10.036 | 0.31713 | 10 | 0.35315
52280 | 5.98 | 1 | 365 | 6.7891 | 0.50865 | 7 | 0.29772
55066 | 3.9 | 1 | 365 | 4.4277 | 0.37521 | 4 | 0.80286
56321 | 12.22 | 1 | 365 | 13.8733 | 0.90898 | 14 | 0.7823
56755 | 4.24 | 1 | 365 | 4.8137 | 0.54125 | 5 | 0.3549
55222 | 5.98 | 1 | 365 | 6.7891 | 0.50865 | 7 | 0.29772
53666 | 4.94 | 1 | 365 | 5.6084 | 0.94193 | 6 | 0.55029
54123 | 4.94 | 1 | 365 | 5.6084 | 0.94193 | 6 | 0.55029
53648 | 14.56 | 1 | 365 | 16.5299 | 0.9341 | 17 | 0.46401
52097 | 5.46 | 1 | 365 | 6.1987 | 0.72529 | 6 | 0.924
54928 | 9.1 | 1 | 365 | 10.3312 | 0.20881 | 10 | 0.54001
54128 | 5.72 | 1 | 365 | 6.4939 | 0.61697 | 7 | 0.11086
32560 | 8.06 | 1 | 365 | 9.1505 | 0.64209 | 9 | 0.79258
52018 | 4.94 | 1 | 365 | 5.6084 | 0.94193 | 6 | 0.55029
55163 | 9.62 | 1 | 365 | 10.9215 | 0.99217 | 11 | 0.91372
56331 | 7.02 | 1 | 365 | 7.9698 | 0.075371 | 8 | 0.045149
53540 | 7.54 | 1 | 365 | 8.5601 | 0.85873 | 9 | 0.41886
56763 | 4.42 | 1 | 365 | 5.018 | 0.15857 | 5 | 0.17658
52857 | 8.32 | 1 | 365 | 9.4457 | 0.53377 | 9 | 0.97944
56765 | 8.06 | 1 | 365 | 9.1505 | 0.64209 | 9 | 0.79258
56766 | 6.5 | 1 | 365 | 7.3794 | 0.29201 | 7 | 0.67143
32953 | 963.585 | 0.8 | 365 | 875.1634 | 0.72264 | 875 | 0.886
54750 | 10.4 | 1 | 365 | 11.8071 | 0.66722 | 12 | 0.47429
54851 | 6.24 | 1 | 365 | 7.0842 | 0.40033 | 7 | 0.48458
54982 | 11.18 | 1 | 365 | 12.6926 | 0.34226 | 13 | 0.034866
32426 | 10.4 | 1 | 365 | 11.8071 | 0.66722 | 12 | 0.47429
48644 | 5.2 | 1 | 365 | 5.9035 | 0.83361 | 6 | 0.73715
54764 | 4.16 | 1 | 365 | 4.7228 | 0.26689 | 4 | 0.98972
56867 | 7.02 | 1 | 365 | 7.9698 | 0.075371 | 8 | 0.045149
52683 | 6.5 | 1 | 365 | 7.3794 | 0.29201 | 7 | 0.67143
55240 | 3.12 | 1 | 365 | 3.5421 | 0.70016 | 4 | 0.24229
56781 | 13 | 1 | 365 | 14.7588 | 0.58402 | 15 | 0.34287
53825 | 8.58 | 1 | 365 | 9.7408 | 0.42545 | 10 | 0.16629
56785 | 8.48 | 1 | 365 | 9.6273 | 0.082499 | 9 | 0.70981
54915 | 5.72 | 1 | 365 | 6.4939 | 0.61697 | 7 | 0.11086
56786 | 5.3 | 1 | 365 | 6.0171 | 0.17656 | 6 | 0.19363
32373 | 9.88 | 1 | 365 | 11.2167 | 0.88386 | 12 | 0.10058
54210 | 4.16 | 1 | 365 | 4.7228 | 0.26689 | 4 | 0.98972
55747 | 4.94 | 1 | 365 | 5.6084 | 0.94193 | 6 | 0.55029
53904 | 3.9 | 1 | 365 | 4.4277 | 0.37521 | 4 | 0.80286
55286 | 9.62 | 1 | 365 | 10.9215 | 0.99217 | 11 | 0.91372
54384 | 5.46 | 1 | 365 | 6.1987 | 0.72529 | 6 | 0.924
55100 | 7.02 | 1 | 365 | 7.9698 | 0.075371 | 8 | 0.045149
55011 | 3.9 | 1 | 365 | 4.4277 | 0.37521 | 4 | 0.80286
54185 | 5.2 | 1 | 365 | 5.9035 | 0.83361 | 6 | 0.73715
55114 | 12.04 | 1 | 365 | 13.669 | 0.29166 | 13 | 0.96063
57679 | 4.42 | 1 | 365 | 5.018 | 0.15857 | 5 | 0.17658
57388 | 5.85 | 1 | 365 | 6.6415 | 0.062809 | 6 | 0.70429
56844 | 4.35 | 1 | 365 | 4.9385 | 0.9185 | 5 | 0.85704
55990 | 3.1 | 1 | 365 | 3.5194 | 0.63157 | 4 | 0.15099
44781 | 24.96 | 1 | 365 | 28.337 | 0.60132 | 28 | 0.93831
44335 | 19.5 | 1 | 365 | 22.1383 | 0.87603 | 23 | 0.014302
56291 | 7.848 | 1 | 365 | 8.9098 | 0.91503 | 9 | 0.82483
51287 | 6 | 1 | 365 | 6.8118 | 0.57724 | 7 | 0.38902
41366 | 3.795 | 1 | 365 | 4.3084 | 0.015104 | 4 | 0.32355
58134 | 4.275 | 1 | 365 | 4.8534 | 0.66128 | 5 | 0.51467
48276 | 6.867 | 1 | 365 | 7.7961 | 0.55065 | 8 | 0.34673
56941 | 8.32 | 1 | 365 | 9.4457 | 0.53377 | 9 | 0.97944
52261 | 5.2 | 1 | 365 | 5.9035 | 0.83361 | 6 | 0.73715
54635 | 15.12 | 1 | 365 | 17.1657 | 0.85464 | 18 | 0.02032
37447 | 8.574 | 1 | 365 | 9.734 | 0.40488 | 10 | 0.1389
48885 | 8.96 | 1 | 365 | 10.1723 | 0.72868 | 10 | 0.90093
56942 | 5.46 | 1 | 365 | 6.1987 | 0.72529 | 6 | 0.924
56945 | 10.4 | 1 | 365 | 11.8071 | 0.66722 | 12 | 0.47429
48272 | 2.08 | 1 | 365 | 2.3614 | 0.13344 | 2 | 0.49486
55184 | 4.32 | 1 | 365 | 4.9045 | 0.81561 | 5 | 0.72009
53906 | 6.76 | 1 | 365 | 7.6746 | 0.18369 | 7 | 0.85829
56948 | 4.42 | 1 | 365 | 5.018 | 0.15857 | 5 | 0.17658
56949 | 5.72 | 1 | 365 | 6.4939 | 0.61697 | 7 | 0.11086
50124 | 4.5 | 1 | 365 | 5.1088 | 0.43293 | 5 | 0.54176
54263 | 5.72 | 1 | 365 | 6.4939 | 0.61697 | 7 | 0.11086
56959 | 2.915 | 1 | 365 | 3.3094 | 0.99711 | 4 | 0.3065
55172 | 3.3 | 1 | 365 | 3.7465 | 0.31748 | 4 | 0.063959
56960 | 10.865 | 1 | 365 | 12.335 | 0.26195 | 12 | 0.59694
55019 | 10.4 | 1 | 365 | 11.8071 | 0.66722 | 12 | 0.47429
56961 | 3.64 | 1 | 365 | 4.1325 | 0.48353 | 4 | 0.616
55471 | 6.5 | 1 | 365 | 7.3794 | 0.29201 | 7 | 0.67143
54476 | 8.25 | 1 | 365 | 9.3662 | 0.29371 | 9 | 0.6599
56963 | 6.76 | 1 | 365 | 7.6746 | 0.18369 | 7 | 0.85829
55746 | 7.14 | 1 | 365 | 8.106 | 0.48692 | 8 | 0.59293
56964 | 7.8 | 1 | 365 | 8.8553 | 0.75041 | 9 | 0.60572
55752 | 9.435 | 1 | 365 | 10.7115 | 0.35771 | 11 | 0.069228
56969 | 9.62 | 1 | 365 | 10.9215 | 0.99217 | 11 | 0.91372
51341 | 3.71 | 1 | 365 | 4.2119 | 0.72359 | 4 | 0.93554
49388 | 11.96 | 1 | 365 | 13.5781 | 0.017298 | 13 | 0.59544
44759 | 9.435 | 1 | 365 | 10.7115 | 0.35771 | 11 | 0.069228
48120 | 7.42 | 1 | 365 | 8.4239 | 0.44719 | 8 | 0.87108
56973 | 9.36 | 1 | 365 | 10.6264 | 0.10049 | 10 | 0.72686
51362 | 4.77 | 1 | 365 | 5.4154 | 0.35891 | 5 | 0.77427
57067 | 5.035 | 1 | 365 | 5.7162 | 0.26773 | 5 | 0.98395
57072 | 11.18 | 1 | 365 | 12.6926 | 0.34226 | 13 | 0.034866
28768 | 10.66 | 1 | 365 | 12.1023 | 0.5589 | 12 | 0.66115
37853 | 12.22 | 1 | 365 | 13.8733 | 0.90898 | 14 | 0.7823
57063 | 13.52 | 1 | 365 | 15.3492 | 0.36738 | 15 | 0.71658
57084 | 3.12 | 1 | 365 | 3.5421 | 0.70016 | 4 | 0.24229
56975 | 8.58 | 1 | 365 | 9.7408 | 0.42545 | 10 | 0.16629
57086 | 11.7 | 1 | 365 | 13.283 | 0.12562 | 13 | 0.40858
56980 | 9.54 | 1 | 365 | 10.8307 | 0.71781 | 11 | 0.54854
57099 | 4.94 | 1 | 365 | 5.6084 | 0.94193 | 6 | 0.55029
57097 | 7.42 | 1 | 365 | 8.4239 | 0.44719 | 8 | 0.87108
47130 | 58.9 | 0.9 | 365 | 60.182 | 0.79992 | 60 | 0.98196
56978 | 6.24 | 1 | 365 | 7.0842 | 0.40033 | 7 | 0.48458
56981 | 4.505 | 1 | 365 | 5.1145 | 0.45008 | 5 | 0.56459
56982 | 5.035 | 1 | 365 | 5.7162 | 0.26773 | 5 | 0.98395
56986 | 6.095 | 1 | 365 | 6.9196 | 0.90305 | 7 | 0.82268
56988 | 7.685 | 1 | 365 | 8.7247 | 0.35601 | 9 | 0.080765
55034 | 5.46 | 1 | 365 | 6.1987 | 0.72529 | 6 | 0.924
58958 | 30.6 | 0.9 | 365 | 31.2661 | 0.44953 | 31 | 0.71558
56992 | 9.36 | 1 | 365 | 10.6264 | 0.10049 | 10 | 0.72686
56997 | 3.64 | 1 | 365 | 4.1325 | 0.48353 | 4 | 0.616
56923 | 3.9 | 1 | 365 | 4.4277 | 0.37521 | 4 | 0.80286
55412 | 3.38 | 1 | 365 | 3.8373 | 0.59185 | 4 | 0.42915
23936 | 7.8 | 1 | 365 | 8.8553 | 0.75041 | 9 | 0.60572
47956 | 14.025 | 1 | 365 | 15.9225 | 0.099299 | 16 | 0.021825
51132 | 2.915 | 1 | 365 | 3.3094 | 0.99711 | 4 | 0.3065
54819 | 3.64 | 1 | 365 | 4.1325 | 0.48353 | 4 | 0.616
55426 | 5.2 | 1 | 365 | 5.9035 | 0.83361 | 6 | 0.73715
49277 | 9.156 | 1 | 365 | 10.3948 | 0.40087 | 10 | 0.79564
54917 | 10.92 | 1 | 365 | 12.3974 | 0.45058 | 12 | 0.84801
57001 | 17.16 | 1 | 365 | 19.4817 | 0.85091 | 20 | 0.33259
57013 | 4.68 | 1 | 365 | 5.3132 | 0.050247 | 5 | 0.36343
44635 | 9.75 | 1 | 365 | 11.0691 | 0.43801 | 11 | 0.50715
57035 | 6.76 | 1 | 365 | 7.6746 | 0.18369 | 7 | 0.85829
42818 | 9.01 | 1 | 365 | 10.229 | 0.90016 | 11 | 0.12917
54412 | 5.72 | 1 | 365 | 6.4939 | 0.61697 | 7 | 0.11086
57036 | 8.84 | 1 | 365 | 10.036 | 0.31713 | 10 | 0.35315
43021 | 9.35 | 1 | 365 | 10.615 | 0.066199 | 10 | 0.68122
57041 | 5.72 | 1 | 365 | 6.4939 | 0.61697 | 7 | 0.11086
57040 | 7.02 | 1 | 365 | 7.9698 | 0.075371 | 8 | 0.045149
54244 | 5.2 | 1 | 365 | 5.9035 | 0.83361 | 6 | 0.73715
55160 | 4.68 | 1 | 365 | 5.3132 | 0.050247 | 5 | 0.36343
57045 | 5.035 | 1 | 365 | 5.7162 | 0.26773 | 5 | 0.98395
55299 | 6.24 | 1 | 365 | 7.0842 | 0.40033 | 7 | 0.48458
57043 | 5.46 | 1 | 365 | 6.1987 | 0.72529 | 6 | 0.924
52109 | 5.98 | 1 | 365 | 6.7891 | 0.50865 | 7 | 0.29772
57047 | 9.88 | 1 | 365 | 11.2167 | 0.88386 | 12 | 0.10058
44054 | 9.36 | 1 | 365 | 10.6264 | 0.10049 | 10 | 0.72686
57048 | 4.42 | 1 | 365 | 5.018 | 0.15857 | 5 | 0.17658
38687 | 9.1 | 1 | 365 | 10.3312 | 0.20881 | 10 | 0.54001
31652 | 4.16 | 1 | 365 | 4.7228 | 0.26689 | 4 | 0.98972
47945 | 8.4 | 1 | 365 | 9.5365 | 0.80814 | 10 | 0.34462
53566 | 6.76 | 1 | 365 | 7.6746 | 0.18369 | 7 | 0.85829
48178 | 8.48 | 1 | 365 | 9.6273 | 0.082499 | 9 | 0.70981
55227 | 5.98 | 1 | 365 | 6.7891 | 0.50865 | 7 | 0.29772
19953 | 8.32 | 1 | 365 | 9.4457 | 0.53377 | 9 | 0.97944
56940 | 5.83 | 1 | 365 | 6.6188 | 0.99422 | 7 | 0.61299
51442 | 6.89 | 1 | 365 | 7.8222 | 0.62953 | 8 | 0.45172
57060 | 9.62 | 1 | 365 | 10.9215 | 0.99217 | 11 | 0.91372
49069 | 6.5 | 1 | 365 | 7.3794 | 0.29201 | 7 | 0.67143
57102 | 5.565 | 1 | 365 | 6.3179 | 0.08539 | 6 | 0.40331
56533 | 11.7 | 1 | 365 | 13.283 | 0.12562 | 13 | 0.40858
57104 | 6.24 | 1 | 365 | 7.0842 | 0.40033 | 7 | 0.48458
31936 | 13 | 1 | 365 | 14.7588 | 0.58402 | 15 | 0.34287
53625 | 6.5 | 1 | 365 | 7.3794 | 0.29201 | 7 | 0.67143
50917 | 3.38 | 1 | 365 | 3.8373 | 0.59185 | 4 | 0.42915
57485 | 4.94 | 1 | 365 | 5.6084 | 0.94193 | 6 | 0.55029
56322 | 13 | 1 | 365 | 14.7588 | 0.58402 | 15 | 0.34287
57487 | 5.98 | 1 | 365 | 6.7891 | 0.50865 | 7 | 0.29772
32345 | 6.76 | 1 | 365 | 7.6746 | 0.18369 | 7 | 0.85829
49091 | 8.06 | 1 | 365 | 9.1505 | 0.64209 | 9 | 0.79258
53972 | 4.08 | 1 | 365 | 4.632 | 0.99252 | 5 | 0.62453
57345 | 7.42 | 1 | 365 | 8.4239 | 0.44719 | 8 | 0.87108
51858 | 5.98 | 1 | 365 | 6.7891 | 0.50865 | 7 | 0.29772
55307 | 4.16 | 1 | 365 | 4.7228 | 0.26689 | 4 | 0.98972
57276 | 3.64 | 1 | 365 | 4.1325 | 0.48353 | 4 | 0.616
57132 | 12.22 | 1 | 365 | 13.8733 | 0.90898 | 14 | 0.7823
57391 | 6.625 | 1 | 365 | 7.5213 | 0.7207 | 8 | 0.24204
56994 | 5.46 | 1 | 365 | 6.1987 | 0.72529 | 6 | 0.924
57387 | 10.92 | 1 | 365 | 12.3974 | 0.45058 | 12 | 0.84801
56685 | 9.88 | 1 | 365 | 11.2167 | 0.88386 | 12 | 0.10058
57626 | 7.28 | 1 | 365 | 8.265 | 0.96705 | 9 | 0.23201
51786 | 2.6 | 1 | 365 | 2.9518 | 0.9168 | 3 | 0.86857
57628 | 4.16 | 1 | 365 | 4.7228 | 0.26689 | 4 | 0.98972
57623 | 6.89 | 1 | 365 | 7.8222 | 0.62953 | 8 | 0.45172
57633 | 8.84 | 1 | 365 | 10.036 | 0.31713 | 10 | 0.35315
57647 | 6.76 | 1 | 365 | 7.6746 | 0.18369 | 7 | 0.85829
57657 | 5.2 | 1 | 365 | 5.9035 | 0.83361 | 6 | 0.73715
57743 | 9.54 | 1 | 365 | 10.8307 | 0.71781 | 11 | 0.54854
57761 | 6.095 | 1 | 365 | 6.9196 | 0.90305 | 7 | 0.82268
57768 | 8.48 | 1 | 365 | 9.6273 | 0.082499 | 9 | 0.70981
27947 | 11.96 | 1 | 365 | 13.5781 | 0.017298 | 13 | 0.59544
52320 | 4.42 | 1 | 365 | 5.018 | 0.15857 | 5 | 0.17658
57164 | 7.54 | 1 | 365 | 8.5601 | 0.85873 | 9 | 0.41886
57415 | 4.42 | 1 | 365 | 5.018 | 0.15857 | 5 | 0.17658
57460 | 3.975 | 1 | 365 | 4.5128 | 0.63242 | 5 | 0.14522
57108 | 6.76 | 1 | 365 | 7.6746 | 0.18369 | 7 | 0.85829
57118 | 7.02 | 1 | 365 | 7.9698 | 0.075371 | 8 | 0.045149
57122 | 7.685 | 1 | 365 | 8.7247 | 0.35601 | 9 | 0.080765
57123 | 7.685 | 1 | 365 | 8.7247 | 0.35601 | 9 | 0.080765
57126 | 6.36 | 1 | 365 | 7.2205 | 0.81187 | 8 | 0.032357
57125 | 6.89 | 1 | 365 | 7.8222 | 0.62953 | 8 | 0.45172
53846 | 8.32 | 1 | 365 | 9.4457 | 0.53377 | 9 | 0.97944
42722 | 11.55 | 1 | 365 | 13.1127 | 0.61119 | 13 | 0.72386
51342 | 11.395 | 1 | 365 | 12.9367 | 0.079608 | 13 | 0.016306
42807 | 8.84 | 1 | 365 | 10.036 | 0.31713 | 10 | 0.35315
57385 | 9.805 | 1 | 365 | 11.1316 | 0.62664 | 11 | 0.75822
50130 | 7.95 | 1 | 365 | 9.0256 | 0.26484 | 9 | 0.29045
48791 | 4.32 | 1 | 365 | 4.9045 | 0.81561 | 5 | 0.72009
57645 | 5.83 | 1 | 365 | 6.6188 | 0.99422 | 7 | 0.61299
48717 | 6.3 | 1 | 365 | 7.1524 | 0.6061 | 7 | 0.75847
57907 | 6.625 | 1 | 365 | 7.5213 | 0.7207 | 8 | 0.24204
48348 | 6.36 | 1 | 365 | 7.2205 | 0.81187 | 8 | 0.032357
57904 | 9.54 | 1 | 365 | 10.8307 | 0.71781 | 11 | 0.54854
57133 | 4.42 | 1 | 365 | 5.018 | 0.15857 | 5 | 0.17658
42968 | 7.7 | 1 | 365 | 8.7418 | 0.40746 | 9 | 0.14924
57141 | 6.76 | 1 | 365 | 7.6746 | 0.18369 | 7 | 0.85829
43127 | 7.42 | 1 | 365 | 8.4239 | 0.44719 | 8 | 0.87108
57149 | 7.42 | 1 | 365 | 8.4239 | 0.44719 | 8 | 0.87108
57159 | 7.02 | 1 | 365 | 7.9698 | 0.075371 | 8 | 0.045149
50869 | 7.155 | 1 | 365 | 8.123 | 0.53836 | 8 | 0.6614
57127 | 4.505 | 1 | 365 | 5.1145 | 0.45008 | 5 | 0.56459
55560 | 8.84 | 1 | 365 | 10.036 | 0.31713 | 10 | 0.35315
57031 | 7.02 | 1 | 365 | 7.9698 | 0.075371 | 8 | 0.045149
57864 | 13.26 | 1 | 365 | 15.054 | 0.4757 | 15 | 0.52973
57147 | 4.77 | 1 | 365 | 5.4154 | 0.35891 | 5 | 0.77427
57935 | 7.8 | 1 | 365 | 8.8553 | 0.75041 | 9 | 0.60572
57166 | 8.215 | 1 | 365 | 9.3265 | 0.17367 | 9 | 0.50013
54146 | 7.54 | 1 | 365 | 8.5601 | 0.85873 | 9 | 0.41886
48787 | 13.26 | 1 | 365 | 15.054 | 0.4757 | 15 | 0.52973
57169 | 10.07 | 1 | 365 | 11.4324 | 0.53547 | 11 | 0.9679
57937 | 6.5 | 1 | 365 | 7.3794 | 0.29201 | 7 | 0.67143
27483 | 10.4 | 1 | 365 | 11.8071 | 0.66722 | 12 | 0.47429
57948 | 12.48 | 1 | 365 | 14.1685 | 0.80066 | 14 | 0.96915
57170 | 7.42 | 1 | 365 | 8.4239 | 0.44719 | 8 | 0.87108
57971 | 6.76 | 1 | 365 | 7.6746 | 0.18369 | 7 | 0.85829
57176 | 10.6 | 1 | 365 | 12.0341 | 0.35312 | 12 | 0.38726
57375 | 10.335 | 1 | 365 | 11.7333 | 0.4443 | 12 | 0.17758
54686 | 5.72 | 1 | 365 | 6.4939 | 0.61697 | 7 | 0.11086
57975 | 9.54 | 1 | 365 | 10.8307 | 0.71781 | 11 | 0.54854
56519 | 7.8 | 1 | 365 | 8.8553 | 0.75041 | 9 | 0.60572
52569 | 4.94 | 1 | 365 | 5.6084 | 0.94193 | 6 | 0.55029
31429 | 9.1 | 1 | 365 | 10.3312 | 0.20881 | 10 | 0.54001
57175 | 3.64 | 1 | 365 | 4.1325 | 0.48353 | 4 | 0.616
57181 | 6.89 | 1 | 365 | 7.8222 | 0.62953 | 8 | 0.45172
57180 | 7.8 | 1 | 365 | 8.8553 | 0.75041 | 9 | 0.60572
55072 | 7.8 | 1 | 365 | 8.8553 | 0.75041 | 9 | 0.60572
56550 | 4.68 | 1 | 365 | 5.3132 | 0.050247 | 5 | 0.36343
53824 | 7.8 | 1 | 365 | 8.8553 | 0.75041 | 9 | 0.60572
57183 | 4.77 | 1 | 365 | 5.4154 | 0.35891 | 5 | 0.77427
55912 | 3.12 | 1 | 365 | 3.5421 | 0.70016 | 4 | 0.24229
57182 | 9.54 | 1 | 365 | 10.8307 | 0.71781 | 11 | 0.54854
48784 | 6.12 | 1 | 365 | 6.948 | 0.98878 | 7 | 0.9368
57184 | 11.925 | 1 | 365 | 13.5384 | 0.89726 | 14 | 0.43567
55169 | 7.8 | 1 | 365 | 8.8553 | 0.75041 | 9 | 0.60572
53528 | 9.36 | 1 | 365 | 10.6264 | 0.10049 | 10 | 0.72686
57187 | 6.36 | 1 | 365 | 7.2205 | 0.81187 | 8 | 0.032357
57189 | 5.565 | 1 | 365 | 6.3179 | 0.08539 | 6 | 0.40331
55409 | 3.38 | 1 | 365 | 3.8373 | 0.59185 | 4 | 0.42915
57192 | 6.095 | 1 | 365 | 6.9196 | 0.90305 | 7 | 0.82268
48759 | 11 | 1 | 365 | 12.4883 | 0.72494 | 13 | 0.2132
56935 | 4.42 | 1 | 365 | 5.018 | 0.15857 | 5 | 0.17658
41643 | 4.16 | 1 | 365 | 4.7228 | 0.26689 | 4 | 0.98972
56929 | 9.01 | 1 | 365 | 10.229 | 0.90016 | 11 | 0.12917
55143 | 14.3 | 1 | 365 | 16.2347 | 0.042422 | 16 | 0.27715
57199 | 5.565 | 1 | 365 | 6.3179 | 0.08539 | 6 | 0.40331
48758 | 5.72 | 1 | 365 | 6.4939 | 0.61697 | 7 | 0.11086
57202 | 6.76 | 1 | 365 | 7.6746 | 0.18369 | 7 | 0.85829
57212 | 5.2 | 1 | 365 | 5.9035 | 0.83361 | 6 | 0.73715
57210 | 15.34 | 1 | 365 | 17.4154 | 0.60914 | 18 | 0.024584
57110 | 5.035 | 1 | 365 | 5.7162 | 0.26773 | 5 | 0.98395
57241 | 5.46 | 1 | 365 | 6.1987 | 0.72529 | 6 | 0.924
48755 | 7.84 | 1 | 365 | 8.9007 | 0.88759 | 9 | 0.78831
54823 | 4.16 | 1 | 365 | 4.7228 | 0.26689 | 4 | 0.98972
54087 | 7.02 | 1 | 365 | 7.9698 | 0.075371 | 8 | 0.045149
48749 | 6.76 | 1 | 365 | 7.6746 | 0.18369 | 7 | 0.85829
55298 | 6.76 | 1 | 365 | 7.6746 | 0.18369 | 7 | 0.85829
55817 | 7.54 | 1 | 365 | 8.5601 | 0.85873 | 9 | 0.41886
56749 | 7.54 | 1 | 365 | 8.5601 | 0.85873 | 9 | 0.41886
56704 | 8.48 | 1 | 365 | 9.6273 | 0.082499 | 9 | 0.70981
56604 | 3.38 | 1 | 365 | 3.8373 | 0.59185 | 4 | 0.42915
55051 | 8.58 | 1 | 365 | 9.7408 | 0.42545 | 10 | 0.16629
56635 | 7.54 | 1 | 365 | 8.5601 | 0.85873 | 9 | 0.41886
55293 | 3.64 | 1 | 365 | 4.1325 | 0.48353 | 4 | 0.616
57410 | 8.84 | 1 | 365 | 10.036 | 0.31713 | 10 | 0.35315
57245 | 10.4 | 1 | 365 | 11.8071 | 0.66722 | 12 | 0.47429
57246 | 4.16 | 1 | 365 | 4.7228 | 0.26689 | 4 | 0.98972
57249 | 4.42 | 1 | 365 | 5.018 | 0.15857 | 5 | 0.17658
57250 | 6.095 | 1 | 365 | 6.9196 | 0.90305 | 7 | 0.82268
57252 | 7.42 | 1 | 365 | 8.4239 | 0.44719 | 8 | 0.87108
57253 | 8.745 | 1 | 365 | 9.9282 | 0.99133 | 10 | 0.91949
57254 | 5.83 | 1 | 365 | 6.6188 | 0.99422 | 7 | 0.61299
57257 | 6.095 | 1 | 365 | 6.9196 | 0.90305 | 7 | 0.82268
32059 | 13 | 1 | 365 | 14.7588 | 0.58402 | 15 | 0.34287
55352 | 7.28 | 1 | 365 | 8.265 | 0.96705 | 9 | 0.23201
57258 | 3.975 | 1 | 365 | 4.5128 | 0.63242 | 5 | 0.14522
57275 | 16.64 | 1 | 365 | 18.8913 | 0.067546 | 18 | 0.95887
50835 | 5.72 | 1 | 365 | 6.4939 | 0.61697 | 7 | 0.11086
57277 | 9.1 | 1 | 365 | 10.3312 | 0.20881 | 10 | 0.54001
56672 | 4.94 | 1 | 365 | 5.6084 | 0.94193 | 6 | 0.55029
57280 | 7.42 | 1 | 365 | 8.4239 | 0.44719 | 8 | 0.87108
57279 | 3.9 | 1 | 365 | 4.4277 | 0.37521 | 4 | 0.80286
32821 | 9.1 | 1 | 365 | 10.3312 | 0.20881 | 10 | 0.54001
57282 | 8.32 | 1 | 365 | 9.4457 | 0.53377 | 9 | 0.97944
57255 | 3.9 | 1 | 365 | 4.4277 | 0.37521 | 4 | 0.80286
55008 | 5.2 | 1 | 365 | 5.9035 | 0.83361 | 6 | 0.73715
57283 | 8.32 | 1 | 365 | 9.4457 | 0.53377 | 9 | 0.97944
51854 | 2.86 | 1 | 365 | 3.2469 | 0.80848 | 4 | 0.055431
55470 | 6.76 | 1 | 365 | 7.6746 | 0.18369 | 7 | 0.85829
55771 | 5.46 | 1 | 365 | 6.1987 | 0.72529 | 6 | 0.924
56764 | 4.42 | 1 | 365 | 5.018 | 0.15857 | 5 | 0.17658
54297 | 4.42 | 1 | 365 | 5.018 | 0.15857 | 5 | 0.17658
53018 | 7.8 | 1 | 365 | 8.8553 | 0.75041 | 9 | 0.60572
56663 | 2.86 | 1 | 365 | 3.2469 | 0.80848 | 4 | 0.055431
57214 | 3.975 | 1 | 365 | 4.5128 | 0.63242 | 5 | 0.14522
55775 | 12.22 | 1 | 365 | 13.8733 | 0.90898 | 14 | 0.7823
57167 | 4.68 | 1 | 365 | 5.3132 | 0.050247 | 5 | 0.36343
57979 | 4.68 | 1 | 365 | 5.3132 | 0.050247 | 5 | 0.36343
57298 | 2.6 | 1 | 365 | 2.9518 | 0.9168 | 3 | 0.86857
55285 | 6.24 | 1 | 365 | 7.0842 | 0.40033 | 7 | 0.48458
57300 | 5.72 | 1 | 365 | 6.4939 | 0.61697 | 7 | 0.11086
56751 | 5.2 | 1 | 365 | 5.9035 | 0.83361 | 6 | 0.73715
57309 | 4.77 | 1 | 365 | 5.4154 | 0.35891 | 5 | 0.77427
56379 | 13.26 | 1 | 365 | 15.054 | 0.4757 | 15 | 0.52973
57311 | 4.77 | 1 | 365 | 5.4154 | 0.35891 | 5 | 0.77427
56566 | 8.06 | 1 | 365 | 9.1505 | 0.64209 | 9 | 0.79258
32401 | 7.28 | 1 | 365 | 8.265 | 0.96705 | 9 | 0.23201
54988 | 4.42 | 1 | 365 | 5.018 | 0.15857 | 5 | 0.17658
57315 | 5.98 | 1 | 365 | 6.7891 | 0.50865 | 7 | 0.29772
57188 | 5.83 | 1 | 365 | 6.6188 | 0.99422 | 7 | 0.61299
56752 | 11.7 | 1 | 365 | 13.283 | 0.12562 | 13 | 0.40858
23073 | 4.16 | 1 | 365 | 4.7228 | 0.26689 | 4 | 0.98972
57281 | 3.71 | 1 | 365 | 4.2119 | 0.72359 | 4 | 0.93554
56932 | 5.3 | 1 | 365 | 6.0171 | 0.17656 | 6 | 0.19363
57367 | 8.32 | 1 | 365 | 9.4457 | 0.53377 | 9 | 0.97944
57137 | 4.77 | 1 | 365 | 5.4154 | 0.35891 | 5 | 0.77427
57340 | 6.24 | 1 | 365 | 7.0842 | 0.40033 | 7 | 0.48458
57346 | 3.18 | 1 | 365 | 3.6102 | 0.90594 | 4 | 0.51618
29246 | 4.68 | 1 | 365 | 5.3132 | 0.050247 | 5 | 0.36343
57354 | 6.24 | 1 | 365 | 7.0842 | 0.40033 | 7 | 0.48458
57360 | 10.66 | 1 | 365 | 12.1023 | 0.5589 | 12 | 0.66115
57359 | 5.2 | 1 | 365 | 5.9035 | 0.83361 | 6 | 0.73715
57366 | 8.84 | 1 | 365 | 10.036 | 0.31713 | 10 | 0.35315
57372 | 11.96 | 1 | 365 | 13.5781 | 0.017298 | 13 | 0.59544
57382 | 3.975 | 1 | 365 | 4.5128 | 0.63242 | 5 | 0.14522
57379 | 5.98 | 1 | 365 | 6.7891 | 0.50865 | 7 | 0.29772
56542 | 5.1 | 1 | 365 | 5.79 | 0.49065 | 6 | 0.28066
57392 | 6.76 | 1 | 365 | 7.6746 | 0.18369 | 7 | 0.85829
57394 | 4.77 | 1 | 365 | 5.4154 | 0.35891 | 5 | 0.77427
57413 | 5.2 | 1 | 365 | 5.9035 | 0.83361 | 6 | 0.73715
57421 | 3.64 | 1 | 365 | 4.1325 | 0.48353 | 4 | 0.616
36978 | 14.3 | 1 | 365 | 16.2347 | 0.042422 | 16 | 0.27715
57409 | 8.32 | 1 | 365 | 9.4457 | 0.53377 | 9 | 0.97944
40344 | 4.605 | 1 | 365 | 5.228 | 0.79303 | 6 | 0.02107
57420 | 3.71 | 1 | 365 | 4.2119 | 0.72359 | 4 | 0.93554
39672 | 4.16 | 1 | 365 | 4.7228 | 0.26689 | 4 | 0.98972
57424 | 7.54 | 1 | 365 | 8.5601 | 0.85873 | 9 | 0.41886
41100 | 8.745 | 1 | 365 | 9.9282 | 0.99133 | 10 | 0.91949
57427 | 4.68 | 1 | 365 | 5.3132 | 0.050247 | 5 | 0.36343
39240 | 9.36 | 1 | 365 | 10.6264 | 0.10049 | 10 | 0.72686
57430 | 4.68 | 1 | 365 | 5.3132 | 0.050247 | 5 | 0.36343
57179 | 3.38 | 1 | 365 | 3.8373 | 0.59185 | 4 | 0.42915
31976 | 12.74 | 1 | 365 | 14.4637 | 0.69234 | 15 | 0.15601
53931 | 4.94 | 1 | 365 | 5.6084 | 0.94193 | 6 | 0.55029
21253 | 9.88 | 1 | 365 | 11.2167 | 0.88386 | 12 | 0.10058
57462 | 3.64 | 1 | 365 | 4.1325 | 0.48353 | 4 | 0.616
57248 | 7.02 | 1 | 365 | 7.9698 | 0.075371 | 8 | 0.045149
57478 | 6.5 | 1 | 365 | 7.3794 | 0.29201 | 7 | 0.67143
57480 | 8.745 | 1 | 365 | 9.9282 | 0.99133 | 10 | 0.91949
58112 | 4.24 | 1 | 365 | 4.8137 | 0.54125 | 5 | 0.3549
55083 | 6.5 | 1 | 365 | 7.3794 | 0.29201 | 7 | 0.67143
52603 | 3.12 | 1 | 365 | 3.5421 | 0.70016 | 4 | 0.24229
55334 | 6.24 | 1 | 365 | 7.0842 | 0.40033 | 7 | 0.48458
57106 | 7.28 | 1 | 365 | 8.265 | 0.96705 | 9 | 0.23201
57206 | 5.46 | 1 | 365 | 6.1987 | 0.72529 | 6 | 0.924
57284 | 7.54 | 1 | 365 | 8.5601 | 0.85873 | 9 | 0.41886
57342 | 13.25 | 1 | 365 | 15.0427 | 0.4414 | 15 | 0.48408
56968 | 9.62 | 1 | 365 | 10.9215 | 0.99217 | 11 | 0.91372
57556 | 7.95 | 1 | 365 | 9.0256 | 0.26484 | 9 | 0.29045
57038 | 11.7 | 1 | 365 | 13.283 | 0.12562 | 13 | 0.40858
53914 | 3.64 | 1 | 365 | 4.1325 | 0.48353 | 4 | 0.616
56987 | 5.46 | 1 | 365 | 6.1987 | 0.72529 | 6 | 0.924
25558 | 5.46 | 1 | 365 | 6.1987 | 0.72529 | 6 | 0.924
55368 | 4.94 | 1 | 365 | 5.6084 | 0.94193 | 6 | 0.55029
58117 | 5.72 | 1 | 365 | 6.4939 | 0.61697 | 7 | 0.11086
57000 | 4.16 | 1 | 365 | 4.7228 | 0.26689 | 4 | 0.98972
52606 | 8.84 | 1 | 365 | 10.036 | 0.31713 | 10 | 0.35315
57299 | 13.515 | 1 | 365 | 15.3435 | 0.35023 | 15 | 0.69376
56995 | 2.86 | 1 | 365 | 3.2469 | 0.80848 | 4 | 0.055431
56958 | 3.64 | 1 | 365 | 4.1325 | 0.48353 | 4 | 0.616
57408 | 3.38 | 1 | 365 | 3.8373 | 0.59185 | 4 | 0.42915
53051 | 7.8 | 1 | 365 | 8.8553 | 0.75041 | 9 | 0.60572
56545 | 4.16 | 1 | 365 | 4.7228 | 0.26689 | 4 | 0.98972
54072 | 8.58 | 1 | 365 | 9.7408 | 0.42545 | 10 | 0.16629
26704 | 3.9 | 1 | 365 | 4.4277 | 0.37521 | 4 | 0.80286
55036 | 5.035 | 1 | 365 | 5.7162 | 0.26773 | 5 | 0.98395
53836 | 4.94 | 1 | 365 | 5.6084 | 0.94193 | 6 | 0.55029
22053 | 3.64 | 1 | 365 | 4.1325 | 0.48353 | 4 | 0.616
54213 | 12.48 | 1 | 365 | 14.1685 | 0.80066 | 14 | 0.96915
55900 | 8.06 | 1 | 365 | 9.1505 | 0.64209 | 9 | 0.79258
53819 | 7.54 | 1 | 365 | 8.5601 | 0.85873 | 9 | 0.41886
42816 | 10.865 | 1 | 365 | 12.335 | 0.26195 | 12 | 0.59694
56938 | 11.18 | 1 | 365 | 12.6926 | 0.34226 | 13 | 0.034866
47203 | 9.01 | 1 | 365 | 10.229 | 0.90016 | 11 | 0.12917
55385 | 5.2 | 1 | 365 | 5.9035 | 0.83361 | 6 | 0.73715
57486 | 6.5 | 1 | 365 | 7.3794 | 0.29201 | 7 | 0.67143
56695 | 15.08 | 1 | 365 | 17.1203 | 0.71746 | 17 | 0.83773
55159 | 9.36 | 1 | 365 | 10.6264 | 0.10049 | 10 | 0.72686
57675 | 4.505 | 1 | 365 | 5.1145 | 0.45008 | 5 | 0.56459
55895 | 4.16 | 1 | 365 | 4.7228 | 0.26689 | 4 | 0.98972
55304 | 3.64 | 1 | 365 | 4.1325 | 0.48353 | 4 | 0.616
57116 | 5.035 | 1 | 365 | 5.7162 | 0.26773 | 5 | 0.98395
55909 | 2.6 | 1 | 365 | 2.9518 | 0.9168 | 3 | 0.86857
54085 | 11.96 | 1 | 365 | 13.5781 | 0.017298 | 13 | 0.59544
56572 | 4.16 | 1 | 365 | 4.7228 | 0.26689 | 4 | 0.98972
54074 | 5.46 | 1 | 365 | 6.1987 | 0.72529 | 6 | 0.924
53431 | 3.38 | 1 | 365 | 3.8373 | 0.59185 | 4 | 0.42915
56757 | 10.335 | 1 | 365 | 11.7333 | 0.4443 | 12 | 0.17758
58014 | 5.98 | 1 | 365 | 6.7891 | 0.50865 | 7 | 0.29772
54946 | 7.54 | 1 | 365 | 8.5601 | 0.85873 | 9 | 0.41886
57479 | 7.95 | 1 | 365 | 9.0256 | 0.26484 | 9 | 0.29045
57757 | 7.42 | 1 | 365 | 8.4239 | 0.44719 | 8 | 0.87108
58133 | 13 | 1 | 365 | 14.7588 | 0.58402 | 15 | 0.34287
58139 | 8.48 | 1 | 365 | 9.6273 | 0.082499 | 9 | 0.70981
55374 | 7.685 | 1 | 365 | 8.7247 | 0.35601 | 9 | 0.080765
58142 | 5.3 | 1 | 365 | 6.0171 | 0.17656 | 6 | 0.19363
56661 | 5.3 | 1 | 365 | 6.0171 | 0.17656 | 6 | 0.19363
58149 | 7.42 | 1 | 365 | 8.4239 | 0.44719 | 8 | 0.87108
56599 | 5.3 | 1 | 365 | 6.0171 | 0.17656 | 6 | 0.19363
58162 | 12.74 | 1 | 365 | 14.4637 | 0.69234 | 15 | 0.15601
57120 | 5.72 | 1 | 365 | 6.4939 | 0.61697 | 7 | 0.11086
55033 | 4.16 | 1 | 365 | 4.7228 | 0.26689 | 4 | 0.98972
57484 | 6.36 | 1 | 365 | 7.2205 | 0.81187 | 8 | 0.032357
57105 | 9.36 | 1 | 365 | 10.6264 | 0.10049 | 10 | 0.72686
58167 | 9.62 | 1 | 365 | 10.9215 | 0.99217 | 11 | 0.91372
58170 | 10.07 | 1 | 365 | 11.4324 | 0.53547 | 11 | 0.9679
57438 | 8.06 | 1 | 365 | 9.1505 | 0.64209 | 9 | 0.79258
58174 | 6.36 | 1 | 365 | 7.2205 | 0.81187 | 8 | 0.032357
57376 | 7.95 | 1 | 365 | 9.0256 | 0.26484 | 9 | 0.29045
58172 | 11.18 | 1 | 365 | 12.6926 | 0.34226 | 13 | 0.034866
55000 | 3.38 | 1 | 365 | 3.8373 | 0.59185 | 4 | 0.42915
57338 | 4.505 | 1 | 365 | 5.1145 | 0.45008 | 5 | 0.56459
57422 | 4.68 | 1 | 365 | 5.3132 | 0.050247 | 5 | 0.36343
56989 | 5.98 | 1 | 365 | 6.7891 | 0.50865 | 7 | 0.29772
54124 | 3.9 | 1 | 365 | 4.4277 | 0.37521 | 4 | 0.80286
56784 | 5.98 | 1 | 365 | 6.7891 | 0.50865 | 7 | 0.29772
55219 | 4.42 | 1 | 365 | 5.018 | 0.15857 | 5 | 0.17658
58040 | 5.72 | 1 | 365 | 6.4939 | 0.61697 | 7 | 0.11086
58051 | 9.805 | 1 | 365 | 11.1316 | 0.62664 | 11 | 0.75822
55308 | 3.64 | 1 | 365 | 4.1325 | 0.48353 | 4 | 0.616
58059 | 7.42 | 1 | 365 | 8.4239 | 0.44719 | 8 | 0.87108
57178 | 6.625 | 1 | 365 | 7.5213 | 0.7207 | 8 | 0.24204
57256 | 7.42 | 1 | 365 | 8.4239 | 0.44719 | 8 | 0.87108
58068 | 6.89 | 1 | 365 | 7.8222 | 0.62953 | 8 | 0.45172
57138 | 5.3 | 1 | 365 | 6.0171 | 0.17656 | 6 | 0.19363
58111 | 4.77 | 1 | 365 | 5.4154 | 0.35891 | 5 | 0.77427
58234 | 3.975 | 1 | 365 | 4.5128 | 0.63242 | 5 | 0.14522
58238 | 5.3 | 1 | 365 | 6.0171 | 0.17656 | 6 | 0.19363
58239 | 9.36 | 1 | 365 | 10.6264 | 0.10049 | 10 | 0.72686
57242 | 4.16 | 1 | 365 | 4.7228 | 0.26689 | 4 | 0.98972
58243 | 9.54 | 1 | 365 | 10.8307 | 0.71781 | 11 | 0.54854
58249 | 11.96 | 1 | 365 | 13.5781 | 0.017298 | 13 | 0.59544
58262 | 5.2 | 1 | 365 | 5.9035 | 0.83361 | 6 | 0.73715
58237 | 3.12 | 1 | 365 | 3.5421 | 0.70016 | 4 | 0.24229
58275 | 10.07 | 1 | 365 | 11.4324 | 0.53547 | 11 | 0.9679
58277 | 13.26 | 1 | 365 | 15.054 | 0.4757 | 15 | 0.52973
58285 | 10.66 | 1 | 365 | 12.1023 | 0.5589 | 12 | 0.66115
58287 | 3.71 | 1 | 365 | 4.2119 | 0.72359 | 4 | 0.93554
58288 | 4.42 | 1 | 365 | 5.018 | 0.15857 | 5 | 0.17658
58344 | 6.76 | 1 | 365 | 7.6746 | 0.18369 | 7 | 0.85829
58347 | 10.66 | 1 | 365 | 12.1023 | 0.5589 | 12 | 0.66115
58362 | 5.3 | 1 | 365 | 6.0171 | 0.17656 | 6 | 0.19363
58366 | 6.095 | 1 | 365 | 6.9196 | 0.90305 | 7 | 0.82268
58371 | 13.25 | 1 | 365 | 15.0427 | 0.4414 | 15 | 0.48408
58376 | 13.25 | 1 | 365 | 15.0427 | 0.4414 | 15 | 0.48408
58379 | 7.95 | 1 | 365 | 9.0256 | 0.26484 | 9 | 0.29045
58380 | 6.625 | 1 | 365 | 7.5213 | 0.7207 | 8 | 0.24204
58428 | 10.07 | 1 | 365 | 11.4324 | 0.53547 | 11 | 0.9679
58429 | 4.77 | 1 | 365 | 5.4154 | 0.35891 | 5 | 0.77427
58434 | 7.28 | 1 | 365 | 8.265 | 0.96705 | 9 | 0.23201
58435 | 7.685 | 1 | 365 | 8.7247 | 0.35601 | 9 | 0.080765
58438 | 5.2 | 1 | 365 | 5.9035 | 0.83361 | 6 | 0.73715
57955 | 8.84 | 1 | 365 | 10.036 | 0.31713 | 10 | 0.35315
57079 | 6.76 | 1 | 365 | 7.6746 | 0.18369 | 7 | 0.85829
57089 | 3.64 | 1 | 365 | 4.1325 | 0.48353 | 4 | 0.616
58280 | 2.34 | 1 | 365 | 2.6566 | 0.025124 | 2 | 0.68172
54350 | 7.28 | 1 | 365 | 8.265 | 0.96705 | 9 | 0.23201
57836 | 5.3 | 1 | 365 | 6.0171 | 0.17656 | 6 | 0.19363
57130 | 7.02 | 1 | 365 | 7.9698 | 0.075371 | 8 | 0.045149
56967 | 8.215 | 1 | 365 | 9.3265 | 0.17367 | 9 | 0.50013
57877 | 7.54 | 1 | 365 | 8.5601 | 0.85873 | 9 | 0.41886
39300 | 4.42 | 1 | 365 | 5.018 | 0.15857 | 5 | 0.17658
29771 | 2.6 | 1 | 365 | 2.9518 | 0.9168 | 3 | 0.86857
58509 | 2.86 | 1 | 365 | 3.2469 | 0.80848 | 4 | 0.055431
55020 | 4.42 | 1 | 365 | 5.018 | 0.15857 | 5 | 0.17658
58517 | 11.395 | 1 | 365 | 12.9367 | 0.079608 | 13 | 0.016306
58515 | 6.36 | 1 | 365 | 7.2205 | 0.81187 | 8 | 0.032357
56527 | 3.38 | 1 | 365 | 3.8373 | 0.59185 | 4 | 0.42915
55417 | 9.88 | 1 | 365 | 11.2167 | 0.88386 | 12 | 0.10058
58473 | 6.89 | 1 | 365 | 7.8222 | 0.62953 | 8 | 0.45172
57872 | 12.22 | 1 | 365 | 13.8733 | 0.90898 | 14 | 0.7823
57906 | 6.095 | 1 | 365 | 6.9196 | 0.90305 | 7 | 0.82268
58481 | 10.335 | 1 | 365 | 11.7333 | 0.4443 | 12 | 0.17758
58531 | 7.42 | 1 | 365 | 8.4239 | 0.44719 | 8 | 0.87108
57327 | 5.46 | 1 | 365 | 6.1987 | 0.72529 | 6 | 0.924
58327 | 6.5 | 1 | 365 | 7.3794 | 0.29201 | 7 | 0.67143
58248 | 3.445 | 1 | 365 | 3.9111 | 0.81477 | 4 | 0.72586
57946 | 4.505 | 1 | 365 | 5.1145 | 0.45008 | 5 | 0.56459
58163 | 7.54 | 1 | 365 | 8.5601 | 0.85873 | 9 | 0.41886
58482 | 9.54 | 1 | 365 | 10.8307 | 0.71781 | 11 | 0.54854
48669 | 4.94 | 1 | 365 | 5.6084 | 0.94193 | 6 | 0.55029
57870 | 7.685 | 1 | 365 | 8.7247 | 0.35601 | 9 | 0.080765
55768 | 5.2 | 1 | 365 | 5.9035 | 0.83361 | 6 | 0.73715
31987 | 3.64 | 1 | 365 | 4.1325 | 0.48353 | 4 | 0.616
58486 | 9.88 | 1 | 365 | 11.2167 | 0.88386 | 12 | 0.10058
51991 | 7.28 | 1 | 365 | 8.265 | 0.96705 | 9 | 0.23201
57938 | 4.16 | 1 | 365 | 4.7228 | 0.26689 | 4 | 0.98972
58148 | 5.035 | 1 | 365 | 5.7162 | 0.26773 | 5 | 0.98395
57939 | 8.745 | 1 | 365 | 9.9282 | 0.99133 | 10 | 0.91949
57055 | 5.035 | 1 | 365 | 5.7162 | 0.26773 | 5 | 0.98395
56984 | 2.08 | 1 | 365 | 2.3614 | 0.13344 | 2 | 0.49486
57191 | 4.77 | 1 | 365 | 5.4154 | 0.35891 | 5 | 0.77427
58560 | 10.92 | 1 | 365 | 12.3974 | 0.45058 | 12 | 0.84801
58561 | 6.5 | 1 | 365 | 7.3794 | 0.29201 | 7 | 0.67143
58703 | 9.36 | 1 | 365 | 10.6264 | 0.10049 | 10 | 0.72686
58714 | 7.42 | 1 | 365 | 8.4239 | 0.44719 | 8 | 0.87108
58563 | 5.035 | 1 | 365 | 5.7162 | 0.26773 | 5 | 0.98395
58566 | 3.445 | 1 | 365 | 3.9111 | 0.81477 | 4 | 0.72586
58597 | 4.16 | 1 | 365 | 4.7228 | 0.26689 | 4 | 0.98972
58612 | 10.66 | 1 | 365 | 12.1023 | 0.5589 | 12 | 0.66115
31667 | 4.42 | 1 | 365 | 5.018 | 0.15857 | 5 | 0.17658
58621 | 7.155 | 1 | 365 | 8.123 | 0.53836 | 8 | 0.6614
57775 | 8.06 | 1 | 365 | 9.1505 | 0.64209 | 9 | 0.79258
57436 | 4.68 | 1 | 365 | 5.3132 | 0.050247 | 5 | 0.36343
58235 | 5.46 | 1 | 365 | 6.1987 | 0.72529 | 6 | 0.924
58630 | 7.95 | 1 | 365 | 9.0256 | 0.26484 | 9 | 0.29045
58681 | 7.28 | 1 | 365 | 8.265 | 0.96705 | 9 | 0.23201
58718 | 7.28 | 1 | 365 | 8.265 | 0.96705 | 9 | 0.23201
58676 | 4.16 | 1 | 365 | 4.7228 | 0.26689 | 4 | 0.98972
58722 | 7.155 | 1 | 365 | 8.123 | 0.53836 | 8 | 0.6614
58684 | 7.28 | 1 | 365 | 8.265 | 0.96705 | 9 | 0.23201
58686 | 4.68 | 1 | 365 | 5.3132 | 0.050247 | 5 | 0.36343
58689 | 9.88 | 1 | 365 | 11.2167 | 0.88386 | 12 | 0.10058
58763 | 8.58 | 1 | 365 | 9.7408 | 0.42545 | 10 | 0.16629
58699 | 5.035 | 1 | 365 | 5.7162 | 0.26773 | 5 | 0.98395
56613 | 5.98 | 1 | 365 | 6.7891 | 0.50865 | 7 | 0.29772
58701 | 3.445 | 1 | 365 | 3.9111 | 0.81477 | 4 | 0.72586
58704 | 13 | 1 | 365 | 14.7588 | 0.58402 | 15 | 0.34287
58764 | 8.745 | 1 | 365 | 9.9282 | 0.99133 | 10 | 0.91949
58397 | 4.68 | 1 | 365 | 5.3132 | 0.050247 | 5 | 0.36343
57010 | 10.4 | 1 | 365 | 11.8071 | 0.66722 | 12 | 0.47429
57489 | 6.5 | 1 | 365 | 7.3794 | 0.29201 | 7 | 0.67143
58607 | 8.215 | 1 | 365 | 9.3265 | 0.17367 | 9 | 0.50013
58505 | 4.505 | 1 | 365 | 5.1145 | 0.45008 | 5 | 0.56459
32225 | 5.72 | 1 | 365 | 6.4939 | 0.61697 | 7 | 0.11086
56744 | 5.2 | 1 | 365 | 5.9035 | 0.83361 | 6 | 0.73715
57428 | 3.38 | 1 | 365 | 3.8373 | 0.59185 | 4 | 0.42915
58713 | 7.54 | 1 | 365 | 8.5601 | 0.85873 | 9 | 0.41886
58783 | 5.565 | 1 | 365 | 6.3179 | 0.08539 | 6 | 0.40331
57641 | 8.06 | 1 | 365 | 9.1505 | 0.64209 | 9 | 0.79258
58734 | 9 | 1 | 365 | 10.2177 | 0.86586 | 11 | 0.083524
58524 | 13 | 1 | 365 | 14.7588 | 0.58402 | 15 | 0.34287
58814 | 5.7 | 1 | 365 | 6.4712 | 0.54838 | 7 | 0.019565
58283 | 14.04 | 1 | 365 | 15.9396 | 0.15074 | 16 | 0.090297
53041 | 7.02 | 1 | 365 | 7.9698 | 0.075371 | 8 | 0.045149
58899 | 2.85 | 1 | 365 | 3.2356 | 0.77419 | 4 | 0.0097826
58178 | 5.72 | 1 | 365 | 6.4939 | 0.61697 | 7 | 0.11086
58922 | 10.2 | 1 | 365 | 11.58 | 0.98131 | 12 | 0.56133
58784 | 8.58 | 1 | 365 | 9.7408 | 0.42545 | 10 | 0.16629
59839 | 10.26 | 1 | 365 | 11.6481 | 0.18708 | 11 | 0.83522
58225 | 7.28 | 1 | 365 | 8.265 | 0.96705 | 9 | 0.23201
58930 | 12.6 | 1 | 365 | 14.3047 | 0.2122 | 14 | 0.51693
57194 | 6.095 | 1 | 365 | 6.9196 | 0.90305 | 7 | 0.82268
59270 | 5.4 | 1 | 365 | 6.1306 | 0.51952 | 6 | 0.65011
57287 | 6.24 | 1 | 365 | 7.0842 | 0.40033 | 7 | 0.48458
59611 | 3.48 | 1 | 365 | 3.9508 | 0.9348 | 4 | 0.88563
57434 | 6.24 | 1 | 365 | 7.0842 | 0.40033 | 7 | 0.48458
59809 | 7.56 | 1 | 365 | 8.5828 | 0.92732 | 9 | 0.51016
33413 | 2624.22 | 1 | 365 | 2979.2665 | 0.86746 | 2980 | 0.13393
58173 | 3.71 | 1 | 365 | 4.2119 | 0.72359 | 4 | 0.93554
32665 | 311.22 | 0.9 | 365 | 317.9941 | 0.60729 | 318 | 0.60143
58176 | 6.36 | 1 | 365 | 7.2205 | 0.81187 | 8 | 0.032357
58575 | 4.68 | 1 | 365 | 5.3132 | 0.050247 | 5 | 0.36343
58182 | 7.8 | 1 | 365 | 8.8553 | 0.75041 | 9 | 0.60572
57186 | 5.565 | 1 | 365 | 6.3179 | 0.08539 | 6 | 0.40331
57495 | 3.445 | 1 | 365 | 3.9111 | 0.81477 | 4 | 0.72586
48389 | 9.6 | 1 | 365 | 10.8988 | 0.92358 | 11 | 0.82243
58276 | 3.445 | 1 | 365 | 3.9111 | 0.81477 | 4 | 0.72586
56977 | 5.46 | 1 | 365 | 6.1987 | 0.72529 | 6 | 0.924
50173 | 8.32 | 1 | 365 | 9.4457 | 0.53377 | 9 | 0.97944
56739 | 9.36 | 1 | 365 | 10.6264 | 0.10049 | 10 | 0.72686
57163 | 3.18 | 1 | 365 | 3.6102 | 0.90594 | 4 | 0.51618
50638 | 8.06 | 1 | 365 | 9.1505 | 0.64209 | 9 | 0.79258
55891 | 4.16 | 1 | 365 | 4.7228 | 0.26689 | 4 | 0.98972
57627 | 4.505 | 1 | 365 | 5.1145 | 0.45008 | 5 | 0.56459
37226 | 3.6 | 1 | 365 | 4.0871 | 0.34634 | 4 | 0.43341
57832 | 6.76 | 1 | 365 | 7.6746 | 0.18369 | 7 | 0.85829
58532 | 3.12 | 1 | 365 | 3.5421 | 0.70016 | 4 | 0.24229
56544 | 17.1 | 1 | 365 | 19.4136 | 0.64513 | 20 | 0.058696
57758 | 4.77 | 1 | 365 | 5.4154 | 0.35891 | 5 | 0.77427
57148 | 5.035 | 1 | 365 | 5.7162 | 0.26773 | 5 | 0.98395
57838 | 7.8 | 1 | 365 | 8.8553 | 0.75041 | 9 | 0.60572
57098 | 5.2 | 1 | 365 | 5.9035 | 0.83361 | 6 | 0.73715
57649 | 7.8 | 1 | 365 | 8.8553 | 0.75041 | 9 | 0.60572
57553 | 5.46 | 1 | 365 | 6.1987 | 0.72529 | 6 | 0.924
59095 | 4.77 | 1 | 365 | 5.4154 | 0.35891 | 5 | 0.77427
57630 | 2.6 | 1 | 365 | 2.9518 | 0.9168 | 3 | 0.86857
57075 | 5.2 | 1 | 365 | 5.9035 | 0.83361 | 6 | 0.73715
57483 | 9.36 | 1 | 365 | 10.6264 | 0.10049 | 10 | 0.72686
57752 | 4.77 | 1 | 365 | 5.4154 | 0.35891 | 5 | 0.77427
58792 | 6.24 | 1 | 365 | 7.0842 | 0.40033 | 7 | 0.48458
57145 | 5.72 | 1 | 365 | 6.4939 | 0.61697 | 7 | 0.11086
58762 | 4.42 | 1 | 365 | 5.018 | 0.15857 | 5 | 0.17658
54883 | 10.66 | 1 | 365 | 12.1023 | 0.5589 | 12 | 0.66115
58806 | 3.445 | 1 | 365 | 3.9111 | 0.81477 | 4 | 0.72586
57066 | 3.12 | 1 | 365 | 3.5421 | 0.70016 | 4 | 0.24229
58821 | 9.88 | 1 | 365 | 11.2167 | 0.88386 | 12 | 0.10058
57146 | 2.65 | 1 | 365 | 3.0085 | 0.088281 | 3 | 0.096815
57839 | 5.035 | 1 | 365 | 5.7162 | 0.26773 | 5 | 0.98395
58770 | 6.625 | 1 | 365 | 7.5213 | 0.7207 | 8 | 0.24204
58793 | 5.46 | 1 | 365 | 6.1987 | 0.72529 | 6 | 0.924
58830 | 3.71 | 1 | 365 | 4.2119 | 0.72359 | 4 | 0.93554
57663 | 5.46 | 1 | 365 | 6.1987 | 0.72529 | 6 | 0.924
20442 | 8.06 | 1 | 365 | 9.1505 | 0.64209 | 9 | 0.79258
57320 | 3.71 | 1 | 365 | 4.2119 | 0.72359 | 4 | 0.93554
57100 | 4.94 | 1 | 365 | 5.6084 | 0.94193 | 6 | 0.55029
57414 | 8.06 | 1 | 365 | 9.1505 | 0.64209 | 9 | 0.79258
57042 | 6.89 | 1 | 365 | 7.8222 | 0.62953 | 8 | 0.45172
58229 | 5.83 | 1 | 365 | 6.6188 | 0.99422 | 7 | 0.61299
54239 | 4.68 | 1 | 365 | 5.3132 | 0.050247 | 5 | 0.36343
57423 | 7.155 | 1 | 365 | 8.123 | 0.53836 | 8 | 0.6614
57171 | 8.06 | 1 | 365 | 9.1505 | 0.64209 | 9 | 0.79258
58232 | 7.95 | 1 | 365 | 9.0256 | 0.26484 | 9 | 0.29045
51762 | 4.68 | 1 | 365 | 5.3132 | 0.050247 | 5 | 0.36343
58815 | 3.38 | 1 | 365 | 3.8373 | 0.59185 | 4 | 0.42915
58850 | 6.24 | 1 | 365 | 7.0842 | 0.40033 | 7 | 0.48458
58877 | 4.24 | 1 | 365 | 4.8137 | 0.54125 | 5 | 0.3549
58878 | 5.565 | 1 | 365 | 6.3179 | 0.08539 | 6 | 0.40331
58879 | 7.685 | 1 | 365 | 8.7247 | 0.35601 | 9 | 0.080765
56810 | 8.32 | 1 | 365 | 9.4457 | 0.53377 | 9 | 0.97944
20770 | 4.42 | 1 | 365 | 5.018 | 0.15857 | 5 | 0.17658
57238 | 15.34 | 1 | 365 | 17.4154 | 0.60914 | 18 | 0.024584
57482 | 5.98 | 1 | 365 | 6.7891 | 0.50865 | 7 | 0.29772
55474 | 6.76 | 1 | 365 | 7.6746 | 0.18369 | 7 | 0.85829
56308 | 14.04 | 1 | 365 | 15.9396 | 0.15074 | 16 | 0.090297
59105 | 7.685 | 1 | 365 | 8.7247 | 0.35601 | 9 | 0.080765
56615 | 3.38 | 1 | 365 | 3.8373 | 0.59185 | 4 | 0.42915
59109 | 12.985 | 1 | 365 | 14.7418 | 0.53258 | 15 | 0.2744
59127 | 2.915 | 1 | 365 | 3.3094 | 0.99711 | 4 | 0.3065
59139 | 9.1 | 1 | 365 | 10.3312 | 0.20881 | 10 | 0.54001
56777 | 4.42 | 1 | 365 | 5.018 | 0.15857 | 5 | 0.17658
59151 | 8.215 | 1 | 365 | 9.3265 | 0.17367 | 9 | 0.50013
57760 | 4.68 | 1 | 365 | 5.3132 | 0.050247 | 5 | 0.36343
57865 | 4.505 | 1 | 365 | 5.1145 | 0.45008 | 5 | 0.56459
59159 | 3.12 | 1 | 365 | 3.5421 | 0.70016 | 4 | 0.24229
57862 | 2.65 | 1 | 365 | 3.0085 | 0.088281 | 3 | 0.096815
58230 | 6.625 | 1 | 365 | 7.5213 | 0.7207 | 8 | 0.24204
59163 | 5.035 | 1 | 365 | 5.7162 | 0.26773 | 5 | 0.98395
59164 | 6.24 | 1 | 365 | 7.0842 | 0.40033 | 7 | 0.48458
56617 | 5.46 | 1 | 365 | 6.1987 | 0.72529 | 6 | 0.924
57056 | 4.68 | 1 | 365 | 5.3132 | 0.050247 | 5 | 0.36343
58693 | 11.66 | 1 | 365 | 13.2376 | 0.98844 | 14 | 0.22599
57140 | 12.72 | 1 | 365 | 14.441 | 0.62375 | 15 | 0.064714
58128 | 3.64 | 1 | 365 | 4.1325 | 0.48353 | 4 | 0.616
59171 | 7.395 | 1 | 365 | 8.3955 | 0.36145 | 8 | 0.75696
57131 | 8.48 | 1 | 365 | 9.6273 | 0.082499 | 9 | 0.70981
58236 | 7.42 | 1 | 365 | 8.4239 | 0.44719 | 8 | 0.87108
59175 | 8.16 | 1 | 365 | 9.264 | 0.98505 | 10 | 0.24906
59290 | 5.46 | 1 | 365 | 6.1987 | 0.72529 | 6 | 0.924
56694 | 6.76 | 1 | 365 | 7.6746 | 0.18369 | 7 | 0.85829
55911 | 7.28 | 1 | 365 | 8.265 | 0.96705 | 9 | 0.23201
59204 | 10.4 | 1 | 365 | 11.8071 | 0.66722 | 12 | 0.47429
59207 | 8.84 | 1 | 365 | 10.036 | 0.31713 | 10 | 0.35315
59208 | 2.915 | 1 | 365 | 3.3094 | 0.99711 | 4 | 0.3065
59211 | 5.565 | 1 | 365 | 6.3179 | 0.08539 | 6 | 0.40331
59213 | 4.68 | 1 | 365 | 5.3132 | 0.050247 | 5 | 0.36343
59214 | 7.8 | 1 | 365 | 8.8553 | 0.75041 | 9 | 0.60572
59223 | 7.42 | 1 | 365 | 8.4239 | 0.44719 | 8 | 0.87108
59225 | 4.16 | 1 | 365 | 4.7228 | 0.26689 | 4 | 0.98972
57431 | 2.915 | 1 | 365 | 3.3094 | 0.99711 | 4 | 0.3065
59228 | 6.36 | 1 | 365 | 7.2205 | 0.81187 | 8 | 0.032357
38285 | 8.84 | 1 | 365 | 10.036 | 0.31713 | 10 | 0.35315
58472 | 7.685 | 1 | 365 | 8.7247 | 0.35601 | 9 | 0.080765
27848 | 5.72 | 1 | 365 | 6.4939 | 0.61697 | 7 | 0.11086
59232 | 6.89 | 1 | 365 | 7.8222 | 0.62953 | 8 | 0.45172
58175 | 7.685 | 1 | 365 | 8.7247 | 0.35601 | 9 | 0.080765
51226 | 8.32 | 1 | 365 | 9.4457 | 0.53377 | 9 | 0.97944
58690 | 6.095 | 1 | 365 | 6.9196 | 0.90305 | 7 | 0.82268
52983 | 7.8 | 1 | 365 | 8.8553 | 0.75041 | 9 | 0.60572
56845 | 5.2 | 1 | 365 | 5.9035 | 0.83361 | 6 | 0.73715
59237 | 8.745 | 1 | 365 | 9.9282 | 0.99133 | 10 | 0.91949
34184 | 7.54 | 1 | 365 | 8.5601 | 0.85873 | 9 | 0.41886
56515 | 9.88 | 1 | 365 | 11.2167 | 0.88386 | 12 | 0.10058
57278 | 4.24 | 1 | 365 | 4.8137 | 0.54125 | 5 | 0.3549
57335 | 5.3 | 1 | 365 | 6.0171 | 0.17656 | 6 | 0.19363
59276 | 12.72 | 1 | 365 | 14.441 | 0.62375 | 15 | 0.064714
59298 | 6.625 | 1 | 365 | 7.5213 | 0.7207 | 8 | 0.24204
59299 | 9.275 | 1 | 365 | 10.5299 | 0.80898 | 11 | 0.33885
59301 | 13.515 | 1 | 365 | 15.3435 | 0.35023 | 15 | 0.69376
59096 | 3.9 | 1 | 365 | 4.4277 | 0.37521 | 4 | 0.80286
59303 | 5.035 | 1 | 365 | 5.7162 | 0.26773 | 5 | 0.98395
59314 | 4.24 | 1 | 365 | 4.8137 | 0.54125 | 5 | 0.3549
57990 | 8.06 | 1 | 365 | 9.1505 | 0.64209 | 9 | 0.79258
59318 | 5.83 | 1 | 365 | 6.6188 | 0.99422 | 7 | 0.61299
58570 | 9.1 | 1 | 365 | 10.3312 | 0.20881 | 10 | 0.54001
36700 | 6.63 | 1 | 365 | 7.527 | 0.73785 | 8 | 0.26486
52049 | 7.02 | 1 | 365 | 7.9698 | 0.075371 | 8 | 0.045149
56590 | 6.63 | 1 | 365 | 7.527 | 0.73785 | 8 | 0.26486
57012 | 6.75 | 1 | 365 | 7.6632 | 0.1494 | 7 | 0.81264
41220 | 8.84 | 1 | 365 | 10.036 | 0.31713 | 10 | 0.35315
57021 | 9.25 | 1 | 365 | 10.5015 | 0.72325 | 11 | 0.22473
58349 | 3.38 | 1 | 365 | 3.8373 | 0.59185 | 4 | 0.42915
57231 | 4.75 | 1 | 365 | 5.3927 | 0.29031 | 5 | 0.68297
58035 | 7.8 | 1 | 365 | 8.8553 | 0.75041 | 9 | 0.60572
57233 | 7.25 | 1 | 365 | 8.2309 | 0.86416 | 9 | 0.095061
55032 | 10.66 | 1 | 365 | 12.1023 | 0.5589 | 12 | 0.66115
57236 | 5.355 | 1 | 365 | 6.0795 | 0.36519 | 6 | 0.4447
31974 | 8.06 | 1 | 365 | 9.1505 | 0.64209 | 9 | 0.79258
57588 | 7.395 | 1 | 365 | 8.3955 | 0.36145 | 8 | 0.75696
59224 | 3.445 | 1 | 365 | 3.9111 | 0.81477 | 4 | 0.72586
57589 | 5.865 | 1 | 365 | 6.6585 | 0.11425 | 6 | 0.77276
57595 | 6.375 | 1 | 365 | 7.2375 | 0.86332 | 8 | 0.10083
57599 | 7.395 | 1 | 365 | 8.3955 | 0.36145 | 8 | 0.75696
32069 | 3.9 | 1 | 365 | 4.4277 | 0.37521 | 4 | 0.80286
27532 | 5 | 1 | 365 | 5.6765 | 0.1477 | 5 | 0.82418
57635 | 8 | 1 | 365 | 9.0824 | 0.43632 | 9 | 0.51869
57637 | 4.25 | 1 | 365 | 4.825 | 0.57554 | 5 | 0.40055
51771 | 3.9 | 1 | 365 | 4.4277 | 0.37521 | 4 | 0.80286
57658 | 6.12 | 1 | 365 | 6.948 | 0.98878 | 7 | 0.9368
56690 | 6.24 | 1 | 365 | 7.0842 | 0.40033 | 7 | 0.48458
57661 | 6.75 | 1 | 365 | 7.6632 | 0.1494 | 7 | 0.81264
57674 | 5.1 | 1 | 365 | 5.79 | 0.49065 | 6 | 0.28066
56697 | 9.62 | 1 | 365 | 10.9215 | 0.99217 | 11 | 0.91372
56719 | 5.2 | 1 | 365 | 5.9035 | 0.83361 | 6 | 0.73715
57687 | 4.845 | 1 | 365 | 5.5005 | 0.61612 | 6 | 0.11663
56722 | 4.94 | 1 | 365 | 5.6084 | 0.94193 | 6 | 0.55029
57691 | 4.25 | 1 | 365 | 4.825 | 0.57554 | 5 | 0.40055
57697 | 5.61 | 1 | 365 | 6.369 | 0.23972 | 6 | 0.60873
56728 | 6.36 | 1 | 365 | 7.2205 | 0.81187 | 8 | 0.032357
57727 | 4.335 | 1 | 365 | 4.9215 | 0.86706 | 5 | 0.78856
54076 | 4.68 | 1 | 365 | 5.3132 | 0.050247 | 5 | 0.36343
38423 | 5.865 | 1 | 365 | 6.6585 | 0.11425 | 6 | 0.77276
57803 | 4.335 | 1 | 365 | 4.9215 | 0.86706 | 5 | 0.78856
56735 | 8.06 | 1 | 365 | 9.1505 | 0.64209 | 9 | 0.79258
54169 | 5.61 | 1 | 365 | 6.369 | 0.23972 | 6 | 0.60873
57879 | 9.69 | 1 | 365 | 11.001 | 0.23224 | 11 | 0.23326
56750 | 4.77 | 1 | 365 | 5.4154 | 0.35891 | 5 | 0.77427
55165 | 5.98 | 1 | 365 | 6.7891 | 0.50865 | 7 | 0.29772
56962 | 7.685 | 1 | 365 | 8.7247 | 0.35601 | 9 | 0.080765
57058 | 10.92 | 1 | 365 | 12.3974 | 0.45058 | 12 | 0.84801
57080 | 5.72 | 1 | 365 | 6.4939 | 0.61697 | 7 | 0.11086
57119 | 6.5 | 1 | 365 | 7.3794 | 0.29201 | 7 | 0.67143
57165 | 4.94 | 1 | 365 | 5.6084 | 0.94193 | 6 | 0.55029
39283 | 6.5 | 1 | 365 | 7.3794 | 0.29201 | 7 | 0.67143
58920 | 7.54 | 1 | 365 | 8.5601 | 0.85873 | 9 | 0.41886
55349 | 4.725 | 1 | 365 | 5.3643 | 0.20458 | 5 | 0.56885
55350 | 5.8 | 1 | 365 | 6.5847 | 0.89133 | 7 | 0.47605
35001 | 60.495 | 0.9 | 365 | 61.8118 | 0.72302 | 62 | 0.53478
58916 | 2.915 | 1 | 365 | 3.3094 | 0.99711 | 4 | 0.3065
55337 | 6.885 | 1 | 365 | 7.8165 | 0.61238 | 8 | 0.4289
55441 | 6.75 | 1 | 365 | 7.6632 | 0.1494 | 7 | 0.81264
55479 | 9.945 | 1 | 365 | 11.2905 | 0.10678 | 11 | 0.39729
55497 | 6.5 | 1 | 365 | 7.3794 | 0.29201 | 7 | 0.67143
57880 | 8.16 | 1 | 365 | 9.264 | 0.98505 | 10 | 0.24906
57922 | 3.315 | 1 | 365 | 3.7635 | 0.36893 | 4 | 0.13243
55769 | 4.59 | 1 | 365 | 5.211 | 0.74159 | 5 | 0.9526
57923 | 7.5 | 1 | 365 | 8.5147 | 0.72155 | 9 | 0.23627
58281 | 6.12 | 1 | 365 | 6.948 | 0.98878 | 7 | 0.9368
55849 | 5.355 | 1 | 365 | 6.0795 | 0.36519 | 6 | 0.4447
58284 | 8.4 | 1 | 365 | 9.5365 | 0.80814 | 10 | 0.34462
55851 | 4 | 1 | 365 | 4.5412 | 0.71816 | 5 | 0.25934
58339 | 5.61 | 1 | 365 | 6.369 | 0.23972 | 6 | 0.60873
58341 | 4.59 | 1 | 365 | 5.211 | 0.74159 | 5 | 0.9526
58767 | 4.845 | 1 | 365 | 5.5005 | 0.61612 | 6 | 0.11663
55852 | 7.25 | 1 | 365 | 8.2309 | 0.86416 | 9 | 0.095061
56115 | 6.885 | 1 | 365 | 7.8165 | 0.61238 | 8 | 0.4289
56120 | 5.25 | 1 | 365 | 5.9603 | 0.005085 | 5 | 0.96539
56255 | 4.59 | 1 | 365 | 5.211 | 0.74159 | 5 | 0.9526
59046 | 4.08 | 1 | 365 | 4.632 | 0.99252 | 5 | 0.62453
50098 | 5.5 | 1 | 365 | 6.2441 | 0.86247 | 7 | 0.1066
57349 | 6.84 | 1 | 365 | 7.7654 | 0.45805 | 8 | 0.22348
57714 | 9.483 | 1 | 365 | 10.766 | 0.52233 | 11 | 0.28834
55332 | 11.4 | 1 | 365 | 12.9424 | 0.096756 | 13 | 0.03913
55919 | 8.1 | 1 | 365 | 9.1959 | 0.77927 | 9 | 0.97517
49739 | 7.56 | 1 | 365 | 8.5828 | 0.92732 | 9 | 0.51016
56526 | 14.1 | 1 | 365 | 16.0077 | 0.35651 | 16 | 0.36419
47714 | 11.25 | 1 | 365 | 12.7721 | 0.58232 | 13 | 0.3544
58201 | 7.8 | 1 | 365 | 8.8553 | 0.75041 | 9 | 0.60572
56530 | 8.48 | 1 | 365 | 9.6273 | 0.082499 | 9 | 0.70981
51331 | 6.21 | 1 | 365 | 7.0502 | 0.29744 | 7 | 0.34763
56536 | 9.3 | 1 | 365 | 10.5583 | 0.89472 | 11 | 0.45297
56559 | 3 | 1 | 365 | 3.4059 | 0.28862 | 3 | 0.69451
55946 | 10.05 | 1 | 365 | 11.4097 | 0.46688 | 11 | 0.8766
57026 | 3.3 | 1 | 365 | 3.7465 | 0.31748 | 4 | 0.063959
57052 | 4.77 | 1 | 365 | 5.4154 | 0.35891 | 5 | 0.77427
57093 | 7.8 | 1 | 365 | 8.8553 | 0.75041 | 9 | 0.60572
55949 | 13.26 | 1 | 365 | 15.054 | 0.4757 | 15 | 0.52973
57162 | 5.4 | 1 | 365 | 6.1306 | 0.51952 | 6 | 0.65011
57083 | 15.37 | 1 | 365 | 17.4495 | 0.71203 | 18 | 0.16153
57160 | 8.1 | 1 | 365 | 9.1959 | 0.77927 | 9 | 0.97517
51044 | 13.34 | 1 | 365 | 15.1448 | 0.75006 | 15 | 0.89491
36158 | 8.58 | 1 | 365 | 9.7408 | 0.42545 | 10 | 0.16629
55581 | 6.89 | 1 | 365 | 7.8222 | 0.62953 | 8 | 0.45172
47706 | 5.355 | 1 | 365 | 6.0795 | 0.36519 | 6 | 0.4447
51040 | 7.54 | 1 | 365 | 8.5601 | 0.85873 | 9 | 0.41886
57129 | 3.3 | 1 | 365 | 3.7465 | 0.31748 | 4 | 0.063959
49054 | 13.52 | 1 | 365 | 15.3492 | 0.36738 | 15 | 0.71658
51114 | 7.5 | 1 | 365 | 8.5147 | 0.72155 | 9 | 0.23627
57518 | 11.6 | 1 | 365 | 13.1694 | 0.78266 | 13 | 0.9521
54645 | 11.475 | 1 | 365 | 13.0275 | 0.35397 | 13 | 0.38149
55755 | 13.515 | 1 | 365 | 15.3435 | 0.35023 | 15 | 0.69376
55602 | 11 | 1 | 365 | 12.4883 | 0.72494 | 13 | 0.2132
34555 | 363.63 | 0.9 | 365 | 371.5449 | 0.37527 | 371 | 0.92018
54618 | 7.56 | 1 | 365 | 8.5828 | 0.92732 | 9 | 0.51016
46684 | 7.42 | 1 | 365 | 8.4239 | 0.44719 | 8 | 0.87108
46787 | 19.08 | 1 | 365 | 21.6614 | 0.43562 | 22 | 0.097071
57622 | 50 | 0.9 | 365 | 51.0883 | 0.3293 | 51 | 0.41762
43819 | 6.867 | 1 | 365 | 7.7961 | 0.55065 | 8 | 0.34673
49970 | 9.483 | 1 | 365 | 10.766 | 0.52233 | 11 | 0.28834
43015 | 12.426 | 1 | 365 | 14.1072 | 0.61546 | 14 | 0.72265
36645 | 73.2 | 1 | 365 | 83.1037 | 0.042328 | 83 | 0.146
55622 | 199.92 | 0.9 | 365 | 204.2715 | 0.070273 | 204 | 0.34181
13186 | 1445.86 | 1 | 365 | 1641.4791 | 0.6347 | 1642 | 0.11378
50822 | 3.12 | 1 | 365 | 3.5421 | 0.70016 | 4 | 0.24229
33258 | 7.54 | 1 | 365 | 8.5601 | 0.85873 | 9 | 0.41886
34735 | 80.64 | 1 | 365 | 91.5503 | 0.55811 | 92 | 0.10838
58024 | 6 | 1 | 365 | 6.8118 | 0.57724 | 7 | 0.38902
58261 | 12.455 | 1 | 365 | 14.1401 | 0.71492 | 14 | 0.85503
58443 | 12 | 1 | 365 | 13.6236 | 0.15448 | 13 | 0.77803
58449 | 9.01 | 1 | 365 | 10.229 | 0.90016 | 11 | 0.12917
58458 | 6.9 | 1 | 365 | 7.8335 | 0.66383 | 8 | 0.49737
58466 | 3.9 | 1 | 365 | 4.4277 | 0.37521 | 4 | 0.80286
58467 | 3.18 | 1 | 365 | 3.6102 | 0.90594 | 4 | 0.51618
58469 | 2.7 | 1 | 365 | 3.0653 | 0.25976 | 3 | 0.32506
58503 | 3 | 1 | 365 | 3.4059 | 0.28862 | 3 | 0.69451
58510 | 6.3 | 1 | 365 | 7.1524 | 0.6061 | 7 | 0.75847
58554 | 4.5 | 1 | 365 | 5.1088 | 0.43293 | 5 | 0.54176
58576 | 3 | 1 | 365 | 3.4059 | 0.28862 | 3 | 0.69451
58580 | 4.5 | 1 | 365 | 5.1088 | 0.43293 | 5 | 0.54176
48509 | 5.67 | 1 | 365 | 6.4371 | 0.44549 | 6 | 0.88262
58583 | 3 | 1 | 365 | 3.4059 | 0.28862 | 3 | 0.69451
58637 | 3.9 | 1 | 365 | 4.4277 | 0.37521 | 4 | 0.80286
55499 | 6.9 | 1 | 365 | 7.8335 | 0.66383 | 8 | 0.49737
58638 | 3.9 | 1 | 365 | 4.4277 | 0.37521 | 4 | 0.80286
58640 | 6.3 | 1 | 365 | 7.1524 | 0.6061 | 7 | 0.75847
55518 | 12.24 | 1 | 365 | 13.896 | 0.97757 | 14 | 0.87359
55534 | 9.1 | 1 | 365 | 10.3312 | 0.20881 | 10 | 0.54001
58733 | 8.4 | 1 | 365 | 9.5365 | 0.80814 | 10 | 0.34462
55519 | 13.26 | 1 | 365 | 15.054 | 0.4757 | 15 | 0.52973
58736 | 9.805 | 1 | 365 | 11.1316 | 0.62664 | 11 | 0.75822
55538 | 11.18 | 1 | 365 | 12.6926 | 0.34226 | 13 | 0.034866
55537 | 8.67 | 1 | 365 | 9.843 | 0.73411 | 10 | 0.57713
55501 | 22.44 | 1 | 365 | 25.476 | 0.95888 | 26 | 0.43492
55540 | 4.77 | 1 | 365 | 5.4154 | 0.35891 | 5 | 0.77427
55541 | 7.155 | 1 | 365 | 8.123 | 0.53836 | 8 | 0.6614
58739 | 6.6 | 1 | 365 | 7.493 | 0.63496 | 8 | 0.12792
55546 | 5.83 | 1 | 365 | 6.6188 | 0.99422 | 7 | 0.61299
58742 | 7.42 | 1 | 365 | 8.4239 | 0.44719 | 8 | 0.87108
58747 | 5.7 | 1 | 365 | 6.4712 | 0.54838 | 7 | 0.019565
55547 | 8.215 | 1 | 365 | 9.3265 | 0.17367 | 9 | 0.50013
55563 | 10.66 | 1 | 365 | 12.1023 | 0.5589 | 12 | 0.66115
58748 | 3 | 1 | 365 | 3.4059 | 0.28862 | 3 | 0.69451
55566 | 13 | 1 | 365 | 14.7588 | 0.58402 | 15 | 0.34287
58751 | 7.5 | 1 | 365 | 8.5147 | 0.72155 | 9 | 0.23627
55571 | 5.565 | 1 | 365 | 6.3179 | 0.08539 | 6 | 0.40331
58759 | 8.215 | 1 | 365 | 9.3265 | 0.17367 | 9 | 0.50013
58760 | 5.4 | 1 | 365 | 6.1306 | 0.51952 | 6 | 0.65011
58883 | 8.745 | 1 | 365 | 9.9282 | 0.99133 | 10 | 0.91949
58555 | 3.18 | 1 | 365 | 3.6102 | 0.90594 | 4 | 0.51618
58894 | 5.83 | 1 | 365 | 6.6188 | 0.99422 | 7 | 0.61299
55678 | 10.6 | 1 | 365 | 12.0341 | 0.35312 | 12 | 0.38726
58947 | 5.3 | 1 | 365 | 6.0171 | 0.17656 | 6 | 0.19363
59058 | 6 | 1 | 365 | 6.8118 | 0.57724 | 7 | 0.38902
59100 | 3.9 | 1 | 365 | 4.4277 | 0.37521 | 4 | 0.80286
55778 | 4.24 | 1 | 365 | 4.8137 | 0.54125 | 5 | 0.3549
55681 | 9.01 | 1 | 365 | 10.229 | 0.90016 | 11 | 0.12917
55780 | 8.84 | 1 | 365 | 10.036 | 0.31713 | 10 | 0.35315
59236 | 12 | 1 | 365 | 13.6236 | 0.15448 | 13 | 0.77803
55789 | 10.14 | 1 | 365 | 11.5119 | 0.77554 | 12 | 0.28744
59239 | 14.1 | 1 | 365 | 16.0077 | 0.35651 | 16 | 0.36419
55785 | 5.46 | 1 | 365 | 6.1987 | 0.72529 | 6 | 0.924
59238 | 5.355 | 1 | 365 | 6.0795 | 0.36519 | 6 | 0.4447
55535 | 3.9 | 1 | 365 | 4.4277 | 0.37521 | 4 | 0.80286
59430 | 9.405 | 1 | 365 | 10.6775 | 0.25482 | 10 | 0.93228
57644 | 6 | 1 | 365 | 6.8118 | 0.57724 | 7 | 0.38902
57646 | 3.3 | 1 | 365 | 3.7465 | 0.31748 | 4 | 0.063959
57650 | 7.155 | 1 | 365 | 8.123 | 0.53836 | 8 | 0.6614
57652 | 3.71 | 1 | 365 | 4.2119 | 0.72359 | 4 | 0.93554
57659 | 6.095 | 1 | 365 | 6.9196 | 0.90305 | 7 | 0.82268
57777 | 7.42 | 1 | 365 | 8.4239 | 0.44719 | 8 | 0.87108
57780 | 8.4 | 1 | 365 | 9.5365 | 0.80814 | 10 | 0.34462
17842 | 648.85 | 1 | 365 | 736.6368 | 0.25703 | 736 | 0.89384
57790 | 4.5 | 1 | 365 | 5.1088 | 0.43293 | 5 | 0.54176
57804 | 3 | 1 | 365 | 3.4059 | 0.28862 | 3 | 0.69451
57984 | 9.3 | 1 | 365 | 10.5583 | 0.89472 | 11 | 0.45297
55843 | 5.72 | 1 | 365 | 6.4939 | 0.61697 | 7 | 0.11086
55846 | 6 | 1 | 365 | 6.8118 | 0.57724 | 7 | 0.38902
59335 | 19.5 | 1 | 365 | 22.1383 | 0.87603 | 23 | 0.014302
59336 | 5.1 | 1 | 365 | 5.79 | 0.49065 | 6 | 0.28066
59350 | 6.625 | 1 | 365 | 7.5213 | 0.7207 | 8 | 0.24204
59349 | 3 | 1 | 365 | 3.4059 | 0.28862 | 3 | 0.69451
59367 | 4.5 | 1 | 365 | 5.1088 | 0.43293 | 5 | 0.54176
59366 | 5.4 | 1 | 365 | 6.1306 | 0.51952 | 6 | 0.65011
59369 | 9.275 | 1 | 365 | 10.5299 | 0.80898 | 11 | 0.33885
54077 | 5.3 | 1 | 365 | 6.0171 | 0.17656 | 6 | 0.19363
47708 | 7.95 | 1 | 365 | 9.0256 | 0.26484 | 9 | 0.29045
44336 | 9 | 1 | 365 | 10.2177 | 0.86586 | 11 | 0.083524
50714 | 5.565 | 1 | 365 | 6.3179 | 0.08539 | 6 | 0.40331
44540 | 8.745 | 1 | 365 | 9.9282 | 0.99133 | 10 | 0.91949
43814 | 8.4 | 1 | 365 | 9.5365 | 0.80814 | 10 | 0.34462
44206 | 8.4 | 1 | 365 | 9.5365 | 0.80814 | 10 | 0.34462
44191 | 4.5 | 1 | 365 | 5.1088 | 0.43293 | 5 | 0.54176
50045 | 6.6 | 1 | 365 | 7.493 | 0.63496 | 8 | 0.12792
43797 | 8.7 | 1 | 365 | 9.8771 | 0.837 | 10 | 0.71407
50908 | 7.42 | 1 | 365 | 8.4239 | 0.44719 | 8 | 0.87108
49106 | 13.8 | 1 | 365 | 15.6671 | 0.32765 | 15 | 0.99474
47719 | 7.83 | 1 | 365 | 8.8894 | 0.8533 | 9 | 0.74267
43844 | 9 | 1 | 365 | 10.2177 | 0.86586 | 11 | 0.083524
55323 | 4.2 | 1 | 365 | 4.7682 | 0.40407 | 5 | 0.17231
49122 | 12.3 | 1 | 365 | 13.9641 | 0.18334 | 14 | 0.14748
46139 | 12.19 | 1 | 365 | 13.8393 | 0.80609 | 14 | 0.64535
45285 | 6.9 | 1 | 365 | 7.8335 | 0.66383 | 8 | 0.49737
43753 | 9.9 | 1 | 365 | 11.2394 | 0.95245 | 12 | 0.19188
50986 | 7.5 | 1 | 365 | 8.5147 | 0.72155 | 9 | 0.23627
50969 | 9.805 | 1 | 365 | 11.1316 | 0.62664 | 11 | 0.75822
50156 | 9.01 | 1 | 365 | 10.229 | 0.90016 | 11 | 0.12917
51104 | 4.505 | 1 | 365 | 5.1145 | 0.45008 | 5 | 0.56459
37326 | 4.83 | 1 | 365 | 5.4835 | 0.56468 | 6 | 0.048158
39631 | 2.805 | 1 | 365 | 3.1845 | 0.61986 | 3 | 0.80436
59179 | 1.56 | 1 | 365 | 1.7711 | 0.35008 | 2 | 0.12114
60078 | 8.84 | 1 | 365 | 10.036 | 0.31713 | 10 | 0.35315
45439 | 4 | 1 | 365 | 4.5412 | 0.71816 | 5 | 0.25934
43779 | 5.232 | 1 | 365 | 5.9399 | 0.94335 | 6 | 0.88322
43080 | 9.81 | 1 | 365 | 11.1373 | 0.64379 | 11 | 0.78104
44709 | 5.25 | 1 | 365 | 5.9603 | 0.005085 | 5 | 0.96539
49424 | 7.28 | 1 | 365 | 8.265 | 0.96705 | 9 | 0.23201
46025 | 9.81 | 1 | 365 | 11.1373 | 0.64379 | 11 | 0.78104
49798 | 11.25 | 1 | 365 | 12.7721 | 0.58232 | 13 | 0.3544
47537 | 8.502 | 1 | 365 | 9.6523 | 0.15795 | 9 | 0.81024
37313 | 6.867 | 1 | 365 | 7.7961 | 0.55065 | 8 | 0.34673
49246 | 8.82 | 1 | 365 | 10.0133 | 0.24854 | 10 | 0.26185
49423 | 6.75 | 1 | 365 | 7.6632 | 0.1494 | 7 | 0.81264
49428 | 4.68 | 1 | 365 | 5.3132 | 0.050247 | 5 | 0.36343
57648 | 13.64 | 1 | 365 | 15.4854 | 0.77893 | 16 | 0.26436
47986 | 5.559 | 1 | 365 | 6.3111 | 0.064813 | 6 | 0.37592
50061 | 4.578 | 1 | 365 | 5.1974 | 0.70043 | 5 | 0.89782
42524 | 2.943 | 1 | 365 | 3.3412 | 0.093136 | 3 | 0.43431
54320 | 6.9 | 1 | 365 | 7.8335 | 0.66383 | 8 | 0.49737
43988 | 5.67 | 1 | 365 | 6.4371 | 0.44549 | 6 | 0.88262
55943 | 13.5 | 1 | 365 | 15.3265 | 0.29879 | 15 | 0.62529
55944 | 10.56 | 1 | 365 | 11.9887 | 0.21594 | 12 | 0.20467
55947 | 11.61 | 1 | 365 | 13.1808 | 0.81696 | 13 | 0.99775
56039 | 6.55 | 1 | 365 | 7.4362 | 0.46349 | 7 | 0.89968
56043 | 6.5 | 1 | 365 | 7.3794 | 0.29201 | 7 | 0.67143
56050 | 9.9 | 1 | 365 | 11.2394 | 0.95245 | 12 | 0.19188
56138 | 11.4 | 1 | 365 | 12.9424 | 0.096756 | 13 | 0.03913
56141 | 9 | 1 | 365 | 10.2177 | 0.86586 | 11 | 0.083524
56045 | 11.84 | 1 | 365 | 13.4419 | 0.60575 | 14 | 0.047658
56221 | 6.84 | 1 | 365 | 7.7654 | 0.45805 | 8 | 0.22348
56235 | 6.5 | 1 | 365 | 7.3794 | 0.29201 | 7 | 0.67143
56241 | 5.72 | 1 | 365 | 6.4939 | 0.61697 | 7 | 0.11086
56244 | 4.42 | 1 | 365 | 5.018 | 0.15857 | 5 | 0.17658
56246 | 8.84 | 1 | 365 | 10.036 | 0.31713 | 10 | 0.35315
56279 | 9.81 | 1 | 365 | 11.1373 | 0.64379 | 11 | 0.78104
51115 | 9.99 | 1 | 365 | 11.3416 | 0.2611 | 11 | 0.60271
56038 | 8.97 | 1 | 365 | 10.1836 | 0.76297 | 10 | 0.94658
56299 | 6.6 | 1 | 365 | 7.493 | 0.63496 | 8 | 0.12792
56309 | 5.2 | 1 | 365 | 5.9035 | 0.83361 | 6 | 0.73715
56369 | 11.4 | 1 | 365 | 12.9424 | 0.096756 | 13 | 0.03913
56370 | 9.81 | 1 | 365 | 11.1373 | 0.64379 | 11 | 0.78104
56397 | 6.54 | 1 | 365 | 7.4248 | 0.42919 | 7 | 0.85403
56585 | 12.6 | 1 | 365 | 14.3047 | 0.2122 | 14 | 0.51693
56587 | 11.4 | 1 | 365 | 12.9424 | 0.096756 | 13 | 0.03913
56592 | 7 | 1 | 365 | 7.9471 | 0.00678 | 7 | 0.95385
56724 | 4.86 | 1 | 365 | 5.5175 | 0.66756 | 6 | 0.1851
56893 | 5.83 | 1 | 365 | 6.6188 | 0.99422 | 7 | 0.61299
56895 | 4.77 | 1 | 365 | 5.4154 | 0.35891 | 5 | 0.77427
56897 | 6.89 | 1 | 365 | 7.8222 | 0.62953 | 8 | 0.45172
56899 | 8.48 | 1 | 365 | 9.6273 | 0.082499 | 9 | 0.70981
57288 | 2.565 | 1 | 365 | 2.912 | 0.79677 | 3 | 0.7088
57269 | 7.54 | 1 | 365 | 8.5601 | 0.85873 | 9 | 0.41886
57404 | 8.215 | 1 | 365 | 9.3265 | 0.17367 | 9 | 0.50013
57519 | 8.32 | 1 | 365 | 9.4457 | 0.53377 | 9 | 0.97944
57491 | 3.6 | 1 | 365 | 4.0871 | 0.34634 | 4 | 0.43341
57639 | 5.83 | 1 | 365 | 6.6188 | 0.99422 | 7 | 0.61299
57642 | 5.3 | 1 | 365 | 6.0171 | 0.17656 | 6 | 0.19363
57794 | 6.6 | 1 | 365 | 7.493 | 0.63496 | 8 | 0.12792
58042 | 8.96 | 1 | 365 | 10.1723 | 0.72868 | 10 | 0.90093
58046 | 6.21 | 1 | 365 | 7.0502 | 0.29744 | 7 | 0.34763
58052 | 4.24 | 1 | 365 | 4.8137 | 0.54125 | 5 | 0.3549
58034 | 8 | 1 | 365 | 9.0824 | 0.43632 | 9 | 0.51869
58345 | 7.59 | 1 | 365 | 8.6169 | 0.030209 | 8 | 0.64711
58417 | 5.2 | 1 | 365 | 5.9035 | 0.83361 | 6 | 0.73715
58462 | 7.5 | 1 | 365 | 8.5147 | 0.72155 | 9 | 0.23627
58463 | 6.93 | 1 | 365 | 7.8676 | 0.76671 | 8 | 0.63431
58671 | 7.68 | 1 | 365 | 8.7191 | 0.33887 | 9 | 0.05794
59474 | 8.8 | 1 | 365 | 9.9906 | 0.17995 | 10 | 0.17056
59475 | 6.325 | 1 | 365 | 7.1807 | 0.69184 | 7 | 0.87259
37698 | 9.45 | 1 | 365 | 10.7285 | 0.40915 | 11 | 0.1377
50891 | 7.155 | 1 | 365 | 8.123 | 0.53836 | 8 | 0.6614
45258 | 8.7 | 1 | 365 | 9.8771 | 0.837 | 10 | 0.71407
50868 | 5.72 | 1 | 365 | 6.4939 | 0.61697 | 7 | 0.11086
50566 | 9 | 1 | 365 | 10.2177 | 0.86586 | 11 | 0.083524
47709 | 6.213 | 1 | 365 | 7.0536 | 0.30773 | 7 | 0.36133
36161 | 8.829 | 1 | 365 | 10.0235 | 0.27941 | 10 | 0.30294
51333 | 6.93 | 1 | 365 | 7.8676 | 0.76671 | 8 | 0.63431
37509 | 8.375 | 1 | 365 | 9.5081 | 0.7224 | 10 | 0.2305
48883 | 6 | 1 | 365 | 6.8118 | 0.57724 | 7 | 0.38902
47713 | 9.156 | 1 | 365 | 10.3948 | 0.40087 | 10 | 0.79564
43652 | 6.4 | 1 | 365 | 7.2659 | 0.94906 | 8 | 0.21495
59598 | 30.525 | 0.9 | 365 | 31.1894 | 0.21804 | 31 | 0.40746
42462 | 6.25 | 1 | 365 | 7.0956 | 0.43462 | 7 | 0.53022
49767 | 24.96 | 1 | 365 | 28.337 | 0.60132 | 28 | 0.93831
49296 | 9.4 | 1 | 365 | 10.6718 | 0.23768 | 10 | 0.90946
56152 | 7.8 | 1 | 365 | 8.8553 | 0.75041 | 9 | 0.60572
56359 | 11.7 | 1 | 365 | 13.283 | 0.12562 | 13 | 0.40858
57741 | 9.9 | 1 | 365 | 11.2394 | 0.95245 | 12 | 0.19188
59473 | 14.79 | 1 | 365 | 16.791 | 0.7229 | 17 | 0.51392
38445 | 8.502 | 1 | 365 | 9.6523 | 0.15795 | 9 | 0.81024
51326 | 11.97 | 1 | 365 | 13.5895 | 0.051594 | 13 | 0.64109
51346 | 10.08 | 1 | 365 | 11.4438 | 0.56976 | 12 | 0.013547
51347 | 11.97 | 1 | 365 | 13.5895 | 0.051594 | 13 | 0.64109
51348 | 11.34 | 1 | 365 | 12.8743 | 0.89098 | 13 | 0.76524
51349 | 9.45 | 1 | 365 | 10.7285 | 0.40915 | 11 | 0.1377
51378 | 10.08 | 1 | 365 | 11.4438 | 0.56976 | 12 | 0.013547
37465 | 5.886 | 1 | 365 | 6.6824 | 0.18627 | 6 | 0.86862
37505 | 6.4 | 1 | 365 | 7.2659 | 0.94906 | 8 | 0.21495
50751 | 2.616 | 1 | 365 | 2.9699 | 0.97168 | 3 | 0.94161
44431 | 24.885 | 1 | 365 | 28.2518 | 0.3441 | 28 | 0.59594
48045 | 5 | 1 | 365 | 5.6765 | 0.1477 | 5 | 0.82418
50177 | 6.9 | 1 | 365 | 7.8335 | 0.66383 | 8 | 0.49737
45509 | 9.8 | 1 | 365 | 11.1259 | 0.60949 | 11 | 0.73539
47834 | 24.3 | 1 | 365 | 27.5877 | 0.33782 | 27 | 0.92551
50833 | 13.86 | 1 | 365 | 15.7352 | 0.53342 | 16 | 0.26863
47403 | 15.12 | 1 | 365 | 17.1657 | 0.85464 | 18 | 0.02032
51020 | 7.5 | 1 | 365 | 8.5147 | 0.72155 | 9 | 0.23627
49496 | 12 | 1 | 365 | 13.6236 | 0.15448 | 13 | 0.77803
50548 | 7.28 | 1 | 365 | 8.265 | 0.96705 | 9 | 0.23201
50545 | 13.2 | 1 | 365 | 14.9859 | 0.26993 | 15 | 0.25584
50933 | 4.725 | 1 | 365 | 5.3643 | 0.20458 | 5 | 0.56885
45807 | 7.56 | 1 | 365 | 8.5828 | 0.92732 | 9 | 0.51016
49141 | 8.5 | 1 | 365 | 9.65 | 0.15109 | 9 | 0.80111
49112 | 12.285 | 1 | 365 | 13.9471 | 0.1319 | 14 | 0.07901
44854 | 5.3 | 1 | 365 | 6.0171 | 0.17656 | 6 | 0.19363
46921 | 13.52 | 1 | 365 | 15.3492 | 0.36738 | 15 | 0.71658
47075 | 6.24 | 1 | 365 | 7.0842 | 0.40033 | 7 | 0.48458
46686 | 8.32 | 1 | 365 | 9.4457 | 0.53377 | 9 | 0.97944
46785 | 21.2 | 1 | 365 | 24.0683 | 0.70625 | 24 | 0.77452
46743 | 3.71 | 1 | 365 | 4.2119 | 0.72359 | 4 | 0.93554
46682 | 10.6 | 1 | 365 | 12.0341 | 0.35312 | 12 | 0.38726
46970 | 7.95 | 1 | 365 | 9.0256 | 0.26484 | 9 | 0.29045
57778 | 9.54 | 1 | 365 | 10.8307 | 0.71781 | 11 | 0.54854
57469 | 10.07 | 1 | 365 | 11.4324 | 0.53547 | 11 | 0.9679
57786 | 7.42 | 1 | 365 | 8.4239 | 0.44719 | 8 | 0.87108
57801 | 4.5 | 1 | 365 | 5.1088 | 0.43293 | 5 | 0.54176
57890 | 10.8 | 1 | 365 | 12.2612 | 0.039032 | 12 | 0.30023
57969 | 9.9 | 1 | 365 | 11.2394 | 0.95245 | 12 | 0.19188
58006 | 13.5 | 1 | 365 | 15.3265 | 0.29879 | 15 | 0.62529
57792 | 3 | 1 | 365 | 3.4059 | 0.28862 | 3 | 0.69451
39907 | 9.755 | 1 | 365 | 11.0748 | 0.45516 | 11 | 0.52998
44377 | 6.76 | 1 | 365 | 7.6746 | 0.18369 | 7 | 0.85829
43226 | 3.975 | 1 | 365 | 4.5128 | 0.63242 | 5 | 0.14522
44969 | 7.395 | 1 | 365 | 8.3955 | 0.36145 | 8 | 0.75696
44617 | 8.25 | 1 | 365 | 9.3662 | 0.29371 | 9 | 0.6599
45116 | 5.035 | 1 | 365 | 5.7162 | 0.26773 | 5 | 0.98395
47565 | 3.18 | 1 | 365 | 3.6102 | 0.90594 | 4 | 0.51618
55792 | 5.72 | 1 | 365 | 6.4939 | 0.61697 | 7 | 0.11086
55793 | 4.68 | 1 | 365 | 5.3132 | 0.050247 | 5 | 0.36343
55795 | 9.36 | 1 | 365 | 10.6264 | 0.10049 | 10 | 0.72686
55826 | 8.32 | 1 | 365 | 9.4457 | 0.53377 | 9 | 0.97944
55827 | 8.64 | 1 | 365 | 9.809 | 0.63123 | 10 | 0.44018
55830 | 4.42 | 1 | 365 | 5.018 | 0.15857 | 5 | 0.17658
55831 | 8.58 | 1 | 365 | 9.7408 | 0.42545 | 10 | 0.16629
55835 | 11.7 | 1 | 365 | 13.283 | 0.12562 | 13 | 0.40858
55836 | 5.72 | 1 | 365 | 6.4939 | 0.61697 | 7 | 0.11086
55842 | 6.75 | 1 | 365 | 7.6632 | 0.1494 | 7 | 0.81264
55882 | 8.32 | 1 | 365 | 9.4457 | 0.53377 | 9 | 0.97944
55883 | 10.4 | 1 | 365 | 11.8071 | 0.66722 | 12 | 0.47429
55884 | 4.68 | 1 | 365 | 5.3132 | 0.050247 | 5 | 0.36343
55888 | 13 | 1 | 365 | 14.7588 | 0.58402 | 15 | 0.34287
55961 | 8.1 | 1 | 365 | 9.1959 | 0.77927 | 9 | 0.97517
55963 | 9.36 | 1 | 365 | 10.6264 | 0.10049 | 10 | 0.72686
55964 | 9.36 | 1 | 365 | 10.6264 | 0.10049 | 10 | 0.72686
55965 | 4.68 | 1 | 365 | 5.3132 | 0.050247 | 5 | 0.36343
55973 | 2.34 | 1 | 365 | 2.6566 | 0.025124 | 2 | 0.68172
55976 | 8.06 | 1 | 365 | 9.1505 | 0.64209 | 9 | 0.79258
55977 | 9.36 | 1 | 365 | 10.6264 | 0.10049 | 10 | 0.72686
55978 | 8.06 | 1 | 365 | 9.1505 | 0.64209 | 9 | 0.79258
55988 | 10.14 | 1 | 365 | 11.5119 | 0.77554 | 12 | 0.28744
56192 | 7.28 | 1 | 365 | 8.265 | 0.96705 | 9 | 0.23201
56200 | 6.24 | 1 | 365 | 7.0842 | 0.40033 | 7 | 0.48458
56209 | 8.32 | 1 | 365 | 9.4457 | 0.53377 | 9 | 0.97944
56213 | 6.24 | 1 | 365 | 7.0842 | 0.40033 | 7 | 0.48458
56214 | 7.28 | 1 | 365 | 8.265 | 0.96705 | 9 | 0.23201
56217 | 8.84 | 1 | 365 | 10.036 | 0.31713 | 10 | 0.35315
56223 | 5.72 | 1 | 365 | 6.4939 | 0.61697 | 7 | 0.11086
56231 | 3.38 | 1 | 365 | 3.8373 | 0.59185 | 4 | 0.42915
56233 | 12.42 | 1 | 365 | 14.1004 | 0.59489 | 14 | 0.69526
56247 | 5.98 | 1 | 365 | 6.7891 | 0.50865 | 7 | 0.29772
56248 | 12.74 | 1 | 365 | 14.4637 | 0.69234 | 15 | 0.15601
56249 | 9.62 | 1 | 365 | 10.9215 | 0.99217 | 11 | 0.91372
56250 | 3.64 | 1 | 365 | 4.1325 | 0.48353 | 4 | 0.616
56251 | 3.12 | 1 | 365 | 3.5421 | 0.70016 | 4 | 0.24229
56252 | 2.08 | 1 | 365 | 2.3614 | 0.13344 | 2 | 0.49486
56651 | 6.76 | 1 | 365 | 7.6746 | 0.18369 | 7 | 0.85829
56654 | 10.66 | 1 | 365 | 12.1023 | 0.5589 | 12 | 0.66115
56656 | 4.32 | 1 | 365 | 4.9045 | 0.81561 | 5 | 0.72009
56660 | 9.36 | 1 | 365 | 10.6264 | 0.10049 | 10 | 0.72686
56684 | 2.86 | 1 | 365 | 3.2469 | 0.80848 | 4 | 0.055431
56692 | 4.68 | 1 | 365 | 5.3132 | 0.050247 | 5 | 0.36343
56696 | 4.42 | 1 | 365 | 5.018 | 0.15857 | 5 | 0.17658
56698 | 4.16 | 1 | 365 | 4.7228 | 0.26689 | 4 | 0.98972
56700 | 12.48 | 1 | 365 | 14.1685 | 0.80066 | 14 | 0.96915
57303 | 3.99 | 1 | 365 | 4.5298 | 0.68386 | 5 | 0.2137
57312 | 4.42 | 1 | 365 | 5.018 | 0.15857 | 5 | 0.17658
47910 | 10.45 | 1 | 365 | 11.8638 | 0.83869 | 12 | 0.70254
57325 | 4.68 | 1 | 365 | 5.3132 | 0.050247 | 5 | 0.36343
57326 | 9.1 | 1 | 365 | 10.3312 | 0.20881 | 10 | 0.54001
47302 | 6.76 | 1 | 365 | 7.6746 | 0.18369 | 7 | 0.85829
57329 | 4.42 | 1 | 365 | 5.018 | 0.15857 | 5 | 0.17658
57331 | 5.2 | 1 | 365 | 5.9035 | 0.83361 | 6 | 0.73715
57332 | 7.02 | 1 | 365 | 7.9698 | 0.075371 | 8 | 0.045149
48567 | 7.95 | 1 | 365 | 9.0256 | 0.26484 | 9 | 0.29045
57333 | 8.58 | 1 | 365 | 9.7408 | 0.42545 | 10 | 0.16629
57336 | 5.98 | 1 | 365 | 6.7891 | 0.50865 | 7 | 0.29772
57362 | 5.04 | 1 | 365 | 5.7219 | 0.28488 | 6 | 0.0067734
57439 | 5.2 | 1 | 365 | 5.9035 | 0.83361 | 6 | 0.73715
57440 | 9.88 | 1 | 365 | 11.2167 | 0.88386 | 12 | 0.10058
57442 | 7.8 | 1 | 365 | 8.8553 | 0.75041 | 9 | 0.60572
57443 | 13 | 1 | 365 | 14.7588 | 0.58402 | 15 | 0.34287
57444 | 5.2 | 1 | 365 | 5.9035 | 0.83361 | 6 | 0.73715
57445 | 7.02 | 1 | 365 | 7.9698 | 0.075371 | 8 | 0.045149
57446 | 8.91 | 1 | 365 | 10.1155 | 0.5572 | 10 | 0.67269
57447 | 11.96 | 1 | 365 | 13.5781 | 0.017298 | 13 | 0.59544
57448 | 6.24 | 1 | 365 | 7.0842 | 0.40033 | 7 | 0.48458
57450 | 7.02 | 1 | 365 | 7.9698 | 0.075371 | 8 | 0.045149
57451 | 5.46 | 1 | 365 | 6.1987 | 0.72529 | 6 | 0.924
57453 | 4.16 | 1 | 365 | 4.7228 | 0.26689 | 4 | 0.98972
57454 | 7.54 | 1 | 365 | 8.5601 | 0.85873 | 9 | 0.41886
57455 | 9.88 | 1 | 365 | 11.2167 | 0.88386 | 12 | 0.10058
57456 | 5.46 | 1 | 365 | 6.1987 | 0.72529 | 6 | 0.924
57457 | 6.76 | 1 | 365 | 7.6746 | 0.18369 | 7 | 0.85829
57459 | 4.42 | 1 | 365 | 5.018 | 0.15857 | 5 | 0.17658
58289 | 7.28 | 1 | 365 | 8.265 | 0.96705 | 9 | 0.23201
58294 | 4.16 | 1 | 365 | 4.7228 | 0.26689 | 4 | 0.98972
58298 | 3.64 | 1 | 365 | 4.1325 | 0.48353 | 4 | 0.616
58301 | 9.88 | 1 | 365 | 11.2167 | 0.88386 | 12 | 0.10058
58302 | 7.54 | 1 | 365 | 8.5601 | 0.85873 | 9 | 0.41886
48379 | 9.805 | 1 | 365 | 11.1316 | 0.62664 | 11 | 0.75822
58303 | 4.16 | 1 | 365 | 4.7228 | 0.26689 | 4 | 0.98972
58314 | 7.54 | 1 | 365 | 8.5601 | 0.85873 | 9 | 0.41886
58315 | 11.18 | 1 | 365 | 12.6926 | 0.34226 | 13 | 0.034866
58316 | 10.14 | 1 | 365 | 11.5119 | 0.77554 | 12 | 0.28744
58317 | 5.46 | 1 | 365 | 6.1987 | 0.72529 | 6 | 0.924
58319 | 10.92 | 1 | 365 | 12.3974 | 0.45058 | 12 | 0.84801
58320 | 5.72 | 1 | 365 | 6.4939 | 0.61697 | 7 | 0.11086
58321 | 7.02 | 1 | 365 | 7.9698 | 0.075371 | 8 | 0.045149
58332 | 9.1 | 1 | 365 | 10.3312 | 0.20881 | 10 | 0.54001
58333 | 3.64 | 1 | 365 | 4.1325 | 0.48353 | 4 | 0.616
58337 | 4.68 | 1 | 365 | 5.3132 | 0.050247 | 5 | 0.36343
58382 | 5.83 | 1 | 365 | 6.6188 | 0.99422 | 7 | 0.61299
58383 | 11.96 | 1 | 365 | 13.5781 | 0.017298 | 13 | 0.59544
47944 | 11.275 | 1 | 365 | 12.8005 | 0.66806 | 13 | 0.46853
58384 | 11.18 | 1 | 365 | 12.6926 | 0.34226 | 13 | 0.034866
58385 | 7.28 | 1 | 365 | 8.265 | 0.96705 | 9 | 0.23201
58386 | 3.38 | 1 | 365 | 3.8373 | 0.59185 | 4 | 0.42915
48089 | 7.425 | 1 | 365 | 8.4296 | 0.46433 | 8 | 0.89391
48157 | 7.155 | 1 | 365 | 8.123 | 0.53836 | 8 | 0.6614
58389 | 4.68 | 1 | 365 | 5.3132 | 0.050247 | 5 | 0.36343
58390 | 6.76 | 1 | 365 | 7.6746 | 0.18369 | 7 | 0.85829
58391 | 7.02 | 1 | 365 | 7.9698 | 0.075371 | 8 | 0.045149
58392 | 4.16 | 1 | 365 | 4.7228 | 0.26689 | 4 | 0.98972
58394 | 10.92 | 1 | 365 | 12.3974 | 0.45058 | 12 | 0.84801
58395 | 4.16 | 1 | 365 | 4.7228 | 0.26689 | 4 | 0.98972
58396 | 3.64 | 1 | 365 | 4.1325 | 0.48353 | 4 | 0.616
58398 | 5.98 | 1 | 365 | 6.7891 | 0.50865 | 7 | 0.29772
56421 | 9.25 | 1 | 365 | 10.5015 | 0.72325 | 11 | 0.22473
56422 | 5.865 | 1 | 365 | 6.6585 | 0.11425 | 6 | 0.77276
58400 | 6.27 | 1 | 365 | 7.1183 | 0.50322 | 7 | 0.62152
58401 | 7.8 | 1 | 365 | 8.8553 | 0.75041 | 9 | 0.60572
58402 | 4.32 | 1 | 365 | 4.9045 | 0.81561 | 5 | 0.72009
43434 | 5.1 | 1 | 365 | 5.79 | 0.49065 | 6 | 0.28066
58404 | 10.14 | 1 | 365 | 11.5119 | 0.77554 | 12 | 0.28744
58953 | 3.64 | 1 | 365 | 4.1325 | 0.48353 | 4 | 0.616
50910 | 6 | 1 | 365 | 6.8118 | 0.57724 | 7 | 0.38902
58955 | 6.24 | 1 | 365 | 7.0842 | 0.40033 | 7 | 0.48458
50614 | 5.4 | 1 | 365 | 6.1306 | 0.51952 | 6 | 0.65011
57024 | 7.8 | 1 | 365 | 8.8553 | 0.75041 | 9 | 0.60572
58957 | 6.5 | 1 | 365 | 7.3794 | 0.29201 | 7 | 0.67143
42999 | 7.95 | 1 | 365 | 9.0256 | 0.26484 | 9 | 0.29045
57025 | 3.3 | 1 | 365 | 3.7465 | 0.31748 | 4 | 0.063959
58960 | 7.54 | 1 | 365 | 8.5601 | 0.85873 | 9 | 0.41886
42988 | 9.805 | 1 | 365 | 11.1316 | 0.62664 | 11 | 0.75822
43017 | 6.325 | 1 | 365 | 7.1807 | 0.69184 | 7 | 0.87259
43150 | 4.24 | 1 | 365 | 4.8137 | 0.54125 | 5 | 0.3549
57653 | 3 | 1 | 365 | 3.4059 | 0.28862 | 3 | 0.69451
43139 | 9.275 | 1 | 365 | 10.5299 | 0.80898 | 11 | 0.33885
43218 | 9.9 | 1 | 365 | 11.2394 | 0.95245 | 12 | 0.19188
43197 | 11 | 1 | 365 | 12.4883 | 0.72494 | 13 | 0.2132
43211 | 6.325 | 1 | 365 | 7.1807 | 0.69184 | 7 | 0.87259
43231 | 7.425 | 1 | 365 | 8.4296 | 0.46433 | 8 | 0.89391
58961 | 6.24 | 1 | 365 | 7.0842 | 0.40033 | 7 | 0.48458
57668 | 10.8 | 1 | 365 | 12.2612 | 0.039032 | 12 | 0.30023
55517 | 2.915 | 1 | 365 | 3.3094 | 0.99711 | 4 | 0.3065
44280 | 17.94 | 1 | 365 | 20.3672 | 0.52595 | 20 | 0.89316
58964 | 5.46 | 1 | 365 | 6.1987 | 0.72529 | 6 | 0.924
57718 | 5.1 | 1 | 365 | 5.79 | 0.49065 | 6 | 0.28066
56323 | 8.06 | 1 | 365 | 9.1505 | 0.64209 | 9 | 0.79258
58965 | 9.62 | 1 | 365 | 10.9215 | 0.99217 | 11 | 0.91372
56324 | 11.275 | 1 | 365 | 12.8005 | 0.66806 | 13 | 0.46853
58966 | 5.98 | 1 | 365 | 6.7891 | 0.50865 | 7 | 0.29772
56325 | 3.975 | 1 | 365 | 4.5128 | 0.63242 | 5 | 0.14522
58967 | 7.54 | 1 | 365 | 8.5601 | 0.85873 | 9 | 0.41886
56326 | 10.6 | 1 | 365 | 12.0341 | 0.35312 | 12 | 0.38726
58971 | 7.28 | 1 | 365 | 8.265 | 0.96705 | 9 | 0.23201
56334 | 5.3 | 1 | 365 | 6.0171 | 0.17656 | 6 | 0.19363
56335 | 10.6 | 1 | 365 | 12.0341 | 0.35312 | 12 | 0.38726
58972 | 4.16 | 1 | 365 | 4.7228 | 0.26689 | 4 | 0.98972
56386 | 6.24 | 1 | 365 | 7.0842 | 0.40033 | 7 | 0.48458
56388 | 12.48 | 1 | 365 | 14.1685 | 0.80066 | 14 | 0.96915
58973 | 9.36 | 1 | 365 | 10.6264 | 0.10049 | 10 | 0.72686
56393 | 7.95 | 1 | 365 | 9.0256 | 0.26484 | 9 | 0.29045
58974 | 3.64 | 1 | 365 | 4.1325 | 0.48353 | 4 | 0.616
56394 | 2.65 | 1 | 365 | 3.0085 | 0.088281 | 3 | 0.096815
58977 | 2.6 | 1 | 365 | 2.9518 | 0.9168 | 3 | 0.86857
56395 | 9.275 | 1 | 365 | 10.5299 | 0.80898 | 11 | 0.33885
56571 | 6.625 | 1 | 365 | 7.5213 | 0.7207 | 8 | 0.24204
58978 | 7.54 | 1 | 365 | 8.5601 | 0.85873 | 9 | 0.41886
56573 | 2.65 | 1 | 365 | 3.0085 | 0.088281 | 3 | 0.096815
58979 | 9.1 | 1 | 365 | 10.3312 | 0.20881 | 10 | 0.54001
56575 | 5.83 | 1 | 365 | 6.6188 | 0.99422 | 7 | 0.61299
56577 | 8.215 | 1 | 365 | 9.3265 | 0.17367 | 9 | 0.50013
58992 | 11.44 | 1 | 365 | 12.9878 | 0.23394 | 13 | 0.22172
56578 | 6.89 | 1 | 365 | 7.8222 | 0.62953 | 8 | 0.45172
58994 | 6.21 | 1 | 365 | 7.0502 | 0.29744 | 7 | 0.34763
56582 | 5.3 | 1 | 365 | 6.0171 | 0.17656 | 6 | 0.19363
58995 | 10.14 | 1 | 365 | 11.5119 | 0.77554 | 12 | 0.28744
56583 | 6.36 | 1 | 365 | 7.2205 | 0.81187 | 8 | 0.032357
56584 | 7.42 | 1 | 365 | 8.4239 | 0.44719 | 8 | 0.87108
58997 | 10.92 | 1 | 365 | 12.3974 | 0.45058 | 12 | 0.84801
56662 | 6.76 | 1 | 365 | 7.6746 | 0.18369 | 7 | 0.85829
58998 | 12.22 | 1 | 365 | 13.8733 | 0.90898 | 14 | 0.7823
56666 | 11.44 | 1 | 365 | 12.9878 | 0.23394 | 13 | 0.22172
58999 | 4.68 | 1 | 365 | 5.3132 | 0.050247 | 5 | 0.36343
56668 | 4.505 | 1 | 365 | 5.1145 | 0.45008 | 5 | 0.56459
59000 | 3.64 | 1 | 365 | 4.1325 | 0.48353 | 4 | 0.616
56671 | 3.18 | 1 | 365 | 3.6102 | 0.90594 | 4 | 0.51618
56673 | 4.77 | 1 | 365 | 5.4154 | 0.35891 | 5 | 0.77427
59001 | 9.975 | 1 | 365 | 11.3246 | 0.20966 | 11 | 0.53424
59004 | 5.98 | 1 | 365 | 6.7891 | 0.50865 | 7 | 0.29772
59005 | 6.76 | 1 | 365 | 7.6746 | 0.18369 | 7 | 0.85829
59006 | 11.44 | 1 | 365 | 12.9878 | 0.23394 | 13 | 0.22172
59008 | 3.12 | 1 | 365 | 3.5421 | 0.70016 | 4 | 0.24229
59009 | 4.94 | 1 | 365 | 5.6084 | 0.94193 | 6 | 0.55029
59010 | 4.68 | 1 | 365 | 5.3132 | 0.050247 | 5 | 0.36343
59011 | 11.7 | 1 | 365 | 13.283 | 0.12562 | 13 | 0.40858
59013 | 8.06 | 1 | 365 | 9.1505 | 0.64209 | 9 | 0.79258
59014 | 7.29 | 1 | 365 | 8.2763 | 0.0013466 | 8 | 0.27765
38031 | 5.72 | 1 | 365 | 6.4939 | 0.61697 | 7 | 0.11086
59016 | 10.4 | 1 | 365 | 11.8071 | 0.66722 | 12 | 0.47429
59017 | 9.99 | 1 | 365 | 11.3416 | 0.2611 | 11 | 0.60271
59018 | 6.24 | 1 | 365 | 7.0842 | 0.40033 | 7 | 0.48458
59020 | 12.48 | 1 | 365 | 14.1685 | 0.80066 | 14 | 0.96915
59012 | 13.26 | 1 | 365 | 15.054 | 0.4757 | 15 | 0.52973
59023 | 13.26 | 1 | 365 | 15.054 | 0.4757 | 15 | 0.52973
59024 | 13.26 | 1 | 365 | 15.054 | 0.4757 | 15 | 0.52973
59025 | 10.14 | 1 | 365 | 11.5119 | 0.77554 | 12 | 0.28744
58968 | 6.5 | 1 | 365 | 7.3794 | 0.29201 | 7 | 0.67143
59026 | 10.26 | 1 | 365 | 11.6481 | 0.18708 | 11 | 0.83522
59015 | 7.54 | 1 | 365 | 8.5601 | 0.85873 | 9 | 0.41886
59027 | 6.75 | 1 | 365 | 7.6632 | 0.1494 | 7 | 0.81264
59030 | 6.5 | 1 | 365 | 7.3794 | 0.29201 | 7 | 0.67143
59032 | 9.72 | 1 | 365 | 11.0351 | 0.33513 | 11 | 0.37021
59040 | 3.12 | 1 | 365 | 3.5421 | 0.70016 | 4 | 0.24229
59041 | 3.78 | 1 | 365 | 4.2914 | 0.96366 | 5 | 0.25508
55572 | 3.9 | 1 | 365 | 4.4277 | 0.37521 | 4 | 0.80286
55791 | 4.35 | 1 | 365 | 4.9385 | 0.9185 | 5 | 0.85704
55797 | 4.68 | 1 | 365 | 5.3132 | 0.050247 | 5 | 0.36343
55834 | 13.34 | 1 | 365 | 15.1448 | 0.75006 | 15 | 0.89491
55975 | 6.36 | 1 | 365 | 7.2205 | 0.81187 | 8 | 0.032357
56649 | 9.36 | 1 | 365 | 10.6264 | 0.10049 | 10 | 0.72686
56658 | 4.68 | 1 | 365 | 5.3132 | 0.050247 | 5 | 0.36343
56689 | 5.46 | 1 | 365 | 6.1987 | 0.72529 | 6 | 0.924
55897 | 3.445 | 1 | 365 | 3.9111 | 0.81477 | 4 | 0.72586
27093 | 983.84 | 0.9 | 365 | 1005.2547 | 0.70677 | 1005 | 0.96143
55527 | 2.835 | 1 | 365 | 3.2186 | 0.72275 | 3 | 0.94131
55423 | 6.24 | 1 | 365 | 7.0842 | 0.40033 | 7 | 0.48458
55898 | 8.32 | 1 | 365 | 9.4457 | 0.53377 | 9 | 0.97944
48305 | 3.6 | 1 | 365 | 4.0871 | 0.34634 | 4 | 0.43341
55899 | 9.805 | 1 | 365 | 11.1316 | 0.62664 | 11 | 0.75822
56790 | 3.6 | 1 | 365 | 4.0871 | 0.34634 | 4 | 0.43341
55901 | 5.83 | 1 | 365 | 6.6188 | 0.99422 | 7 | 0.61299
55902 | 5.035 | 1 | 365 | 5.7162 | 0.26773 | 5 | 0.98395
58709 | 6.84 | 1 | 365 | 7.7654 | 0.45805 | 8 | 0.22348
55904 | 7.54 | 1 | 365 | 8.5601 | 0.85873 | 9 | 0.41886
58711 | 7.2 | 1 | 365 | 8.1741 | 0.69269 | 8 | 0.86682
55905 | 10.6 | 1 | 365 | 12.0341 | 0.35312 | 12 | 0.38726
58809 | 7.2 | 1 | 365 | 8.1741 | 0.69269 | 8 | 0.86682
49725 | 3.84 | 1 | 365 | 4.3595 | 0.16943 | 4 | 0.52897
58730 | 6.24 | 1 | 365 | 7.0842 | 0.40033 | 7 | 0.48458
55986 | 8.48 | 1 | 365 | 9.6273 | 0.082499 | 9 | 0.70981
58604 | 10.865 | 1 | 365 | 12.335 | 0.26195 | 12 | 0.59694
56042 | 9.54 | 1 | 365 | 10.8307 | 0.71781 | 11 | 0.54854
46032 | 6.867 | 1 | 365 | 7.7961 | 0.55065 | 8 | 0.34673
56078 | 10.6 | 1 | 365 | 12.0341 | 0.35312 | 12 | 0.38726
45764 | 34.32 | 0.9 | 365 | 35.067 | 0.93163 | 35 | 0.99865
56079 | 6.76 | 1 | 365 | 7.6746 | 0.18369 | 7 | 0.85829
56080 | 7.54 | 1 | 365 | 8.5601 | 0.85873 | 9 | 0.41886
44573 | 11.44 | 1 | 365 | 12.9878 | 0.23394 | 13 | 0.22172
56084 | 9.1 | 1 | 365 | 10.3312 | 0.20881 | 10 | 0.54001
58677 | 40.32 | 0.9 | 365 | 41.1976 | 0.45115 | 41 | 0.64877
56086 | 8.58 | 1 | 365 | 9.7408 | 0.42545 | 10 | 0.16629
58798 | 4.42 | 1 | 365 | 5.018 | 0.15857 | 5 | 0.17658
56088 | 12.74 | 1 | 365 | 14.4637 | 0.69234 | 15 | 0.15601
50650 | 10.4 | 1 | 365 | 11.8071 | 0.66722 | 12 | 0.47429
56089 | 8.06 | 1 | 365 | 9.1505 | 0.64209 | 9 | 0.79258
59131 | 2.34 | 1 | 365 | 2.6566 | 0.025124 | 2 | 0.68172
56099 | 13.26 | 1 | 365 | 15.054 | 0.4757 | 15 | 0.52973
51071 | 10.07 | 1 | 365 | 11.4324 | 0.53547 | 11 | 0.9679
56100 | 9.36 | 1 | 365 | 10.6264 | 0.10049 | 10 | 0.72686
56103 | 9.1 | 1 | 365 | 10.3312 | 0.20881 | 10 | 0.54001
51175 | 10.6 | 1 | 365 | 12.0341 | 0.35312 | 12 | 0.38726
56104 | 10.14 | 1 | 365 | 11.5119 | 0.77554 | 12 | 0.28744
51439 | 10.6 | 1 | 365 | 12.0341 | 0.35312 | 12 | 0.38726
56107 | 6.76 | 1 | 365 | 7.6746 | 0.18369 | 7 | 0.85829
43238 | 9.01 | 1 | 365 | 10.229 | 0.90016 | 11 | 0.12917
56108 | 6.76 | 1 | 365 | 7.6746 | 0.18369 | 7 | 0.85829
57640 | 11.25 | 1 | 365 | 12.7721 | 0.58232 | 13 | 0.3544
56110 | 5.98 | 1 | 365 | 6.7891 | 0.50865 | 7 | 0.29772
56111 | 10.4 | 1 | 365 | 11.8071 | 0.66722 | 12 | 0.47429
57805 | 13.515 | 1 | 365 | 15.3435 | 0.35023 | 15 | 0.69376
56163 | 10.56 | 1 | 365 | 11.9887 | 0.21594 | 12 | 0.20467
55454 | 12.5 | 1 | 365 | 14.1912 | 0.86925 | 15 | 0.06045
56166 | 12.925 | 1 | 365 | 14.6737 | 0.3268 | 15 | 0.0005053
56168 | 10.4 | 1 | 365 | 11.8071 | 0.66722 | 12 | 0.47429
56169 | 11.96 | 1 | 365 | 13.5781 | 0.017298 | 13 | 0.59544
56170 | 10.23 | 1 | 365 | 11.6141 | 0.084194 | 11 | 0.69827
56676 | 10.07 | 1 | 365 | 11.4324 | 0.53547 | 11 | 0.9679
56677 | 4.24 | 1 | 365 | 4.8137 | 0.54125 | 5 | 0.3549
56679 | 5.83 | 1 | 365 | 6.6188 | 0.99422 | 7 | 0.61299
56681 | 3.975 | 1 | 365 | 4.5128 | 0.63242 | 5 | 0.14522
55498 | 12.75 | 1 | 365 | 14.475 | 0.72663 | 15 | 0.20166
56683 | 6.625 | 1 | 365 | 7.5213 | 0.7207 | 8 | 0.24204
55500 | 10.455 | 1 | 365 | 11.8695 | 0.85584 | 12 | 0.72536
56881 | 7.42 | 1 | 365 | 8.4239 | 0.44719 | 8 | 0.87108
56882 | 6.24 | 1 | 365 | 7.0842 | 0.40033 | 7 | 0.48458
56116 | 10.5 | 1 | 365 | 11.9206 | 0.01017 | 11 | 0.93078
56256 | 12.75 | 1 | 365 | 14.475 | 0.72663 | 15 | 0.20166
56257 | 10.455 | 1 | 365 | 11.8695 | 0.85584 | 12 | 0.72536
56588 | 11.5 | 1 | 365 | 13.0559 | 0.43971 | 13 | 0.49561
57227 | 12.495 | 1 | 365 | 14.1855 | 0.8521 | 15 | 0.037626
57235 | 10.25 | 1 | 365 | 11.6368 | 0.15278 | 11 | 0.78957
56883 | 8.745 | 1 | 365 | 9.9282 | 0.99133 | 10 | 0.91949
57449 | 13.5 | 1 | 365 | 15.3265 | 0.29879 | 15 | 0.62529
57549 | 11.22 | 1 | 365 | 12.738 | 0.47944 | 13 | 0.21746
57550 | 13.5 | 1 | 365 | 15.3265 | 0.29879 | 15 | 0.62529
56884 | 5.035 | 1 | 365 | 5.7162 | 0.26773 | 5 | 0.98395
57590 | 11.7 | 1 | 365 | 13.283 | 0.12562 | 13 | 0.40858
57636 | 11.5 | 1 | 365 | 13.0559 | 0.43971 | 13 | 0.49561
58717 | 9.1 | 1 | 365 | 10.3312 | 0.20881 | 10 | 0.54001
57638 | 10.5 | 1 | 365 | 11.9206 | 0.01017 | 11 | 0.93078
58340 | 12.25 | 1 | 365 | 13.9074 | 0.011865 | 13 | 0.91924
56886 | 5.035 | 1 | 365 | 5.7162 | 0.26773 | 5 | 0.98395
56889 | 3.445 | 1 | 365 | 3.9111 | 0.81477 | 4 | 0.72586
56952 | 5.035 | 1 | 365 | 5.7162 | 0.26773 | 5 | 0.98395
57002 | 12.32 | 1 | 365 | 13.9868 | 0.25193 | 14 | 0.23878
57003 | 7.02 | 1 | 365 | 7.9698 | 0.075371 | 8 | 0.045149
57004 | 9.88 | 1 | 365 | 11.2167 | 0.88386 | 12 | 0.10058
57005 | 10.4 | 1 | 365 | 11.8071 | 0.66722 | 12 | 0.47429
57006 | 10.66 | 1 | 365 | 12.1023 | 0.5589 | 12 | 0.66115
57007 | 5.3 | 1 | 365 | 6.0171 | 0.17656 | 6 | 0.19363
57078 | 2.915 | 1 | 365 | 3.3094 | 0.99711 | 4 | 0.3065
57088 | 7.28 | 1 | 365 | 8.265 | 0.96705 | 9 | 0.23201
57216 | 9.275 | 1 | 365 | 10.5299 | 0.80898 | 11 | 0.33885
57218 | 8.745 | 1 | 365 | 9.9282 | 0.99133 | 10 | 0.91949
57291 | 10.6 | 1 | 365 | 12.0341 | 0.35312 | 12 | 0.38726
57293 | 6.36 | 1 | 365 | 7.2205 | 0.81187 | 8 | 0.032357
57297 | 10.6 | 1 | 365 | 12.0341 | 0.35312 | 12 | 0.38726
57463 | 5.3 | 1 | 365 | 6.0171 | 0.17656 | 6 | 0.19363
57465 | 3.975 | 1 | 365 | 4.5128 | 0.63242 | 5 | 0.14522
57466 | 12.1 | 1 | 365 | 13.7371 | 0.49743 | 14 | 0.23452
57527 | 4.77 | 1 | 365 | 5.4154 | 0.35891 | 5 | 0.77427
57528 | 3.64 | 1 | 365 | 4.1325 | 0.48353 | 4 | 0.616
57529 | 4.77 | 1 | 365 | 5.4154 | 0.35891 | 5 | 0.77427
57530 | 4.68 | 1 | 365 | 5.3132 | 0.050247 | 5 | 0.36343
57531 | 5.83 | 1 | 365 | 6.6188 | 0.99422 | 7 | 0.61299
57532 | 7.42 | 1 | 365 | 8.4239 | 0.44719 | 8 | 0.87108
57535 | 6.44 | 1 | 365 | 7.3113 | 0.086238 | 7 | 0.39754
57537 | 4.24 | 1 | 365 | 4.8137 | 0.54125 | 5 | 0.3549
57538 | 6.625 | 1 | 365 | 7.5213 | 0.7207 | 8 | 0.24204
57541 | 6.6 | 1 | 365 | 7.493 | 0.63496 | 8 | 0.12792
57543 | 4.68 | 1 | 365 | 5.3132 | 0.050247 | 5 | 0.36343
57544 | 8.58 | 1 | 365 | 9.7408 | 0.42545 | 10 | 0.16629
57554 | 3.445 | 1 | 365 | 3.9111 | 0.81477 | 4 | 0.72586
57559 | 6.24 | 1 | 365 | 7.0842 | 0.40033 | 7 | 0.48458
57561 | 3.975 | 1 | 365 | 4.5128 | 0.63242 | 5 | 0.14522
57562 | 5.3 | 1 | 365 | 6.0171 | 0.17656 | 6 | 0.19363
57564 | 5.565 | 1 | 365 | 6.3179 | 0.08539 | 6 | 0.40331
57566 | 4.77 | 1 | 365 | 5.4154 | 0.35891 | 5 | 0.77427
57571 | 4.77 | 1 | 365 | 5.4154 | 0.35891 | 5 | 0.77427
57733 | 4.68 | 1 | 365 | 5.3132 | 0.050247 | 5 | 0.36343
57734 | 5.2 | 1 | 365 | 5.9035 | 0.83361 | 6 | 0.73715
58206 | 9.275 | 1 | 365 | 10.5299 | 0.80898 | 11 | 0.33885
57735 | 7.685 | 1 | 365 | 8.7247 | 0.35601 | 9 | 0.080765
57736 | 5.3 | 1 | 365 | 6.0171 | 0.17656 | 6 | 0.19363
57737 | 7.685 | 1 | 365 | 8.7247 | 0.35601 | 9 | 0.080765
58207 | 6.095 | 1 | 365 | 6.9196 | 0.90305 | 7 | 0.82268
57842 | 8.8 | 1 | 365 | 9.9906 | 0.17995 | 10 | 0.17056
57845 | 8.745 | 1 | 365 | 9.9282 | 0.99133 | 10 | 0.91949
57846 | 3.18 | 1 | 365 | 3.6102 | 0.90594 | 4 | 0.51618
57849 | 12.1 | 1 | 365 | 13.7371 | 0.49743 | 14 | 0.23452
58210 | 8.215 | 1 | 365 | 9.3265 | 0.17367 | 9 | 0.50013
58010 | 9.01 | 1 | 365 | 10.229 | 0.90016 | 11 | 0.12917
58012 | 7.685 | 1 | 365 | 8.7247 | 0.35601 | 9 | 0.080765
58211 | 4.24 | 1 | 365 | 4.8137 | 0.54125 | 5 | 0.3549
58092 | 8.84 | 1 | 365 | 10.036 | 0.31713 | 10 | 0.35315
58093 | 5.225 | 1 | 365 | 5.9319 | 0.91935 | 6 | 0.85127
58212 | 4.505 | 1 | 365 | 5.1145 | 0.45008 | 5 | 0.56459
58216 | 8.58 | 1 | 365 | 9.7408 | 0.42545 | 10 | 0.16629
58217 | 10.66 | 1 | 365 | 12.1023 | 0.5589 | 12 | 0.66115
58219 | 3.18 | 1 | 365 | 3.6102 | 0.90594 | 4 | 0.51618
58455 | 10.07 | 1 | 365 | 11.4324 | 0.53547 | 11 | 0.9679
58096 | 9.805 | 1 | 365 | 11.1316 | 0.62664 | 11 | 0.75822
58220 | 7.7 | 1 | 365 | 8.7418 | 0.40746 | 9 | 0.14924
58456 | 7.42 | 1 | 365 | 8.4239 | 0.44719 | 8 | 0.87108
58221 | 4.505 | 1 | 365 | 5.1145 | 0.45008 | 5 | 0.56459
58097 | 8.215 | 1 | 365 | 9.3265 | 0.17367 | 9 | 0.50013
58460 | 13 | 1 | 365 | 14.7588 | 0.58402 | 15 | 0.34287
58222 | 7.155 | 1 | 365 | 8.123 | 0.53836 | 8 | 0.6614
58545 | 10.4 | 1 | 365 | 11.8071 | 0.66722 | 12 | 0.47429
58305 | 10.07 | 1 | 365 | 11.4324 | 0.53547 | 11 | 0.9679
58099 | 5.035 | 1 | 365 | 5.7162 | 0.26773 | 5 | 0.98395
58306 | 7.54 | 1 | 365 | 8.5601 | 0.85873 | 9 | 0.41886
58307 | 8.215 | 1 | 365 | 9.3265 | 0.17367 | 9 | 0.50013
58546 | 9.88 | 1 | 365 | 11.2167 | 0.88386 | 12 | 0.10058
58308 | 5.98 | 1 | 365 | 6.7891 | 0.50865 | 7 | 0.29772
58547 | 9.01 | 1 | 365 | 10.229 | 0.90016 | 11 | 0.12917
58548 | 3.445 | 1 | 365 | 3.9111 | 0.81477 | 4 | 0.72586
58309 | 5.83 | 1 | 365 | 6.6188 | 0.99422 | 7 | 0.61299
58165 | 8.58 | 1 | 365 | 9.7408 | 0.42545 | 10 | 0.16629
58310 | 3.18 | 1 | 365 | 3.6102 | 0.90594 | 4 | 0.51618
58549 | 6.095 | 1 | 365 | 6.9196 | 0.90305 | 7 | 0.82268
58550 | 6.89 | 1 | 365 | 7.8222 | 0.62953 | 8 | 0.45172
58160 | 5.72 | 1 | 365 | 6.4939 | 0.61697 | 7 | 0.11086
58312 | 3.71 | 1 | 365 | 4.2119 | 0.72359 | 4 | 0.93554
58557 | 7.42 | 1 | 365 | 8.4239 | 0.44719 | 8 | 0.87108
58171 | 7.02 | 1 | 365 | 7.9698 | 0.075371 | 8 | 0.045149
58358 | 6.5 | 1 | 365 | 7.3794 | 0.29201 | 7 | 0.67143
58591 | 7.42 | 1 | 365 | 8.4239 | 0.44719 | 8 | 0.87108
58177 | 6.24 | 1 | 365 | 7.0842 | 0.40033 | 7 | 0.48458
58361 | 12.65 | 1 | 365 | 14.3615 | 0.38368 | 14 | 0.74518
58593 | 8.48 | 1 | 365 | 9.6273 | 0.082499 | 9 | 0.70981
58179 | 4.24 | 1 | 365 | 4.8137 | 0.54125 | 5 | 0.3549
58363 | 6.625 | 1 | 365 | 7.5213 | 0.7207 | 8 | 0.24204
58594 | 12.22 | 1 | 365 | 13.8733 | 0.90898 | 14 | 0.7823
58596 | 9.805 | 1 | 365 | 11.1316 | 0.62664 | 11 | 0.75822
58180 | 11.96 | 1 | 365 | 13.5781 | 0.017298 | 13 | 0.59544
58364 | 3.71 | 1 | 365 | 4.2119 | 0.72359 | 4 | 0.93554
58181 | 8.84 | 1 | 365 | 10.036 | 0.31713 | 10 | 0.35315
58592 | 3.71 | 1 | 365 | 4.2119 | 0.72359 | 4 | 0.93554
58368 | 5.775 | 1 | 365 | 6.5563 | 0.80559 | 7 | 0.36193
58369 | 4.24 | 1 | 365 | 4.8137 | 0.54125 | 5 | 0.3549
58183 | 6.24 | 1 | 365 | 7.0842 | 0.40033 | 7 | 0.48458
58370 | 5.46 | 1 | 365 | 6.1987 | 0.72529 | 6 | 0.924
58184 | 7.02 | 1 | 365 | 7.9698 | 0.075371 | 8 | 0.045149
58374 | 11.18 | 1 | 365 | 12.6926 | 0.34226 | 13 | 0.034866
58185 | 3.64 | 1 | 365 | 4.1325 | 0.48353 | 4 | 0.616
58375 | 8.48 | 1 | 365 | 9.6273 | 0.082499 | 9 | 0.70981
58187 | 6.24 | 1 | 365 | 7.0842 | 0.40033 | 7 | 0.48458
58406 | 5.83 | 1 | 365 | 6.6188 | 0.99422 | 7 | 0.61299
58190 | 4.16 | 1 | 365 | 4.7228 | 0.26689 | 4 | 0.98972
58407 | 8.48 | 1 | 365 | 9.6273 | 0.082499 | 9 | 0.70981
58194 | 9.88 | 1 | 365 | 11.2167 | 0.88386 | 12 | 0.10058
58408 | 7.42 | 1 | 365 | 8.4239 | 0.44719 | 8 | 0.87108
58202 | 4.24 | 1 | 365 | 4.8137 | 0.54125 | 5 | 0.3549
58409 | 3.975 | 1 | 365 | 4.5128 | 0.63242 | 5 | 0.14522
58203 | 4.24 | 1 | 365 | 4.8137 | 0.54125 | 5 | 0.3549
58410 | 6.625 | 1 | 365 | 7.5213 | 0.7207 | 8 | 0.24204
58204 | 5.2 | 1 | 365 | 5.9035 | 0.83361 | 6 | 0.73715
58411 | 7.95 | 1 | 365 | 9.0256 | 0.26484 | 9 | 0.29045
58599 | 3.71 | 1 | 365 | 4.2119 | 0.72359 | 4 | 0.93554
58412 | 3.975 | 1 | 365 | 4.5128 | 0.63242 | 5 | 0.14522
58413 | 5.3 | 1 | 365 | 6.0171 | 0.17656 | 6 | 0.19363
58415 | 9.805 | 1 | 365 | 11.1316 | 0.62664 | 11 | 0.75822
58416 | 7.155 | 1 | 365 | 8.123 | 0.53836 | 8 | 0.6614
58450 | 9.1 | 1 | 365 | 10.3312 | 0.20881 | 10 | 0.54001
58451 | 7.685 | 1 | 365 | 8.7247 | 0.35601 | 9 | 0.080765
58452 | 3.71 | 1 | 365 | 4.2119 | 0.72359 | 4 | 0.93554
59150 | 10.4 | 1 | 365 | 11.8071 | 0.66722 | 12 | 0.47429
59153 | 9.54 | 1 | 365 | 10.8307 | 0.71781 | 11 | 0.54854
59154 | 7.28 | 1 | 365 | 8.265 | 0.96705 | 9 | 0.23201
59155 | 9.62 | 1 | 365 | 10.9215 | 0.99217 | 11 | 0.91372
59242 | 8.525 | 1 | 365 | 9.6784 | 0.23683 | 9 | 0.91523
59243 | 8.215 | 1 | 365 | 9.3265 | 0.17367 | 9 | 0.50013
59245 | 6.625 | 1 | 365 | 7.5213 | 0.7207 | 8 | 0.24204
59248 | 7.155 | 1 | 365 | 8.123 | 0.53836 | 8 | 0.6614
59249 | 5.6 | 1 | 365 | 6.3577 | 0.20542 | 6 | 0.56308
58601 | 5.2 | 1 | 365 | 5.9035 | 0.83361 | 6 | 0.73715
59256 | 7.28 | 1 | 365 | 8.265 | 0.96705 | 9 | 0.23201
58602 | 9.36 | 1 | 365 | 10.6264 | 0.10049 | 10 | 0.72686
59257 | 8.58 | 1 | 365 | 9.7408 | 0.42545 | 10 | 0.16629
58606 | 5.83 | 1 | 365 | 6.6188 | 0.99422 | 7 | 0.61299
59259 | 4.68 | 1 | 365 | 5.3132 | 0.050247 | 5 | 0.36343
58608 | 9.88 | 1 | 365 | 11.2167 | 0.88386 | 12 | 0.10058
58928 | 5.46 | 1 | 365 | 6.1987 | 0.72529 | 6 | 0.924
58643 | 8.215 | 1 | 365 | 9.3265 | 0.17367 | 9 | 0.50013
58941 | 2.08 | 1 | 365 | 2.3614 | 0.13344 | 2 | 0.49486
58943 | 14.04 | 1 | 365 | 15.9396 | 0.15074 | 16 | 0.090297
58645 | 6.095 | 1 | 365 | 6.9196 | 0.90305 | 7 | 0.82268
58945 | 10.66 | 1 | 365 | 12.1023 | 0.5589 | 12 | 0.66115
58649 | 10.4 | 1 | 365 | 11.8071 | 0.66722 | 12 | 0.47429
58946 | 4.68 | 1 | 365 | 5.3132 | 0.050247 | 5 | 0.36343
58650 | 5.2 | 1 | 365 | 5.9035 | 0.83361 | 6 | 0.73715
58948 | 8.06 | 1 | 365 | 9.1505 | 0.64209 | 9 | 0.79258
58691 | 8.25 | 1 | 365 | 9.3662 | 0.29371 | 9 | 0.6599
58692 | 8.215 | 1 | 365 | 9.3265 | 0.17367 | 9 | 0.50013
58694 | 6.625 | 1 | 365 | 7.5213 | 0.7207 | 8 | 0.24204
58695 | 7.685 | 1 | 365 | 8.7247 | 0.35601 | 9 | 0.080765
58696 | 3.08 | 1 | 365 | 3.4967 | 0.56298 | 4 | 0.059695
58697 | 3.64 | 1 | 365 | 4.1325 | 0.48353 | 4 | 0.616
58698 | 10.07 | 1 | 365 | 11.4324 | 0.53547 | 11 | 0.9679
58735 | 7.95 | 1 | 365 | 9.0256 | 0.26484 | 9 | 0.29045
58738 | 6.76 | 1 | 365 | 7.6746 | 0.18369 | 7 | 0.85829
58740 | 2.8 | 1 | 365 | 3.1788 | 0.60271 | 3 | 0.78154
58741 | 5.72 | 1 | 365 | 6.4939 | 0.61697 | 7 | 0.11086
58775 | 8.745 | 1 | 365 | 9.9282 | 0.99133 | 10 | 0.91949
58780 | 9.88 | 1 | 365 | 11.2167 | 0.88386 | 12 | 0.10058
58782 | 9.36 | 1 | 365 | 10.6264 | 0.10049 | 10 | 0.72686
58819 | 5.98 | 1 | 365 | 6.7891 | 0.50865 | 7 | 0.29772
58823 | 5.035 | 1 | 365 | 5.7162 | 0.26773 | 5 | 0.98395
58824 | 3.975 | 1 | 365 | 4.5128 | 0.63242 | 5 | 0.14522
58950 | 8.06 | 1 | 365 | 9.1505 | 0.64209 | 9 | 0.79258
58841 | 5.035 | 1 | 365 | 5.7162 | 0.26773 | 5 | 0.98395
58843 | 6.76 | 1 | 365 | 7.6746 | 0.18369 | 7 | 0.85829
58845 | 6.095 | 1 | 365 | 6.9196 | 0.90305 | 7 | 0.82268
58846 | 3.36 | 1 | 365 | 3.8146 | 0.52325 | 4 | 0.33785
58849 | 10.335 | 1 | 365 | 11.7333 | 0.4443 | 12 | 0.17758
58851 | 10.36 | 1 | 365 | 11.7617 | 0.53003 | 12 | 0.2917
58853 | 3.08 | 1 | 365 | 3.4967 | 0.56298 | 4 | 0.059695
58854 | 8.745 | 1 | 365 | 9.9282 | 0.99133 | 10 | 0.91949
58927 | 9.24 | 1 | 365 | 10.4901 | 0.68895 | 11 | 0.17908
58931 | 5.2 | 1 | 365 | 5.9035 | 0.83361 | 6 | 0.73715
58932 | 7.02 | 1 | 365 | 7.9698 | 0.075371 | 8 | 0.045149
58935 | 7.8 | 1 | 365 | 8.8553 | 0.75041 | 9 | 0.60572
58952 | 8.215 | 1 | 365 | 9.3265 | 0.17367 | 9 | 0.50013
59028 | 7.02 | 1 | 365 | 7.9698 | 0.075371 | 8 | 0.045149
59037 | 4.42 | 1 | 365 | 5.018 | 0.15857 | 5 | 0.17658
58936 | 10.81 | 1 | 365 | 12.2725 | 0.073327 | 12 | 0.34588
59042 | 3.18 | 1 | 365 | 3.6102 | 0.90594 | 4 | 0.51618
58938 | 10.4 | 1 | 365 | 11.8071 | 0.66722 | 12 | 0.47429
59043 | 8.32 | 1 | 365 | 9.4457 | 0.53377 | 9 | 0.97944
58939 | 11.44 | 1 | 365 | 12.9878 | 0.23394 | 13 | 0.22172
59036 | 6.095 | 1 | 365 | 6.9196 | 0.90305 | 7 | 0.82268
59039 | 4.77 | 1 | 365 | 5.4154 | 0.35891 | 5 | 0.77427
59077 | 10.335 | 1 | 365 | 11.7333 | 0.4443 | 12 | 0.17758
59078 | 6.76 | 1 | 365 | 7.6746 | 0.18369 | 7 | 0.85829
59080 | 12.74 | 1 | 365 | 14.4637 | 0.69234 | 15 | 0.15601
59082 | 4.94 | 1 | 365 | 5.6084 | 0.94193 | 6 | 0.55029
59128 | 10.08 | 1 | 365 | 11.4438 | 0.56976 | 12 | 0.013547
59047 | 13.26 | 1 | 365 | 15.054 | 0.4757 | 15 | 0.52973
59133 | 3.64 | 1 | 365 | 4.1325 | 0.48353 | 4 | 0.616
59134 | 6.89 | 1 | 365 | 7.8222 | 0.62953 | 8 | 0.45172
59205 | 4.16 | 1 | 365 | 4.7228 | 0.26689 | 4 | 0.98972
59059 | 8.32 | 1 | 365 | 9.4457 | 0.53377 | 9 | 0.97944
59062 | 4.335 | 1 | 365 | 4.9215 | 0.86706 | 5 | 0.78856
59064 | 5.98 | 1 | 365 | 6.7891 | 0.50865 | 7 | 0.29772
59067 | 3.64 | 1 | 365 | 4.1325 | 0.48353 | 4 | 0.616
59068 | 8.32 | 1 | 365 | 9.4457 | 0.53377 | 9 | 0.97944
59215 | 9.88 | 1 | 365 | 11.2167 | 0.88386 | 12 | 0.10058
59072 | 3.12 | 1 | 365 | 3.5421 | 0.70016 | 4 | 0.24229
59220 | 4.68 | 1 | 365 | 5.3132 | 0.050247 | 5 | 0.36343
59073 | 9.62 | 1 | 365 | 10.9215 | 0.99217 | 11 | 0.91372
59097 | 8.32 | 1 | 365 | 9.4457 | 0.53377 | 9 | 0.97944
59099 | 3.9 | 1 | 365 | 4.4277 | 0.37521 | 4 | 0.80286
59101 | 10.4 | 1 | 365 | 11.8071 | 0.66722 | 12 | 0.47429
59102 | 5.46 | 1 | 365 | 6.1987 | 0.72529 | 6 | 0.924
59103 | 4.68 | 1 | 365 | 5.3132 | 0.050247 | 5 | 0.36343
59104 | 6.5 | 1 | 365 | 7.3794 | 0.29201 | 7 | 0.67143
59107 | 7.14 | 1 | 365 | 8.106 | 0.48692 | 8 | 0.59293
59222 | 4.845 | 1 | 365 | 5.5005 | 0.61612 | 6 | 0.11663
59112 | 3.9 | 1 | 365 | 4.4277 | 0.37521 | 4 | 0.80286
59280 | 5.865 | 1 | 365 | 6.6585 | 0.11425 | 6 | 0.77276
59283 | 3.9 | 1 | 365 | 4.4277 | 0.37521 | 4 | 0.80286
59340 | 7.54 | 1 | 365 | 8.5601 | 0.85873 | 9 | 0.41886
59343 | 4.68 | 1 | 365 | 5.3132 | 0.050247 | 5 | 0.36343
50257 | 6.75 | 1 | 365 | 7.6632 | 0.1494 | 7 | 0.81264
49527 | 5.415 | 1 | 365 | 6.1476 | 0.57096 | 6 | 0.71859
60165 | 10.8 | 1 | 365 | 12.2612 | 0.039032 | 12 | 0.30023
60177 | 3.3 | 1 | 365 | 3.7465 | 0.31748 | 4 | 0.063959
60238 | 8.745 | 1 | 365 | 9.9282 | 0.99133 | 10 | 0.91949
60248 | 10.45 | 1 | 365 | 11.8638 | 0.83869 | 12 | 0.70254
59345 | 3.9 | 1 | 365 | 4.4277 | 0.37521 | 4 | 0.80286
59114 | 5.1 | 1 | 365 | 5.79 | 0.49065 | 6 | 0.28066
49884 | 7.14 | 1 | 365 | 8.106 | 0.48692 | 8 | 0.59293
59093 | 3 | 1 | 365 | 3.4059 | 0.28862 | 3 | 0.69451
59351 | 12.74 | 1 | 365 | 14.4637 | 0.69234 | 15 | 0.15601
59354 | 7.28 | 1 | 365 | 8.265 | 0.96705 | 9 | 0.23201
59979 | 4.845 | 1 | 365 | 5.5005 | 0.61612 | 6 | 0.11663
60063 | 8.19 | 1 | 365 | 9.2981 | 0.087933 | 9 | 0.38601
60416 | 7.8 | 1 | 365 | 8.8553 | 0.75041 | 9 | 0.60572
59356 | 3.9 | 1 | 365 | 4.4277 | 0.37521 | 4 | 0.80286
47331 | 10.2 | 1 | 365 | 11.58 | 0.98131 | 12 | 0.56133
60550 | 14.175 | 1 | 365 | 16.0928 | 0.61373 | 16 | 0.70655
59359 | 9.62 | 1 | 365 | 10.9215 | 0.99217 | 11 | 0.91372
60603 | 11.73 | 1 | 365 | 13.317 | 0.2285 | 13 | 0.54553
59361 | 3.445 | 1 | 365 | 3.9111 | 0.81477 | 4 | 0.72586
60615 | 5.5 | 1 | 365 | 6.2441 | 0.86247 | 7 | 0.1066
59362 | 4.335 | 1 | 365 | 4.9215 | 0.86706 | 5 | 0.78856
60719 | 12 | 1 | 365 | 13.6236 | 0.15448 | 13 | 0.77803
59365 | 7.14 | 1 | 365 | 8.106 | 0.48692 | 8 | 0.59293
60723 | 10.5 | 1 | 365 | 11.9206 | 0.01017 | 11 | 0.93078
47311 | 5 | 1 | 365 | 5.6765 | 0.1477 | 5 | 0.82418
59372 | 6.89 | 1 | 365 | 7.8222 | 0.62953 | 8 | 0.45172
60791 | 7.425 | 1 | 365 | 8.4296 | 0.46433 | 8 | 0.89391
60805 | 12.24 | 1 | 365 | 13.896 | 0.97757 | 14 | 0.87359
59377 | 13 | 1 | 365 | 14.7588 | 0.58402 | 15 | 0.34287
60929 | 8 | 1 | 365 | 9.0824 | 0.43632 | 9 | 0.51869
59384 | 7.8 | 1 | 365 | 8.8553 | 0.75041 | 9 | 0.60572
59388 | 7.155 | 1 | 365 | 8.123 | 0.53836 | 8 | 0.6614
59413 | 2.12 | 1 | 365 | 2.4068 | 0.27062 | 2 | 0.67745
59115 | 3.12 | 1 | 365 | 3.5421 | 0.70016 | 4 | 0.24229
59419 | 5.2 | 1 | 365 | 5.9035 | 0.83361 | 6 | 0.73715
59415 | 6.5 | 1 | 365 | 7.3794 | 0.29201 | 7 | 0.67143
59420 | 8.16 | 1 | 365 | 9.264 | 0.98505 | 10 | 0.24906
59431 | 10.92 | 1 | 365 | 12.3974 | 0.45058 | 12 | 0.84801
59446 | 5.355 | 1 | 365 | 6.0795 | 0.36519 | 6 | 0.4447
59453 | 5.355 | 1 | 365 | 6.0795 | 0.36519 | 6 | 0.4447
59119 | 5.72 | 1 | 365 | 6.4939 | 0.61697 | 7 | 0.11086
59456 | 13.26 | 1 | 365 | 15.054 | 0.4757 | 15 | 0.52973
59458 | 6.5 | 1 | 365 | 7.3794 | 0.29201 | 7 | 0.67143
59486 | 8.32 | 1 | 365 | 9.4457 | 0.53377 | 9 | 0.97944
59487 | 8.415 | 1 | 365 | 9.5535 | 0.85958 | 10 | 0.41309
60272 | 9.156 | 1 | 365 | 10.3948 | 0.40087 | 10 | 0.79564
59488 | 3.64 | 1 | 365 | 4.1325 | 0.48353 | 4 | 0.616
60273 | 2.7 | 1 | 365 | 3.0653 | 0.25976 | 3 | 0.32506
59490 | 5.565 | 1 | 365 | 6.3179 | 0.08539 | 6 | 0.40331
60276 | 9.81 | 1 | 365 | 11.1373 | 0.64379 | 11 | 0.78104
60278 | 4.5 | 1 | 365 | 5.1088 | 0.43293 | 5 | 0.54176
59573 | 7.395 | 1 | 365 | 8.3955 | 0.36145 | 8 | 0.75696
60281 | 12.426 | 1 | 365 | 14.1072 | 0.61546 | 14 | 0.72265
59571 | 2.04 | 1 | 365 | 2.316 | 0.99626 | 3 | 0.31227
48846 | 4.56 | 1 | 365 | 5.1769 | 0.6387 | 5 | 0.81565
59585 | 8.415 | 1 | 365 | 9.5535 | 0.85958 | 10 | 0.41309
60388 | 9.54 | 1 | 365 | 10.8307 | 0.71781 | 11 | 0.54854
59584 | 4.68 | 1 | 365 | 5.3132 | 0.050247 | 5 | 0.36343
60407 | 6.213 | 1 | 365 | 7.0536 | 0.30773 | 7 | 0.36133
60408 | 8.502 | 1 | 365 | 9.6523 | 0.15795 | 9 | 0.81024
59588 | 5.61 | 1 | 365 | 6.369 | 0.23972 | 6 | 0.60873
60401 | 4.8 | 1 | 365 | 5.4494 | 0.46179 | 5 | 0.91121
59590 | 4.16 | 1 | 365 | 4.7228 | 0.26689 | 4 | 0.98972
59580 | 11.22 | 1 | 365 | 12.738 | 0.47944 | 13 | 0.21746
59593 | 10.4 | 1 | 365 | 11.8071 | 0.66722 | 12 | 0.47429
59597 | 7.28 | 1 | 365 | 8.265 | 0.96705 | 9 | 0.23201
59599 | 10.455 | 1 | 365 | 11.8695 | 0.85584 | 12 | 0.72536
59601 | 2.55 | 1 | 365 | 2.895 | 0.74533 | 3 | 0.64033
59605 | 11.7 | 1 | 365 | 13.283 | 0.12562 | 13 | 0.40858
59615 | 10.14 | 1 | 365 | 11.5119 | 0.77554 | 12 | 0.28744
59624 | 6.885 | 1 | 365 | 7.8165 | 0.61238 | 8 | 0.4289
59705 | 5.2 | 1 | 365 | 5.9035 | 0.83361 | 6 | 0.73715
59708 | 14.04 | 1 | 365 | 15.9396 | 0.15074 | 16 | 0.090297
59712 | 10.66 | 1 | 365 | 12.1023 | 0.5589 | 12 | 0.66115
59715 | 5.98 | 1 | 365 | 6.7891 | 0.50865 | 7 | 0.29772
59716 | 8.84 | 1 | 365 | 10.036 | 0.31713 | 10 | 0.35315
59718 | 12.96 | 1 | 365 | 14.7134 | 0.44684 | 15 | 0.16027
59725 | 2.6 | 1 | 365 | 2.9518 | 0.9168 | 3 | 0.86857
59735 | 2.915 | 1 | 365 | 3.3094 | 0.99711 | 4 | 0.3065
59742 | 7.95 | 1 | 365 | 9.0256 | 0.26484 | 9 | 0.29045
59871 | 6.63 | 1 | 365 | 7.527 | 0.73785 | 8 | 0.26486
59875 | 3.975 | 1 | 365 | 4.5128 | 0.63242 | 5 | 0.14522
59884 | 6.76 | 1 | 365 | 7.6746 | 0.18369 | 7 | 0.85829
59934 | 3.18 | 1 | 365 | 3.6102 | 0.90594 | 4 | 0.51618
59994 | 4.59 | 1 | 365 | 5.211 | 0.74159 | 5 | 0.9526
59997 | 9.36 | 1 | 365 | 10.6264 | 0.10049 | 10 | 0.72686
60072 | 8.84 | 1 | 365 | 10.036 | 0.31713 | 10 | 0.35315
41908 | 13.52 | 1 | 365 | 15.3492 | 0.36738 | 15 | 0.71658
54997 | 9.88 | 1 | 365 | 11.2167 | 0.88386 | 12 | 0.10058
47715 | 5.865 | 1 | 365 | 6.6585 | 0.11425 | 6 | 0.77276
56071 | 6.24 | 1 | 365 | 7.0842 | 0.40033 | 7 | 0.48458
60186 | 8.84 | 1 | 365 | 10.036 | 0.31713 | 10 | 0.35315
34343 | 24.852 | 1 | 365 | 28.2144 | 0.23093 | 28 | 0.4453
60189 | 3.9 | 1 | 365 | 4.4277 | 0.37521 | 4 | 0.80286
60192 | 9.01 | 1 | 365 | 10.229 | 0.90016 | 11 | 0.12917
45640 | 3.315 | 1 | 365 | 3.7635 | 0.36893 | 4 | 0.13243
37735 | 4.24 | 1 | 365 | 4.8137 | 0.54125 | 5 | 0.3549
39016 | 8.06 | 1 | 365 | 9.1505 | 0.64209 | 9 | 0.79258
59121 | 6.76 | 1 | 365 | 7.6746 | 0.18369 | 7 | 0.85829
50362 | 6.24 | 1 | 365 | 7.0842 | 0.40033 | 7 | 0.48458
59124 | 2.86 | 1 | 365 | 3.2469 | 0.80848 | 4 | 0.055431
59192 | 9.75 | 1 | 365 | 11.0691 | 0.43801 | 11 | 0.50715
40009 | 9.72 | 1 | 365 | 11.0351 | 0.33513 | 11 | 0.37021
60262 | 8.06 | 1 | 365 | 9.1505 | 0.64209 | 9 | 0.79258
59120 | 6.24 | 1 | 365 | 7.0842 | 0.40033 | 7 | 0.48458
60340 | 2.915 | 1 | 365 | 3.3094 | 0.99711 | 4 | 0.3065
60342 | 5.46 | 1 | 365 | 6.1987 | 0.72529 | 6 | 0.924
50031 | 6.48 | 1 | 365 | 7.3567 | 0.22342 | 7 | 0.58014
35657 | 1997.56 | 0.9 | 365 | 2041.0397 | 0.64073 | 2041 | 0.68042
50246 | 6.36 | 1 | 365 | 7.2205 | 0.81187 | 8 | 0.032357
50516 | 6.095 | 1 | 365 | 6.9196 | 0.90305 | 7 | 0.82268
50255 | 10.6 | 1 | 365 | 12.0341 | 0.35312 | 12 | 0.38726
50187 | 7.155 | 1 | 365 | 8.123 | 0.53836 | 8 | 0.6614
26433 | 1187.63 | 1 | 365 | 1348.3116 | 0.02459 | 1348 | 0.33618
50035 | 8.215 | 1 | 365 | 9.3265 | 0.17367 | 9 | 0.50013
50083 | 10.6 | 1 | 365 | 12.0341 | 0.35312 | 12 | 0.38726
50190 | 5.565 | 1 | 365 | 6.3179 | 0.08539 | 6 | 0.40331
50085 | 5.3 | 1 | 365 | 6.0171 | 0.17656 | 6 | 0.19363
59126 | 7.155 | 1 | 365 | 8.123 | 0.53836 | 8 | 0.6614
50765 | 4.77 | 1 | 365 | 5.4154 | 0.35891 | 5 | 0.77427
59118 | 9.62 | 1 | 365 | 10.9215 | 0.99217 | 11 | 0.91372
59135 | 5.46 | 1 | 365 | 6.1987 | 0.72529 | 6 | 0.924
59143 | 8.32 | 1 | 365 | 9.4457 | 0.53377 | 9 | 0.97944
59147 | 6.24 | 1 | 365 | 7.0842 | 0.40033 | 7 | 0.48458
59149 | 5.98 | 1 | 365 | 6.7891 | 0.50865 | 7 | 0.29772
59152 | 6.24 | 1 | 365 | 7.0842 | 0.40033 | 7 | 0.48458
59158 | 5.2 | 1 | 365 | 5.9035 | 0.83361 | 6 | 0.73715
59162 | 9.54 | 1 | 365 | 10.8307 | 0.71781 | 11 | 0.54854
59160 | 5.83 | 1 | 365 | 6.6188 | 0.99422 | 7 | 0.61299
59167 | 6.625 | 1 | 365 | 7.5213 | 0.7207 | 8 | 0.24204
59136 | 3.64 | 1 | 365 | 4.1325 | 0.48353 | 4 | 0.616
59172 | 11.96 | 1 | 365 | 13.5781 | 0.017298 | 13 | 0.59544
59173 | 7.8 | 1 | 365 | 8.8553 | 0.75041 | 9 | 0.60572
59174 | 8.32 | 1 | 365 | 9.4457 | 0.53377 | 9 | 0.97944
59177 | 3.12 | 1 | 365 | 3.5421 | 0.70016 | 4 | 0.24229
59178 | 5.72 | 1 | 365 | 6.4939 | 0.61697 | 7 | 0.11086
58859 | 8.67 | 1 | 365 | 9.843 | 0.73411 | 10 | 0.57713
58633 | 8.19 | 1 | 365 | 9.2981 | 0.087933 | 9 | 0.38601
58590 | 5.7 | 1 | 365 | 6.4712 | 0.54838 | 7 | 0.019565
58584 | 4.08 | 1 | 365 | 4.632 | 0.99252 | 5 | 0.62453
58585 | 8.16 | 1 | 365 | 9.264 | 0.98505 | 10 | 0.24906
57576 | 9.69 | 1 | 365 | 11.001 | 0.23224 | 11 | 0.23326
57573 | 10.8 | 1 | 365 | 12.2612 | 0.039032 | 12 | 0.30023
57510 | 5.4 | 1 | 365 | 6.1306 | 0.51952 | 6 | 0.65011
57511 | 7.2 | 1 | 365 | 8.1741 | 0.69269 | 8 | 0.86682
56442 | 8.4 | 1 | 365 | 9.5365 | 0.80814 | 10 | 0.34462
56758 | 5.4 | 1 | 365 | 6.1306 | 0.51952 | 6 | 0.65011
56436 | 4.75 | 1 | 365 | 5.3927 | 0.29031 | 5 | 0.68297
56433 | 6.63 | 1 | 365 | 7.527 | 0.73785 | 8 | 0.26486
56435 | 12 | 1 | 365 | 13.6236 | 0.15448 | 13 | 0.77803
56165 | 4.2 | 1 | 365 | 4.7682 | 0.40407 | 5 | 0.17231
59019 | 11.118 | 1 | 365 | 12.6222 | 0.12963 | 12 | 0.75185
59260 | 9.36 | 1 | 365 | 10.6264 | 0.10049 | 10 | 0.72686
59262 | 4.16 | 1 | 365 | 4.7228 | 0.26689 | 4 | 0.98972
59263 | 6.24 | 1 | 365 | 7.0842 | 0.40033 | 7 | 0.48458
59264 | 6.5 | 1 | 365 | 7.3794 | 0.29201 | 7 | 0.67143
59265 | 10.4 | 1 | 365 | 11.8071 | 0.66722 | 12 | 0.47429
59266 | 3.18 | 1 | 365 | 3.6102 | 0.90594 | 4 | 0.51618
50389 | 4.77 | 1 | 365 | 5.4154 | 0.35891 | 5 | 0.77427
48374 | 4.94 | 1 | 365 | 5.6084 | 0.94193 | 6 | 0.55029
57262 | 6.76 | 1 | 365 | 7.6746 | 0.18369 | 7 | 0.85829
49543 | 11.655 | 1 | 365 | 13.2319 | 0.97129 | 14 | 0.20316
37308 | 5.04 | 1 | 365 | 5.7219 | 0.28488 | 6 | 0.0067734
59111 | 7.848 | 1 | 365 | 8.9098 | 0.91503 | 9 | 0.82483
58062 | 10.695 | 1 | 365 | 12.142 | 0.67893 | 12 | 0.82092
56179 | 2.943 | 1 | 365 | 3.3412 | 0.093136 | 3 | 0.43431
60127 | 6.25 | 1 | 365 | 7.0956 | 0.43462 | 7 | 0.53022
60125 | 6.6 | 1 | 365 | 7.493 | 0.63496 | 8 | 0.12792
59287 | 3.975 | 1 | 365 | 4.5128 | 0.63242 | 5 | 0.14522
59600 | 8.415 | 1 | 365 | 9.5535 | 0.85958 | 10 | 0.41309
60048 | 5.67 | 1 | 365 | 6.4371 | 0.44549 | 6 | 0.88262
60010 | 8.5 | 1 | 365 | 9.65 | 0.15109 | 9 | 0.80111
59289 | 5.46 | 1 | 365 | 6.1987 | 0.72529 | 6 | 0.924
59646 | 4.08 | 1 | 365 | 4.632 | 0.99252 | 5 | 0.62453
59658 | 6 | 1 | 365 | 6.8118 | 0.57724 | 7 | 0.38902
59656 | 5.4 | 1 | 365 | 6.1306 | 0.51952 | 6 | 0.65011
59657 | 4.2 | 1 | 365 | 4.7682 | 0.40407 | 5 | 0.17231
58860 | 5.4 | 1 | 365 | 6.1306 | 0.51952 | 6 | 0.65011
59324 | 9.54 | 1 | 365 | 10.8307 | 0.71781 | 11 | 0.54854
59508 | 6.36 | 1 | 365 | 7.2205 | 0.81187 | 8 | 0.032357
59328 | 5.2 | 1 | 365 | 5.9035 | 0.83361 | 6 | 0.73715
59371 | 10.08 | 1 | 365 | 11.4438 | 0.56976 | 12 | 0.013547
59628 | 6.625 | 1 | 365 | 7.5213 | 0.7207 | 8 | 0.24204
59637 | 3.825 | 1 | 365 | 4.3425 | 0.11799 | 4 | 0.4605
59376 | 4.24 | 1 | 365 | 4.8137 | 0.54125 | 5 | 0.3549
59380 | 4.48 | 1 | 365 | 5.0861 | 0.36434 | 5 | 0.45047
59661 | 12 | 1 | 365 | 13.6236 | 0.15448 | 13 | 0.77803
59663 | 12.19 | 1 | 365 | 13.8393 | 0.80609 | 14 | 0.64535
59660 | 8.1 | 1 | 365 | 9.1959 | 0.77927 | 9 | 0.97517
59666 | 8.745 | 1 | 365 | 9.9282 | 0.99133 | 10 | 0.91949
59665 | 5.7 | 1 | 365 | 6.4712 | 0.54838 | 7 | 0.019565
59668 | 5.4 | 1 | 365 | 6.1306 | 0.51952 | 6 | 0.65011
59383 | 7 | 1 | 365 | 7.9471 | 0.00678 | 7 | 0.95385
39085 | 9.9 | 1 | 365 | 11.2394 | 0.95245 | 12 | 0.19188
51131 | 5.035 | 1 | 365 | 5.7162 | 0.26773 | 5 | 0.98395
59385 | 4.42 | 1 | 365 | 5.018 | 0.15857 | 5 | 0.17658
50920 | 4.24 | 1 | 365 | 4.8137 | 0.54125 | 5 | 0.3549
50914 | 8.48 | 1 | 365 | 9.6273 | 0.082499 | 9 | 0.70981
51183 | 10.6 | 1 | 365 | 12.0341 | 0.35312 | 12 | 0.38726
59386 | 4.68 | 1 | 365 | 5.3132 | 0.050247 | 5 | 0.36343
51241 | 4.24 | 1 | 365 | 4.8137 | 0.54125 | 5 | 0.3549
59387 | 3.71 | 1 | 365 | 4.2119 | 0.72359 | 4 | 0.93554
49265 | 5.61 | 1 | 365 | 6.369 | 0.23972 | 6 | 0.60873
49276 | 5.61 | 1 | 365 | 6.369 | 0.23972 | 6 | 0.60873
59389 | 6.76 | 1 | 365 | 7.6746 | 0.18369 | 7 | 0.85829
49290 | 11.475 | 1 | 365 | 13.0275 | 0.35397 | 13 | 0.38149
59391 | 9.62 | 1 | 365 | 10.9215 | 0.99217 | 11 | 0.91372
49280 | 12.25 | 1 | 365 | 13.9074 | 0.011865 | 13 | 0.91924
49298 | 9.69 | 1 | 365 | 11.001 | 0.23224 | 11 | 0.23326
49467 | 7.42 | 1 | 365 | 8.4239 | 0.44719 | 8 | 0.87108
49315 | 11.22 | 1 | 365 | 12.738 | 0.47944 | 13 | 0.21746
48700 | 5.98 | 1 | 365 | 6.7891 | 0.50865 | 7 | 0.29772
48698 | 6.2 | 1 | 365 | 7.0388 | 0.26315 | 7 | 0.30198
48711 | 6.5 | 1 | 365 | 7.3794 | 0.29201 | 7 | 0.67143
48734 | 9.75 | 1 | 365 | 11.0691 | 0.43801 | 11 | 0.50715
49135 | 3.71 | 1 | 365 | 4.2119 | 0.72359 | 4 | 0.93554
42451 | 5.98 | 1 | 365 | 6.7891 | 0.50865 | 7 | 0.29772
49443 | 3.71 | 1 | 365 | 4.2119 | 0.72359 | 4 | 0.93554
59692 | 6.095 | 1 | 365 | 6.9196 | 0.90305 | 7 | 0.82268
48058 | 4.77 | 1 | 365 | 5.4154 | 0.35891 | 5 | 0.77427
48416 | 3.3 | 1 | 365 | 3.7465 | 0.31748 | 4 | 0.063959
57547 | 5.3 | 1 | 365 | 6.0171 | 0.17656 | 6 | 0.19363
37606 | 4.94 | 1 | 365 | 5.6084 | 0.94193 | 6 | 0.55029
59794 | 4.68 | 1 | 365 | 5.3132 | 0.050247 | 5 | 0.36343
59795 | 7.54 | 1 | 365 | 8.5601 | 0.85873 | 9 | 0.41886
59859 | 6.6 | 1 | 365 | 7.493 | 0.63496 | 8 | 0.12792
59891 | 8.84 | 1 | 365 | 10.036 | 0.31713 | 10 | 0.35315
59928 | 7.65 | 1 | 365 | 8.685 | 0.23598 | 8 | 0.921
52326 | 8.48 | 1 | 365 | 9.6273 | 0.082499 | 9 | 0.70981
56040 | 7.245 | 1 | 365 | 8.2252 | 0.84702 | 9 | 0.072237
59935 | 2.86 | 1 | 365 | 3.2469 | 0.80848 | 4 | 0.055431
59938 | 9.62 | 1 | 365 | 10.9215 | 0.99217 | 11 | 0.91372
59939 | 3.99 | 1 | 365 | 4.5298 | 0.68386 | 5 | 0.2137
59941 | 5.46 | 1 | 365 | 6.1987 | 0.72529 | 6 | 0.924
59942 | 12.48 | 1 | 365 | 14.1685 | 0.80066 | 14 | 0.96915
59944 | 4.94 | 1 | 365 | 5.6084 | 0.94193 | 6 | 0.55029
59946 | 7.02 | 1 | 365 | 7.9698 | 0.075371 | 8 | 0.045149
59948 | 7.28 | 1 | 365 | 8.265 | 0.96705 | 9 | 0.23201
59999 | 7.28 | 1 | 365 | 8.265 | 0.96705 | 9 | 0.23201
60001 | 5.46 | 1 | 365 | 6.1987 | 0.72529 | 6 | 0.924
60070 | 4.68 | 1 | 365 | 5.3132 | 0.050247 | 5 | 0.36343
60071 | 11.7 | 1 | 365 | 13.283 | 0.12562 | 13 | 0.40858
60074 | 10.92 | 1 | 365 | 12.3974 | 0.45058 | 12 | 0.84801
60076 | 4.94 | 1 | 365 | 5.6084 | 0.94193 | 6 | 0.55029
60080 | 9.62 | 1 | 365 | 10.9215 | 0.99217 | 11 | 0.91372
60082 | 15.34 | 1 | 365 | 17.4154 | 0.60914 | 18 | 0.024584
60104 | 5.51 | 1 | 365 | 6.2555 | 0.89677 | 7 | 0.15225
60106 | 5.4 | 1 | 365 | 6.1306 | 0.51952 | 6 | 0.65011
60107 | 9.62 | 1 | 365 | 10.9215 | 0.99217 | 11 | 0.91372
60111 | 13.26 | 1 | 365 | 15.054 | 0.4757 | 15 | 0.52973
60113 | 5.2 | 1 | 365 | 5.9035 | 0.83361 | 6 | 0.73715
60116 | 7.8 | 1 | 365 | 8.8553 | 0.75041 | 9 | 0.60572
60118 | 5.98 | 1 | 365 | 6.7891 | 0.50865 | 7 | 0.29772
60119 | 7.8 | 1 | 365 | 8.8553 | 0.75041 | 9 | 0.60572
60120 | 9.62 | 1 | 365 | 10.9215 | 0.99217 | 11 | 0.91372
60204 | 7.54 | 1 | 365 | 8.5601 | 0.85873 | 9 | 0.41886
60206 | 10.14 | 1 | 365 | 11.5119 | 0.77554 | 12 | 0.28744
60207 | 4.42 | 1 | 365 | 5.018 | 0.15857 | 5 | 0.17658
60209 | 4.93 | 1 | 365 | 5.597 | 0.90763 | 6 | 0.50464
60216 | 4.86 | 1 | 365 | 5.5175 | 0.66756 | 6 | 0.1851
60227 | 9.36 | 1 | 365 | 10.6264 | 0.10049 | 10 | 0.72686
60228 | 10.92 | 1 | 365 | 12.3974 | 0.45058 | 12 | 0.84801
60229 | 11.44 | 1 | 365 | 12.9878 | 0.23394 | 13 | 0.22172
60232 | 9.36 | 1 | 365 | 10.6264 | 0.10049 | 10 | 0.72686
60233 | 8.32 | 1 | 365 | 9.4457 | 0.53377 | 9 | 0.97944
60234 | 5.72 | 1 | 365 | 6.4939 | 0.61697 | 7 | 0.11086
60235 | 7.83 | 1 | 365 | 8.8894 | 0.8533 | 9 | 0.74267
60242 | 7.54 | 1 | 365 | 8.5601 | 0.85873 | 9 | 0.41886
60243 | 6.24 | 1 | 365 | 7.0842 | 0.40033 | 7 | 0.48458
60249 | 4.05 | 1 | 365 | 4.5979 | 0.88964 | 5 | 0.48759
60250 | 8.84 | 1 | 365 | 10.036 | 0.31713 | 10 | 0.35315
60231 | 3.38 | 1 | 365 | 3.8373 | 0.59185 | 4 | 0.42915
60253 | 5.72 | 1 | 365 | 6.4939 | 0.61697 | 7 | 0.11086
60255 | 13.26 | 1 | 365 | 15.054 | 0.4757 | 15 | 0.52973
60256 | 4.68 | 1 | 365 | 5.3132 | 0.050247 | 5 | 0.36343
60025 | 2.1 | 1 | 365 | 2.3841 | 0.20203 | 2 | 0.58616
60174 | 12.19 | 1 | 365 | 13.8393 | 0.80609 | 14 | 0.64535
60179 | 4.8 | 1 | 365 | 5.4494 | 0.46179 | 5 | 0.91121
60900 | 9.01 | 1 | 365 | 10.229 | 0.90016 | 11 | 0.12917
59244 | 3 | 1 | 365 | 3.4059 | 0.28862 | 3 | 0.69451
61128 | 3.3 | 1 | 365 | 3.7465 | 0.31748 | 4 | 0.063959
56280 | 5.232 | 1 | 365 | 5.9399 | 0.94335 | 6 | 0.88322
56887 | 5.565 | 1 | 365 | 6.3179 | 0.08539 | 6 | 0.40331
56774 | 5.04 | 1 | 365 | 5.7219 | 0.28488 | 6 | 0.0067734
57795 | 7.245 | 1 | 365 | 8.2252 | 0.84702 | 9 | 0.072237
58066 | 7.194 | 1 | 365 | 8.1673 | 0.67211 | 8 | 0.83943
59337 | 11.6 | 1 | 365 | 13.1694 | 0.78266 | 13 | 0.9521
59476 | 4.675 | 1 | 365 | 5.3075 | 0.033099 | 5 | 0.34061
45698 | 8.175 | 1 | 365 | 9.281 | 0.03649 | 9 | 0.31753
58804 | 6.9 | 1 | 365 | 7.8335 | 0.66383 | 8 | 0.49737
55945 | 8.1 | 1 | 365 | 9.1959 | 0.77927 | 9 | 0.97517
59980 | 13.05 | 1 | 365 | 14.8156 | 0.7555 | 15 | 0.57111
57310 | 3.9 | 1 | 365 | 4.4277 | 0.37521 | 4 | 0.80286
56591 | 4.2 | 1 | 365 | 4.7682 | 0.40407 | 5 | 0.17231
56495 | 9.36 | 1 | 365 | 10.6264 | 0.10049 | 10 | 0.72686
56768 | 11.44 | 1 | 365 | 12.9878 | 0.23394 | 13 | 0.22172
52380 | 5.98 | 1 | 365 | 6.7891 | 0.50865 | 7 | 0.29772
42128 | 10.4 | 1 | 365 | 11.8071 | 0.66722 | 12 | 0.47429
40353 | 3.64 | 1 | 365 | 4.1325 | 0.48353 | 4 | 0.616
56106 | 8.32 | 1 | 365 | 9.4457 | 0.53377 | 9 | 0.97944
60257 | 8.84 | 1 | 365 | 10.036 | 0.31713 | 10 | 0.35315
60258 | 10.92 | 1 | 365 | 12.3974 | 0.45058 | 12 | 0.84801
60259 | 5.98 | 1 | 365 | 6.7891 | 0.50865 | 7 | 0.29772
60260 | 13.26 | 1 | 365 | 15.054 | 0.4757 | 15 | 0.52973
56162 | 2.55 | 1 | 365 | 2.895 | 0.74533 | 3 | 0.64033
56199 | 8.415 | 1 | 365 | 9.5535 | 0.85958 | 10 | 0.41309
60728 | 8.32 | 1 | 365 | 9.4457 | 0.53377 | 9 | 0.97944
61021 | 11.18 | 1 | 365 | 12.6926 | 0.34226 | 13 | 0.034866
61099 | 9.88 | 1 | 365 | 11.2167 | 0.88386 | 12 | 0.10058
61105 | 5.3 | 1 | 365 | 6.0171 | 0.17656 | 6 | 0.19363
56373 | 7.905 | 1 | 365 | 8.9745 | 0.11051 | 9 | 0.085029
56428 | 6.625 | 1 | 365 | 7.5213 | 0.7207 | 8 | 0.24204
56868 | 8.16 | 1 | 365 | 9.264 | 0.98505 | 10 | 0.24906
56937 | 7.65 | 1 | 365 | 8.685 | 0.23598 | 8 | 0.921
57061 | 4.59 | 1 | 365 | 5.211 | 0.74159 | 5 | 0.9526
57481 | 14.025 | 1 | 365 | 15.9225 | 0.099299 | 16 | 0.021825
57577 | 5.61 | 1 | 365 | 6.369 | 0.23972 | 6 | 0.60873
57584 | 4.845 | 1 | 365 | 5.5005 | 0.61612 | 6 | 0.11663
57597 | 7.54 | 1 | 365 | 8.5601 | 0.85873 | 9 | 0.41886
57603 | 4.16 | 1 | 365 | 4.7228 | 0.26689 | 4 | 0.98972
57724 | 7.905 | 1 | 365 | 8.9745 | 0.11051 | 9 | 0.085029
58102 | 5.565 | 1 | 365 | 6.3179 | 0.08539 | 6 | 0.40331
57834 | 2.6 | 1 | 365 | 2.9518 | 0.9168 | 3 | 0.86857
57867 | 2.6 | 1 | 365 | 2.9518 | 0.9168 | 3 | 0.86857
57911 | 10.8 | 1 | 365 | 12.2612 | 0.039032 | 12 | 0.30023
58495 | 6.76 | 1 | 365 | 7.6746 | 0.18369 | 7 | 0.85829
57918 | 3.64 | 1 | 365 | 4.1325 | 0.48353 | 4 | 0.616
48559 | 8.67 | 1 | 365 | 9.843 | 0.73411 | 10 | 0.57713
58618 | 3.06 | 1 | 365 | 3.474 | 0.49439 | 3 | 0.9684
58651 | 9.62 | 1 | 365 | 10.9215 | 0.99217 | 11 | 0.91372
58723 | 3.64 | 1 | 365 | 4.1325 | 0.48353 | 4 | 0.616
38867 | 3.9 | 1 | 365 | 4.4277 | 0.37521 | 4 | 0.80286
37847 | 3.12 | 1 | 365 | 3.5421 | 0.70016 | 4 | 0.24229
50398 | 12.75 | 1 | 365 | 14.475 | 0.72663 | 15 | 0.20166
39570 | 2.86 | 1 | 365 | 3.2469 | 0.80848 | 4 | 0.055431
39506 | 5.94 | 1 | 365 | 6.7437 | 0.37147 | 7 | 0.11513
39311 | 7.8 | 1 | 365 | 8.8553 | 0.75041 | 9 | 0.60572
40488 | 2.55 | 1 | 365 | 2.895 | 0.74533 | 3 | 0.64033
42095 | 11.985 | 1 | 365 | 13.6065 | 0.10304 | 13 | 0.70956
41672 | 9.36 | 1 | 365 | 10.6264 | 0.10049 | 10 | 0.72686
46637 | 4.42 | 1 | 365 | 5.018 | 0.15857 | 5 | 0.17658
43177 | 9.88 | 1 | 365 | 11.2167 | 0.88386 | 12 | 0.10058
39929 | 4.16 | 1 | 365 | 4.7228 | 0.26689 | 4 | 0.98972
50582 | 4.68 | 1 | 365 | 5.3132 | 0.050247 | 5 | 0.36343
56888 | 6.24 | 1 | 365 | 7.0842 | 0.40033 | 7 | 0.48458
56529 | 6.76 | 1 | 365 | 7.6746 | 0.18369 | 7 | 0.85829
39906 | 3.12 | 1 | 365 | 3.5421 | 0.70016 | 4 | 0.24229
56228 | 6.09 | 1 | 365 | 6.914 | 0.8859 | 7 | 0.79985
56400 | 7.83 | 1 | 365 | 8.8894 | 0.8533 | 9 | 0.74267
56445 | 5 | 1 | 365 | 5.6765 | 0.1477 | 5 | 0.82418
58436 | 5.415 | 1 | 365 | 6.1476 | 0.57096 | 6 | 0.71859
41181 | 5.46 | 1 | 365 | 6.1987 | 0.72529 | 6 | 0.924
55866 | 5.1 | 1 | 365 | 5.79 | 0.49065 | 6 | 0.28066
49415 | 5.3 | 1 | 365 | 6.0171 | 0.17656 | 6 | 0.19363
60327 | 6.24 | 1 | 365 | 7.0842 | 0.40033 | 7 | 0.48458
60338 | 5.8 | 1 | 365 | 6.5847 | 0.89133 | 7 | 0.47605
60371 | 4.42 | 1 | 365 | 5.018 | 0.15857 | 5 | 0.17658
49838 | 16.2 | 1 | 365 | 18.3918 | 0.55855 | 18 | 0.95034
60529 | 11.2 | 1 | 365 | 12.7153 | 0.41085 | 13 | 0.12616
60567 | 7.8 | 1 | 365 | 8.8553 | 0.75041 | 9 | 0.60572
57848 | 11.02 | 1 | 365 | 12.511 | 0.79353 | 13 | 0.30449
57997 | 8.48 | 1 | 365 | 9.6273 | 0.082499 | 9 | 0.70981
58218 | 10.14 | 1 | 365 | 11.5119 | 0.77554 | 12 | 0.28744
58595 | 6.89 | 1 | 365 | 7.8222 | 0.62953 | 8 | 0.45172
40333 | 4.68 | 1 | 365 | 5.3132 | 0.050247 | 5 | 0.36343
38905 | 9.88 | 1 | 365 | 11.2167 | 0.88386 | 12 | 0.10058
38780 | 9.88 | 1 | 365 | 11.2167 | 0.88386 | 12 | 0.10058
50063 | 5.559 | 1 | 365 | 6.3111 | 0.064813 | 6 | 0.37592
37981 | 12.16 | 1 | 365 | 13.8052 | 0.70321 | 14 | 0.50841
46748 | 9.54 | 1 | 365 | 10.8307 | 0.71781 | 11 | 0.54854
38555 | 10.25 | 1 | 365 | 11.6368 | 0.15278 | 11 | 0.78957
45110 | 6.16 | 1 | 365 | 6.9934 | 0.12597 | 7 | 0.11939
45675 | 7.245 | 1 | 365 | 8.2252 | 0.84702 | 9 | 0.072237
42489 | 4.76 | 1 | 365 | 5.404 | 0.32461 | 5 | 0.72862
41816 | 4.68 | 1 | 365 | 5.3132 | 0.050247 | 5 | 0.36343
49791 | 12.16 | 1 | 365 | 13.8052 | 0.70321 | 14 | 0.50841
45253 | 8.1 | 1 | 365 | 9.1959 | 0.77927 | 9 | 0.97517
45688 | 10.14 | 1 | 365 | 11.5119 | 0.77554 | 12 | 0.28744
59353 | 7.2 | 1 | 365 | 8.1741 | 0.69269 | 8 | 0.86682
58753 | 9 | 1 | 365 | 10.2177 | 0.86586 | 11 | 0.083524
58885 | 21.6 | 1 | 365 | 24.5224 | 0.078064 | 24 | 0.60046
57924 | 4.08 | 1 | 365 | 4.632 | 0.99252 | 5 | 0.62453
55246 | 6 | 1 | 365 | 6.8118 | 0.57724 | 7 | 0.38902
57458 | 5.72 | 1 | 365 | 6.4939 | 0.61697 | 7 | 0.11086
58293 | 9.36 | 1 | 365 | 10.6264 | 0.10049 | 10 | 0.72686
58300 | 20.8 | 1 | 365 | 23.6142 | 0.33443 | 23 | 0.94859
58313 | 7.56 | 1 | 365 | 8.5828 | 0.92732 | 9 | 0.51016
58403 | 7.28 | 1 | 365 | 8.265 | 0.96705 | 9 | 0.23201
58993 | 5.2 | 1 | 365 | 5.9035 | 0.83361 | 6 | 0.73715
58976 | 2.86 | 1 | 365 | 3.2469 | 0.80848 | 4 | 0.055431
59035 | 7.28 | 1 | 365 | 8.265 | 0.96705 | 9 | 0.23201
59038 | 5.94 | 1 | 365 | 6.7437 | 0.37147 | 7 | 0.11513
55993 | 5.2 | 1 | 365 | 5.9035 | 0.83361 | 6 | 0.73715
55832 | 4.94 | 1 | 365 | 5.6084 | 0.94193 | 6 | 0.55029
44110 | 10.25 | 1 | 365 | 11.6368 | 0.15278 | 11 | 0.78957
43800 | 11.475 | 1 | 365 | 13.0275 | 0.35397 | 13 | 0.38149
44123 | 11.475 | 1 | 365 | 13.0275 | 0.35397 | 13 | 0.38149
51212 | 10.25 | 1 | 365 | 11.6368 | 0.15278 | 11 | 0.78957
46302 | 11 | 1 | 365 | 12.4883 | 0.72494 | 13 | 0.2132
44441 | 10.965 | 1 | 365 | 12.4485 | 0.60491 | 13 | 0.053427
50197 | 10.75 | 1 | 365 | 12.2044 | 0.86755 | 13 | 0.071987
38413 | 10.455 | 1 | 365 | 11.8695 | 0.85584 | 12 | 0.72536
38580 | 11.475 | 1 | 365 | 13.0275 | 0.35397 | 13 | 0.38149
50543 | 11.25 | 1 | 365 | 12.7721 | 0.58232 | 13 | 0.3544
38534 | 11.475 | 1 | 365 | 13.0275 | 0.35397 | 13 | 0.38149
50091 | 10.965 | 1 | 365 | 12.4485 | 0.60491 | 13 | 0.053427
45230 | 10.75 | 1 | 365 | 12.2044 | 0.86755 | 13 | 0.071987
54315 | 10.71 | 1 | 365 | 12.159 | 0.73037 | 12 | 0.88939
50198 | 11.475 | 1 | 365 | 13.0275 | 0.35397 | 13 | 0.38149
44362 | 3.64 | 1 | 365 | 4.1325 | 0.48353 | 4 | 0.616
49400 | 7.56 | 1 | 365 | 8.5828 | 0.92732 | 9 | 0.51016
37510 | 24.852 | 1 | 365 | 28.2144 | 0.23093 | 28 | 0.4453
43850 | 13.34 | 1 | 365 | 15.1448 | 0.75006 | 15 | 0.89491
59978 | 6.38 | 1 | 365 | 7.2432 | 0.88047 | 8 | 0.12365
29901 | 20.52 | 1 | 365 | 23.2963 | 0.37416 | 23 | 0.67043
49826 | 5.2 | 1 | 365 | 5.9035 | 0.83361 | 6 | 0.73715
50117 | 6.38 | 1 | 365 | 7.2432 | 0.88047 | 8 | 0.12365
45062 | 7.035 | 1 | 365 | 7.9868 | 0.12681 | 8 | 0.11362
45047 | 9.18 | 1 | 365 | 10.422 | 0.48318 | 10 | 0.90519
57693 | 9.66 | 1 | 365 | 10.967 | 0.12936 | 11 | 0.096316
59738 | 6.5 | 1 | 365 | 7.3794 | 0.29201 | 7 | 0.67143
53878 | 10.6 | 1 | 365 | 12.0341 | 0.35312 | 12 | 0.38726
48799 | 13.515 | 1 | 365 | 15.3435 | 0.35023 | 15 | 0.69376
55569 | 9.54 | 1 | 365 | 10.8307 | 0.71781 | 11 | 0.54854
55680 | 8.745 | 1 | 365 | 9.9282 | 0.99133 | 10 | 0.91949
55684 | 9.805 | 1 | 365 | 11.1316 | 0.62664 | 11 | 0.75822
55787 | 8.745 | 1 | 365 | 9.9282 | 0.99133 | 10 | 0.91949
45130 | 9.805 | 1 | 365 | 11.1316 | 0.62664 | 11 | 0.75822
44478 | 11.66 | 1 | 365 | 13.2376 | 0.98844 | 14 | 0.22599
44489 | 6.625 | 1 | 365 | 7.5213 | 0.7207 | 8 | 0.24204
47376 | 10.335 | 1 | 365 | 11.7333 | 0.4443 | 12 | 0.17758
48480 | 10.6 | 1 | 365 | 12.0341 | 0.35312 | 12 | 0.38726
56114 | 7.42 | 1 | 365 | 8.4239 | 0.44719 | 8 | 0.87108
56333 | 9.01 | 1 | 365 | 10.229 | 0.90016 | 11 | 0.12917
56337 | 9.54 | 1 | 365 | 10.8307 | 0.71781 | 11 | 0.54854
56341 | 9.805 | 1 | 365 | 11.1316 | 0.62664 | 11 | 0.75822
56890 | 8.48 | 1 | 365 | 9.6273 | 0.082499 | 9 | 0.70981
57008 | 9.54 | 1 | 365 | 10.8307 | 0.71781 | 11 | 0.54854
57073 | 8.745 | 1 | 365 | 9.9282 | 0.99133 | 10 | 0.91949
57222 | 9.805 | 1 | 365 | 11.1316 | 0.62664 | 11 | 0.75822
57226 | 9.01 | 1 | 365 | 10.229 | 0.90016 | 11 | 0.12917
57232 | 6.625 | 1 | 365 | 7.5213 | 0.7207 | 8 | 0.24204
57292 | 8.745 | 1 | 365 | 9.9282 | 0.99133 | 10 | 0.91949
57304 | 8.48 | 1 | 365 | 9.6273 | 0.082499 | 9 | 0.70981
57570 | 7.685 | 1 | 365 | 8.7247 | 0.35601 | 9 | 0.080765
57739 | 10.6 | 1 | 365 | 12.0341 | 0.35312 | 12 | 0.38726
57995 | 7.42 | 1 | 365 | 8.4239 | 0.44719 | 8 | 0.87108
58094 | 11 | 1 | 365 | 12.4883 | 0.72494 | 13 | 0.2132
58161 | 9.805 | 1 | 365 | 11.1316 | 0.62664 | 11 | 0.75822
58199 | 8.48 | 1 | 365 | 9.6273 | 0.082499 | 9 | 0.70981
58205 | 10.6 | 1 | 365 | 12.0341 | 0.35312 | 12 | 0.38726
58377 | 10.6 | 1 | 365 | 12.0341 | 0.35312 | 12 | 0.38726
58453 | 5.3 | 1 | 365 | 6.0171 | 0.17656 | 6 | 0.19363
58743 | 5.32 | 1 | 365 | 6.0398 | 0.24515 | 6 | 0.28493
58777 | 9.01 | 1 | 365 | 10.229 | 0.90016 | 11 | 0.12917
58778 | 10.6 | 1 | 365 | 12.0341 | 0.35312 | 12 | 0.38726
58826 | 9.8 | 1 | 365 | 11.1259 | 0.60949 | 11 | 0.73539
58828 | 5.88 | 1 | 365 | 6.6755 | 0.1657 | 6 | 0.84124
58852 | 8.745 | 1 | 365 | 9.9282 | 0.99133 | 10 | 0.91949
58924 | 6.625 | 1 | 365 | 7.5213 | 0.7207 | 8 | 0.24204
58925 | 10.6 | 1 | 365 | 12.0341 | 0.35312 | 12 | 0.38726
58929 | 10.92 | 1 | 365 | 12.3974 | 0.45058 | 12 | 0.84801
59138 | 9.54 | 1 | 365 | 10.8307 | 0.71781 | 11 | 0.54854
59246 | 9.54 | 1 | 365 | 10.8307 | 0.71781 | 11 | 0.54854
56579 | 6.625 | 1 | 365 | 7.5213 | 0.7207 | 8 | 0.24204
42735 | 11.825 | 1 | 365 | 13.4249 | 0.55431 | 13 | 0.97919
48742 | 11.22 | 1 | 365 | 12.738 | 0.47944 | 13 | 0.21746
56044 | 9.36 | 1 | 365 | 10.6264 | 0.10049 | 10 | 0.72686
56046 | 12.48 | 1 | 365 | 14.1685 | 0.80066 | 14 | 0.96915
56047 | 5.98 | 1 | 365 | 6.7891 | 0.50865 | 7 | 0.29772
58459 | 16.38 | 1 | 365 | 18.5961 | 0.17587 | 18 | 0.77201
48786 | 12.48 | 1 | 365 | 14.1685 | 0.80066 | 14 | 0.96915
56565 | 6.24 | 1 | 365 | 7.0842 | 0.40033 | 7 | 0.48458
58572 | 2.68 | 1 | 365 | 3.0426 | 0.19117 | 3 | 0.23376
48019 | 2.915 | 1 | 365 | 3.3094 | 0.99711 | 4 | 0.3065
56307 | 3.18 | 1 | 365 | 3.6102 | 0.90594 | 4 | 0.51618
38282 | 5.67 | 1 | 365 | 6.4371 | 0.44549 | 6 | 0.88262
46148 | 12.6 | 1 | 365 | 14.3047 | 0.2122 | 14 | 0.51693
46228 | 5.7 | 1 | 365 | 6.4712 | 0.54838 | 7 | 0.019565
36806 | 6 | 1 | 365 | 6.8118 | 0.57724 | 7 | 0.38902
48026 | 6 | 1 | 365 | 6.8118 | 0.57724 | 7 | 0.38902
45023 | 10.25 | 1 | 365 | 11.6368 | 0.15278 | 11 | 0.78957
45012 | 7.14 | 1 | 365 | 8.106 | 0.48692 | 8 | 0.59293
58372 | 7.15 | 1 | 365 | 8.1174 | 0.52121 | 8 | 0.63858
58541 | 5.72 | 1 | 365 | 6.4939 | 0.61697 | 7 | 0.11086
58542 | 4.42 | 1 | 365 | 5.018 | 0.15857 | 5 | 0.17658
58543 | 2.86 | 1 | 365 | 3.2469 | 0.80848 | 4 | 0.055431
58544 | 11.18 | 1 | 365 | 12.6926 | 0.34226 | 13 | 0.034866
58820 | 3.78 | 1 | 365 | 4.2914 | 0.96366 | 5 | 0.25508
59033 | 10.6 | 1 | 365 | 12.0341 | 0.35312 | 12 | 0.38726
56639 | 4.5 | 1 | 365 | 5.1088 | 0.43293 | 5 | 0.54176
53820 | 5.72 | 1 | 365 | 6.4939 | 0.61697 | 7 | 0.11086
27545 | 8.16 | 1 | 365 | 9.264 | 0.98505 | 10 | 0.24906
58247 | 5.25 | 1 | 365 | 5.9603 | 0.005085 | 5 | 0.96539
58628 | 5.1 | 1 | 365 | 5.79 | 0.49065 | 6 | 0.28066
43625 | 5.13 | 1 | 365 | 5.8241 | 0.59354 | 6 | 0.41761
47543 | 6.25 | 1 | 365 | 7.0956 | 0.43462 | 7 | 0.53022
59729 | 2.12 | 1 | 365 | 2.4068 | 0.27062 | 2 | 0.67745
38575 | 11.5 | 1 | 365 | 13.0559 | 0.43971 | 13 | 0.49561
41987 | 11.5 | 1 | 365 | 13.0559 | 0.43971 | 13 | 0.49561
54147 | 11.75 | 1 | 365 | 13.3397 | 0.29709 | 13 | 0.63682
54060 | 12.5 | 1 | 365 | 14.1912 | 0.86925 | 15 | 0.06045
51211 | 11.475 | 1 | 365 | 13.0275 | 0.35397 | 13 | 0.38149
49381 | 10.75 | 1 | 365 | 12.2044 | 0.86755 | 13 | 0.071987
58787 | 4.335 | 1 | 365 | 4.9215 | 0.86706 | 5 | 0.78856
60275 | 8.58 | 1 | 365 | 9.7408 | 0.42545 | 10 | 0.16629
60254 | 13.26 | 1 | 365 | 15.054 | 0.4757 | 15 | 0.52973
45974 | 10.14 | 1 | 365 | 11.5119 | 0.77554 | 12 | 0.28744
60362 | 4.68 | 1 | 365 | 5.3132 | 0.050247 | 5 | 0.36343
47485 | 7.8 | 1 | 365 | 8.8553 | 0.75041 | 9 | 0.60572
60331 | 13.26 | 1 | 365 | 15.054 | 0.4757 | 15 | 0.52973
50563 | 9.88 | 1 | 365 | 11.2167 | 0.88386 | 12 | 0.10058
60333 | 5.46 | 1 | 365 | 6.1987 | 0.72529 | 6 | 0.924
60323 | 9.62 | 1 | 365 | 10.9215 | 0.99217 | 11 | 0.91372
58053 | 9.75 | 1 | 365 | 11.0691 | 0.43801 | 11 | 0.50715
60284 | 5.98 | 1 | 365 | 6.7891 | 0.50865 | 7 | 0.29772
38399 | 11.5 | 1 | 365 | 13.0559 | 0.43971 | 13 | 0.49561
39132 | 11.5 | 1 | 365 | 13.0559 | 0.43971 | 13 | 0.49561
41799 | 8.06 | 1 | 365 | 9.1505 | 0.64209 | 9 | 0.79258
58518 | 3.6 | 1 | 365 | 4.0871 | 0.34634 | 4 | 0.43341
58732 | 7.5 | 1 | 365 | 8.5147 | 0.72155 | 9 | 0.23627
60890 | 3 | 1 | 365 | 3.4059 | 0.28862 | 3 | 0.69451
55335 | 6.89 | 1 | 365 | 7.8222 | 0.62953 | 8 | 0.45172
41983 | 10.2 | 1 | 365 | 11.58 | 0.98131 | 12 | 0.56133
60994 | 18.9 | 1 | 365 | 21.4571 | 0.81831 | 22 | 0.2754
60992 | 9.6 | 1 | 365 | 10.8988 | 0.92358 | 11 | 0.82243
60989 | 5.3 | 1 | 365 | 6.0171 | 0.17656 | 6 | 0.19363
60914 | 12.19 | 1 | 365 | 13.8393 | 0.80609 | 14 | 0.64535
49037 | 6.24 | 1 | 365 | 7.0842 | 0.40033 | 7 | 0.48458
55588 | 11.2 | 1 | 365 | 12.7153 | 0.41085 | 13 | 0.12616
38609 | 6.4 | 1 | 365 | 7.2659 | 0.94906 | 8 | 0.21495
43058 | 8.829 | 1 | 365 | 10.0235 | 0.27941 | 10 | 0.30294
59438 | 5.985 | 1 | 365 | 6.7947 | 0.5258 | 7 | 0.32054
59433 | 6.24 | 1 | 365 | 7.0842 | 0.40033 | 7 | 0.48458
59210 | 6.54 | 1 | 365 | 7.4248 | 0.42919 | 7 | 0.85403
59217 | 5.232 | 1 | 365 | 5.9399 | 0.94335 | 6 | 0.88322
58471 | 7.56 | 1 | 365 | 8.5828 | 0.92732 | 9 | 0.51016
59142 | 4.8 | 1 | 365 | 5.4494 | 0.46179 | 5 | 0.91121
58464 | 10.08 | 1 | 365 | 11.4438 | 0.56976 | 12 | 0.013547
58067 | 6.615 | 1 | 365 | 7.51 | 0.68641 | 8 | 0.19639
58423 | 6.21 | 1 | 365 | 7.0502 | 0.29744 | 7 | 0.34763
58441 | 6.3 | 1 | 365 | 7.1524 | 0.6061 | 7 | 0.75847
58050 | 11.025 | 1 | 365 | 12.5166 | 0.81068 | 13 | 0.32732
57998 | 3.6 | 1 | 365 | 4.0871 | 0.34634 | 4 | 0.43341
58021 | 4.251 | 1 | 365 | 4.8261 | 0.57897 | 5 | 0.40512
57742 | 10.85 | 1 | 365 | 12.318 | 0.21051 | 12 | 0.52847
57981 | 4.08 | 1 | 365 | 4.632 | 0.99252 | 5 | 0.62453
57416 | 4.5 | 1 | 365 | 5.1088 | 0.43293 | 5 | 0.54176
57634 | 7.4 | 1 | 365 | 8.4012 | 0.3786 | 8 | 0.77979
57722 | 13.02 | 1 | 365 | 14.7816 | 0.65261 | 15 | 0.43416
56508 | 3.465 | 1 | 365 | 3.9338 | 0.88336 | 4 | 0.81716
57341 | 3.78 | 1 | 365 | 4.2914 | 0.96366 | 5 | 0.25508
56304 | 5.355 | 1 | 365 | 6.0795 | 0.36519 | 6 | 0.4447
45816 | 11.025 | 1 | 365 | 12.5166 | 0.81068 | 13 | 0.32732
51239 | 11.34 | 1 | 365 | 12.8743 | 0.89098 | 13 | 0.76524
58856 | 10.08 | 1 | 365 | 11.4438 | 0.56976 | 12 | 0.013547
60006 | 7.56 | 1 | 365 | 8.5828 | 0.92732 | 9 | 0.51016
60009 | 10.2 | 1 | 365 | 11.58 | 0.98131 | 12 | 0.56133
59602 | 13.86 | 1 | 365 | 15.7352 | 0.53342 | 16 | 0.26863
59652 | 6.5 | 1 | 365 | 7.3794 | 0.29201 | 7 | 0.67143
58858 | 3.99 | 1 | 365 | 4.5298 | 0.68386 | 5 | 0.2137
58634 | 7.8 | 1 | 365 | 8.8553 | 0.75041 | 9 | 0.60572
58653 | 13.5 | 1 | 365 | 15.3265 | 0.29879 | 15 | 0.62529
56783 | 5.1 | 1 | 365 | 5.79 | 0.49065 | 6 | 0.28066
56441 | 6.3 | 1 | 365 | 7.1524 | 0.6061 | 7 | 0.75847
56430 | 3.6 | 1 | 365 | 4.0871 | 0.34634 | 4 | 0.43341
41543 | 17.64 | 1 | 365 | 20.0266 | 0.49709 | 20 | 0.52371
48900 | 8.25 | 1 | 365 | 9.3662 | 0.29371 | 9 | 0.6599
48924 | 12.1 | 1 | 365 | 13.7371 | 0.49743 | 14 | 0.23452
37527 | 11.97 | 1 | 365 | 13.5895 | 0.051594 | 13 | 0.64109
58954 | 3.92 | 1 | 365 | 4.4504 | 0.4438 | 4 | 0.89416
60155 | 13.23 | 1 | 365 | 15.02 | 0.37281 | 15 | 0.39278
58776 | 9.69 | 1 | 365 | 11.001 | 0.23224 | 11 | 0.23326
56180 | 4.8 | 1 | 365 | 5.4494 | 0.46179 | 5 | 0.91121
58615 | 6.05 | 1 | 365 | 6.8685 | 0.74872 | 7 | 0.61726
59329 | 8.58 | 1 | 365 | 9.7408 | 0.42545 | 10 | 0.16629
56944 | 4.68 | 1 | 365 | 5.3132 | 0.050247 | 5 | 0.36343
57207 | 13 | 1 | 365 | 14.7588 | 0.58402 | 15 | 0.34287
46651 | 7.8 | 1 | 365 | 8.8553 | 0.75041 | 9 | 0.60572
41599 | 3.12 | 1 | 365 | 3.5421 | 0.70016 | 4 | 0.24229
52984 | 5.2 | 1 | 365 | 5.9035 | 0.83361 | 6 | 0.73715
42766 | 6.89 | 1 | 365 | 7.8222 | 0.62953 | 8 | 0.45172
59577 | 9.805 | 1 | 365 | 11.1316 | 0.62664 | 11 | 0.75822
60270 | 6.89 | 1 | 365 | 7.8222 | 0.62953 | 8 | 0.45172
57230 | 10.2 | 1 | 365 | 11.58 | 0.98131 | 12 | 0.56133
58039 | 7.56 | 1 | 365 | 8.5828 | 0.92732 | 9 | 0.51016
56312 | 8.19 | 1 | 365 | 9.2981 | 0.087933 | 9 | 0.38601
44169 | 9.99 | 1 | 365 | 11.3416 | 0.2611 | 11 | 0.60271
46231 | 10.8 | 1 | 365 | 12.2612 | 0.039032 | 12 | 0.30023
58632 | 4.75 | 1 | 365 | 5.3927 | 0.29031 | 5 | 0.68297
56439 | 5.355 | 1 | 365 | 6.0795 | 0.36519 | 6 | 0.4447
59313 | 9.1 | 1 | 365 | 10.3312 | 0.20881 | 10 | 0.54001
31899 | 8.06 | 1 | 365 | 9.1505 | 0.64209 | 9 | 0.79258
58631 | 13 | 1 | 365 | 14.7588 | 0.58402 | 15 | 0.34287
37751 | 7.54 | 1 | 365 | 8.5601 | 0.85873 | 9 | 0.41886
51611 | 7.02 | 1 | 365 | 7.9698 | 0.075371 | 8 | 0.045149
55354 | 3.64 | 1 | 365 | 4.1325 | 0.48353 | 4 | 0.616
59235 | 7.42 | 1 | 365 | 8.4239 | 0.44719 | 8 | 0.87108
56616 | 6.24 | 1 | 365 | 7.0842 | 0.40033 | 7 | 0.48458
58808 | 8.06 | 1 | 365 | 9.1505 | 0.64209 | 9 | 0.79258
58507 | 10.92 | 1 | 365 | 12.3974 | 0.45058 | 12 | 0.84801
58766 | 3.71 | 1 | 365 | 4.2119 | 0.72359 | 4 | 0.93554
58470 | 5.72 | 1 | 365 | 6.4939 | 0.61697 | 7 | 0.11086
59206 | 2.86 | 1 | 365 | 3.2469 | 0.80848 | 4 | 0.055431
59144 | 10.07 | 1 | 365 | 11.4324 | 0.53547 | 11 | 0.9679
58493 | 5.035 | 1 | 365 | 5.7162 | 0.26773 | 5 | 0.98395
57096 | 4.94 | 1 | 365 | 5.6084 | 0.94193 | 6 | 0.55029
52060 | 8.84 | 1 | 365 | 10.036 | 0.31713 | 10 | 0.35315
58639 | 7.42 | 1 | 365 | 8.4239 | 0.44719 | 8 | 0.87108
59168 | 4.77 | 1 | 365 | 5.4154 | 0.35891 | 5 | 0.77427
58568 | 10.07 | 1 | 365 | 11.4324 | 0.53547 | 11 | 0.9679
59212 | 4.77 | 1 | 365 | 5.4154 | 0.35891 | 5 | 0.77427
58779 | 14.04 | 1 | 365 | 15.9396 | 0.15074 | 16 | 0.090297
58646 | 3.12 | 1 | 365 | 3.5421 | 0.70016 | 4 | 0.24229
59616 | 5.3 | 1 | 365 | 6.0171 | 0.17656 | 6 | 0.19363
14850 | 3.43 | 1 | 365 | 3.8941 | 0.76332 | 4 | 0.65739
32943 | 6.24 | 1 | 365 | 7.0842 | 0.40033 | 7 | 0.48458
16842 | 4.335 | 1 | 365 | 4.9215 | 0.86706 | 5 | 0.78856
19787 | 5 | 1 | 365 | 5.6765 | 0.1477 | 5 | 0.82418
52323 | 2.86 | 1 | 365 | 3.2469 | 0.80848 | 4 | 0.055431
31694 | 3.38 | 1 | 365 | 3.8373 | 0.59185 | 4 | 0.42915
57940 | 12.48 | 1 | 365 | 14.1685 | 0.80066 | 14 | 0.96915
49097 | 9.18 | 1 | 365 | 10.422 | 0.48318 | 10 | 0.90519
32323 | 2.34 | 1 | 365 | 2.6566 | 0.025124 | 2 | 0.68172
24532 | 3.38 | 1 | 365 | 3.8373 | 0.59185 | 4 | 0.42915
59201 | 5.3 | 1 | 365 | 6.0171 | 0.17656 | 6 | 0.19363
58807 | 2.86 | 1 | 365 | 3.2469 | 0.80848 | 4 | 0.055431
58231 | 6.24 | 1 | 365 | 7.0842 | 0.40033 | 7 | 0.48458
57625 | 7.28 | 1 | 365 | 8.265 | 0.96705 | 9 | 0.23201
51721 | 2.08 | 1 | 365 | 2.3614 | 0.13344 | 2 | 0.49486
59202 | 8.48 | 1 | 365 | 9.6273 | 0.082499 | 9 | 0.70981
15600 | 4.9 | 1 | 365 | 5.563 | 0.80475 | 6 | 0.3677
56647 | 11.7 | 1 | 365 | 13.283 | 0.12562 | 13 | 0.40858
54970 | 3.38 | 1 | 365 | 3.8373 | 0.59185 | 4 | 0.42915
59098 | 5.035 | 1 | 365 | 5.7162 | 0.26773 | 5 | 0.98395
29161 | 4.68 | 1 | 365 | 5.3132 | 0.050247 | 5 | 0.36343
20004 | 10.66 | 1 | 365 | 12.1023 | 0.5589 | 12 | 0.66115
19758 | 12.495 | 1 | 365 | 14.1855 | 0.8521 | 15 | 0.037626
16264 | 11.76 | 1 | 365 | 13.3511 | 0.33139 | 13 | 0.68247
17640 | 3.825 | 1 | 365 | 4.3425 | 0.11799 | 4 | 0.4605
52472 | 23.46 | 1 | 365 | 26.634 | 0.45701 | 27 | 0.091053
33063 | 9.18 | 1 | 365 | 10.422 | 0.48318 | 10 | 0.90519
26839 | 4.59 | 1 | 365 | 5.211 | 0.74159 | 5 | 0.9526
14910 | 7.905 | 1 | 365 | 8.9745 | 0.11051 | 9 | 0.085029
29251 | 4.68 | 1 | 365 | 5.3132 | 0.050247 | 5 | 0.36343
29130 | 2.86 | 1 | 365 | 3.2469 | 0.80848 | 4 | 0.055431
57044 | 3.64 | 1 | 365 | 4.1325 | 0.48353 | 4 | 0.616
56911 | 3.9 | 1 | 365 | 4.4277 | 0.37521 | 4 | 0.80286
29140 | 7.54 | 1 | 365 | 8.5601 | 0.85873 | 9 | 0.41886
49372 | 5.72 | 1 | 365 | 6.4939 | 0.61697 | 7 | 0.11086
34688 | 19.88 | 1 | 365 | 22.5697 | 0.17926 | 22 | 0.74894
59874 | 8.32 | 1 | 365 | 9.4457 | 0.53377 | 9 | 0.97944
23964 | 7.8 | 1 | 365 | 8.8553 | 0.75041 | 9 | 0.60572
27617 | 9.1 | 1 | 365 | 10.3312 | 0.20881 | 10 | 0.54001
15873 | 6.5 | 1 | 365 | 7.3794 | 0.29201 | 7 | 0.67143
48819 | 6.76 | 1 | 365 | 7.6746 | 0.18369 | 7 | 0.85829
31750 | 3.9 | 1 | 365 | 4.4277 | 0.37521 | 4 | 0.80286
56538 | 9.36 | 1 | 365 | 10.6264 | 0.10049 | 10 | 0.72686
19892 | 10 | 1 | 365 | 11.353 | 0.2954 | 11 | 0.64836
57660 | 11.66 | 1 | 365 | 13.2376 | 0.98844 | 14 | 0.22599
26751 | 7.28 | 1 | 365 | 8.265 | 0.96705 | 9 | 0.23201
44229 | 6.76 | 1 | 365 | 7.6746 | 0.18369 | 7 | 0.85829
51598 | 4.94 | 1 | 365 | 5.6084 | 0.94193 | 6 | 0.55029
52151 | 7.8 | 1 | 365 | 8.8553 | 0.75041 | 9 | 0.60572
55091 | 13 | 1 | 365 | 14.7588 | 0.58402 | 15 | 0.34287
59291 | 4.94 | 1 | 365 | 5.6084 | 0.94193 | 6 | 0.55029
59292 | 3.71 | 1 | 365 | 4.2119 | 0.72359 | 4 | 0.93554
59378 | 3.445 | 1 | 365 | 3.9111 | 0.81477 | 4 | 0.72586
59379 | 3.18 | 1 | 365 | 3.6102 | 0.90594 | 4 | 0.51618
59451 | 8.835 | 1 | 365 | 10.0303 | 0.29999 | 10 | 0.33033
60022 | 6.3 | 1 | 365 | 7.1524 | 0.6061 | 7 | 0.75847
58025 | 8.19 | 1 | 365 | 9.2981 | 0.087933 | 9 | 0.38601
60237 | 6.867 | 1 | 365 | 7.7961 | 0.55065 | 8 | 0.34673
60244 | 2.5 | 1 | 365 | 2.8382 | 0.57385 | 3 | 0.41209
58731 | 9.88 | 1 | 365 | 11.2167 | 0.88386 | 12 | 0.10058
58485 | 3.51 | 1 | 365 | 3.9849 | 0.037685 | 4 | 0.022574
60399 | 8.4 | 1 | 365 | 9.5365 | 0.80814 | 10 | 0.34462
60288 | 2.75 | 1 | 365 | 3.1221 | 0.43124 | 3 | 0.5533
60404 | 5.7 | 1 | 365 | 6.4712 | 0.54838 | 7 | 0.019565
60314 | 6.12 | 1 | 365 | 6.948 | 0.98878 | 7 | 0.9368
44751 | 6.5 | 1 | 365 | 7.3794 | 0.29201 | 7 | 0.67143
60713 | 9.36 | 1 | 365 | 10.6264 | 0.10049 | 10 | 0.72686
50662 | 8.925 | 1 | 365 | 10.1325 | 0.60864 | 10 | 0.74116
60691 | 5 | 1 | 365 | 5.6765 | 0.1477 | 5 | 0.82418
58872 | 15.6 | 1 | 365 | 17.7106 | 0.50082 | 18 | 0.21144
61523 | 30.5 | 0.9 | 365 | 31.1639 | 0.14087 | 31 | 0.30475
60599 | 6.325 | 1 | 365 | 7.1807 | 0.69184 | 7 | 0.87259
50145 | 9 | 1 | 365 | 10.2177 | 0.86586 | 11 | 0.083524
51265 | 7.848 | 1 | 365 | 8.9098 | 0.91503 | 9 | 0.82483
60624 | 5.7 | 1 | 365 | 6.4712 | 0.54838 | 7 | 0.019565
46834 | 4.5 | 1 | 365 | 5.1088 | 0.43293 | 5 | 0.54176
50278 | 9.8 | 1 | 365 | 11.1259 | 0.60949 | 11 | 0.73539
62117 | 8.215 | 1 | 365 | 9.3265 | 0.17367 | 9 | 0.50013
50263 | 8.7 | 1 | 365 | 9.8771 | 0.837 | 10 | 0.71407
62018 | 4.578 | 1 | 365 | 5.1974 | 0.70043 | 5 | 0.89782
61994 | 10.8 | 1 | 365 | 12.2612 | 0.039032 | 12 | 0.30023
61989 | 16.2 | 1 | 365 | 18.3918 | 0.55855 | 18 | 0.95034
60627 | 6.213 | 1 | 365 | 7.0536 | 0.30773 | 7 | 0.36133
61176 | 6.095 | 1 | 365 | 6.9196 | 0.90305 | 7 | 0.82268
61742 | 5.7 | 1 | 365 | 6.4712 | 0.54838 | 7 | 0.019565
61183 | 6.625 | 1 | 365 | 7.5213 | 0.7207 | 8 | 0.24204
61180 | 12.19 | 1 | 365 | 13.8393 | 0.80609 | 14 | 0.64535
61734 | 11.73 | 1 | 365 | 13.317 | 0.2285 | 13 | 0.54553
60806 | 8.19 | 1 | 365 | 9.2981 | 0.087933 | 9 | 0.38601
61728 | 9.6 | 1 | 365 | 10.8988 | 0.92358 | 11 | 0.82243
61190 | 16.677 | 1 | 365 | 18.9333 | 0.19444 | 19 | 0.12777
60706 | 8.19 | 1 | 365 | 9.2981 | 0.087933 | 9 | 0.38601
61723 | 7.848 | 1 | 365 | 8.9098 | 0.91503 | 9 | 0.82483
61203 | 5.232 | 1 | 365 | 5.9399 | 0.94335 | 6 | 0.88322
61208 | 9.156 | 1 | 365 | 10.3948 | 0.40087 | 10 | 0.79564
61987 | 5.4 | 1 | 365 | 6.1306 | 0.51952 | 6 | 0.65011
61665 | 12.426 | 1 | 365 | 14.1072 | 0.61546 | 14 | 0.72265
61661 | 12.426 | 1 | 365 | 14.1072 | 0.61546 | 14 | 0.72265
61312 | 5.3 | 1 | 365 | 6.0171 | 0.17656 | 6 | 0.19363
61610 | 3.27 | 1 | 365 | 3.7124 | 0.2146 | 3 | 0.92701
61882 | 2.12 | 1 | 365 | 2.4068 | 0.27062 | 2 | 0.67745
61303 | 8.1 | 1 | 365 | 9.1959 | 0.77927 | 9 | 0.97517
61871 | 5.7 | 1 | 365 | 6.4712 | 0.54838 | 7 | 0.019565
61864 | 6.9 | 1 | 365 | 7.8335 | 0.66383 | 8 | 0.49737
61862 | 8.745 | 1 | 365 | 9.9282 | 0.99133 | 10 | 0.91949
61857 | 7.42 | 1 | 365 | 8.4239 | 0.44719 | 8 | 0.87108
60699 | 4.2 | 1 | 365 | 4.7682 | 0.40407 | 5 | 0.17231
61854 | 4.8 | 1 | 365 | 5.4494 | 0.46179 | 5 | 0.91121
60752 | 7.42 | 1 | 365 | 8.4239 | 0.44719 | 8 | 0.87108
60863 | 10.07 | 1 | 365 | 11.4324 | 0.53547 | 11 | 0.9679
60866 | 10.137 | 1 | 365 | 11.5085 | 0.76525 | 12 | 0.27374
61846 | 21.66 | 1 | 365 | 24.5905 | 0.28384 | 24 | 0.87435
61837 | 11.2 | 1 | 365 | 12.7153 | 0.41085 | 13 | 0.12616
61832 | 10.6 | 1 | 365 | 12.0341 | 0.35312 | 12 | 0.38726
61835 | 10.464 | 1 | 365 | 11.8797 | 0.88671 | 12 | 0.76644
61570 | 8.64 | 1 | 365 | 9.809 | 0.63123 | 10 | 0.44018
61569 | 5.4 | 1 | 365 | 6.1306 | 0.51952 | 6 | 0.65011
61564 | 16.35 | 1 | 365 | 18.5621 | 0.072979 | 18 | 0.63507
61307 | 6.9 | 1 | 365 | 7.8335 | 0.66383 | 8 | 0.49737
61560 | 24.525 | 1 | 365 | 27.8431 | 0.10947 | 27 | 0.9526
61306 | 9.483 | 1 | 365 | 10.766 | 0.52233 | 11 | 0.28834
61373 | 5.4 | 1 | 365 | 6.1306 | 0.51952 | 6 | 0.65011
61378 | 9.01 | 1 | 365 | 10.229 | 0.90016 | 11 | 0.12917
61308 | 4.5 | 1 | 365 | 5.1088 | 0.43293 | 5 | 0.54176
61391 | 11.61 | 1 | 365 | 13.1808 | 0.81696 | 13 | 0.99775
61392 | 12 | 1 | 365 | 13.6236 | 0.15448 | 13 | 0.77803
61381 | 6.36 | 1 | 365 | 7.2205 | 0.81187 | 8 | 0.032357
61559 | 13.08 | 1 | 365 | 14.8497 | 0.85838 | 15 | 0.70805
61557 | 4.32 | 1 | 365 | 4.9045 | 0.81561 | 5 | 0.72009
61830 | 9.75 | 1 | 365 | 11.0691 | 0.43801 | 11 | 0.50715
55732 | 4.845 | 1 | 365 | 5.5005 | 0.61612 | 6 | 0.11663
61829 | 6.095 | 1 | 365 | 6.9196 | 0.90305 | 7 | 0.82268
61826 | 8.1 | 1 | 365 | 9.1959 | 0.77927 | 9 | 0.97517
61551 | 6.89 | 1 | 365 | 7.8222 | 0.62953 | 8 | 0.45172
61825 | 6.08 | 1 | 365 | 6.9026 | 0.8516 | 7 | 0.7542
61775 | 3 | 1 | 365 | 3.4059 | 0.28862 | 3 | 0.69451
61750 | 3.18 | 1 | 365 | 3.6102 | 0.90594 | 4 | 0.51618
61548 | 4.575 | 1 | 365 | 5.194 | 0.69015 | 5 | 0.88412
61510 | 9.18 | 1 | 365 | 10.422 | 0.48318 | 10 | 0.90519
61524 | 9.15 | 1 | 365 | 10.388 | 0.38029 | 10 | 0.76825
61507 | 5.985 | 1 | 365 | 6.7947 | 0.5258 | 7 | 0.32054
58322 | 11.18 | 1 | 365 | 12.6926 | 0.34226 | 13 | 0.034866
61545 | 10.26 | 1 | 365 | 11.6481 | 0.18708 | 11 | 0.83522
61396 | 8.1 | 1 | 365 | 9.1959 | 0.77927 | 9 | 0.97517
61395 | 9.805 | 1 | 365 | 11.1316 | 0.62664 | 11 | 0.75822
61527 | 5.6 | 1 | 365 | 6.3577 | 0.20542 | 6 | 0.56308
61512 | 2.94 | 1 | 365 | 3.3378 | 0.082848 | 3 | 0.42062
45539 | 5.7 | 1 | 365 | 6.4712 | 0.54838 | 7 | 0.019565
61654 | 1.962 | 1 | 365 | 2.2275 | 0.72876 | 2 | 0.95621
61824 | 9 | 1 | 365 | 10.2177 | 0.86586 | 11 | 0.083524
61992 | 13.44 | 1 | 365 | 15.2584 | 0.093018 | 15 | 0.3514
58442 | 8.4 | 1 | 365 | 9.5365 | 0.80814 | 10 | 0.34462
31687 | 7.28 | 1 | 365 | 8.265 | 0.96705 | 9 | 0.23201
57429 | 3.12 | 1 | 365 | 3.5421 | 0.70016 | 4 | 0.24229
23157 | 4.68 | 1 | 365 | 5.3132 | 0.050247 | 5 | 0.36343
49086 | 2.6 | 1 | 365 | 2.9518 | 0.9168 | 3 | 0.86857
48099 | 5.83 | 1 | 365 | 6.6188 | 0.99422 | 7 | 0.61299
55329 | 6.5 | 1 | 365 | 7.3794 | 0.29201 | 7 | 0.67143
57621 | 3.38 | 1 | 365 | 3.8373 | 0.59185 | 4 | 0.42915
57747 | 3.38 | 1 | 365 | 3.8373 | 0.59185 | 4 | 0.42915
44471 | 5.3 | 1 | 365 | 6.0171 | 0.17656 | 6 | 0.19363
48443 | 2.915 | 1 | 365 | 3.3094 | 0.99711 | 4 | 0.3065
50055 | 5.3 | 1 | 365 | 6.0171 | 0.17656 | 6 | 0.19363
42785 | 6.325 | 1 | 365 | 7.1807 | 0.69184 | 7 | 0.87259
44491 | 8.48 | 1 | 365 | 9.6273 | 0.082499 | 9 | 0.70981
41059 | 9.6 | 1 | 365 | 10.8988 | 0.92358 | 11 | 0.82243
57370 | 4.24 | 1 | 365 | 4.8137 | 0.54125 | 5 | 0.3549
58810 | 5.565 | 1 | 365 | 6.3179 | 0.08539 | 6 | 0.40331
59063 | 3.12 | 1 | 365 | 3.5421 | 0.70016 | 4 | 0.24229
57046 | 6.5 | 1 | 365 | 7.3794 | 0.29201 | 7 | 0.67143
57173 | 7.28 | 1 | 365 | 8.265 | 0.96705 | 9 | 0.23201
58812 | 6.89 | 1 | 365 | 7.8222 | 0.62953 | 8 | 0.45172
57368 | 5.2 | 1 | 365 | 5.9035 | 0.83361 | 6 | 0.73715
50056 | 12.54 | 1 | 365 | 14.2366 | 0.0064316 | 14 | 0.24304
42737 | 12.9 | 1 | 365 | 14.6453 | 0.24107 | 14 | 0.88638
18455 | 5.61 | 1 | 365 | 6.369 | 0.23972 | 6 | 0.60873
49306 | 6.36 | 1 | 365 | 7.2205 | 0.81187 | 8 | 0.032357
43430 | 9 | 1 | 365 | 10.2177 | 0.86586 | 11 | 0.083524
59200 | 5.232 | 1 | 365 | 5.9399 | 0.94335 | 6 | 0.88322
43437 | 4.25 | 1 | 365 | 4.825 | 0.57554 | 5 | 0.40055
42127 | 8.4 | 1 | 365 | 9.5365 | 0.80814 | 10 | 0.34462
44187 | 8.1 | 1 | 365 | 9.1959 | 0.77927 | 9 | 0.97517
44016 | 7 | 1 | 365 | 7.9471 | 0.00678 | 7 | 0.95385
56885 | 13.05 | 1 | 365 | 14.8156 | 0.7555 | 15 | 0.57111
61571 | 10.08 | 1 | 365 | 11.4438 | 0.56976 | 12 | 0.013547
60626 | 7.68 | 1 | 365 | 8.7191 | 0.33887 | 9 | 0.05794
49764 | 10.24 | 1 | 365 | 11.6254 | 0.11849 | 11 | 0.74392
61357 | 8.96 | 1 | 365 | 10.1723 | 0.72868 | 10 | 0.90093
59662 | 8.4 | 1 | 365 | 9.5365 | 0.80814 | 10 | 0.34462
61398 | 3.6 | 1 | 365 | 4.0871 | 0.34634 | 4 | 0.43341
43362 | 5.4 | 1 | 365 | 6.1306 | 0.51952 | 6 | 0.65011
61362 | 7.8 | 1 | 365 | 8.8553 | 0.75041 | 9 | 0.60572
60012 | 21.9 | 1 | 365 | 24.863 | 0.10693 | 24 | 0.96991
61568 | 9.76 | 1 | 365 | 11.0805 | 0.47231 | 11 | 0.5528
45796 | 13 | 1 | 365 | 14.7588 | 0.58402 | 15 | 0.34287
61402 | 16 | 1 | 365 | 18.1647 | 0.87264 | 19 | 0.037376
57885 | 25 | 1 | 365 | 28.3824 | 0.7385 | 29 | 0.1209
61417 | 9 | 1 | 365 | 10.2177 | 0.86586 | 11 | 0.083524
61473 | 10.464 | 1 | 365 | 11.8797 | 0.88671 | 12 | 0.76644
56976 | 3.71 | 1 | 365 | 4.2119 | 0.72359 | 4 | 0.93554
60580 | 12 | 1 | 365 | 13.6236 | 0.15448 | 13 | 0.77803
59617 | 3.825 | 1 | 365 | 4.3425 | 0.11799 | 4 | 0.4605
60585 | 10.2 | 1 | 365 | 11.58 | 0.98131 | 12 | 0.56133
61097 | 11.16 | 1 | 365 | 12.6699 | 0.27367 | 12 | 0.94357
53263 | 10.464 | 1 | 365 | 11.8797 | 0.88671 | 12 | 0.76644
62081 | 10.137 | 1 | 365 | 11.5085 | 0.76525 | 12 | 0.27374
54896 | 11.985 | 1 | 365 | 13.6065 | 0.10304 | 13 | 0.70956
61644 | 11.34 | 1 | 365 | 12.8743 | 0.89098 | 13 | 0.76524
54540 | 11.25 | 1 | 365 | 12.7721 | 0.58232 | 13 | 0.3544
61651 | 10.4 | 1 | 365 | 11.8071 | 0.66722 | 12 | 0.47429
54003 | 10.965 | 1 | 365 | 12.4485 | 0.60491 | 13 | 0.053427
61741 | 10.44 | 1 | 365 | 11.8525 | 0.8044 | 12 | 0.65689
58291 | 7.02 | 1 | 365 | 7.9698 | 0.075371 | 8 | 0.045149
53913 | 4.94 | 1 | 365 | 5.6084 | 0.94193 | 6 | 0.55029
60000 | 8.06 | 1 | 365 | 9.1505 | 0.64209 | 9 | 0.79258
57318 | 3.71 | 1 | 365 | 4.2119 | 0.72359 | 4 | 0.93554
51723 | 2.6 | 1 | 365 | 2.9518 | 0.9168 | 3 | 0.86857
42755 | 6.05 | 1 | 365 | 6.8685 | 0.74872 | 7 | 0.61726
47722 | 6.12 | 1 | 365 | 6.948 | 0.98878 | 7 | 0.9368
45009 | 5.75 | 1 | 365 | 6.528 | 0.71985 | 7 | 0.24781
26835 | 7.14 | 1 | 365 | 8.106 | 0.48692 | 8 | 0.59293
56951 | 10.14 | 1 | 365 | 11.5119 | 0.77554 | 12 | 0.28744
58166 | 2.915 | 1 | 365 | 3.3094 | 0.99711 | 4 | 0.3065
58214 | 10.14 | 1 | 365 | 11.5119 | 0.77554 | 12 | 0.28744
27250 | 9.62 | 1 | 365 | 10.9215 | 0.99217 | 11 | 0.91372
58457 | 9.62 | 1 | 365 | 10.9215 | 0.99217 | 11 | 0.91372
28219 | 5.2 | 1 | 365 | 5.9035 | 0.83361 | 6 | 0.73715
58710 | 10.335 | 1 | 365 | 11.7333 | 0.4443 | 12 | 0.17758
28987 | 17.595 | 1 | 365 | 19.9755 | 0.34276 | 20 | 0.31829
59293 | 9.54 | 1 | 365 | 10.8307 | 0.71781 | 11 | 0.54854
59117 | 7.95 | 1 | 365 | 9.0256 | 0.26484 | 9 | 0.29045
59325 | 8.745 | 1 | 365 | 9.9282 | 0.99133 | 10 | 0.91949
55369 | 7.5 | 1 | 365 | 8.5147 | 0.72155 | 9 | 0.23627
59326 | 10.6 | 1 | 365 | 12.0341 | 0.35312 | 12 | 0.38726
58825 | 8.32 | 1 | 365 | 9.4457 | 0.53377 | 9 | 0.97944
59327 | 10.36 | 1 | 365 | 11.7617 | 0.53003 | 12 | 0.2917
28714 | 5.1 | 1 | 365 | 5.79 | 0.49065 | 6 | 0.28066
59374 | 5.565 | 1 | 365 | 6.3179 | 0.08539 | 6 | 0.40331
29733 | 2.86 | 1 | 365 | 3.2469 | 0.80848 | 4 | 0.055431
51710 | 7.02 | 1 | 365 | 7.9698 | 0.075371 | 8 | 0.045149
59382 | 8.4 | 1 | 365 | 9.5365 | 0.80814 | 10 | 0.34462
57497 | 5.72 | 1 | 365 | 6.4939 | 0.61697 | 7 | 0.11086
51135 | 7.42 | 1 | 365 | 8.4239 | 0.44719 | 8 | 0.87108
54744 | 3.12 | 1 | 365 | 3.5421 | 0.70016 | 4 | 0.24229
51173 | 9.075 | 1 | 365 | 10.3028 | 0.12308 | 10 | 0.42589
18584 | 11.44 | 1 | 365 | 12.9878 | 0.23394 | 13 | 0.22172
51182 | 6.36 | 1 | 365 | 7.2205 | 0.81187 | 8 | 0.032357
53344 | 11.7 | 1 | 365 | 13.283 | 0.12562 | 13 | 0.40858
54934 | 8.06 | 1 | 365 | 9.1505 | 0.64209 | 9 | 0.79258
56723 | 5.035 | 1 | 365 | 5.7162 | 0.26773 | 5 | 0.98395
55467 | 7.8 | 1 | 365 | 8.8553 | 0.75041 | 9 | 0.60572
55473 | 7.95 | 1 | 365 | 9.0256 | 0.26484 | 9 | 0.29045
51843 | 4.845 | 1 | 365 | 5.5005 | 0.61612 | 6 | 0.11663
58137 | 11.66 | 1 | 365 | 13.2376 | 0.98844 | 14 | 0.22599
32143 | 8.58 | 1 | 365 | 9.7408 | 0.42545 | 10 | 0.16629
56998 | 10.92 | 1 | 365 | 12.3974 | 0.45058 | 12 | 0.84801
43140 | 3.64 | 1 | 365 | 4.1325 | 0.48353 | 4 | 0.616
20899 | 6.24 | 1 | 365 | 7.0842 | 0.40033 | 7 | 0.48458
56498 | 5.98 | 1 | 365 | 6.7891 | 0.50865 | 7 | 0.29772
48915 | 7.28 | 1 | 365 | 8.265 | 0.96705 | 9 | 0.23201
38426 | 6.76 | 1 | 365 | 7.6746 | 0.18369 | 7 | 0.85829
59233 | 3.71 | 1 | 365 | 4.2119 | 0.72359 | 4 | 0.93554
52335 | 5.98 | 1 | 365 | 6.7891 | 0.50865 | 7 | 0.29772
58242 | 6.095 | 1 | 365 | 6.9196 | 0.90305 | 7 | 0.82268
56652 | 4.77 | 1 | 365 | 5.4154 | 0.35891 | 5 | 0.77427
52235 | 7.02 | 1 | 365 | 7.9698 | 0.075371 | 8 | 0.045149
52288 | 8.06 | 1 | 365 | 9.1505 | 0.64209 | 9 | 0.79258
49102 | 7.54 | 1 | 365 | 8.5601 | 0.85873 | 9 | 0.41886
58282 | 6.76 | 1 | 365 | 7.6746 | 0.18369 | 7 | 0.85829
58720 | 5.46 | 1 | 365 | 6.1987 | 0.72529 | 6 | 0.924
58512 | 10.335 | 1 | 365 | 11.7333 | 0.4443 | 12 | 0.17758
52327 | 6.5 | 1 | 365 | 7.3794 | 0.29201 | 7 | 0.67143
44963 | 7.54 | 1 | 365 | 8.5601 | 0.85873 | 9 | 0.41886
48687 | 7.28 | 1 | 365 | 8.265 | 0.96705 | 9 | 0.23201
57972 | 7.155 | 1 | 365 | 8.123 | 0.53836 | 8 | 0.6614
48005 | 6.6 | 1 | 365 | 7.493 | 0.63496 | 8 | 0.12792
59339 | 11.34 | 1 | 365 | 12.8743 | 0.89098 | 13 | 0.76524
43582 | 10.395 | 1 | 365 | 11.8014 | 0.65007 | 12 | 0.45147
57313 | 8.55 | 1 | 365 | 9.7068 | 0.32257 | 10 | 0.029348
46027 | 3.924 | 1 | 365 | 4.4549 | 0.45751 | 4 | 0.91242
47218 | 9.765 | 1 | 365 | 11.0862 | 0.48946 | 11 | 0.57562
31721 | 9.88 | 1 | 365 | 11.2167 | 0.88386 | 12 | 0.10058
49935 | 12 | 1 | 365 | 13.6236 | 0.15448 | 13 | 0.77803
42747 | 7.245 | 1 | 365 | 8.2252 | 0.84702 | 9 | 0.072237
45265 | 7.68 | 1 | 365 | 8.7191 | 0.33887 | 9 | 0.05794
39209 | 4.16 | 1 | 365 | 4.7228 | 0.26689 | 4 | 0.98972
60726 | 3.71 | 1 | 365 | 4.2119 | 0.72359 | 4 | 0.93554
32913 | 9.62 | 1 | 365 | 10.9215 | 0.99217 | 11 | 0.91372
10932 | 649.04 | 0.8 | 365 | 589.482 | 0.72691 | 590 | 0.20893
54963 | 7.8 | 1 | 365 | 8.8553 | 0.75041 | 9 | 0.60572
61205 | 10.4 | 1 | 365 | 11.8071 | 0.66722 | 12 | 0.47429
57217 | 8.48 | 1 | 365 | 9.6273 | 0.082499 | 9 | 0.70981
57347 | 4.77 | 1 | 365 | 5.4154 | 0.35891 | 5 | 0.77427
57587 | 6.5 | 1 | 365 | 7.3794 | 0.29201 | 7 | 0.67143
57152 | 9.1 | 1 | 365 | 10.3312 | 0.20881 | 10 | 0.54001
58150 | 3.9 | 1 | 365 | 4.4277 | 0.37521 | 4 | 0.80286
57014 | 4.68 | 1 | 365 | 5.3132 | 0.050247 | 5 | 0.36343
36304 | 4.94 | 1 | 365 | 5.6084 | 0.94193 | 6 | 0.55029
32360 | 3.64 | 1 | 365 | 4.1325 | 0.48353 | 4 | 0.616
56124 | 6.48 | 1 | 365 | 7.3567 | 0.22342 | 7 | 0.58014
56238 | 4.35 | 1 | 365 | 4.9385 | 0.9185 | 5 | 0.85704
52440 | 7.28 | 1 | 365 | 8.265 | 0.96705 | 9 | 0.23201
41598 | 3.9 | 1 | 365 | 4.4277 | 0.37521 | 4 | 0.80286
56285 | 3.78 | 1 | 365 | 4.2914 | 0.96366 | 5 | 0.25508
51839 | 5.46 | 1 | 365 | 6.1987 | 0.72529 | 6 | 0.924
57302 | 5.67 | 1 | 365 | 6.4371 | 0.44549 | 6 | 0.88262
59122 | 7.848 | 1 | 365 | 8.9098 | 0.91503 | 9 | 0.82483
15853 | 6.12 | 1 | 365 | 6.948 | 0.98878 | 7 | 0.9368
20546 | 7.65 | 1 | 365 | 8.685 | 0.23598 | 8 | 0.921
32251 | 7.54 | 1 | 365 | 8.5601 | 0.85873 | 9 | 0.41886
59827 | 7.395 | 1 | 365 | 8.3955 | 0.36145 | 8 | 0.75696
27844 | 7.28 | 1 | 365 | 8.265 | 0.96705 | 9 | 0.23201
59148 | 4.505 | 1 | 365 | 5.1145 | 0.45008 | 5 | 0.56459
42949 | 5.46 | 1 | 365 | 6.1987 | 0.72529 | 6 | 0.924
29157 | 3 | 1 | 365 | 3.4059 | 0.28862 | 3 | 0.69451
60277 | 8.84 | 1 | 365 | 10.036 | 0.31713 | 10 | 0.35315
60279 | 4.42 | 1 | 365 | 5.018 | 0.15857 | 5 | 0.17658
51594 | 7.8 | 1 | 365 | 8.8553 | 0.75041 | 9 | 0.60572
60280 | 5.98 | 1 | 365 | 6.7891 | 0.50865 | 7 | 0.29772
60282 | 13.26 | 1 | 365 | 15.054 | 0.4757 | 15 | 0.52973
24037 | 3.9 | 1 | 365 | 4.4277 | 0.37521 | 4 | 0.80286
59110 | 5.035 | 1 | 365 | 5.7162 | 0.26773 | 5 | 0.98395
59055 | 7.5 | 1 | 365 | 8.5147 | 0.72155 | 9 | 0.23627
60306 | 11.44 | 1 | 365 | 12.9878 | 0.23394 | 13 | 0.22172
60310 | 13.26 | 1 | 365 | 15.054 | 0.4757 | 15 | 0.52973
51838 | 2.34 | 1 | 365 | 2.6566 | 0.025124 | 2 | 0.68172
44096 | 4.68 | 1 | 365 | 5.3132 | 0.050247 | 5 | 0.36343
52225 | 9.36 | 1 | 365 | 10.6264 | 0.10049 | 10 | 0.72686
51058 | 6.76 | 1 | 365 | 7.6746 | 0.18369 | 7 | 0.85829
49118 | 5.72 | 1 | 365 | 6.4939 | 0.61697 | 7 | 0.11086
58817 | 9.88 | 1 | 365 | 11.2167 | 0.88386 | 12 | 0.10058
60322 | 5.72 | 1 | 365 | 6.4939 | 0.61697 | 7 | 0.11086
60324 | 8.84 | 1 | 365 | 10.036 | 0.31713 | 10 | 0.35315
60325 | 6.24 | 1 | 365 | 7.0842 | 0.40033 | 7 | 0.48458
60326 | 4.16 | 1 | 365 | 4.7228 | 0.26689 | 4 | 0.98972
60328 | 9.1 | 1 | 365 | 10.3312 | 0.20881 | 10 | 0.54001
48814 | 8.06 | 1 | 365 | 9.1505 | 0.64209 | 9 | 0.79258
60329 | 6.24 | 1 | 365 | 7.0842 | 0.40033 | 7 | 0.48458
60385 | 4.16 | 1 | 365 | 4.7228 | 0.26689 | 4 | 0.98972
60330 | 13.26 | 1 | 365 | 15.054 | 0.4757 | 15 | 0.52973
58855 | 5.98 | 1 | 365 | 6.7891 | 0.50865 | 7 | 0.29772
57883 | 2.7 | 1 | 365 | 3.0653 | 0.25976 | 3 | 0.32506
52067 | 4.16 | 1 | 365 | 4.7228 | 0.26689 | 4 | 0.98972
60334 | 10.14 | 1 | 365 | 11.5119 | 0.77554 | 12 | 0.28744
60335 | 16.9 | 1 | 365 | 19.1865 | 0.95923 | 20 | 0.14573
52297 | 7.02 | 1 | 365 | 7.9698 | 0.075371 | 8 | 0.045149
60336 | 7.28 | 1 | 365 | 8.265 | 0.96705 | 9 | 0.23201
60337 | 13 | 1 | 365 | 14.7588 | 0.58402 | 15 | 0.34287
60351 | 8.84 | 1 | 365 | 10.036 | 0.31713 | 10 | 0.35315
60353 | 11.7 | 1 | 365 | 13.283 | 0.12562 | 13 | 0.40858
60354 | 3.12 | 1 | 365 | 3.5421 | 0.70016 | 4 | 0.24229
60356 | 7.83 | 1 | 365 | 8.8894 | 0.8533 | 9 | 0.74267
60358 | 6.76 | 1 | 365 | 7.6746 | 0.18369 | 7 | 0.85829
60359 | 5.67 | 1 | 365 | 6.4371 | 0.44549 | 6 | 0.88262
60360 | 12.825 | 1 | 365 | 14.5602 | 0.98385 | 15 | 0.54402
60361 | 5.46 | 1 | 365 | 6.1987 | 0.72529 | 6 | 0.924
60365 | 5.8 | 1 | 365 | 6.5847 | 0.89133 | 7 | 0.47605
52239 | 10.66 | 1 | 365 | 12.1023 | 0.5589 | 12 | 0.66115
60366 | 5.98 | 1 | 365 | 6.7891 | 0.50865 | 7 | 0.29772
60368 | 7.54 | 1 | 365 | 8.5601 | 0.85873 | 9 | 0.41886
60391 | 6.76 | 1 | 365 | 7.6746 | 0.18369 | 7 | 0.85829
60393 | 6.96 | 1 | 365 | 7.9017 | 0.8696 | 8 | 0.77126
55794 | 13.34 | 1 | 365 | 15.1448 | 0.75006 | 15 | 0.89491
59034 | 7.28 | 1 | 365 | 8.265 | 0.96705 | 9 | 0.23201
59031 | 13.34 | 1 | 365 | 15.1448 | 0.75006 | 15 | 0.89491
59029 | 11.02 | 1 | 365 | 12.511 | 0.79353 | 13 | 0.30449
59003 | 7.83 | 1 | 365 | 8.8894 | 0.8533 | 9 | 0.74267
59002 | 7.54 | 1 | 365 | 8.5601 | 0.85873 | 9 | 0.41886
38776 | 7.02 | 1 | 365 | 7.9698 | 0.075371 | 8 | 0.045149
58970 | 9.28 | 1 | 365 | 10.5355 | 0.82613 | 11 | 0.36168
58393 | 4.64 | 1 | 365 | 5.2678 | 0.91307 | 6 | 0.18084
58388 | 13.26 | 1 | 365 | 15.054 | 0.4757 | 15 | 0.52973
58336 | 11.02 | 1 | 365 | 12.511 | 0.79353 | 13 | 0.30449
58330 | 4.93 | 1 | 365 | 5.597 | 0.90763 | 6 | 0.50464
59357 | 3.445 | 1 | 365 | 3.9111 | 0.81477 | 4 | 0.72586
57884 | 7.2 | 1 | 365 | 8.1741 | 0.69269 | 8 | 0.86682
51559 | 5.72 | 1 | 365 | 6.4939 | 0.61697 | 7 | 0.11086
51970 | 3.9 | 1 | 365 | 4.4277 | 0.37521 | 4 | 0.80286
55363 | 9.36 | 1 | 365 | 10.6264 | 0.10049 | 10 | 0.72686
48580 | 8.745 | 1 | 365 | 9.9282 | 0.99133 | 10 | 0.91949
47197 | 4.4 | 1 | 365 | 4.9953 | 0.089976 | 5 | 0.085278
57745 | 9.24 | 1 | 365 | 10.4901 | 0.68895 | 11 | 0.17908
56158 | 13.3 | 1 | 365 | 15.0994 | 0.61288 | 15 | 0.71232
43624 | 8.505 | 1 | 365 | 9.6557 | 0.16824 | 9 | 0.82393
56754 | 9.9 | 1 | 365 | 11.2394 | 0.95245 | 12 | 0.19188
50433 | 3.705 | 1 | 365 | 4.2063 | 0.70645 | 4 | 0.91272
35150 | 94.224 | 0.9 | 365 | 96.2749 | 0.83048 | 97 | 0.1054
58381 | 3.38 | 1 | 365 | 3.8373 | 0.59185 | 4 | 0.42915
43665 | 4.2 | 1 | 365 | 4.7682 | 0.40407 | 5 | 0.17231
60274 | 16.905 | 1 | 365 | 19.1922 | 0.97637 | 20 | 0.16855
57552 | 9.12 | 1 | 365 | 10.3539 | 0.2774 | 10 | 0.6313
59713 | 10.455 | 1 | 365 | 11.8695 | 0.85584 | 12 | 0.72536
59604 | 7.65 | 1 | 365 | 8.685 | 0.23598 | 8 | 0.921
58588 | 6.6 | 1 | 365 | 7.493 | 0.63496 | 8 | 0.12792
49244 | 5.565 | 1 | 365 | 6.3179 | 0.08539 | 6 | 0.40331
51454 | 5.83 | 1 | 365 | 6.6188 | 0.99422 | 7 | 0.61299
33670 | 3.12 | 1 | 365 | 3.5421 | 0.70016 | 4 | 0.24229
57477 | 3.5 | 1 | 365 | 3.9735 | 0.00339 | 3 | 0.97693
57750 | 11.395 | 1 | 365 | 12.9367 | 0.079608 | 13 | 0.016306
55424 | 8.58 | 1 | 365 | 9.7408 | 0.42545 | 10 | 0.16629
60394 | 5.72 | 1 | 365 | 6.4939 | 0.61697 | 7 | 0.11086
60395 | 11.7 | 1 | 365 | 13.283 | 0.12562 | 13 | 0.40858
60396 | 4.16 | 1 | 365 | 4.7228 | 0.26689 | 4 | 0.98972
55971 | 8.41 | 1 | 365 | 9.5478 | 0.84243 | 10 | 0.39027
56226 | 5.51 | 1 | 365 | 6.2555 | 0.89677 | 7 | 0.15225
60525 | 10.66 | 1 | 365 | 12.1023 | 0.5589 | 12 | 0.66115
60532 | 7.83 | 1 | 365 | 8.8894 | 0.8533 | 9 | 0.74267
56431 | 11.5 | 1 | 365 | 13.0559 | 0.43971 | 13 | 0.49561
56864 | 7.95 | 1 | 365 | 9.0256 | 0.26484 | 9 | 0.29045
59381 | 4.24 | 1 | 365 | 4.8137 | 0.54125 | 5 | 0.3549
58884 | 6.6 | 1 | 365 | 7.493 | 0.63496 | 8 | 0.12792
57732 | 7.95 | 1 | 365 | 9.0256 | 0.26484 | 9 | 0.29045
60593 | 11 | 1 | 365 | 12.4883 | 0.72494 | 13 | 0.2132
60598 | 6.12 | 1 | 365 | 6.948 | 0.98878 | 7 | 0.9368
50062 | 6.867 | 1 | 365 | 7.7961 | 0.55065 | 8 | 0.34673
42529 | 8.829 | 1 | 365 | 10.0235 | 0.27941 | 10 | 0.30294
60534 | 9.88 | 1 | 365 | 11.2167 | 0.88386 | 12 | 0.10058
58833 | 9.6 | 1 | 365 | 10.8988 | 0.92358 | 11 | 0.82243
47716 | 6.6 | 1 | 365 | 7.493 | 0.63496 | 8 | 0.12792
57030 | 5.83 | 1 | 365 | 6.6188 | 0.99422 | 7 | 0.61299
60641 | 9.6 | 1 | 365 | 10.8988 | 0.92358 | 11 | 0.82243
47731 | 5 | 1 | 365 | 5.6765 | 0.1477 | 5 | 0.82418
60533 | 13.26 | 1 | 365 | 15.054 | 0.4757 | 15 | 0.52973
47582 | 10.137 | 1 | 365 | 11.5085 | 0.76525 | 12 | 0.27374
33816 | 10.2 | 1 | 365 | 11.58 | 0.98131 | 12 | 0.56133
60370 | 7.8 | 1 | 365 | 8.8553 | 0.75041 | 9 | 0.60572
44572 | 4.68 | 1 | 365 | 5.3132 | 0.050247 | 5 | 0.36343
44955 | 5.865 | 1 | 365 | 6.6585 | 0.11425 | 6 | 0.77276
27982 | 4.42 | 1 | 365 | 5.018 | 0.15857 | 5 | 0.17658
49356 | 3 | 1 | 365 | 3.4059 | 0.28862 | 3 | 0.69451
38536 | 10.71 | 1 | 365 | 12.159 | 0.73037 | 12 | 0.88939
38483 | 11.5 | 1 | 365 | 13.0559 | 0.43971 | 13 | 0.49561
38610 | 11.985 | 1 | 365 | 13.6065 | 0.10304 | 13 | 0.70956
40084 | 5.46 | 1 | 365 | 6.1987 | 0.72529 | 6 | 0.924
58497 | 4.5 | 1 | 365 | 5.1088 | 0.43293 | 5 | 0.54176
56225 | 10.15 | 1 | 365 | 11.5233 | 0.80983 | 12 | 0.33309
38001 | 7.54 | 1 | 365 | 8.5601 | 0.85873 | 9 | 0.41886
48613 | 10.4 | 1 | 365 | 11.8071 | 0.66722 | 12 | 0.47429
42534 | 7.98 | 1 | 365 | 9.0597 | 0.36773 | 9 | 0.42739
33866 | 12.22 | 1 | 365 | 13.8733 | 0.90898 | 14 | 0.7823
57209 | 4.42 | 1 | 365 | 5.018 | 0.15857 | 5 | 0.17658
45584 | 5.355 | 1 | 365 | 6.0795 | 0.36519 | 6 | 0.4447
35904 | 11.18 | 1 | 365 | 12.6926 | 0.34226 | 13 | 0.034866
38038 | 13 | 1 | 365 | 14.7588 | 0.58402 | 15 | 0.34287
37396 | 4.16 | 1 | 365 | 4.7228 | 0.26689 | 4 | 0.98972
28812 | 5.46 | 1 | 365 | 6.1987 | 0.72529 | 6 | 0.924
44223 | 5.72 | 1 | 365 | 6.4939 | 0.61697 | 7 | 0.11086
32056 | 13 | 1 | 365 | 14.7588 | 0.58402 | 15 | 0.34287
48691 | 6.5 | 1 | 365 | 7.3794 | 0.29201 | 7 | 0.67143
30651 | 5.2 | 1 | 365 | 5.9035 | 0.83361 | 6 | 0.73715
52047 | 9.36 | 1 | 365 | 10.6264 | 0.10049 | 10 | 0.72686
33958 | 10.4 | 1 | 365 | 11.8071 | 0.66722 | 12 | 0.47429
22214 | 6.76 | 1 | 365 | 7.6746 | 0.18369 | 7 | 0.85829
28933 | 5.61 | 1 | 365 | 6.369 | 0.23972 | 6 | 0.60873
31448 | 2.6 | 1 | 365 | 2.9518 | 0.9168 | 3 | 0.86857
40983 | 6.24 | 1 | 365 | 7.0842 | 0.40033 | 7 | 0.48458
20647 | 4.845 | 1 | 365 | 5.5005 | 0.61612 | 6 | 0.11663
50865 | 4.59 | 1 | 365 | 5.211 | 0.74159 | 5 | 0.9526
31384 | 6.24 | 1 | 365 | 7.0842 | 0.40033 | 7 | 0.48458
60785 | 4.16 | 1 | 365 | 4.7228 | 0.26689 | 4 | 0.98972
60787 | 11.7 | 1 | 365 | 13.283 | 0.12562 | 13 | 0.40858
48226 | 11.395 | 1 | 365 | 12.9367 | 0.079608 | 13 | 0.016306
59373 | 8.215 | 1 | 365 | 9.3265 | 0.17367 | 9 | 0.50013
61594 | 3.71 | 1 | 365 | 4.2119 | 0.72359 | 4 | 0.93554
35141 | 24.57 | 1 | 365 | 27.8942 | 0.2638 | 28 | 0.15802
53956 | 6.63 | 1 | 365 | 7.527 | 0.73785 | 8 | 0.26486
37915 | 9.52 | 1 | 365 | 10.808 | 0.64922 | 11 | 0.45724
39908 | 3.08 | 1 | 365 | 3.4967 | 0.56298 | 4 | 0.059695
45315 | 8.68 | 1 | 365 | 9.8544 | 0.76841 | 10 | 0.62278
34529 | 27.84 | 0.9 | 365 | 28.446 | 0.93055 | 29 | 0.37653
48692 | 3.64 | 1 | 365 | 4.1325 | 0.48353 | 4 | 0.616
52884 | 11.96 | 1 | 365 | 13.5781 | 0.017298 | 13 | 0.59544
53930 | 11.44 | 1 | 365 | 12.9878 | 0.23394 | 13 | 0.22172
60582 | 6.6 | 1 | 365 | 7.493 | 0.63496 | 8 | 0.12792
37707 | 7.02 | 1 | 365 | 7.9698 | 0.075371 | 8 | 0.045149
60581 | 8.415 | 1 | 365 | 9.5535 | 0.85958 | 10 | 0.41309
60583 | 3.6 | 1 | 365 | 4.0871 | 0.34634 | 4 | 0.43341
50175 | 8.58 | 1 | 365 | 9.7408 | 0.42545 | 10 | 0.16629
60586 | 9.3 | 1 | 365 | 10.5583 | 0.89472 | 11 | 0.45297
58773 | 8.58 | 1 | 365 | 9.7408 | 0.42545 | 10 | 0.16629
34141 | 2.34 | 1 | 365 | 2.6566 | 0.025124 | 2 | 0.68172
56645 | 10.08 | 1 | 365 | 11.4438 | 0.56976 | 12 | 0.013547
47354 | 7.2 | 1 | 365 | 8.1741 | 0.69269 | 8 | 0.86682
59791 | 9.62 | 1 | 365 | 10.9215 | 0.99217 | 11 | 0.91372
56891 | 10.6 | 1 | 365 | 12.0341 | 0.35312 | 12 | 0.38726
57314 | 12.47 | 1 | 365 | 14.1571 | 0.76636 | 14 | 0.9235
56143 | 9.69 | 1 | 365 | 11.001 | 0.23224 | 11 | 0.23326
56555 | 6.3 | 1 | 365 | 7.1524 | 0.6061 | 7 | 0.75847
57887 | 11.025 | 1 | 365 | 12.5166 | 0.81068 | 13 | 0.32732
57886 | 8.625 | 1 | 365 | 9.7919 | 0.57978 | 10 | 0.37171
57882 | 4.8 | 1 | 365 | 5.4494 | 0.46179 | 5 | 0.91121
59113 | 9.275 | 1 | 365 | 10.5299 | 0.80898 | 11 | 0.33885
59647 | 7.685 | 1 | 365 | 8.7247 | 0.35601 | 9 | 0.080765
55318 | 7.8 | 1 | 365 | 8.8553 | 0.75041 | 9 | 0.60572
45335 | 2 | 1 | 365 | 2.2706 | 0.85908 | 3 | 0.12967
60436 | 5.13 | 1 | 365 | 5.8241 | 0.59354 | 6 | 0.41761
59970 | 10.15 | 1 | 365 | 11.5233 | 0.80983 | 12 | 0.33309
60121 | 12.74 | 1 | 365 | 14.4637 | 0.69234 | 15 | 0.15601
60110 | 9.62 | 1 | 365 | 10.9215 | 0.99217 | 11 | 0.91372
60117 | 13.52 | 1 | 365 | 15.3492 | 0.36738 | 15 | 0.71658
60073 | 11.6 | 1 | 365 | 13.1694 | 0.78266 | 13 | 0.9521
50214 | 2.295 | 1 | 365 | 2.6055 | 0.87079 | 3 | 0.4763
48031 | 11.44 | 1 | 365 | 12.9878 | 0.23394 | 13 | 0.22172
40121 | 5.04 | 1 | 365 | 5.7219 | 0.28488 | 6 | 0.0067734
40187 | 5.04 | 1 | 365 | 5.7219 | 0.28488 | 6 | 0.0067734
52321 | 6.095 | 1 | 365 | 6.9196 | 0.90305 | 7 | 0.82268
61879 | 2.34 | 1 | 365 | 2.6566 | 0.025124 | 2 | 0.68172
62005 | 6.36 | 1 | 365 | 7.2205 | 0.81187 | 8 | 0.032357
44310 | 10.8 | 1 | 365 | 12.2612 | 0.039032 | 12 | 0.30023
62076 | 2.6 | 1 | 365 | 2.9518 | 0.9168 | 3 | 0.86857
45479 | 7.56 | 1 | 365 | 8.5828 | 0.92732 | 9 | 0.51016
47435 | 3.24 | 1 | 365 | 3.6784 | 0.11171 | 3 | 0.79007
42530 | 5.886 | 1 | 365 | 6.6824 | 0.18627 | 6 | 0.86862
57378 | 4.68 | 1 | 365 | 5.3132 | 0.050247 | 5 | 0.36343
58839 | 5.035 | 1 | 365 | 5.7162 | 0.26773 | 5 | 0.98395
62021 | 6.6 | 1 | 365 | 7.493 | 0.63496 | 8 | 0.12792
62016 | 9.88 | 1 | 365 | 11.2167 | 0.88386 | 12 | 0.10058
62014 | 11.2 | 1 | 365 | 12.7153 | 0.41085 | 13 | 0.12616
62002 | 5.76 | 1 | 365 | 6.5393 | 0.75415 | 7 | 0.29346
45082 | 7.28 | 1 | 365 | 8.265 | 0.96705 | 9 | 0.23201
61998 | 10.8 | 1 | 365 | 12.2612 | 0.039032 | 12 | 0.30023
46218 | 6.72 | 1 | 365 | 7.6292 | 0.046509 | 7 | 0.6757
35583 | 85.68 | 0.9 | 365 | 87.5449 | 0.45869 | 88 | 0.0036336
60252 | 12.22 | 1 | 365 | 13.8733 | 0.90898 | 14 | 0.7823
44420 | 5.22 | 1 | 365 | 5.9262 | 0.9022 | 6 | 0.82844
61929 | 11.2 | 1 | 365 | 12.7153 | 0.41085 | 13 | 0.12616
50834 | 9.275 | 1 | 365 | 10.5299 | 0.80898 | 11 | 0.33885
61993 | 3.6 | 1 | 365 | 4.0871 | 0.34634 | 4 | 0.43341
51353 | 10.66 | 1 | 365 | 12.1023 | 0.5589 | 12 | 0.66115
60793 | 7.8 | 1 | 365 | 8.8553 | 0.75041 | 9 | 0.60572
61990 | 10.08 | 1 | 365 | 11.4438 | 0.56976 | 12 | 0.013547
59297 | 3.3 | 1 | 365 | 3.7465 | 0.31748 | 4 | 0.063959
61981 | 8.8 | 1 | 365 | 9.9906 | 0.17995 | 10 | 0.17056
37043 | 65.52 | 0.9 | 365 | 66.9461 | 0.23311 | 67 | 0.17925
59307 | 4.8 | 1 | 365 | 5.4494 | 0.46179 | 5 | 0.91121
59421 | 11.1 | 1 | 365 | 12.6018 | 0.067894 | 12 | 0.66968
59344 | 6 | 1 | 365 | 6.8118 | 0.57724 | 7 | 0.38902
59477 | 10.725 | 1 | 365 | 12.176 | 0.78182 | 12 | 0.95787
61980 | 6.6 | 1 | 365 | 7.493 | 0.63496 | 8 | 0.12792
36899 | 33.55 | 0.9 | 365 | 34.2803 | 0.55496 | 34 | 0.83522
60037 | 4.2 | 1 | 365 | 4.7682 | 0.40407 | 5 | 0.17231
38424 | 11.5 | 1 | 365 | 13.0559 | 0.43971 | 13 | 0.49561
61979 | 8.1 | 1 | 365 | 9.1959 | 0.77927 | 9 | 0.97517
38563 | 10.71 | 1 | 365 | 12.159 | 0.73037 | 12 | 0.88939
61978 | 14.388 | 1 | 365 | 16.3346 | 0.34422 | 16 | 0.67886
54475 | 11.475 | 1 | 365 | 13.0275 | 0.35397 | 13 | 0.38149
61976 | 8.1 | 1 | 365 | 9.1959 | 0.77927 | 9 | 0.97517
58772 | 5.3 | 1 | 365 | 6.0171 | 0.17656 | 6 | 0.19363
59993 | 10.8 | 1 | 365 | 12.2612 | 0.039032 | 12 | 0.30023
61933 | 24.75 | 1 | 365 | 28.0986 | 0.88111 | 28 | 0.97969
59989 | 8.745 | 1 | 365 | 9.9282 | 0.99133 | 10 | 0.91949
61925 | 7.15 | 1 | 365 | 8.1174 | 0.52121 | 8 | 0.63858
42723 | 7.56 | 1 | 365 | 8.5828 | 0.92732 | 9 | 0.51016
61911 | 10.88 | 1 | 365 | 12.352 | 0.3134 | 12 | 0.66542
62106 | 9.9 | 1 | 365 | 11.2394 | 0.95245 | 12 | 0.19188
61909 | 10.56 | 1 | 365 | 11.9887 | 0.21594 | 12 | 0.20467
61908 | 9.28 | 1 | 365 | 10.5355 | 0.82613 | 11 | 0.36168
61905 | 11.88 | 1 | 365 | 13.4873 | 0.74294 | 14 | 0.23025
61855 | 11.61 | 1 | 365 | 13.1808 | 0.81696 | 13 | 0.99775
61903 | 4.94 | 1 | 365 | 5.6084 | 0.94193 | 6 | 0.55029
61902 | 12.74 | 1 | 365 | 14.4637 | 0.69234 | 15 | 0.15601
61863 | 11.88 | 1 | 365 | 13.4873 | 0.74294 | 14 | 0.23025
61848 | 9.72 | 1 | 365 | 11.0351 | 0.33513 | 11 | 0.37021
49332 | 8.925 | 1 | 365 | 10.1325 | 0.60864 | 10 | 0.74116
61844 | 9.01 | 1 | 365 | 10.229 | 0.90016 | 11 | 0.12917
61831 | 6.75 | 1 | 365 | 7.6632 | 0.1494 | 7 | 0.81264
61602 | 8.502 | 1 | 365 | 9.6523 | 0.15795 | 9 | 0.81024
61589 | 11.7 | 1 | 365 | 13.283 | 0.12562 | 13 | 0.40858
61403 | 9.69 | 1 | 365 | 11.001 | 0.23224 | 11 | 0.23326
61574 | 9.435 | 1 | 365 | 10.7115 | 0.35771 | 11 | 0.069228
61845 | 4.8 | 1 | 365 | 5.4494 | 0.46179 | 5 | 0.91121
61843 | 8.7 | 1 | 365 | 9.8771 | 0.837 | 10 | 0.71407
61841 | 5.46 | 1 | 365 | 6.1987 | 0.72529 | 6 | 0.924
61988 | 7.68 | 1 | 365 | 8.7191 | 0.33887 | 9 | 0.05794
25608 | 5.46 | 1 | 365 | 6.1987 | 0.72529 | 6 | 0.924
23920 | 4.94 | 1 | 365 | 5.6084 | 0.94193 | 6 | 0.55029
62112 | 3.25 | 1 | 365 | 3.6897 | 0.146 | 3 | 0.83572
62101 | 12.6 | 1 | 365 | 14.3047 | 0.2122 | 14 | 0.51693
62096 | 7.04 | 1 | 365 | 7.9925 | 0.14396 | 8 | 0.13645
62045 | 4.68 | 1 | 365 | 5.3132 | 0.050247 | 5 | 0.36343
62095 | 8.91 | 1 | 365 | 10.1155 | 0.5572 | 10 | 0.67269
62088 | 24.57 | 1 | 365 | 27.8942 | 0.2638 | 28 | 0.15802
62086 | 7.56 | 1 | 365 | 8.5828 | 0.92732 | 9 | 0.51016
62083 | 8.04 | 1 | 365 | 9.1278 | 0.5735 | 9 | 0.70128
61906 | 13.44 | 1 | 365 | 15.2584 | 0.093018 | 15 | 0.3514
59140 | 4.505 | 1 | 365 | 5.1145 | 0.45008 | 5 | 0.56459
61872 | 9.28 | 1 | 365 | 10.5355 | 0.82613 | 11 | 0.36168
58768 | 5.035 | 1 | 365 | 5.7162 | 0.26773 | 5 | 0.98395
61865 | 12.15 | 1 | 365 | 13.7938 | 0.66891 | 14 | 0.46276
61859 | 3.84 | 1 | 365 | 4.3595 | 0.16943 | 4 | 0.52897
62048 | 4.505 | 1 | 365 | 5.1145 | 0.45008 | 5 | 0.56459
62034 | 4.59 | 1 | 365 | 5.211 | 0.74159 | 5 | 0.9526
62033 | 5.94 | 1 | 365 | 6.7437 | 0.37147 | 7 | 0.11513
61737 | 6.96 | 1 | 365 | 7.9017 | 0.8696 | 8 | 0.77126
61733 | 13.26 | 1 | 365 | 15.054 | 0.4757 | 15 | 0.52973
61724 | 5.72 | 1 | 365 | 6.4939 | 0.61697 | 7 | 0.11086
61721 | 8.32 | 1 | 365 | 9.4457 | 0.53377 | 9 | 0.97944
61720 | 12.76 | 1 | 365 | 14.4864 | 0.76093 | 15 | 0.24731
61244 | 12 | 1 | 365 | 13.6236 | 0.15448 | 13 | 0.77803
61717 | 7.54 | 1 | 365 | 8.5601 | 0.85873 | 9 | 0.41886
61273 | 8.215 | 1 | 365 | 9.3265 | 0.17367 | 9 | 0.50013
61715 | 3.48 | 1 | 365 | 3.9508 | 0.9348 | 4 | 0.88563
61705 | 4.59 | 1 | 365 | 5.211 | 0.74159 | 5 | 0.9526
61696 | 3.57 | 1 | 365 | 4.053 | 0.24346 | 4 | 0.29646
61282 | 10.24 | 1 | 365 | 11.6254 | 0.11849 | 11 | 0.74392
59294 | 5.565 | 1 | 365 | 6.3179 | 0.08539 | 6 | 0.40331
57324 | 11.18 | 1 | 365 | 12.6926 | 0.34226 | 13 | 0.034866
61648 | 8.91 | 1 | 365 | 10.1155 | 0.5572 | 10 | 0.67269
61646 | 13.05 | 1 | 365 | 14.8156 | 0.7555 | 15 | 0.57111
57425 | 5.2 | 1 | 365 | 5.9035 | 0.83361 | 6 | 0.73715
59229 | 7.42 | 1 | 365 | 8.4239 | 0.44719 | 8 | 0.87108
61278 | 6.03 | 1 | 365 | 6.8458 | 0.68013 | 7 | 0.52596
61633 | 11.2 | 1 | 365 | 12.7153 | 0.41085 | 13 | 0.12616
61612 | 5.67 | 1 | 365 | 6.4371 | 0.44549 | 6 | 0.88262
55738 | 3.99 | 1 | 365 | 4.5298 | 0.68386 | 5 | 0.2137
57134 | 4.275 | 1 | 365 | 4.8534 | 0.66128 | 5 | 0.51467
57959 | 4.24 | 1 | 365 | 4.8137 | 0.54125 | 5 | 0.3549
58032 | 6.76 | 1 | 365 | 7.6746 | 0.18369 | 7 | 0.85829
48404 | 7.54 | 1 | 365 | 8.5601 | 0.85873 | 9 | 0.41886
53428 | 6.5 | 1 | 365 | 7.3794 | 0.29201 | 7 | 0.67143
58043 | 4.16 | 1 | 365 | 4.7228 | 0.26689 | 4 | 0.98972
61873 | 4.68 | 1 | 365 | 5.3132 | 0.050247 | 5 | 0.36343
40589 | 9.1 | 1 | 365 | 10.3312 | 0.20881 | 10 | 0.54001
10935 | 990.945 | 0.7 | 365 | 787.5111 | 0.93986 | 788 | 0.45099
61816 | 8.16 | 1 | 365 | 9.264 | 0.98505 | 10 | 0.24906
25535 | 9.62 | 1 | 365 | 10.9215 | 0.99217 | 11 | 0.91372
29150 | 7.28 | 1 | 365 | 8.265 | 0.96705 | 9 | 0.23201
61810 | 8.91 | 1 | 365 | 10.1155 | 0.5572 | 10 | 0.67269
61809 | 6.48 | 1 | 365 | 7.3567 | 0.22342 | 7 | 0.58014
62020 | 3.15 | 1 | 365 | 3.5762 | 0.80305 | 4 | 0.37923
48665 | 6.24 | 1 | 365 | 7.0842 | 0.40033 | 7 | 0.48458
33285 | 9.36 | 1 | 365 | 10.6264 | 0.10049 | 10 | 0.72686
52514 | 5.46 | 1 | 365 | 6.1987 | 0.72529 | 6 | 0.924
51823 | 5.72 | 1 | 365 | 6.4939 | 0.61697 | 7 | 0.11086
61746 | 17.4 | 1 | 365 | 19.7542 | 0.674 | 20 | 0.42815
56855 | 8.4 | 1 | 365 | 9.5365 | 0.80814 | 10 | 0.34462
61118 | 4.24 | 1 | 365 | 4.8137 | 0.54125 | 5 | 0.3549
61124 | 3.975 | 1 | 365 | 4.5128 | 0.63242 | 5 | 0.14522
61127 | 4.77 | 1 | 365 | 5.4154 | 0.35891 | 5 | 0.77427
61169 | 7.95 | 1 | 365 | 9.0256 | 0.26484 | 9 | 0.29045
60913 | 5.7 | 1 | 365 | 6.4712 | 0.54838 | 7 | 0.019565
62032 | 3.78 | 1 | 365 | 4.2914 | 0.96366 | 5 | 0.25508
52679 | 5.46 | 1 | 365 | 6.1987 | 0.72529 | 6 | 0.924
56317 | 7.02 | 1 | 365 | 7.9698 | 0.075371 | 8 | 0.045149
51667 | 4.16 | 1 | 365 | 4.7228 | 0.26689 | 4 | 0.98972
54410 | 4.94 | 1 | 365 | 5.6084 | 0.94193 | 6 | 0.55029
55096 | 4.16 | 1 | 365 | 4.7228 | 0.26689 | 4 | 0.98972
54299 | 6.24 | 1 | 365 | 7.0842 | 0.40033 | 7 | 0.48458
54408 | 7.28 | 1 | 365 | 8.265 | 0.96705 | 9 | 0.23201
53826 | 5.98 | 1 | 365 | 6.7891 | 0.50865 | 7 | 0.29772
53848 | 4.94 | 1 | 365 | 5.6084 | 0.94193 | 6 | 0.55029
52169 | 7.54 | 1 | 365 | 8.5601 | 0.85873 | 9 | 0.41886
31383 | 3.64 | 1 | 365 | 4.1325 | 0.48353 | 4 | 0.616
55041 | 13 | 1 | 365 | 14.7588 | 0.58402 | 15 | 0.34287
55303 | 4.68 | 1 | 365 | 5.3132 | 0.050247 | 5 | 0.36343
45481 | 5.25 | 1 | 365 | 5.9603 | 0.005085 | 5 | 0.96539
55416 | 6.24 | 1 | 365 | 7.0842 | 0.40033 | 7 | 0.48458
53607 | 5.72 | 1 | 365 | 6.4939 | 0.61697 | 7 | 0.11086
54237 | 10.66 | 1 | 365 | 12.1023 | 0.5589 | 12 | 0.66115
54778 | 3.64 | 1 | 365 | 4.1325 | 0.48353 | 4 | 0.616
25423 | 4.42 | 1 | 365 | 5.018 | 0.15857 | 5 | 0.17658
49109 | 3.38 | 1 | 365 | 3.8373 | 0.59185 | 4 | 0.42915
56336 | 6.24 | 1 | 365 | 7.0842 | 0.40033 | 7 | 0.48458
51677 | 13 | 1 | 365 | 14.7588 | 0.58402 | 15 | 0.34287
51231 | 7.28 | 1 | 365 | 8.265 | 0.96705 | 9 | 0.23201
23094 | 7.8 | 1 | 365 | 8.8553 | 0.75041 | 9 | 0.60572
56541 | 4.68 | 1 | 365 | 5.3132 | 0.050247 | 5 | 0.36343
57826 | 6.24 | 1 | 365 | 7.0842 | 0.40033 | 7 | 0.48458
57835 | 3.9 | 1 | 365 | 4.4277 | 0.37521 | 4 | 0.80286
58104 | 4.59 | 1 | 365 | 5.211 | 0.74159 | 5 | 0.9526
37775 | 7.905 | 1 | 365 | 8.9745 | 0.11051 | 9 | 0.085029
52942 | 3.38 | 1 | 365 | 3.8373 | 0.59185 | 4 | 0.42915
56340 | 7.54 | 1 | 365 | 8.5601 | 0.85873 | 9 | 0.41886
56289 | 13 | 1 | 365 | 14.7588 | 0.58402 | 15 | 0.34287
56315 | 5.2 | 1 | 365 | 5.9035 | 0.83361 | 6 | 0.73715
38965 | 5.04 | 1 | 365 | 5.7219 | 0.28488 | 6 | 0.0067734
42868 | 2.98 | 1 | 365 | 3.3832 | 0.22003 | 3 | 0.60321
34862 | 130.2 | 0.9 | 365 | 133.034 | 0.8735 | 133 | 0.90748
56380 | 2.86 | 1 | 365 | 3.2469 | 0.80848 | 4 | 0.055431
56644 | 3.38 | 1 | 365 | 3.8373 | 0.59185 | 4 | 0.42915
57039 | 8.84 | 1 | 365 | 10.036 | 0.31713 | 10 | 0.35315
57053 | 8.06 | 1 | 365 | 9.1505 | 0.64209 | 9 | 0.79258
57059 | 7.54 | 1 | 365 | 8.5601 | 0.85873 | 9 | 0.41886
57071 | 10.4 | 1 | 365 | 11.8071 | 0.66722 | 12 | 0.47429
57560 | 8.32 | 1 | 365 | 9.4457 | 0.53377 | 9 | 0.97944
52021 | 4.94 | 1 | 365 | 5.6084 | 0.94193 | 6 | 0.55029
57788 | 8.745 | 1 | 365 | 9.9282 | 0.99133 | 10 | 0.91949
57791 | 12.455 | 1 | 365 | 14.1401 | 0.71492 | 14 | 0.85503
57829 | 3.38 | 1 | 365 | 3.8373 | 0.59185 | 4 | 0.42915
57631 | 10.66 | 1 | 365 | 12.1023 | 0.5589 | 12 | 0.66115
57970 | 9.275 | 1 | 365 | 10.5299 | 0.80898 | 11 | 0.33885
52553 | 10.66 | 1 | 365 | 12.1023 | 0.5589 | 12 | 0.66115
56642 | 6.095 | 1 | 365 | 6.9196 | 0.90305 | 7 | 0.82268
57090 | 6.5 | 1 | 365 | 7.3794 | 0.29201 | 7 | 0.67143
57818 | 3.12 | 1 | 365 | 3.5421 | 0.70016 | 4 | 0.24229
56338 | 3.12 | 1 | 365 | 3.5421 | 0.70016 | 4 | 0.24229
55940 | 4.5 | 1 | 365 | 5.1088 | 0.43293 | 5 | 0.54176
57689 | 3.825 | 1 | 365 | 4.3425 | 0.11799 | 4 | 0.4605
59279 | 3 | 1 | 365 | 3.4059 | 0.28862 | 3 | 0.69451
59282 | 4.24 | 1 | 365 | 4.8137 | 0.54125 | 5 | 0.3549
57551 | 4.505 | 1 | 365 | 5.1145 | 0.45008 | 5 | 0.56459
58912 | 5.886 | 1 | 365 | 6.6824 | 0.18627 | 6 | 0.86862
59481 | 9.6 | 1 | 365 | 10.8988 | 0.92358 | 11 | 0.82243
58940 | 7.685 | 1 | 365 | 8.7247 | 0.35601 | 9 | 0.080765
59333 | 3.975 | 1 | 365 | 4.5128 | 0.63242 | 5 | 0.14522
59334 | 7.56 | 1 | 365 | 8.5828 | 0.92732 | 9 | 0.51016
59760 | 8.25 | 1 | 365 | 9.3662 | 0.29371 | 9 | 0.6599
59876 | 11.7 | 1 | 365 | 13.283 | 0.12562 | 13 | 0.40858
44517 | 8.97 | 1 | 365 | 10.1836 | 0.76297 | 10 | 0.94658
50750 | 10.14 | 1 | 365 | 11.5119 | 0.77554 | 12 | 0.28744
59273 | 6.03 | 1 | 365 | 6.8458 | 0.68013 | 7 | 0.52596
59551 | 7.2 | 1 | 365 | 8.1741 | 0.69269 | 8 | 0.86682
59554 | 9.72 | 1 | 365 | 11.0351 | 0.33513 | 11 | 0.37021
59589 | 7.56 | 1 | 365 | 8.5828 | 0.92732 | 9 | 0.51016
59625 | 5.4 | 1 | 365 | 6.1306 | 0.51952 | 6 | 0.65011
59629 | 10.72 | 1 | 365 | 12.1704 | 0.76467 | 12 | 0.93504
59670 | 8.505 | 1 | 365 | 9.6557 | 0.16824 | 9 | 0.82393
59691 | 4.56 | 1 | 365 | 5.1769 | 0.6387 | 5 | 0.81565
59695 | 8.28 | 1 | 365 | 9.4003 | 0.39659 | 9 | 0.79684
59830 | 13.11 | 1 | 365 | 14.8837 | 0.96127 | 15 | 0.845
59832 | 10.71 | 1 | 365 | 12.159 | 0.73037 | 12 | 0.88939
59834 | 9 | 1 | 365 | 10.2177 | 0.86586 | 11 | 0.083524
59835 | 12.765 | 1 | 365 | 14.4921 | 0.77808 | 15 | 0.27013
59841 | 13.23 | 1 | 365 | 15.02 | 0.37281 | 15 | 0.39278
59961 | 6.21 | 1 | 365 | 7.0502 | 0.29744 | 7 | 0.34763
59964 | 5.4 | 1 | 365 | 6.1306 | 0.51952 | 6 | 0.65011
59965 | 15.105 | 1 | 365 | 17.1486 | 0.8032 | 17 | 0.95185
60062 | 12.285 | 1 | 365 | 13.9471 | 0.1319 | 14 | 0.07901
60065 | 7.2 | 1 | 365 | 8.1741 | 0.69269 | 8 | 0.86682
49896 | 12.06 | 1 | 365 | 13.6917 | 0.36025 | 14 | 0.051922
45591 | 9.156 | 1 | 365 | 10.3948 | 0.40087 | 10 | 0.79564
49903 | 3.78 | 1 | 365 | 4.2914 | 0.96366 | 5 | 0.25508
51314 | 5.04 | 1 | 365 | 5.7219 | 0.28488 | 6 | 0.0067734
48300 | 13.395 | 1 | 365 | 15.2073 | 0.93869 | 16 | 0.14598
51277 | 11.025 | 1 | 365 | 12.5166 | 0.81068 | 13 | 0.32732
57852 | 10.4 | 1 | 365 | 11.8071 | 0.66722 | 12 | 0.47429
58208 | 10.6 | 1 | 365 | 12.0341 | 0.35312 | 12 | 0.38726
59079 | 7.95 | 1 | 365 | 9.0256 | 0.26484 | 9 | 0.29045
59123 | 4.24 | 1 | 365 | 4.8137 | 0.54125 | 5 | 0.3549
59161 | 7.42 | 1 | 365 | 8.4239 | 0.44719 | 8 | 0.87108
59166 | 11.925 | 1 | 365 | 13.5384 | 0.89726 | 14 | 0.43567
59176 | 12.19 | 1 | 365 | 13.8393 | 0.80609 | 14 | 0.64535
59181 | 3.18 | 1 | 365 | 3.6102 | 0.90594 | 4 | 0.51618
59295 | 8.84 | 1 | 365 | 10.036 | 0.31713 | 10 | 0.35315
59285 | 4.59 | 1 | 365 | 5.211 | 0.74159 | 5 | 0.9526
59321 | 3.315 | 1 | 365 | 3.7635 | 0.36893 | 4 | 0.13243
59320 | 2.08 | 1 | 365 | 2.3614 | 0.13344 | 2 | 0.49486
59322 | 5.2 | 1 | 365 | 5.9035 | 0.83361 | 6 | 0.73715
59323 | 7.02 | 1 | 365 | 7.9698 | 0.075371 | 8 | 0.045149
59355 | 13.25 | 1 | 365 | 15.0427 | 0.4414 | 15 | 0.48408
59360 | 4.505 | 1 | 365 | 5.1145 | 0.45008 | 5 | 0.56459
59363 | 8.58 | 1 | 365 | 9.7408 | 0.42545 | 10 | 0.16629
59368 | 8.58 | 1 | 365 | 9.7408 | 0.42545 | 10 | 0.16629
59370 | 7.28 | 1 | 365 | 8.265 | 0.96705 | 9 | 0.23201
59375 | 5.46 | 1 | 365 | 6.1987 | 0.72529 | 6 | 0.924
59392 | 3.38 | 1 | 365 | 3.8373 | 0.59185 | 4 | 0.42915
59395 | 9.36 | 1 | 365 | 10.6264 | 0.10049 | 10 | 0.72686
59399 | 6.63 | 1 | 365 | 7.527 | 0.73785 | 8 | 0.26486
59400 | 7.905 | 1 | 365 | 8.9745 | 0.11051 | 9 | 0.085029
59401 | 10.92 | 1 | 365 | 12.3974 | 0.45058 | 12 | 0.84801
59403 | 15.6 | 1 | 365 | 17.7106 | 0.50082 | 18 | 0.21144
59404 | 5.83 | 1 | 365 | 6.6188 | 0.99422 | 7 | 0.61299
59405 | 3.9 | 1 | 365 | 4.4277 | 0.37521 | 4 | 0.80286
59406 | 4.08 | 1 | 365 | 4.632 | 0.99252 | 5 | 0.62453
59407 | 5.98 | 1 | 365 | 6.7891 | 0.50865 | 7 | 0.29772
59408 | 4.24 | 1 | 365 | 4.8137 | 0.54125 | 5 | 0.3549
59423 | 2.34 | 1 | 365 | 2.6566 | 0.025124 | 2 | 0.68172
59427 | 8.745 | 1 | 365 | 9.9282 | 0.99133 | 10 | 0.91949
59436 | 7.685 | 1 | 365 | 8.7247 | 0.35601 | 9 | 0.080765
59440 | 4.42 | 1 | 365 | 5.018 | 0.15857 | 5 | 0.17658
59866 | 3.6 | 1 | 365 | 4.0871 | 0.34634 | 4 | 0.43341
60754 | 2.08 | 1 | 365 | 2.3614 | 0.13344 | 2 | 0.49486
49536 | 9 | 1 | 365 | 10.2177 | 0.86586 | 11 | 0.083524
59650 | 7.848 | 1 | 365 | 8.9098 | 0.91503 | 9 | 0.82483
59445 | 5.2 | 1 | 365 | 5.9035 | 0.83361 | 6 | 0.73715
59444 | 4.77 | 1 | 365 | 5.4154 | 0.35891 | 5 | 0.77427
59448 | 5.72 | 1 | 365 | 6.4939 | 0.61697 | 7 | 0.11086
59450 | 4.77 | 1 | 365 | 5.4154 | 0.35891 | 5 | 0.77427
59462 | 4.24 | 1 | 365 | 4.8137 | 0.54125 | 5 | 0.3549
59463 | 7.685 | 1 | 365 | 8.7247 | 0.35601 | 9 | 0.080765
59465 | 6.76 | 1 | 365 | 7.6746 | 0.18369 | 7 | 0.85829
59466 | 8.32 | 1 | 365 | 9.4457 | 0.53377 | 9 | 0.97944
60124 | 3.848 | 1 | 365 | 4.3686 | 0.19687 | 4 | 0.56549
59467 | 7.54 | 1 | 365 | 8.5601 | 0.85873 | 9 | 0.41886
59470 | 5.83 | 1 | 365 | 6.6188 | 0.99422 | 7 | 0.61299
59492 | 6.36 | 1 | 365 | 7.2205 | 0.81187 | 8 | 0.032357
59496 | 6.63 | 1 | 365 | 7.527 | 0.73785 | 8 | 0.26486
59493 | 9.805 | 1 | 365 | 11.1316 | 0.62664 | 11 | 0.75822
56167 | 10.8 | 1 | 365 | 12.2612 | 0.039032 | 12 | 0.30023
59545 | 5.3 | 1 | 365 | 6.0171 | 0.17656 | 6 | 0.19363
59495 | 13.52 | 1 | 365 | 15.3492 | 0.36738 | 15 | 0.71658
60642 | 4.144 | 1 | 365 | 4.7047 | 0.21201 | 4 | 0.91668
59546 | 12.74 | 1 | 365 | 14.4637 | 0.69234 | 15 | 0.15601
59499 | 12.48 | 1 | 365 | 14.1685 | 0.80066 | 14 | 0.96915
50759 | 4.24 | 1 | 365 | 4.8137 | 0.54125 | 5 | 0.3549
59548 | 9.88 | 1 | 365 | 11.2167 | 0.88386 | 12 | 0.10058
59500 | 6.5 | 1 | 365 | 7.3794 | 0.29201 | 7 | 0.67143
59504 | 12.48 | 1 | 365 | 14.1685 | 0.80066 | 14 | 0.96915
59549 | 10.335 | 1 | 365 | 11.7333 | 0.4443 | 12 | 0.17758
59503 | 12.48 | 1 | 365 | 14.1685 | 0.80066 | 14 | 0.96915
59506 | 6.76 | 1 | 365 | 7.6746 | 0.18369 | 7 | 0.85829
61849 | 11.38 | 1 | 365 | 12.9197 | 0.028165 | 12 | 0.94783
59507 | 5.2 | 1 | 365 | 5.9035 | 0.83361 | 6 | 0.73715
59614 | 3.18 | 1 | 365 | 3.6102 | 0.90594 | 4 | 0.51618
59516 | 8.215 | 1 | 365 | 9.3265 | 0.17367 | 9 | 0.50013
59620 | 9.1 | 1 | 365 | 10.3312 | 0.20881 | 10 | 0.54001
59517 | 11.96 | 1 | 365 | 13.5781 | 0.017298 | 13 | 0.59544
59619 | 4.505 | 1 | 365 | 5.1145 | 0.45008 | 5 | 0.56459
59519 | 4.335 | 1 | 365 | 4.9215 | 0.86706 | 5 | 0.78856
59623 | 13.78 | 1 | 365 | 15.6444 | 0.25906 | 15 | 0.90344
59521 | 4.77 | 1 | 365 | 5.4154 | 0.35891 | 5 | 0.77427
59520 | 7.28 | 1 | 365 | 8.265 | 0.96705 | 9 | 0.23201
59630 | 5.035 | 1 | 365 | 5.7162 | 0.26773 | 5 | 0.98395
59522 | 6.12 | 1 | 365 | 6.948 | 0.98878 | 7 | 0.9368
59633 | 11.73 | 1 | 365 | 13.317 | 0.2285 | 13 | 0.54553
59523 | 7.8 | 1 | 365 | 8.8553 | 0.75041 | 9 | 0.60572
59524 | 10.335 | 1 | 365 | 11.7333 | 0.4443 | 12 | 0.17758
59525 | 10.335 | 1 | 365 | 11.7333 | 0.4443 | 12 | 0.17758
59527 | 4.59 | 1 | 365 | 5.211 | 0.74159 | 5 | 0.9526
59526 | 4.24 | 1 | 365 | 4.8137 | 0.54125 | 5 | 0.3549
59529 | 4.68 | 1 | 365 | 5.3132 | 0.050247 | 5 | 0.36343
59530 | 7.42 | 1 | 365 | 8.4239 | 0.44719 | 8 | 0.87108
59534 | 10.66 | 1 | 365 | 12.1023 | 0.5589 | 12 | 0.66115
59531 | 3.975 | 1 | 365 | 4.5128 | 0.63242 | 5 | 0.14522
59537 | 4.77 | 1 | 365 | 5.4154 | 0.35891 | 5 | 0.77427
59539 | 7.65 | 1 | 365 | 8.685 | 0.23598 | 8 | 0.921
59540 | 5.46 | 1 | 365 | 6.1987 | 0.72529 | 6 | 0.924
59541 | 6.24 | 1 | 365 | 7.0842 | 0.40033 | 7 | 0.48458
59825 | 5.035 | 1 | 365 | 5.7162 | 0.26773 | 5 | 0.98395
59828 | 3.38 | 1 | 365 | 3.8373 | 0.59185 | 4 | 0.42915
59829 | 7.395 | 1 | 365 | 8.3955 | 0.36145 | 8 | 0.75696
59831 | 10.6 | 1 | 365 | 12.0341 | 0.35312 | 12 | 0.38726
59838 | 6.24 | 1 | 365 | 7.0842 | 0.40033 | 7 | 0.48458
59840 | 9.36 | 1 | 365 | 10.6264 | 0.10049 | 10 | 0.72686
59842 | 10.2 | 1 | 365 | 11.58 | 0.98131 | 12 | 0.56133
59843 | 2.16 | 1 | 365 | 2.4522 | 0.40781 | 2 | 0.86005
59844 | 3.78 | 1 | 365 | 4.2914 | 0.96366 | 5 | 0.25508
59862 | 10.66 | 1 | 365 | 12.1023 | 0.5589 | 12 | 0.66115
59860 | 11.925 | 1 | 365 | 13.5384 | 0.89726 | 14 | 0.43567
59869 | 5.61 | 1 | 365 | 6.369 | 0.23972 | 6 | 0.60873
59868 | 4.94 | 1 | 365 | 5.6084 | 0.94193 | 6 | 0.55029
59879 | 12.72 | 1 | 365 | 14.441 | 0.62375 | 15 | 0.064714
59886 | 2.86 | 1 | 365 | 3.2469 | 0.80848 | 4 | 0.055431
59889 | 8.32 | 1 | 365 | 9.4457 | 0.53377 | 9 | 0.97944
59893 | 6.36 | 1 | 365 | 7.2205 | 0.81187 | 8 | 0.032357
59894 | 6.5 | 1 | 365 | 7.3794 | 0.29201 | 7 | 0.67143
59895 | 7.54 | 1 | 365 | 8.5601 | 0.85873 | 9 | 0.41886
59904 | 9.1 | 1 | 365 | 10.3312 | 0.20881 | 10 | 0.54001
59892 | 3.18 | 1 | 365 | 3.6102 | 0.90594 | 4 | 0.51618
59916 | 7.54 | 1 | 365 | 8.5601 | 0.85873 | 9 | 0.41886
59919 | 2.86 | 1 | 365 | 3.2469 | 0.80848 | 4 | 0.055431
59917 | 13.78 | 1 | 365 | 15.6444 | 0.25906 | 15 | 0.90344
59922 | 5.2 | 1 | 365 | 5.9035 | 0.83361 | 6 | 0.73715
59924 | 9.36 | 1 | 365 | 10.6264 | 0.10049 | 10 | 0.72686
59926 | 8.32 | 1 | 365 | 9.4457 | 0.53377 | 9 | 0.97944
59929 | 4.68 | 1 | 365 | 5.3132 | 0.050247 | 5 | 0.36343
59932 | 5.3 | 1 | 365 | 6.0171 | 0.17656 | 6 | 0.19363
59931 | 3.64 | 1 | 365 | 4.1325 | 0.48353 | 4 | 0.616
59930 | 6.63 | 1 | 365 | 7.527 | 0.73785 | 8 | 0.26486
59933 | 4.505 | 1 | 365 | 5.1145 | 0.45008 | 5 | 0.56459
59937 | 8.48 | 1 | 365 | 9.6273 | 0.082499 | 9 | 0.70981
59936 | 8.58 | 1 | 365 | 9.7408 | 0.42545 | 10 | 0.16629
59945 | 9.62 | 1 | 365 | 10.9215 | 0.99217 | 11 | 0.91372
59947 | 12.48 | 1 | 365 | 14.1685 | 0.80066 | 14 | 0.96915
59949 | 5.46 | 1 | 365 | 6.1987 | 0.72529 | 6 | 0.924
59952 | 2.6 | 1 | 365 | 2.9518 | 0.9168 | 3 | 0.86857
59953 | 4.68 | 1 | 365 | 5.3132 | 0.050247 | 5 | 0.36343
59954 | 6.5 | 1 | 365 | 7.3794 | 0.29201 | 7 | 0.67143
59955 | 9.18 | 1 | 365 | 10.422 | 0.48318 | 10 | 0.90519
59956 | 13.52 | 1 | 365 | 15.3492 | 0.36738 | 15 | 0.71658
59975 | 11.18 | 1 | 365 | 12.6926 | 0.34226 | 13 | 0.034866
59977 | 12.22 | 1 | 365 | 13.8733 | 0.90898 | 14 | 0.7823
59981 | 5.98 | 1 | 365 | 6.7891 | 0.50865 | 7 | 0.29772
59988 | 4.24 | 1 | 365 | 4.8137 | 0.54125 | 5 | 0.3549
59990 | 12.48 | 1 | 365 | 14.1685 | 0.80066 | 14 | 0.96915
59991 | 9.36 | 1 | 365 | 10.6264 | 0.10049 | 10 | 0.72686
59992 | 9.88 | 1 | 365 | 11.2167 | 0.88386 | 12 | 0.10058
59995 | 14.31 | 1 | 365 | 16.2461 | 0.076717 | 16 | 0.3228
59998 | 7.685 | 1 | 365 | 8.7247 | 0.35601 | 9 | 0.080765
59996 | 4.68 | 1 | 365 | 5.3132 | 0.050247 | 5 | 0.36343
35574 | 119.682 | 0.9 | 365 | 122.287 | 0.40879 | 122 | 0.69583
60002 | 9.62 | 1 | 365 | 10.9215 | 0.99217 | 11 | 0.91372
60003 | 13.52 | 1 | 365 | 15.3492 | 0.36738 | 15 | 0.71658
60004 | 5.2 | 1 | 365 | 5.9035 | 0.83361 | 6 | 0.73715
60018 | 7.54 | 1 | 365 | 8.5601 | 0.85873 | 9 | 0.41886
60019 | 7.54 | 1 | 365 | 8.5601 | 0.85873 | 9 | 0.41886
60026 | 12.22 | 1 | 365 | 13.8733 | 0.90898 | 14 | 0.7823
60024 | 3.38 | 1 | 365 | 3.8373 | 0.59185 | 4 | 0.42915
60030 | 7.8 | 1 | 365 | 8.8553 | 0.75041 | 9 | 0.60572
60032 | 4.505 | 1 | 365 | 5.1145 | 0.45008 | 5 | 0.56459
60040 | 10.14 | 1 | 365 | 11.5119 | 0.77554 | 12 | 0.28744
59636 | 2.08 | 1 | 365 | 2.3614 | 0.13344 | 2 | 0.49486
59638 | 5.61 | 1 | 365 | 6.369 | 0.23972 | 6 | 0.60873
59686 | 10.66 | 1 | 365 | 12.1023 | 0.5589 | 12 | 0.66115
59697 | 6.76 | 1 | 365 | 7.6746 | 0.18369 | 7 | 0.85829
59702 | 4.42 | 1 | 365 | 5.018 | 0.15857 | 5 | 0.17658
59706 | 7.155 | 1 | 365 | 8.123 | 0.53836 | 8 | 0.6614
59737 | 11.73 | 1 | 365 | 13.317 | 0.2285 | 13 | 0.54553
59740 | 6.625 | 1 | 365 | 7.5213 | 0.7207 | 8 | 0.24204
59746 | 8.48 | 1 | 365 | 9.6273 | 0.082499 | 9 | 0.70981
51992 | 12.24 | 1 | 365 | 13.896 | 0.97757 | 14 | 0.87359
58715 | 2.7 | 1 | 365 | 3.0653 | 0.25976 | 3 | 0.32506
60014 | 11.4 | 1 | 365 | 12.9424 | 0.096756 | 13 | 0.03913
50111 | 9.86 | 1 | 365 | 11.194 | 0.81526 | 12 | 0.009283
61868 | 10.56 | 1 | 365 | 11.9887 | 0.21594 | 12 | 0.20467
51593 | 3.64 | 1 | 365 | 4.1325 | 0.48353 | 4 | 0.616
51726 | 3.64 | 1 | 365 | 4.1325 | 0.48353 | 4 | 0.616
53211 | 7.28 | 1 | 365 | 8.265 | 0.96705 | 9 | 0.23201
47568 | 12.6 | 1 | 365 | 14.3047 | 0.2122 | 14 | 0.51693
61977 | 6.175 | 1 | 365 | 7.0105 | 0.17741 | 7 | 0.18786
60008 | 5.4 | 1 | 365 | 6.1306 | 0.51952 | 6 | 0.65011
62047 | 65.4 | 0.9 | 365 | 66.8235 | 0.86272 | 67 | 0.68625
59748 | 3.38 | 1 | 365 | 3.8373 | 0.59185 | 4 | 0.42915
59749 | 7.685 | 1 | 365 | 8.7247 | 0.35601 | 9 | 0.080765
59750 | 8.84 | 1 | 365 | 10.036 | 0.31713 | 10 | 0.35315
59751 | 7.685 | 1 | 365 | 8.7247 | 0.35601 | 9 | 0.080765
59752 | 8.84 | 1 | 365 | 10.036 | 0.31713 | 10 | 0.35315
59754 | 3.71 | 1 | 365 | 4.2119 | 0.72359 | 4 | 0.93554
59755 | 6.12 | 1 | 365 | 6.948 | 0.98878 | 7 | 0.9368
59766 | 5.83 | 1 | 365 | 6.6188 | 0.99422 | 7 | 0.61299
59769 | 5.98 | 1 | 365 | 6.7891 | 0.50865 | 7 | 0.29772
59770 | 7.54 | 1 | 365 | 8.5601 | 0.85873 | 9 | 0.41886
59772 | 4.16 | 1 | 365 | 4.7228 | 0.26689 | 4 | 0.98972
59774 | 12.48 | 1 | 365 | 14.1685 | 0.80066 | 14 | 0.96915
59775 | 10.07 | 1 | 365 | 11.4324 | 0.53547 | 11 | 0.9679
59776 | 9.36 | 1 | 365 | 10.6264 | 0.10049 | 10 | 0.72686
59778 | 10.865 | 1 | 365 | 12.335 | 0.26195 | 12 | 0.59694
59779 | 7.8 | 1 | 365 | 8.8553 | 0.75041 | 9 | 0.60572
59777 | 3.71 | 1 | 365 | 4.2119 | 0.72359 | 4 | 0.93554
59781 | 9.36 | 1 | 365 | 10.6264 | 0.10049 | 10 | 0.72686
59786 | 9.88 | 1 | 365 | 11.2167 | 0.88386 | 12 | 0.10058
60042 | 9.36 | 1 | 365 | 10.6264 | 0.10049 | 10 | 0.72686
60045 | 5.72 | 1 | 365 | 6.4939 | 0.61697 | 7 | 0.11086
60046 | 7.8 | 1 | 365 | 8.8553 | 0.75041 | 9 | 0.60572
60047 | 8.84 | 1 | 365 | 10.036 | 0.31713 | 10 | 0.35315
60052 | 8.32 | 1 | 365 | 9.4457 | 0.53377 | 9 | 0.97944
60053 | 8.84 | 1 | 365 | 10.036 | 0.31713 | 10 | 0.35315
60054 | 7.28 | 1 | 365 | 8.265 | 0.96705 | 9 | 0.23201
60055 | 8.58 | 1 | 365 | 9.7408 | 0.42545 | 10 | 0.16629
60075 | 6.63 | 1 | 365 | 7.527 | 0.73785 | 8 | 0.26486
60081 | 13.52 | 1 | 365 | 15.3492 | 0.36738 | 15 | 0.71658
60079 | 8.215 | 1 | 365 | 9.3265 | 0.17367 | 9 | 0.50013
60083 | 7.8 | 1 | 365 | 8.8553 | 0.75041 | 9 | 0.60572
60084 | 13.52 | 1 | 365 | 15.3492 | 0.36738 | 15 | 0.71658
60088 | 4.24 | 1 | 365 | 4.8137 | 0.54125 | 5 | 0.3549
59787 | 11.44 | 1 | 365 | 12.9878 | 0.23394 | 13 | 0.22172
60091 | 9.36 | 1 | 365 | 10.6264 | 0.10049 | 10 | 0.72686
60101 | 5.72 | 1 | 365 | 6.4939 | 0.61697 | 7 | 0.11086
60103 | 5.98 | 1 | 365 | 6.7891 | 0.50865 | 7 | 0.29772
59788 | 14.04 | 1 | 365 | 15.9396 | 0.15074 | 16 | 0.090297
59790 | 4.42 | 1 | 365 | 5.018 | 0.15857 | 5 | 0.17658
59796 | 7.65 | 1 | 365 | 8.685 | 0.23598 | 8 | 0.921
59800 | 4.42 | 1 | 365 | 5.018 | 0.15857 | 5 | 0.17658
59808 | 5.61 | 1 | 365 | 6.369 | 0.23972 | 6 | 0.60873
59810 | 6.24 | 1 | 365 | 7.0842 | 0.40033 | 7 | 0.48458
59789 | 5.98 | 1 | 365 | 6.7891 | 0.50865 | 7 | 0.29772
59812 | 5.565 | 1 | 365 | 6.3179 | 0.08539 | 6 | 0.40331
59813 | 6.36 | 1 | 365 | 7.2205 | 0.81187 | 8 | 0.032357
59816 | 7.28 | 1 | 365 | 8.265 | 0.96705 | 9 | 0.23201
59814 | 7.95 | 1 | 365 | 9.0256 | 0.26484 | 9 | 0.29045
59817 | 9.945 | 1 | 365 | 11.2905 | 0.10678 | 11 | 0.39729
59818 | 9.69 | 1 | 365 | 11.001 | 0.23224 | 11 | 0.23326
59821 | 3.12 | 1 | 365 | 3.5421 | 0.70016 | 4 | 0.24229
59824 | 3.12 | 1 | 365 | 3.5421 | 0.70016 | 4 | 0.24229
60357 | 8.16 | 1 | 365 | 9.264 | 0.98505 | 10 | 0.24906
60367 | 5.035 | 1 | 365 | 5.7162 | 0.26773 | 5 | 0.98395
60369 | 7.8 | 1 | 365 | 8.8553 | 0.75041 | 9 | 0.60572
60397 | 7.155 | 1 | 365 | 8.123 | 0.53836 | 8 | 0.6614
60402 | 5.1 | 1 | 365 | 5.79 | 0.49065 | 6 | 0.28066
60403 | 7.02 | 1 | 365 | 7.9698 | 0.075371 | 8 | 0.045149
60410 | 8.32 | 1 | 365 | 9.4457 | 0.53377 | 9 | 0.97944
60415 | 12.455 | 1 | 365 | 14.1401 | 0.71492 | 14 | 0.85503
60418 | 11.44 | 1 | 365 | 12.9878 | 0.23394 | 13 | 0.22172
60425 | 11.13 | 1 | 365 | 12.6358 | 0.17078 | 12 | 0.80662
60426 | 4.42 | 1 | 365 | 5.018 | 0.15857 | 5 | 0.17658
60434 | 7.54 | 1 | 365 | 8.5601 | 0.85873 | 9 | 0.41886
60438 | 12.72 | 1 | 365 | 14.441 | 0.62375 | 15 | 0.064714
60440 | 10.66 | 1 | 365 | 12.1023 | 0.5589 | 12 | 0.66115
60441 | 7.54 | 1 | 365 | 8.5601 | 0.85873 | 9 | 0.41886
60444 | 7.28 | 1 | 365 | 8.265 | 0.96705 | 9 | 0.23201
60446 | 9.88 | 1 | 365 | 11.2167 | 0.88386 | 12 | 0.10058
60449 | 2.86 | 1 | 365 | 3.2469 | 0.80848 | 4 | 0.055431
60453 | 8.215 | 1 | 365 | 9.3265 | 0.17367 | 9 | 0.50013
60458 | 5.2 | 1 | 365 | 5.9035 | 0.83361 | 6 | 0.73715
60459 | 7.42 | 1 | 365 | 8.4239 | 0.44719 | 8 | 0.87108
60465 | 7.395 | 1 | 365 | 8.3955 | 0.36145 | 8 | 0.75696
60467 | 11.44 | 1 | 365 | 12.9878 | 0.23394 | 13 | 0.22172
60470 | 9.36 | 1 | 365 | 10.6264 | 0.10049 | 10 | 0.72686
60480 | 8.745 | 1 | 365 | 9.9282 | 0.99133 | 10 | 0.91949
60482 | 10.4 | 1 | 365 | 11.8071 | 0.66722 | 12 | 0.47429
60483 | 4.68 | 1 | 365 | 5.3132 | 0.050247 | 5 | 0.36343
60484 | 9.88 | 1 | 365 | 11.2167 | 0.88386 | 12 | 0.10058
60485 | 4.59 | 1 | 365 | 5.211 | 0.74159 | 5 | 0.9526
60487 | 7.155 | 1 | 365 | 8.123 | 0.53836 | 8 | 0.6614
60486 | 4.94 | 1 | 365 | 5.6084 | 0.94193 | 6 | 0.55029
60489 | 6.76 | 1 | 365 | 7.6746 | 0.18369 | 7 | 0.85829
60491 | 2.6 | 1 | 365 | 2.9518 | 0.9168 | 3 | 0.86857
60492 | 10.92 | 1 | 365 | 12.3974 | 0.45058 | 12 | 0.84801
60494 | 5.2 | 1 | 365 | 5.9035 | 0.83361 | 6 | 0.73715
60493 | 3.9 | 1 | 365 | 4.4277 | 0.37521 | 4 | 0.80286
60112 | 5.94 | 1 | 365 | 6.7437 | 0.37147 | 7 | 0.11513
60498 | 2.385 | 1 | 365 | 2.7077 | 0.17945 | 2 | 0.88713
60500 | 7.28 | 1 | 365 | 8.265 | 0.96705 | 9 | 0.23201
60499 | 6.24 | 1 | 365 | 7.0842 | 0.40033 | 7 | 0.48458
60501 | 11.44 | 1 | 365 | 12.9878 | 0.23394 | 13 | 0.22172
60502 | 4.68 | 1 | 365 | 5.3132 | 0.050247 | 5 | 0.36343
60505 | 10.865 | 1 | 365 | 12.335 | 0.26195 | 12 | 0.59694
60504 | 14.045 | 1 | 365 | 15.9452 | 0.16789 | 16 | 0.11312
60508 | 6.24 | 1 | 365 | 7.0842 | 0.40033 | 7 | 0.48458
58494 | 2.03 | 1 | 365 | 2.3047 | 0.96197 | 3 | 0.26662
57651 | 6.76 | 1 | 365 | 7.6746 | 0.18369 | 7 | 0.85829
61852 | 25.65 | 0.9 | 365 | 26.2083 | 0.17093 | 26 | 0.37924
61682 | 3.563 | 1 | 365 | 4.0451 | 0.21945 | 4 | 0.26451
61511 | 9.5 | 1 | 365 | 10.7853 | 0.58063 | 11 | 0.36594
45217 | 13.68 | 1 | 365 | 15.5308 | 0.91611 | 16 | 0.44696
61605 | 0.981 | 1 | 365 | 1.1137 | 0.36438 | 1 | 0.4781
54191 | 5.3 | 1 | 365 | 6.0171 | 0.17656 | 6 | 0.19363
55048 | 3.9 | 1 | 365 | 4.4277 | 0.37521 | 4 | 0.80286
34001 | 2694 | 1 | 365 | 3058.4874 | 0.18076 | 3058 | 0.66818
59275 | 8.04 | 1 | 365 | 9.1278 | 0.5735 | 9 | 0.70128
60115 | 8.84 | 1 | 365 | 10.036 | 0.31713 | 10 | 0.35315
62022 | 2.665 | 1 | 365 | 3.0256 | 0.13972 | 3 | 0.16529
60105 | 3.18 | 1 | 365 | 3.6102 | 0.90594 | 4 | 0.51618
60130 | 5.83 | 1 | 365 | 6.6188 | 0.99422 | 7 | 0.61299
60132 | 2.7 | 1 | 365 | 3.0653 | 0.25976 | 3 | 0.32506
60136 | 3.9 | 1 | 365 | 4.4277 | 0.37521 | 4 | 0.80286
60190 | 4.94 | 1 | 365 | 5.6084 | 0.94193 | 6 | 0.55029
60196 | 5.565 | 1 | 365 | 6.3179 | 0.08539 | 6 | 0.40331
60201 | 6.5 | 1 | 365 | 7.3794 | 0.29201 | 7 | 0.67143
60202 | 6.625 | 1 | 365 | 7.5213 | 0.7207 | 8 | 0.24204
60205 | 3.38 | 1 | 365 | 3.8373 | 0.59185 | 4 | 0.42915
60217 | 4.94 | 1 | 365 | 5.6084 | 0.94193 | 6 | 0.55029
60219 | 6.5 | 1 | 365 | 7.3794 | 0.29201 | 7 | 0.67143
60220 | 6.89 | 1 | 365 | 7.8222 | 0.62953 | 8 | 0.45172
60208 | 7.54 | 1 | 365 | 8.5601 | 0.85873 | 9 | 0.41886
60225 | 2.805 | 1 | 365 | 3.1845 | 0.61986 | 3 | 0.80436
60224 | 8.32 | 1 | 365 | 9.4457 | 0.53377 | 9 | 0.97944
60230 | 4.24 | 1 | 365 | 4.8137 | 0.54125 | 5 | 0.3549
60263 | 2.08 | 1 | 365 | 2.3614 | 0.13344 | 2 | 0.49486
60264 | 14.04 | 1 | 365 | 15.9396 | 0.15074 | 16 | 0.090297
60266 | 5.98 | 1 | 365 | 6.7891 | 0.50865 | 7 | 0.29772
60268 | 13 | 1 | 365 | 14.7588 | 0.58402 | 15 | 0.34287
60269 | 10.6 | 1 | 365 | 12.0341 | 0.35312 | 12 | 0.38726
60283 | 4.335 | 1 | 365 | 4.9215 | 0.86706 | 5 | 0.78856
60271 | 10.455 | 1 | 365 | 11.8695 | 0.85584 | 12 | 0.72536
60301 | 3.12 | 1 | 365 | 3.5421 | 0.70016 | 4 | 0.24229
60303 | 2.08 | 1 | 365 | 2.3614 | 0.13344 | 2 | 0.49486
60305 | 4.16 | 1 | 365 | 4.7228 | 0.26689 | 4 | 0.98972
60307 | 5.46 | 1 | 365 | 6.1987 | 0.72529 | 6 | 0.924
60313 | 5.61 | 1 | 365 | 6.369 | 0.23972 | 6 | 0.60873
60318 | 7.02 | 1 | 365 | 7.9698 | 0.075371 | 8 | 0.045149
60319 | 5.1 | 1 | 365 | 5.79 | 0.49065 | 6 | 0.28066
60332 | 2.6 | 1 | 365 | 2.9518 | 0.9168 | 3 | 0.86857
60347 | 6.76 | 1 | 365 | 7.6746 | 0.18369 | 7 | 0.85829
60345 | 9.62 | 1 | 365 | 10.9215 | 0.99217 | 11 | 0.91372
60346 | 8.48 | 1 | 365 | 9.6273 | 0.082499 | 9 | 0.70981
60348 | 9.1 | 1 | 365 | 10.3312 | 0.20881 | 10 | 0.54001
60350 | 8.58 | 1 | 365 | 9.7408 | 0.42545 | 10 | 0.16629
60576 | 3.64 | 1 | 365 | 4.1325 | 0.48353 | 4 | 0.616
60512 | 12.455 | 1 | 365 | 14.1401 | 0.71492 | 14 | 0.85503
60510 | 10.14 | 1 | 365 | 11.5119 | 0.77554 | 12 | 0.28744
60579 | 7.28 | 1 | 365 | 8.265 | 0.96705 | 9 | 0.23201
60517 | 12.72 | 1 | 365 | 14.441 | 0.62375 | 15 | 0.064714
60578 | 8.745 | 1 | 365 | 9.9282 | 0.99133 | 10 | 0.91949
60509 | 4.59 | 1 | 365 | 5.211 | 0.74159 | 5 | 0.9526
60588 | 10.92 | 1 | 365 | 12.3974 | 0.45058 | 12 | 0.84801
60589 | 8.215 | 1 | 365 | 9.3265 | 0.17367 | 9 | 0.50013
60519 | 3.71 | 1 | 365 | 4.2119 | 0.72359 | 4 | 0.93554
60514 | 7.8 | 1 | 365 | 8.8553 | 0.75041 | 9 | 0.60572
60591 | 9.945 | 1 | 365 | 11.2905 | 0.10678 | 11 | 0.39729
60520 | 3.9 | 1 | 365 | 4.4277 | 0.37521 | 4 | 0.80286
60594 | 6.5 | 1 | 365 | 7.3794 | 0.29201 | 7 | 0.67143
60524 | 11.7 | 1 | 365 | 13.283 | 0.12562 | 13 | 0.40858
60606 | 4.42 | 1 | 365 | 5.018 | 0.15857 | 5 | 0.17658
60523 | 8.58 | 1 | 365 | 9.7408 | 0.42545 | 10 | 0.16629
60605 | 11.96 | 1 | 365 | 13.5781 | 0.017298 | 13 | 0.59544
60522 | 8.58 | 1 | 365 | 9.7408 | 0.42545 | 10 | 0.16629
60604 | 8.215 | 1 | 365 | 9.3265 | 0.17367 | 9 | 0.50013
60535 | 6.24 | 1 | 365 | 7.0842 | 0.40033 | 7 | 0.48458
60607 | 7.14 | 1 | 365 | 8.106 | 0.48692 | 8 | 0.59293
60610 | 11.73 | 1 | 365 | 13.317 | 0.2285 | 13 | 0.54553
60611 | 11.18 | 1 | 365 | 12.6926 | 0.34226 | 13 | 0.034866
60612 | 3.64 | 1 | 365 | 4.1325 | 0.48353 | 4 | 0.616
60613 | 13.78 | 1 | 365 | 15.6444 | 0.25906 | 15 | 0.90344
60537 | 5.3 | 1 | 365 | 6.0171 | 0.17656 | 6 | 0.19363
57830 | 17.34 | 1 | 365 | 19.686 | 0.46822 | 20 | 0.15426
59925 | 8.505 | 1 | 365 | 9.6557 | 0.16824 | 9 | 0.82393
60536 | 5.98 | 1 | 365 | 6.7891 | 0.50865 | 7 | 0.29772
59302 | 3.78 | 1 | 365 | 4.2914 | 0.96366 | 5 | 0.25508
59393 | 10.4 | 1 | 365 | 11.8071 | 0.66722 | 12 | 0.47429
60123 | 24.84 | 1 | 365 | 28.2008 | 0.18977 | 28 | 0.39053
59396 | 4.76 | 1 | 365 | 5.404 | 0.32461 | 5 | 0.72862
60011 | 11.025 | 1 | 365 | 12.5166 | 0.81068 | 13 | 0.32732
59412 | 7.28 | 1 | 365 | 8.265 | 0.96705 | 9 | 0.23201
59414 | 7.155 | 1 | 365 | 8.123 | 0.53836 | 8 | 0.6614
59648 | 10.4 | 1 | 365 | 11.8071 | 0.66722 | 12 | 0.47429
59428 | 5.3 | 1 | 365 | 6.0171 | 0.17656 | 6 | 0.19363
59442 | 5.46 | 1 | 365 | 6.1987 | 0.72529 | 6 | 0.924
59454 | 4.16 | 1 | 365 | 4.7228 | 0.26689 | 4 | 0.98972
59501 | 4.505 | 1 | 365 | 5.1145 | 0.45008 | 5 | 0.56459
59411 | 12.22 | 1 | 365 | 13.8733 | 0.90898 | 14 | 0.7823
59502 | 6.095 | 1 | 365 | 6.9196 | 0.90305 | 7 | 0.82268
59645 | 8.4 | 1 | 365 | 9.5365 | 0.80814 | 10 | 0.34462
59649 | 10.07 | 1 | 365 | 11.4324 | 0.53547 | 11 | 0.9679
59653 | 5.83 | 1 | 365 | 6.6188 | 0.99422 | 7 | 0.61299
59654 | 4.77 | 1 | 365 | 5.4154 | 0.35891 | 5 | 0.77427
59510 | 10.4 | 1 | 365 | 11.8071 | 0.66722 | 12 | 0.47429
59655 | 5.3 | 1 | 365 | 6.0171 | 0.17656 | 6 | 0.19363
59659 | 4.16 | 1 | 365 | 4.7228 | 0.26689 | 4 | 0.98972
59673 | 9.01 | 1 | 365 | 10.229 | 0.90016 | 11 | 0.12917
59509 | 7.02 | 1 | 365 | 7.9698 | 0.075371 | 8 | 0.045149
59682 | 5.83 | 1 | 365 | 6.6188 | 0.99422 | 7 | 0.61299
59511 | 8.58 | 1 | 365 | 9.7408 | 0.42545 | 10 | 0.16629
59676 | 9.54 | 1 | 365 | 10.8307 | 0.71781 | 11 | 0.54854
59688 | 9.805 | 1 | 365 | 11.1316 | 0.62664 | 11 | 0.75822
59690 | 6.36 | 1 | 365 | 7.2205 | 0.81187 | 8 | 0.032357
59693 | 4.24 | 1 | 365 | 4.8137 | 0.54125 | 5 | 0.3549
59512 | 10.4 | 1 | 365 | 11.8071 | 0.66722 | 12 | 0.47429
27687 | 3.185 | 1 | 365 | 3.6159 | 0.92308 | 4 | 0.539
59698 | 10.07 | 1 | 365 | 11.4324 | 0.53547 | 11 | 0.9679
59701 | 7.685 | 1 | 365 | 8.7247 | 0.35601 | 9 | 0.080765
59514 | 7.685 | 1 | 365 | 8.7247 | 0.35601 | 9 | 0.080765
59720 | 11.13 | 1 | 365 | 12.6358 | 0.17078 | 12 | 0.80662
59555 | 9.36 | 1 | 365 | 10.6264 | 0.10049 | 10 | 0.72686
59722 | 4.42 | 1 | 365 | 5.018 | 0.15857 | 5 | 0.17658
59559 | 4.68 | 1 | 365 | 5.3132 | 0.050247 | 5 | 0.36343
59723 | 4.24 | 1 | 365 | 4.8137 | 0.54125 | 5 | 0.3549
59561 | 9.54 | 1 | 365 | 10.8307 | 0.71781 | 11 | 0.54854
59560 | 5.3 | 1 | 365 | 6.0171 | 0.17656 | 6 | 0.19363
59724 | 5.565 | 1 | 365 | 6.3179 | 0.08539 | 6 | 0.40331
59728 | 8.215 | 1 | 365 | 9.3265 | 0.17367 | 9 | 0.50013
59734 | 3.64 | 1 | 365 | 4.1325 | 0.48353 | 4 | 0.616
59563 | 9.01 | 1 | 365 | 10.229 | 0.90016 | 11 | 0.12917
59568 | 9.805 | 1 | 365 | 11.1316 | 0.62664 | 11 | 0.75822
59736 | 11.66 | 1 | 365 | 13.2376 | 0.98844 | 14 | 0.22599
59739 | 12.455 | 1 | 365 | 14.1401 | 0.71492 | 14 | 0.85503
59567 | 11.395 | 1 | 365 | 12.9367 | 0.079608 | 13 | 0.016306
59743 | 8.32 | 1 | 365 | 9.4457 | 0.53377 | 9 | 0.97944
59578 | 3.64 | 1 | 365 | 4.1325 | 0.48353 | 4 | 0.616
59757 | 5.035 | 1 | 365 | 5.7162 | 0.26773 | 5 | 0.98395
59417 | 8.06 | 1 | 365 | 9.1505 | 0.64209 | 9 | 0.79258
59758 | 8.48 | 1 | 365 | 9.6273 | 0.082499 | 9 | 0.70981
59635 | 8.215 | 1 | 365 | 9.3265 | 0.17367 | 9 | 0.50013
59759 | 12.72 | 1 | 365 | 14.441 | 0.62375 | 15 | 0.064714
59631 | 9.275 | 1 | 365 | 10.5299 | 0.80898 | 11 | 0.33885
59639 | 11.2 | 1 | 365 | 12.7153 | 0.41085 | 13 | 0.12616
59761 | 6.36 | 1 | 365 | 7.2205 | 0.81187 | 8 | 0.032357
59641 | 5.035 | 1 | 365 | 5.7162 | 0.26773 | 5 | 0.98395
59764 | 5.035 | 1 | 365 | 5.7162 | 0.26773 | 5 | 0.98395
59643 | 4.505 | 1 | 365 | 5.1145 | 0.45008 | 5 | 0.56459
59642 | 5.6 | 1 | 365 | 6.3577 | 0.20542 | 6 | 0.56308
59765 | 6.36 | 1 | 365 | 7.2205 | 0.81187 | 8 | 0.032357
59767 | 10.07 | 1 | 365 | 11.4324 | 0.53547 | 11 | 0.9679
59780 | 4.24 | 1 | 365 | 4.8137 | 0.54125 | 5 | 0.3549
59771 | 8.215 | 1 | 365 | 9.3265 | 0.17367 | 9 | 0.50013
59422 | 3.9 | 1 | 365 | 4.4277 | 0.37521 | 4 | 0.80286
59811 | 4.77 | 1 | 365 | 5.4154 | 0.35891 | 5 | 0.77427
59815 | 9.01 | 1 | 365 | 10.229 | 0.90016 | 11 | 0.12917
59820 | 5.565 | 1 | 365 | 6.3179 | 0.08539 | 6 | 0.40331
32842 | 3.38 | 1 | 365 | 3.8373 | 0.59185 | 4 | 0.42915
59861 | 8.745 | 1 | 365 | 9.9282 | 0.99133 | 10 | 0.91949
59865 | 13.25 | 1 | 365 | 15.0427 | 0.4414 | 15 | 0.48408
59872 | 6.36 | 1 | 365 | 7.2205 | 0.81187 | 8 | 0.032357
59878 | 7.02 | 1 | 365 | 7.9698 | 0.075371 | 8 | 0.045149
59901 | 8.48 | 1 | 365 | 9.6273 | 0.082499 | 9 | 0.70981
50248 | 10.865 | 1 | 365 | 12.335 | 0.26195 | 12 | 0.59694
45647 | 3.06 | 1 | 365 | 3.474 | 0.49439 | 3 | 0.9684
42117 | 9.36 | 1 | 365 | 10.6264 | 0.10049 | 10 | 0.72686
40117 | 13.52 | 1 | 365 | 15.3492 | 0.36738 | 15 | 0.71658
57417 | 2.34 | 1 | 365 | 2.6566 | 0.025124 | 2 | 0.68172
55064 | 2.34 | 1 | 365 | 2.6566 | 0.025124 | 2 | 0.68172
57172 | 2.385 | 1 | 365 | 2.7077 | 0.17945 | 2 | 0.88713
58577 | 990.945 | 0.7 | 365 | 787.5111 | 0.93986 | 788 | 0.45099
38225 | 7.84 | 1 | 365 | 8.9007 | 0.88759 | 9 | 0.78831
45016 | 5.72 | 1 | 365 | 6.4939 | 0.61697 | 7 | 0.11086
43905 | 4.845 | 1 | 365 | 5.5005 | 0.61612 | 6 | 0.11663
47547 | 6.5 | 1 | 365 | 7.3794 | 0.29201 | 7 | 0.67143
53146 | 31 | 0.9 | 365 | 31.6748 | 0.68417 | 32 | 0.35892
39219 | 7.28 | 1 | 365 | 8.265 | 0.96705 | 9 | 0.23201
56293 | 10.66 | 1 | 365 | 12.1023 | 0.5589 | 12 | 0.66115
49396 | 5.04 | 1 | 365 | 5.7219 | 0.28488 | 6 | 0.0067734
47237 | 10.4 | 1 | 365 | 11.8071 | 0.66722 | 12 | 0.47429
57563 | 3.9 | 1 | 365 | 4.4277 | 0.37521 | 4 | 0.80286
57755 | 9.805 | 1 | 365 | 11.1316 | 0.62664 | 11 | 0.75822
38942 | 5.2 | 1 | 365 | 5.9035 | 0.83361 | 6 | 0.73715
24853 | 5.46 | 1 | 365 | 6.1987 | 0.72529 | 6 | 0.924
49904 | 24.91 | 1 | 365 | 28.2802 | 0.42984 | 28 | 0.71006
59704 | 5.3 | 1 | 365 | 6.0171 | 0.17656 | 6 | 0.19363
59726 | 9.36 | 1 | 365 | 10.6264 | 0.10049 | 10 | 0.72686
59727 | 6.36 | 1 | 365 | 7.2205 | 0.81187 | 8 | 0.032357
59730 | 5.3 | 1 | 365 | 6.0171 | 0.17656 | 6 | 0.19363
59731 | 6.44 | 1 | 365 | 7.3113 | 0.086238 | 7 | 0.39754
59732 | 7.84 | 1 | 365 | 8.9007 | 0.88759 | 9 | 0.78831
59733 | 10.6 | 1 | 365 | 12.0341 | 0.35312 | 12 | 0.38726
38343 | 12.74 | 1 | 365 | 14.4637 | 0.69234 | 15 | 0.15601
46994 | 6.24 | 1 | 365 | 7.0842 | 0.40033 | 7 | 0.48458
59882 | 6.36 | 1 | 365 | 7.2205 | 0.81187 | 8 | 0.032357
59888 | 12.48 | 1 | 365 | 14.1685 | 0.80066 | 14 | 0.96915
59903 | 5.46 | 1 | 365 | 6.1987 | 0.72529 | 6 | 0.924
59906 | 10.6 | 1 | 365 | 12.0341 | 0.35312 | 12 | 0.38726
59907 | 6.625 | 1 | 365 | 7.5213 | 0.7207 | 8 | 0.24204
59908 | 7.95 | 1 | 365 | 9.0256 | 0.26484 | 9 | 0.29045
59912 | 5.46 | 1 | 365 | 6.1987 | 0.72529 | 6 | 0.924
59915 | 6.72 | 1 | 365 | 7.6292 | 0.046509 | 7 | 0.6757
50623 | 7.42 | 1 | 365 | 8.4239 | 0.44719 | 8 | 0.87108
46375 | 6.76 | 1 | 365 | 7.6746 | 0.18369 | 7 | 0.85829
57498 | 7.685 | 1 | 365 | 8.7247 | 0.35601 | 9 | 0.080765
52394 | 6.375 | 1 | 365 | 7.2375 | 0.86332 | 8 | 0.10083
47243 | 7.54 | 1 | 365 | 8.5601 | 0.85873 | 9 | 0.41886
55093 | 3.12 | 1 | 365 | 3.5421 | 0.70016 | 4 | 0.24229
38017 | 10.66 | 1 | 365 | 12.1023 | 0.5589 | 12 | 0.66115
32357 | 5.98 | 1 | 365 | 6.7891 | 0.50865 | 7 | 0.29772
44267 | 6.5 | 1 | 365 | 7.3794 | 0.29201 | 7 | 0.67143
60057 | 3.445 | 1 | 365 | 3.9111 | 0.81477 | 4 | 0.72586
60060 | 5.83 | 1 | 365 | 6.6188 | 0.99422 | 7 | 0.61299
60064 | 8.215 | 1 | 365 | 9.3265 | 0.17367 | 9 | 0.50013
60066 | 5.3 | 1 | 365 | 6.0171 | 0.17656 | 6 | 0.19363
60067 | 3.12 | 1 | 365 | 3.5421 | 0.70016 | 4 | 0.24229
60069 | 5.83 | 1 | 365 | 6.6188 | 0.99422 | 7 | 0.61299
60094 | 5.565 | 1 | 365 | 6.3179 | 0.08539 | 6 | 0.40331
60093 | 8.06 | 1 | 365 | 9.1505 | 0.64209 | 9 | 0.79258
60095 | 4.77 | 1 | 365 | 5.4154 | 0.35891 | 5 | 0.77427
51118 | 13.44 | 1 | 365 | 15.2584 | 0.093018 | 15 | 0.3514
44795 | 21.45 | 1 | 365 | 24.3521 | 0.56363 | 24 | 0.91573
62100 | 5.4 | 1 | 365 | 6.1306 | 0.51952 | 6 | 0.65011
62097 | 5.13 | 1 | 365 | 5.8241 | 0.59354 | 6 | 0.41761
47533 | 12.4 | 1 | 365 | 14.0777 | 0.5263 | 14 | 0.60397
46223 | 7.44 | 1 | 365 | 8.4466 | 0.51578 | 8 | 0.96238
58038 | 8.25 | 1 | 365 | 9.3662 | 0.29371 | 9 | 0.6599
62013 | 7.68 | 1 | 365 | 8.7191 | 0.33887 | 9 | 0.05794
61935 | 7.68 | 1 | 365 | 8.7191 | 0.33887 | 9 | 0.05794
61915 | 7.68 | 1 | 365 | 8.7191 | 0.33887 | 9 | 0.05794
61851 | 7.68 | 1 | 365 | 8.7191 | 0.33887 | 9 | 0.05794
62085 | 7.68 | 1 | 365 | 8.7191 | 0.33887 | 9 | 0.05794
36237 | 8.28 | 1 | 365 | 9.4003 | 0.39659 | 9 | 0.79684
61833 | 10.335 | 1 | 365 | 11.7333 | 0.4443 | 12 | 0.17758
45484 | 24.255 | 1 | 365 | 27.5366 | 0.18349 | 27 | 0.7201
48049 | 24.255 | 1 | 365 | 27.5366 | 0.18349 | 27 | 0.7201
34642 | 91 | 0.9 | 365 | 92.9807 | 0.87933 | 93 | 0.86007
62123 | 8.5 | 1 | 365 | 9.65 | 0.15109 | 9 | 0.80111
62121 | 7.5 | 1 | 365 | 8.5147 | 0.72155 | 9 | 0.23627
62122 | 13.25 | 1 | 365 | 15.0427 | 0.4414 | 15 | 0.48408
62120 | 3.75 | 1 | 365 | 4.2574 | 0.86078 | 5 | 0.11813
62119 | 10.137 | 1 | 365 | 11.5085 | 0.76525 | 12 | 0.27374
62109 | 5.75 | 1 | 365 | 6.528 | 0.71985 | 7 | 0.24781
62102 | 10.5 | 1 | 365 | 11.9206 | 0.01017 | 11 | 0.93078
61690 | 4.8 | 1 | 365 | 5.4494 | 0.46179 | 5 | 0.91121
46593 | 5.2 | 1 | 365 | 5.9035 | 0.83361 | 6 | 0.73715
53789 | 8.67 | 1 | 365 | 9.843 | 0.73411 | 10 | 0.57713
47065 | 11.475 | 1 | 365 | 13.0275 | 0.35397 | 13 | 0.38149
43261 | 4.42 | 1 | 365 | 5.018 | 0.15857 | 5 | 0.17658
58624 | 7.02 | 1 | 365 | 7.9698 | 0.075371 | 8 | 0.045149
57139 | 5.46 | 1 | 365 | 6.1987 | 0.72529 | 6 | 0.924
60247 | 7.28 | 1 | 365 | 8.265 | 0.96705 | 9 | 0.23201
48738 | 7.28 | 1 | 365 | 8.265 | 0.96705 | 9 | 0.23201
60289 | 7.8 | 1 | 365 | 8.8553 | 0.75041 | 9 | 0.60572
43093 | 5.72 | 1 | 365 | 6.4939 | 0.61697 | 7 | 0.11086
52002 | 8.06 | 1 | 365 | 9.1505 | 0.64209 | 9 | 0.79258
60291 | 6.095 | 1 | 365 | 6.9196 | 0.90305 | 7 | 0.82268
60293 | 7.42 | 1 | 365 | 8.4239 | 0.44719 | 8 | 0.87108
32905 | 5.46 | 1 | 365 | 6.1987 | 0.72529 | 6 | 0.924
55085 | 9.88 | 1 | 365 | 11.2167 | 0.88386 | 12 | 0.10058
60295 | 6.36 | 1 | 365 | 7.2205 | 0.81187 | 8 | 0.032357
26669 | 6.76 | 1 | 365 | 7.6746 | 0.18369 | 7 | 0.85829
60297 | 9.01 | 1 | 365 | 10.229 | 0.90016 | 11 | 0.12917
60298 | 3.18 | 1 | 365 | 3.6102 | 0.90594 | 4 | 0.51618
60302 | 4.24 | 1 | 365 | 4.8137 | 0.54125 | 5 | 0.3549
60304 | 7.42 | 1 | 365 | 8.4239 | 0.44719 | 8 | 0.87108
31967 | 7.02 | 1 | 365 | 7.9698 | 0.075371 | 8 | 0.045149
25542 | 5.98 | 1 | 365 | 6.7891 | 0.50865 | 7 | 0.29772
60308 | 5.83 | 1 | 365 | 6.6188 | 0.99422 | 7 | 0.61299
54955 | 4.94 | 1 | 365 | 5.6084 | 0.94193 | 6 | 0.55029
51754 | 7.54 | 1 | 365 | 8.5601 | 0.85873 | 9 | 0.41886
60321 | 3.64 | 1 | 365 | 4.1325 | 0.48353 | 4 | 0.616
59234 | 4.68 | 1 | 365 | 5.3132 | 0.050247 | 5 | 0.36343
52341 | 7.02 | 1 | 365 | 7.9698 | 0.075371 | 8 | 0.045149
56601 | 5.72 | 1 | 365 | 6.4939 | 0.61697 | 7 | 0.11086
52238 | 9.1 | 1 | 365 | 10.3312 | 0.20881 | 10 | 0.54001
51830 | 3.12 | 1 | 365 | 3.5421 | 0.70016 | 4 | 0.24229
59491 | 11.395 | 1 | 365 | 12.9367 | 0.079608 | 13 | 0.016306
51832 | 9.88 | 1 | 365 | 11.2167 | 0.88386 | 12 | 0.10058
22762 | 8.58 | 1 | 365 | 9.7408 | 0.42545 | 10 | 0.16629
32712 | 7.54 | 1 | 365 | 8.5601 | 0.85873 | 9 | 0.41886
52108 | 5.72 | 1 | 365 | 6.4939 | 0.61697 | 7 | 0.11086
60387 | 4.24 | 1 | 365 | 4.8137 | 0.54125 | 5 | 0.3549
59566 | 10.6 | 1 | 365 | 12.0341 | 0.35312 | 12 | 0.38726
59137 | 13 | 1 | 365 | 14.7588 | 0.58402 | 15 | 0.34287
60390 | 4.16 | 1 | 365 | 4.7228 | 0.26689 | 4 | 0.98972
59317 | 10.6 | 1 | 365 | 12.0341 | 0.35312 | 12 | 0.38726
58842 | 7.905 | 1 | 365 | 8.9745 | 0.11051 | 9 | 0.085029
37742 | 5.72 | 1 | 365 | 6.4939 | 0.61697 | 7 | 0.11086
60398 | 3.64 | 1 | 365 | 4.1325 | 0.48353 | 4 | 0.616
33220 | 2.86 | 1 | 365 | 3.2469 | 0.80848 | 4 | 0.055431
43721 | 4.94 | 1 | 365 | 5.6084 | 0.94193 | 6 | 0.55029
60400 | 10.71 | 1 | 365 | 12.159 | 0.73037 | 12 | 0.88939
57899 | 4.16 | 1 | 365 | 4.7228 | 0.26689 | 4 | 0.98972
15733 | 4.335 | 1 | 365 | 4.9215 | 0.86706 | 5 | 0.78856
57077 | 3.9 | 1 | 365 | 4.4277 | 0.37521 | 4 | 0.80286
59296 | 10.6 | 1 | 365 | 12.0341 | 0.35312 | 12 | 0.38726
60409 | 6.36 | 1 | 365 | 7.2205 | 0.81187 | 8 | 0.032357
59231 | 17.42 | 1 | 365 | 19.7769 | 0.74259 | 20 | 0.51944
59940 | 5.46 | 1 | 365 | 6.1987 | 0.72529 | 6 | 0.924
60211 | 5.7 | 1 | 365 | 6.4712 | 0.54838 | 7 | 0.019565
60513 | 6.6 | 1 | 365 | 7.493 | 0.63496 | 8 | 0.12792
60541 | 6 | 1 | 365 | 6.8118 | 0.57724 | 7 | 0.38902
60565 | 6 | 1 | 365 | 6.8118 | 0.57724 | 7 | 0.38902
60839 | 3.3 | 1 | 365 | 3.7465 | 0.31748 | 4 | 0.063959
60855 | 8.4 | 1 | 365 | 9.5365 | 0.80814 | 10 | 0.34462
60884 | 12.72 | 1 | 365 | 14.441 | 0.62375 | 15 | 0.064714
61002 | 4.8 | 1 | 365 | 5.4494 | 0.46179 | 5 | 0.91121
60226 | 7.5 | 1 | 365 | 8.5147 | 0.72155 | 9 | 0.23627
60031 | 7.155 | 1 | 365 | 8.123 | 0.53836 | 8 | 0.6614
60017 | 4.77 | 1 | 365 | 5.4154 | 0.35891 | 5 | 0.77427
60033 | 9.52 | 1 | 365 | 10.808 | 0.64922 | 11 | 0.45724
60029 | 6.54 | 1 | 365 | 7.4248 | 0.42919 | 7 | 0.85403
60036 | 8.82 | 1 | 365 | 10.0133 | 0.24854 | 10 | 0.26185
60041 | 5.035 | 1 | 365 | 5.7162 | 0.26773 | 5 | 0.98395
60038 | 6.44 | 1 | 365 | 7.3113 | 0.086238 | 7 | 0.39754
51561 | 4.68 | 1 | 365 | 5.3132 | 0.050247 | 5 | 0.36343
59798 | 4.68 | 1 | 365 | 5.3132 | 0.050247 | 5 | 0.36343
41298 | 3.9 | 1 | 365 | 4.4277 | 0.37521 | 4 | 0.80286
57113 | 7.54 | 1 | 365 | 8.5601 | 0.85873 | 9 | 0.41886
57506 | 8.71 | 1 | 365 | 9.8884 | 0.87129 | 10 | 0.75972
59594 | 6.213 | 1 | 365 | 7.0536 | 0.30773 | 7 | 0.36133
60043 | 6.24 | 1 | 365 | 7.0842 | 0.40033 | 7 | 0.48458
43756 | 3.57 | 1 | 365 | 4.053 | 0.24346 | 4 | 0.29646
60128 | 4.4 | 1 | 365 | 4.9953 | 0.089976 | 5 | 0.085278
60138 | 10.35 | 1 | 365 | 11.7503 | 0.49574 | 12 | 0.24605
60141 | 6.5 | 1 | 365 | 7.3794 | 0.29201 | 7 | 0.67143
60147 | 6.89 | 1 | 365 | 7.8222 | 0.62953 | 8 | 0.45172
60148 | 3.975 | 1 | 365 | 4.5128 | 0.63242 | 5 | 0.14522
60149 | 6.095 | 1 | 365 | 6.9196 | 0.90305 | 7 | 0.82268
60151 | 9.01 | 1 | 365 | 10.229 | 0.90016 | 11 | 0.12917
60153 | 10.6 | 1 | 365 | 12.0341 | 0.35312 | 12 | 0.38726
60154 | 4.77 | 1 | 365 | 5.4154 | 0.35891 | 5 | 0.77427
60162 | 8.19 | 1 | 365 | 9.2981 | 0.087933 | 9 | 0.38601
59558 | 7.035 | 1 | 365 | 7.9868 | 0.12681 | 8 | 0.11362
39690 | 8.925 | 1 | 365 | 10.1325 | 0.60864 | 10 | 0.74116
60171 | 8.505 | 1 | 365 | 9.6557 | 0.16824 | 9 | 0.82393
59762 | 6.16 | 1 | 365 | 6.9934 | 0.12597 | 7 | 0.11939
60240 | 9.3 | 1 | 365 | 10.5583 | 0.89472 | 11 | 0.45297
60241 | 17.01 | 1 | 365 | 19.3114 | 0.33648 | 19 | 0.64786
60251 | 11.34 | 1 | 365 | 12.8743 | 0.89098 | 13 | 0.76524
60145 | 6.76 | 1 | 365 | 7.6746 | 0.18369 | 7 | 0.85829
50609 | 8.58 | 1 | 365 | 9.7408 | 0.42545 | 10 | 0.16629
60616 | 3.64 | 1 | 365 | 4.1325 | 0.48353 | 4 | 0.616
60618 | 13.78 | 1 | 365 | 15.6444 | 0.25906 | 15 | 0.90344
60619 | 2.65 | 1 | 365 | 3.0085 | 0.088281 | 3 | 0.096815
60629 | 7.54 | 1 | 365 | 8.5601 | 0.85873 | 9 | 0.41886
60622 | 7.54 | 1 | 365 | 8.5601 | 0.85873 | 9 | 0.41886
60636 | 13.77 | 1 | 365 | 15.633 | 0.22477 | 15 | 0.85779
60662 | 2.86 | 1 | 365 | 3.2469 | 0.80848 | 4 | 0.055431
60665 | 11.18 | 1 | 365 | 12.6926 | 0.34226 | 13 | 0.034866
60667 | 10.14 | 1 | 365 | 11.5119 | 0.77554 | 12 | 0.28744
60668 | 15.045 | 1 | 365 | 17.0805 | 0.59743 | 17 | 0.67796
60670 | 14.025 | 1 | 365 | 15.9225 | 0.099299 | 16 | 0.021825
60671 | 4.42 | 1 | 365 | 5.018 | 0.15857 | 5 | 0.17658
60674 | 6.36 | 1 | 365 | 7.2205 | 0.81187 | 8 | 0.032357
60672 | 4.42 | 1 | 365 | 5.018 | 0.15857 | 5 | 0.17658
60675 | 6.24 | 1 | 365 | 7.0842 | 0.40033 | 7 | 0.48458
60676 | 6.5 | 1 | 365 | 7.3794 | 0.29201 | 7 | 0.67143
60677 | 3.9 | 1 | 365 | 4.4277 | 0.37521 | 4 | 0.80286
60678 | 5.72 | 1 | 365 | 6.4939 | 0.61697 | 7 | 0.11086
60693 | 6.12 | 1 | 365 | 6.948 | 0.98878 | 7 | 0.9368
60697 | 5.83 | 1 | 365 | 6.6188 | 0.99422 | 7 | 0.61299
60703 | 7.395 | 1 | 365 | 8.3955 | 0.36145 | 8 | 0.75696
60715 | 6.36 | 1 | 365 | 7.2205 | 0.81187 | 8 | 0.032357
60731 | 4.335 | 1 | 365 | 4.9215 | 0.86706 | 5 | 0.78856
60736 | 9.88 | 1 | 365 | 11.2167 | 0.88386 | 12 | 0.10058
60737 | 6.5 | 1 | 365 | 7.3794 | 0.29201 | 7 | 0.67143
60669 | 3.38 | 1 | 365 | 3.8373 | 0.59185 | 4 | 0.42915
60743 | 6.36 | 1 | 365 | 7.2205 | 0.81187 | 8 | 0.032357
60745 | 11.18 | 1 | 365 | 12.6926 | 0.34226 | 13 | 0.034866
60747 | 5.3 | 1 | 365 | 6.0171 | 0.17656 | 6 | 0.19363
60750 | 2.86 | 1 | 365 | 3.2469 | 0.80848 | 4 | 0.055431
60755 | 6.095 | 1 | 365 | 6.9196 | 0.90305 | 7 | 0.82268
60756 | 3.71 | 1 | 365 | 4.2119 | 0.72359 | 4 | 0.93554
60759 | 2.65 | 1 | 365 | 3.0085 | 0.088281 | 3 | 0.096815
60767 | 3.71 | 1 | 365 | 4.2119 | 0.72359 | 4 | 0.93554
60769 | 9.1 | 1 | 365 | 10.3312 | 0.20881 | 10 | 0.54001
60770 | 8.48 | 1 | 365 | 9.6273 | 0.082499 | 9 | 0.70981
62050 | 8.7 | 1 | 365 | 9.8771 | 0.837 | 10 | 0.71407
60210 | 7.95 | 1 | 365 | 9.0256 | 0.26484 | 9 | 0.29045
59338 | 3.924 | 1 | 365 | 4.4549 | 0.45751 | 4 | 0.91242
60741 | 8.06 | 1 | 365 | 9.1505 | 0.64209 | 9 | 0.79258
53538 | 11.96 | 1 | 365 | 13.5781 | 0.017298 | 13 | 0.59544
56311 | 4.42 | 1 | 365 | 5.018 | 0.15857 | 5 | 0.17658
56314 | 5.2 | 1 | 365 | 5.9035 | 0.83361 | 6 | 0.73715
38667 | 7.575 | 1 | 365 | 8.5999 | 0.97877 | 9 | 0.57863
27278 | 649.8 | 0.8 | 365 | 590.1723 | 0.81207 | 590 | 0.98435
27345 | 649.8 | 0.8 | 365 | 590.1723 | 0.81207 | 590 | 0.98435
27346 | 649.8 | 0.8 | 365 | 590.1723 | 0.81207 | 590 | 0.98435
59471 | 35.97 | 0.9 | 365 | 36.7529 | 0.024498 | 36 | 0.77744
60779 | 9.88 | 1 | 365 | 11.2167 | 0.88386 | 12 | 0.10058
60773 | 2.65 | 1 | 365 | 3.0085 | 0.088281 | 3 | 0.096815
60781 | 10.335 | 1 | 365 | 11.7333 | 0.4443 | 12 | 0.17758
60782 | 5.98 | 1 | 365 | 6.7891 | 0.50865 | 7 | 0.29772
60780 | 374.22 | 0.9 | 365 | 382.3654 | 0.062213 | 382 | 0.42764
60792 | 10.6 | 1 | 365 | 12.0341 | 0.35312 | 12 | 0.38726
60700 | 318.06 | 0.8 | 365 | 288.8738 | 0.63959 | 289 | 0.51339
18081 | 318.06 | 0.8 | 365 | 288.8738 | 0.63959 | 289 | 0.51339
60794 | 3.38 | 1 | 365 | 3.8373 | 0.59185 | 4 | 0.42915
60798 | 11.13 | 1 | 365 | 12.6358 | 0.17078 | 12 | 0.80662
60799 | 10.335 | 1 | 365 | 11.7333 | 0.4443 | 12 | 0.17758
60802 | 10.4 | 1 | 365 | 11.8071 | 0.66722 | 12 | 0.47429
60801 | 7.42 | 1 | 365 | 8.4239 | 0.44719 | 8 | 0.87108
60803 | 7.28 | 1 | 365 | 8.265 | 0.96705 | 9 | 0.23201
60804 | 5.035 | 1 | 365 | 5.7162 | 0.26773 | 5 | 0.98395
60812 | 5.2 | 1 | 365 | 5.9035 | 0.83361 | 6 | 0.73715
60829 | 5.565 | 1 | 365 | 6.3179 | 0.08539 | 6 | 0.40331
60828 | 2.915 | 1 | 365 | 3.3094 | 0.99711 | 4 | 0.3065
60844 | 13.52 | 1 | 365 | 15.3492 | 0.36738 | 15 | 0.71658
60846 | 4.94 | 1 | 365 | 5.6084 | 0.94193 | 6 | 0.55029
60851 | 7.685 | 1 | 365 | 8.7247 | 0.35601 | 9 | 0.080765
60858 | 3.975 | 1 | 365 | 4.5128 | 0.63242 | 5 | 0.14522
60833 | 3.38 | 1 | 365 | 3.8373 | 0.59185 | 4 | 0.42915
60861 | 5.035 | 1 | 365 | 5.7162 | 0.26773 | 5 | 0.98395
60870 | 4.16 | 1 | 365 | 4.7228 | 0.26689 | 4 | 0.98972
60867 | 6.36 | 1 | 365 | 7.2205 | 0.81187 | 8 | 0.032357
60889 | 5.46 | 1 | 365 | 6.1987 | 0.72529 | 6 | 0.924
60892 | 10.92 | 1 | 365 | 12.3974 | 0.45058 | 12 | 0.84801
60891 | 9.54 | 1 | 365 | 10.8307 | 0.71781 | 11 | 0.54854
60897 | 9.945 | 1 | 365 | 11.2905 | 0.10678 | 11 | 0.39729
60902 | 4.68 | 1 | 365 | 5.3132 | 0.050247 | 5 | 0.36343
60912 | 13.26 | 1 | 365 | 15.054 | 0.4757 | 15 | 0.52973
60911 | 3.71 | 1 | 365 | 4.2119 | 0.72359 | 4 | 0.93554
60898 | 7.685 | 1 | 365 | 8.7247 | 0.35601 | 9 | 0.080765
60922 | 6.095 | 1 | 365 | 6.9196 | 0.90305 | 7 | 0.82268
60926 | 7.95 | 1 | 365 | 9.0256 | 0.26484 | 9 | 0.29045
60927 | 7.02 | 1 | 365 | 7.9698 | 0.075371 | 8 | 0.045149
60931 | 9.275 | 1 | 365 | 10.5299 | 0.80898 | 11 | 0.33885
60939 | 6.36 | 1 | 365 | 7.2205 | 0.81187 | 8 | 0.032357
60944 | 5.565 | 1 | 365 | 6.3179 | 0.08539 | 6 | 0.40331
60947 | 3.18 | 1 | 365 | 3.6102 | 0.90594 | 4 | 0.51618
60949 | 3.71 | 1 | 365 | 4.2119 | 0.72359 | 4 | 0.93554
60663 | 9.88 | 1 | 365 | 11.2167 | 0.88386 | 12 | 0.10058
60953 | 9.01 | 1 | 365 | 10.229 | 0.90016 | 11 | 0.12917
60955 | 5.2 | 1 | 365 | 5.9035 | 0.83361 | 6 | 0.73715
60957 | 3.12 | 1 | 365 | 3.5421 | 0.70016 | 4 | 0.24229
60959 | 4.77 | 1 | 365 | 5.4154 | 0.35891 | 5 | 0.77427
60963 | 4.16 | 1 | 365 | 4.7228 | 0.26689 | 4 | 0.98972
60964 | 3.975 | 1 | 365 | 4.5128 | 0.63242 | 5 | 0.14522
60965 | 3.9 | 1 | 365 | 4.4277 | 0.37521 | 4 | 0.80286
60972 | 3.18 | 1 | 365 | 3.6102 | 0.90594 | 4 | 0.51618
60976 | 12.48 | 1 | 365 | 14.1685 | 0.80066 | 14 | 0.96915
60980 | 3.975 | 1 | 365 | 4.5128 | 0.63242 | 5 | 0.14522
60982 | 7.02 | 1 | 365 | 7.9698 | 0.075371 | 8 | 0.045149
62735 | 9.88 | 1 | 365 | 11.2167 | 0.88386 | 12 | 0.10058
60987 | 7.14 | 1 | 365 | 8.106 | 0.48692 | 8 | 0.59293
61003 | 9.54 | 1 | 365 | 10.8307 | 0.71781 | 11 | 0.54854
63017 | 5.035 | 1 | 365 | 5.7162 | 0.26773 | 5 | 0.98395
61016 | 5.98 | 1 | 365 | 6.7891 | 0.50865 | 7 | 0.29772
61017 | 5.98 | 1 | 365 | 6.7891 | 0.50865 | 7 | 0.29772
61019 | 2.6 | 1 | 365 | 2.9518 | 0.9168 | 3 | 0.86857
61029 | 7.28 | 1 | 365 | 8.265 | 0.96705 | 9 | 0.23201
61040 | 9.01 | 1 | 365 | 10.229 | 0.90016 | 11 | 0.12917
61041 | 9.275 | 1 | 365 | 10.5299 | 0.80898 | 11 | 0.33885
61042 | 5.3 | 1 | 365 | 6.0171 | 0.17656 | 6 | 0.19363
61043 | 5.035 | 1 | 365 | 5.7162 | 0.26773 | 5 | 0.98395
61044 | 4.24 | 1 | 365 | 4.8137 | 0.54125 | 5 | 0.3549
61054 | 13.515 | 1 | 365 | 15.3435 | 0.35023 | 15 | 0.69376
61055 | 6.89 | 1 | 365 | 7.8222 | 0.62953 | 8 | 0.45172
61056 | 9.36 | 1 | 365 | 10.6264 | 0.10049 | 10 | 0.72686
60797 | 5.67 | 1 | 365 | 6.4371 | 0.44549 | 6 | 0.88262
61074 | 6.5 | 1 | 365 | 7.3794 | 0.29201 | 7 | 0.67143
61075 | 5.355 | 1 | 365 | 6.0795 | 0.36519 | 6 | 0.4447
61083 | 5.94 | 1 | 365 | 6.7437 | 0.37147 | 7 | 0.11513
61085 | 10.2 | 1 | 365 | 11.58 | 0.98131 | 12 | 0.56133
61089 | 6.76 | 1 | 365 | 7.6746 | 0.18369 | 7 | 0.85829
61096 | 6.375 | 1 | 365 | 7.2375 | 0.86332 | 8 | 0.10083
61104 | 3.06 | 1 | 365 | 3.474 | 0.49439 | 3 | 0.9684
61109 | 10.71 | 1 | 365 | 12.159 | 0.73037 | 12 | 0.88939
61103 | 14.04 | 1 | 365 | 15.9396 | 0.15074 | 16 | 0.090297
61107 | 9.36 | 1 | 365 | 10.6264 | 0.10049 | 10 | 0.72686
61112 | 9.36 | 1 | 365 | 10.6264 | 0.10049 | 10 | 0.72686
61111 | 3.71 | 1 | 365 | 4.2119 | 0.72359 | 4 | 0.93554
61113 | 7.14 | 1 | 365 | 8.106 | 0.48692 | 8 | 0.59293
61114 | 2.6 | 1 | 365 | 2.9518 | 0.9168 | 3 | 0.86857
61122 | 6.5 | 1 | 365 | 7.3794 | 0.29201 | 7 | 0.67143
61125 | 13 | 1 | 365 | 14.7588 | 0.58402 | 15 | 0.34287
61129 | 5.46 | 1 | 365 | 6.1987 | 0.72529 | 6 | 0.924
61131 | 4.16 | 1 | 365 | 4.7228 | 0.26689 | 4 | 0.98972
61132 | 5.3 | 1 | 365 | 6.0171 | 0.17656 | 6 | 0.19363
61134 | 6.5 | 1 | 365 | 7.3794 | 0.29201 | 7 | 0.67143
61138 | 5.565 | 1 | 365 | 6.3179 | 0.08539 | 6 | 0.40331
60940 | 5.565 | 1 | 365 | 6.3179 | 0.08539 | 6 | 0.40331
61141 | 7.95 | 1 | 365 | 9.0256 | 0.26484 | 9 | 0.29045
61139 | 6.36 | 1 | 365 | 7.2205 | 0.81187 | 8 | 0.032357
61143 | 8.745 | 1 | 365 | 9.9282 | 0.99133 | 10 | 0.91949
61144 | 12.19 | 1 | 365 | 13.8393 | 0.80609 | 14 | 0.64535
61146 | 13.78 | 1 | 365 | 15.6444 | 0.25906 | 15 | 0.90344
61175 | 2.08 | 1 | 365 | 2.3614 | 0.13344 | 2 | 0.49486
61174 | 7.02 | 1 | 365 | 7.9698 | 0.075371 | 8 | 0.045149
61178 | 13.23 | 1 | 365 | 15.02 | 0.37281 | 15 | 0.39278
61177 | 13.77 | 1 | 365 | 15.633 | 0.22477 | 15 | 0.85779
61185 | 12.985 | 1 | 365 | 14.7418 | 0.53258 | 15 | 0.2744
61182 | 6.625 | 1 | 365 | 7.5213 | 0.7207 | 8 | 0.24204
61201 | 5.98 | 1 | 365 | 6.7891 | 0.50865 | 7 | 0.29772
61188 | 10.14 | 1 | 365 | 11.5119 | 0.77554 | 12 | 0.28744
61187 | 6.76 | 1 | 365 | 7.6746 | 0.18369 | 7 | 0.85829
61204 | 8.84 | 1 | 365 | 10.036 | 0.31713 | 10 | 0.35315
61209 | 14.04 | 1 | 365 | 15.9396 | 0.15074 | 16 | 0.090297
61218 | 9.54 | 1 | 365 | 10.8307 | 0.71781 | 11 | 0.54854
61220 | 4.24 | 1 | 365 | 4.8137 | 0.54125 | 5 | 0.3549
61223 | 8.48 | 1 | 365 | 9.6273 | 0.082499 | 9 | 0.70981
61224 | 7.155 | 1 | 365 | 8.123 | 0.53836 | 8 | 0.6614
61231 | 10.865 | 1 | 365 | 12.335 | 0.26195 | 12 | 0.59694
61235 | 14.04 | 1 | 365 | 15.9396 | 0.15074 | 16 | 0.090297
61238 | 6.5 | 1 | 365 | 7.3794 | 0.29201 | 7 | 0.67143
61279 | 9.1 | 1 | 365 | 10.3312 | 0.20881 | 10 | 0.54001
61281 | 3.825 | 1 | 365 | 4.3425 | 0.11799 | 4 | 0.4605
61284 | 2.34 | 1 | 365 | 2.6566 | 0.025124 | 2 | 0.68172
61289 | 2.915 | 1 | 365 | 3.3094 | 0.99711 | 4 | 0.3065
61294 | 7.155 | 1 | 365 | 8.123 | 0.53836 | 8 | 0.6614
61292 | 4.505 | 1 | 365 | 5.1145 | 0.45008 | 5 | 0.56459
61298 | 4.505 | 1 | 365 | 5.1145 | 0.45008 | 5 | 0.56459
61300 | 6.89 | 1 | 365 | 7.8222 | 0.62953 | 8 | 0.45172
61297 | 13 | 1 | 365 | 14.7588 | 0.58402 | 15 | 0.34287
61301 | 5.83 | 1 | 365 | 6.6188 | 0.99422 | 7 | 0.61299
61335 | 3.38 | 1 | 365 | 3.8373 | 0.59185 | 4 | 0.42915
61336 | 6.89 | 1 | 365 | 7.8222 | 0.62953 | 8 | 0.45172
61337 | 7.685 | 1 | 365 | 8.7247 | 0.35601 | 9 | 0.080765
61339 | 7.905 | 1 | 365 | 8.9745 | 0.11051 | 9 | 0.085029
61338 | 4.42 | 1 | 365 | 5.018 | 0.15857 | 5 | 0.17658
61340 | 7.28 | 1 | 365 | 8.265 | 0.96705 | 9 | 0.23201
61342 | 4.68 | 1 | 365 | 5.3132 | 0.050247 | 5 | 0.36343
61343 | 15.08 | 1 | 365 | 17.1203 | 0.71746 | 17 | 0.83773
61344 | 5.46 | 1 | 365 | 6.1987 | 0.72529 | 6 | 0.924
61345 | 9.36 | 1 | 365 | 10.6264 | 0.10049 | 10 | 0.72686
61346 | 6.24 | 1 | 365 | 7.0842 | 0.40033 | 7 | 0.48458
61349 | 6.76 | 1 | 365 | 7.6746 | 0.18369 | 7 | 0.85829
61348 | 7.28 | 1 | 365 | 8.265 | 0.96705 | 9 | 0.23201
61351 | 3.9 | 1 | 365 | 4.4277 | 0.37521 | 4 | 0.80286
61352 | 13.78 | 1 | 365 | 15.6444 | 0.25906 | 15 | 0.90344
61354 | 9.275 | 1 | 365 | 10.5299 | 0.80898 | 11 | 0.33885
61355 | 13.78 | 1 | 365 | 15.6444 | 0.25906 | 15 | 0.90344
61359 | 2.915 | 1 | 365 | 3.3094 | 0.99711 | 4 | 0.3065
61360 | 6.89 | 1 | 365 | 7.8222 | 0.62953 | 8 | 0.45172
61361 | 8.32 | 1 | 365 | 9.4457 | 0.53377 | 9 | 0.97944
37780 | 5.2 | 1 | 365 | 5.9035 | 0.83361 | 6 | 0.73715
46253 | 2.12 | 1 | 365 | 2.4068 | 0.27062 | 2 | 0.67745
45488 | 8.58 | 1 | 365 | 9.7408 | 0.42545 | 10 | 0.16629
41330 | 7.65 | 1 | 365 | 8.685 | 0.23598 | 8 | 0.921
39514 | 3.825 | 1 | 365 | 4.3425 | 0.11799 | 4 | 0.4605
54197 | 4.42 | 1 | 365 | 5.018 | 0.15857 | 5 | 0.17658
42352 | 13.78 | 1 | 365 | 15.6444 | 0.25906 | 15 | 0.90344
38258 | 7.28 | 1 | 365 | 8.265 | 0.96705 | 9 | 0.23201
60481 | 10.2 | 1 | 365 | 11.58 | 0.98131 | 12 | 0.56133
41666 | 9.1 | 1 | 365 | 10.3312 | 0.20881 | 10 | 0.54001
60777 | 12.72 | 1 | 365 | 14.441 | 0.62375 | 15 | 0.064714
50474 | 7.8 | 1 | 365 | 8.8553 | 0.75041 | 9 | 0.60572
61383 | 10.865 | 1 | 365 | 12.335 | 0.26195 | 12 | 0.59694
55957 | 6.375 | 1 | 365 | 7.2375 | 0.86332 | 8 | 0.10083
41211 | 5.98 | 1 | 365 | 6.7891 | 0.50865 | 7 | 0.29772
60090 | 7.848 | 1 | 365 | 8.9098 | 0.91503 | 9 | 0.82483
48563 | 6.3 | 1 | 365 | 7.1524 | 0.6061 | 7 | 0.75847
59271 | 8.19 | 1 | 365 | 9.2981 | 0.087933 | 9 | 0.38601
61601 | 7.42 | 1 | 365 | 8.4239 | 0.44719 | 8 | 0.87108
45259 | 13.5 | 1 | 365 | 15.3265 | 0.29879 | 15 | 0.62529
56569 | 3.12 | 1 | 365 | 3.5421 | 0.70016 | 4 | 0.24229
60034 | 2.295 | 1 | 365 | 2.6055 | 0.87079 | 3 | 0.4763
43728 | 7.8 | 1 | 365 | 8.8553 | 0.75041 | 9 | 0.60572
61050 | 8.745 | 1 | 365 | 9.9282 | 0.99133 | 10 | 0.91949
58863 | 11.13 | 1 | 365 | 12.6358 | 0.17078 | 12 | 0.80662
63198 | 6.93 | 1 | 365 | 7.8676 | 0.76671 | 8 | 0.63431
48931 | 4.16 | 1 | 365 | 4.7228 | 0.26689 | 4 | 0.98972
57591 | 5.565 | 1 | 365 | 6.3179 | 0.08539 | 6 | 0.40331
14256 | 15.045 | 1 | 365 | 17.0805 | 0.59743 | 17 | 0.67796
62370 | 9.435 | 1 | 365 | 10.7115 | 0.35771 | 11 | 0.069228
56991 | 2.65 | 1 | 365 | 3.0085 | 0.088281 | 3 | 0.096815
59267 | 7.56 | 1 | 365 | 8.5828 | 0.92732 | 9 | 0.51016
34260 | 9.945 | 1 | 365 | 11.2905 | 0.10678 | 11 | 0.39729
60286 | 8.502 | 1 | 365 | 9.6523 | 0.15795 | 9 | 0.81024
60461 | 7.155 | 1 | 365 | 8.123 | 0.53836 | 8 | 0.6614
59284 | 5.61 | 1 | 365 | 6.369 | 0.23972 | 6 | 0.60873
60156 | 4.77 | 1 | 365 | 5.4154 | 0.35891 | 5 | 0.77427
62280 | 5.12 | 1 | 365 | 5.8127 | 0.55924 | 6 | 0.37196
60462 | 4.16 | 1 | 365 | 4.7228 | 0.26689 | 4 | 0.98972
60464 | 8.215 | 1 | 365 | 9.3265 | 0.17367 | 9 | 0.50013
60466 | 6.095 | 1 | 365 | 6.9196 | 0.90305 | 7 | 0.82268
32408 | 2.86 | 1 | 365 | 3.2469 | 0.80848 | 4 | 0.055431
60468 | 10.92 | 1 | 365 | 12.3974 | 0.45058 | 12 | 0.84801
60469 | 10.335 | 1 | 365 | 11.7333 | 0.4443 | 12 | 0.17758
62336 | 2.6 | 1 | 365 | 2.9518 | 0.9168 | 3 | 0.86857
28069 | 5.46 | 1 | 365 | 6.1987 | 0.72529 | 6 | 0.924
60472 | 10.6 | 1 | 365 | 12.0341 | 0.35312 | 12 | 0.38726
52224 | 7.28 | 1 | 365 | 8.265 | 0.96705 | 9 | 0.23201
60473 | 6.625 | 1 | 365 | 7.5213 | 0.7207 | 8 | 0.24204
32727 | 3.64 | 1 | 365 | 4.1325 | 0.48353 | 4 | 0.616
29751 | 2.6 | 1 | 365 | 2.9518 | 0.9168 | 3 | 0.86857
51875 | 4.68 | 1 | 365 | 5.3132 | 0.050247 | 5 | 0.36343
61625 | 11.4 | 1 | 365 | 12.9424 | 0.096756 | 13 | 0.03913
59887 | 9.1 | 1 | 365 | 10.3312 | 0.20881 | 10 | 0.54001
52522 | 13 | 1 | 365 | 14.7588 | 0.58402 | 15 | 0.34287
60027 | 8.32 | 1 | 365 | 9.4457 | 0.53377 | 9 | 0.97944
59570 | 10.66 | 1 | 365 | 12.1023 | 0.5589 | 12 | 0.66115
60114 | 6.5 | 1 | 365 | 7.3794 | 0.29201 | 7 | 0.67143
62812 | 6.72 | 1 | 365 | 7.6292 | 0.046509 | 7 | 0.6757
62627 | 14.835 | 1 | 365 | 16.8421 | 0.87723 | 17 | 0.71934
62324 | 7.2 | 1 | 365 | 8.1741 | 0.69269 | 8 | 0.86682
59455 | 7.95 | 1 | 365 | 9.0256 | 0.26484 | 9 | 0.29045
59805 | 7.155 | 1 | 365 | 8.123 | 0.53836 | 8 | 0.6614
61609 | 11.2 | 1 | 365 | 12.7153 | 0.41085 | 13 | 0.12616
57837 | 7.95 | 1 | 365 | 9.0256 | 0.26484 | 9 | 0.29045
59308 | 3.71 | 1 | 365 | 4.2119 | 0.72359 | 4 | 0.93554
59483 | 4.42 | 1 | 365 | 5.018 | 0.15857 | 5 | 0.17658
60021 | 7.42 | 1 | 365 | 8.4239 | 0.44719 | 8 | 0.87108
28723 | 3.315 | 1 | 365 | 3.7635 | 0.36893 | 4 | 0.13243
16443 | 17.595 | 1 | 365 | 19.9755 | 0.34276 | 20 | 0.31829
60543 | 4.16 | 1 | 365 | 4.7228 | 0.26689 | 4 | 0.98972
60546 | 11.96 | 1 | 365 | 13.5781 | 0.017298 | 13 | 0.59544
60551 | 4.335 | 1 | 365 | 4.9215 | 0.86706 | 5 | 0.78856
60547 | 7.8 | 1 | 365 | 8.8553 | 0.75041 | 9 | 0.60572
60555 | 8.745 | 1 | 365 | 9.9282 | 0.99133 | 10 | 0.91949
53997 | 8.415 | 1 | 365 | 9.5535 | 0.85958 | 10 | 0.41309
60556 | 4.77 | 1 | 365 | 5.4154 | 0.35891 | 5 | 0.77427
22057 | 4.42 | 1 | 365 | 5.018 | 0.15857 | 5 | 0.17658
16920 | 3.92 | 1 | 365 | 4.4504 | 0.4438 | 4 | 0.89416
60285 | 11.1 | 1 | 365 | 12.6018 | 0.067894 | 12 | 0.66968
60309 | 2.85 | 1 | 365 | 3.2356 | 0.77419 | 4 | 0.0097826
51292 | 8.25 | 1 | 365 | 9.3662 | 0.29371 | 9 | 0.6599
60317 | 8.19 | 1 | 365 | 9.2981 | 0.087933 | 9 | 0.38601
47341 | 15.75 | 1 | 365 | 17.8809 | 0.015255 | 17 | 0.89617
60320 | 7.035 | 1 | 365 | 7.9868 | 0.12681 | 8 | 0.11362
56410 | 12.18 | 1 | 365 | 13.8279 | 0.7718 | 14 | 0.5997
60363 | 13.26 | 1 | 365 | 15.054 | 0.4757 | 15 | 0.52973
60374 | 9.88 | 1 | 365 | 11.2167 | 0.88386 | 12 | 0.10058
60375 | 6.89 | 1 | 365 | 7.8222 | 0.62953 | 8 | 0.45172
60376 | 11.2 | 1 | 365 | 12.7153 | 0.41085 | 13 | 0.12616
60378 | 7.425 | 1 | 365 | 8.4296 | 0.46433 | 8 | 0.89391
60380 | 10.335 | 1 | 365 | 11.7333 | 0.4443 | 12 | 0.17758
60379 | 7.28 | 1 | 365 | 8.265 | 0.96705 | 9 | 0.23201
60381 | 10.14 | 1 | 365 | 11.5119 | 0.77554 | 12 | 0.28744
60382 | 7.8 | 1 | 365 | 8.8553 | 0.75041 | 9 | 0.60572
60383 | 4.68 | 1 | 365 | 5.3132 | 0.050247 | 5 | 0.36343
60389 | 8.4 | 1 | 365 | 9.5365 | 0.80814 | 10 | 0.34462
35660 | 1360 | 0.9 | 365 | 1389.6023 | 0.75696 | 1390 | 0.35926
60098 | 3.71 | 1 | 365 | 4.2119 | 0.72359 | 4 | 0.93554
60246 | 4.24 | 1 | 365 | 4.8137 | 0.54125 | 5 | 0.3549
60099 | 4.505 | 1 | 365 | 5.1145 | 0.45008 | 5 | 0.56459
60406 | 12 | 1 | 365 | 13.6236 | 0.15448 | 13 | 0.77803
60411 | 6.3 | 1 | 365 | 7.1524 | 0.6061 | 7 | 0.75847
60102 | 6.36 | 1 | 365 | 7.2205 | 0.81187 | 8 | 0.032357
46899 | 3.78 | 1 | 365 | 4.2914 | 0.96366 | 5 | 0.25508
60412 | 7.5 | 1 | 365 | 8.5147 | 0.72155 | 9 | 0.23627
60421 | 6.27 | 1 | 365 | 7.1183 | 0.50322 | 7 | 0.62152
60427 | 4.8 | 1 | 365 | 5.4494 | 0.46179 | 5 | 0.91121
60432 | 4.14 | 1 | 365 | 4.7001 | 0.1983 | 4 | 0.89842
60109 | 4.24 | 1 | 365 | 4.8137 | 0.54125 | 5 | 0.3549
60450 | 11.96 | 1 | 365 | 13.5781 | 0.017298 | 13 | 0.59544
60451 | 6.36 | 1 | 365 | 7.2205 | 0.81187 | 8 | 0.032357
60452 | 6.625 | 1 | 365 | 7.5213 | 0.7207 | 8 | 0.24204
60454 | 5.035 | 1 | 365 | 5.7162 | 0.26773 | 5 | 0.98395
60166 | 2.85 | 1 | 365 | 3.2356 | 0.77419 | 4 | 0.0097826
60108 | 5.3 | 1 | 365 | 6.0171 | 0.17656 | 6 | 0.19363
60477 | 5.559 | 1 | 365 | 6.3111 | 0.064813 | 6 | 0.37592
47678 | 8.7 | 1 | 365 | 9.8771 | 0.837 | 10 | 0.71407
60131 | 8.58 | 1 | 365 | 9.7408 | 0.42545 | 10 | 0.16629
60474 | 10.71 | 1 | 365 | 12.159 | 0.73037 | 12 | 0.88939
60137 | 10.6 | 1 | 365 | 12.0341 | 0.35312 | 12 | 0.38726
45778 | 7.98 | 1 | 365 | 9.0597 | 0.36773 | 9 | 0.42739
60139 | 5.3 | 1 | 365 | 6.0171 | 0.17656 | 6 | 0.19363
48658 | 10.395 | 1 | 365 | 11.8014 | 0.65007 | 12 | 0.45147
48714 | 9.81 | 1 | 365 | 11.1373 | 0.64379 | 11 | 0.78104
60561 | 8.4 | 1 | 365 | 9.5365 | 0.80814 | 10 | 0.34462
60570 | 7.8 | 1 | 365 | 8.8553 | 0.75041 | 9 | 0.60572
60531 | 10.2 | 1 | 365 | 11.58 | 0.98131 | 12 | 0.56133
60573 | 3.18 | 1 | 365 | 3.6102 | 0.90594 | 4 | 0.51618
31214 | 6.12 | 1 | 365 | 6.948 | 0.98878 | 7 | 0.9368
14880 | 5.865 | 1 | 365 | 6.6585 | 0.11425 | 6 | 0.77276
49089 | 10.66 | 1 | 365 | 12.1023 | 0.5589 | 12 | 0.66115
60144 | 6.095 | 1 | 365 | 6.9196 | 0.90305 | 7 | 0.82268
58168 | 5.3 | 1 | 365 | 6.0171 | 0.17656 | 6 | 0.19363
27858 | 6.885 | 1 | 365 | 7.8165 | 0.61238 | 8 | 0.4289
57567 | 3.18 | 1 | 365 | 3.6102 | 0.90594 | 4 | 0.51618
58241 | 4.505 | 1 | 365 | 5.1145 | 0.45008 | 5 | 0.56459
59763 | 7.8 | 1 | 365 | 8.8553 | 0.75041 | 9 | 0.60572
59125 | 11.66 | 1 | 365 | 13.2376 | 0.98844 | 14 | 0.22599
57062 | 7.685 | 1 | 365 | 8.7247 | 0.35601 | 9 | 0.080765
56983 | 10.92 | 1 | 365 | 12.3974 | 0.45058 | 12 | 0.84801
60634 | 6.36 | 1 | 365 | 7.2205 | 0.81187 | 8 | 0.032357
60635 | 5.565 | 1 | 365 | 6.3179 | 0.08539 | 6 | 0.40331
60637 | 4.77 | 1 | 365 | 5.4154 | 0.35891 | 5 | 0.77427
60639 | 6.76 | 1 | 365 | 7.6746 | 0.18369 | 7 | 0.85829
60664 | 5.565 | 1 | 365 | 6.3179 | 0.08539 | 6 | 0.40331
60146 | 4.77 | 1 | 365 | 5.4154 | 0.35891 | 5 | 0.77427
60683 | 3.18 | 1 | 365 | 3.6102 | 0.90594 | 4 | 0.51618
60684 | 10.14 | 1 | 365 | 11.5119 | 0.77554 | 12 | 0.28744
52471 | 12.48 | 1 | 365 | 14.1685 | 0.80066 | 14 | 0.96915
60686 | 5.035 | 1 | 365 | 5.7162 | 0.26773 | 5 | 0.98395
60687 | 4.24 | 1 | 365 | 4.8137 | 0.54125 | 5 | 0.3549
51929 | 4.94 | 1 | 365 | 5.6084 | 0.94193 | 6 | 0.55029
60688 | 7.42 | 1 | 365 | 8.4239 | 0.44719 | 8 | 0.87108
60157 | 6.89 | 1 | 365 | 7.8222 | 0.62953 | 8 | 0.45172
60690 | 7.42 | 1 | 365 | 8.4239 | 0.44719 | 8 | 0.87108
37903 | 3.9 | 1 | 365 | 4.4277 | 0.37521 | 4 | 0.80286
60161 | 14.84 | 1 | 365 | 16.8478 | 0.89437 | 17 | 0.74217
60707 | 3.71 | 1 | 365 | 4.2119 | 0.72359 | 4 | 0.93554
60160 | 6.095 | 1 | 365 | 6.9196 | 0.90305 | 7 | 0.82268
44275 | 2.86 | 1 | 365 | 3.2469 | 0.80848 | 4 | 0.055431
60164 | 5.3 | 1 | 365 | 6.0171 | 0.17656 | 6 | 0.19363
60711 | 4.24 | 1 | 365 | 4.8137 | 0.54125 | 5 | 0.3549
32737 | 2.08 | 1 | 365 | 2.3614 | 0.13344 | 2 | 0.49486
60167 | 9.36 | 1 | 365 | 10.6264 | 0.10049 | 10 | 0.72686
60712 | 6.63 | 1 | 365 | 7.527 | 0.73785 | 8 | 0.26486
60172 | 4.24 | 1 | 365 | 4.8137 | 0.54125 | 5 | 0.3549
60775 | 7.54 | 1 | 365 | 8.5601 | 0.85873 | 9 | 0.41886
32301 | 5.46 | 1 | 365 | 6.1987 | 0.72529 | 6 | 0.924
60810 | 4.24 | 1 | 365 | 4.8137 | 0.54125 | 5 | 0.3549
18726 | 5.98 | 1 | 365 | 6.7891 | 0.50865 | 7 | 0.29772
60814 | 6.89 | 1 | 365 | 7.8222 | 0.62953 | 8 | 0.45172
60168 | 6.89 | 1 | 365 | 7.8222 | 0.62953 | 8 | 0.45172
59464 | 14.04 | 1 | 365 | 15.9396 | 0.15074 | 16 | 0.090297
59469 | 5.3 | 1 | 365 | 6.0171 | 0.17656 | 6 | 0.19363
60176 | 5.565 | 1 | 365 | 6.3179 | 0.08539 | 6 | 0.40331
60178 | 10.335 | 1 | 365 | 11.7333 | 0.4443 | 12 | 0.17758
59542 | 5.98 | 1 | 365 | 6.7891 | 0.50865 | 7 | 0.29772
59899 | 6.5 | 1 | 365 | 7.3794 | 0.29201 | 7 | 0.67143
60175 | 3.445 | 1 | 365 | 3.9111 | 0.81477 | 4 | 0.72586
60089 | 8.06 | 1 | 365 | 9.1505 | 0.64209 | 9 | 0.79258
52492 | 4.68 | 1 | 365 | 5.3132 | 0.050247 | 5 | 0.36343
60181 | 9.275 | 1 | 365 | 10.5299 | 0.80898 | 11 | 0.33885
58213 | 6.5 | 1 | 365 | 7.3794 | 0.29201 | 7 | 0.67143
58192 | 5.2 | 1 | 365 | 5.9035 | 0.83361 | 6 | 0.73715
60184 | 13.25 | 1 | 365 | 15.0427 | 0.4414 | 15 | 0.48408
34219 | 37.278 | 0.9 | 365 | 38.0894 | 0.061753 | 38 | 0.15116
60185 | 3.975 | 1 | 365 | 4.5128 | 0.63242 | 5 | 0.14522
60600 | 10.75 | 1 | 365 | 12.2044 | 0.86755 | 13 | 0.071987
60601 | 11.22 | 1 | 365 | 12.738 | 0.47944 | 13 | 0.21746
60187 | 6.095 | 1 | 365 | 6.9196 | 0.90305 | 7 | 0.82268
60614 | 5.565 | 1 | 365 | 6.3179 | 0.08539 | 6 | 0.40331
60617 | 6.89 | 1 | 365 | 7.8222 | 0.62953 | 8 | 0.45172
60620 | 8.1 | 1 | 365 | 9.1959 | 0.77927 | 9 | 0.97517
52359 | 5.2 | 1 | 365 | 5.9035 | 0.83361 | 6 | 0.73715
60621 | 6.24 | 1 | 365 | 7.0842 | 0.40033 | 7 | 0.48458
51047 | 7.98 | 1 | 365 | 9.0597 | 0.36773 | 9 | 0.42739
51727 | 4.16 | 1 | 365 | 4.7228 | 0.26689 | 4 | 0.98972
41722 | 11.44 | 1 | 365 | 12.9878 | 0.23394 | 13 | 0.22172
43697 | 4.68 | 1 | 365 | 5.3132 | 0.050247 | 5 | 0.36343
59484 | 3.445 | 1 | 365 | 3.9111 | 0.81477 | 4 | 0.72586
48607 | 5.46 | 1 | 365 | 6.1987 | 0.72529 | 6 | 0.924
24141 | 8.32 | 1 | 365 | 9.4457 | 0.53377 | 9 | 0.97944
51760 | 5.2 | 1 | 365 | 5.9035 | 0.83361 | 6 | 0.73715
60455 | 4.94 | 1 | 365 | 5.6084 | 0.94193 | 6 | 0.55029
60122 | 7.155 | 1 | 365 | 8.123 | 0.53836 | 8 | 0.6614
40170 | 6.24 | 1 | 365 | 7.0842 | 0.40033 | 7 | 0.48458
59253 | 2.86 | 1 | 365 | 3.2469 | 0.80848 | 4 | 0.055431
50401 | 12.22 | 1 | 365 | 13.8733 | 0.90898 | 14 | 0.7823
58378 | 6.095 | 1 | 365 | 6.9196 | 0.90305 | 7 | 0.82268
60652 | 6.36 | 1 | 365 | 7.2205 | 0.81187 | 8 | 0.032357
45577 | 9.975 | 1 | 365 | 11.3246 | 0.20966 | 11 | 0.53424
60653 | 3.18 | 1 | 365 | 3.6102 | 0.90594 | 4 | 0.51618
60862 | 9 | 1 | 365 | 10.2177 | 0.86586 | 11 | 0.083524
60549 | 7.8 | 1 | 365 | 8.8553 | 0.75041 | 9 | 0.60572
60471 | 8.91 | 1 | 365 | 10.1155 | 0.5572 | 10 | 0.67269
60135 | 9.36 | 1 | 365 | 10.6264 | 0.10049 | 10 | 0.72686
60654 | 6.36 | 1 | 365 | 7.2205 | 0.81187 | 8 | 0.032357
60655 | 10.865 | 1 | 365 | 12.335 | 0.26195 | 12 | 0.59694
60656 | 5.3 | 1 | 365 | 6.0171 | 0.17656 | 6 | 0.19363
60657 | 11.13 | 1 | 365 | 12.6358 | 0.17078 | 12 | 0.80662
60679 | 10.395 | 1 | 365 | 11.8014 | 0.65007 | 12 | 0.45147
60680 | 5.1 | 1 | 365 | 5.79 | 0.49065 | 6 | 0.28066
50603 | 9.62 | 1 | 365 | 10.9215 | 0.99217 | 11 | 0.91372
60696 | 3.6 | 1 | 365 | 4.0871 | 0.34634 | 4 | 0.43341
60695 | 11.44 | 1 | 365 | 12.9878 | 0.23394 | 13 | 0.22172
60698 | 10.335 | 1 | 365 | 11.7333 | 0.4443 | 12 | 0.17758
60702 | 5.88 | 1 | 365 | 6.6755 | 0.1657 | 6 | 0.84124
60704 | 7.84 | 1 | 365 | 8.9007 | 0.88759 | 9 | 0.78831
60705 | 8.4 | 1 | 365 | 9.5365 | 0.80814 | 10 | 0.34462
60708 | 10.6 | 1 | 365 | 12.0341 | 0.35312 | 12 | 0.38726
60716 | 5.46 | 1 | 365 | 6.1987 | 0.72529 | 6 | 0.924
60717 | 10.4 | 1 | 365 | 11.8071 | 0.66722 | 12 | 0.47429
60718 | 9.805 | 1 | 365 | 11.1316 | 0.62664 | 11 | 0.75822
60720 | 5.3 | 1 | 365 | 6.0171 | 0.17656 | 6 | 0.19363
60722 | 5.175 | 1 | 365 | 5.8752 | 0.74787 | 6 | 0.62303
60727 | 5.04 | 1 | 365 | 5.7219 | 0.28488 | 6 | 0.0067734
60730 | 9.81 | 1 | 365 | 11.1373 | 0.64379 | 11 | 0.78104
46813 | 7.84 | 1 | 365 | 8.9007 | 0.88759 | 9 | 0.78831
60734 | 9.156 | 1 | 365 | 10.3948 | 0.40087 | 10 | 0.79564
38442 | 6.5 | 1 | 365 | 7.3794 | 0.29201 | 7 | 0.67143
37111 | 7.8 | 1 | 365 | 8.8553 | 0.75041 | 9 | 0.60572
60733 | 4.94 | 1 | 365 | 5.6084 | 0.94193 | 6 | 0.55029
60742 | 13.734 | 1 | 365 | 15.5922 | 0.1013 | 15 | 0.69346
60666 | 7.42 | 1 | 365 | 8.4239 | 0.44719 | 8 | 0.87108
60738 | 7.54 | 1 | 365 | 8.5601 | 0.85873 | 9 | 0.41886
57190 | 5.565 | 1 | 365 | 6.3179 | 0.08539 | 6 | 0.40331
27607 | 10.4 | 1 | 365 | 11.8071 | 0.66722 | 12 | 0.47429
60746 | 5.886 | 1 | 365 | 6.6824 | 0.18627 | 6 | 0.86862
49743 | 9.45 | 1 | 365 | 10.7285 | 0.40915 | 11 | 0.1377
60758 | 6.54 | 1 | 365 | 7.4248 | 0.42919 | 7 | 0.85403
47654 | 18 | 1 | 365 | 20.4353 | 0.73172 | 21 | 0.16705
60765 | 3.24 | 1 | 365 | 3.6784 | 0.11171 | 3 | 0.79007
60762 | 5.985 | 1 | 365 | 6.7947 | 0.5258 | 7 | 0.32054
49171 | 5.67 | 1 | 365 | 6.4371 | 0.44549 | 6 | 0.88262
60771 | 8.4 | 1 | 365 | 9.5365 | 0.80814 | 10 | 0.34462
60768 | 10.2 | 1 | 365 | 11.58 | 0.98131 | 12 | 0.56133
60776 | 4.8 | 1 | 365 | 5.4494 | 0.46179 | 5 | 0.91121
60772 | 13.86 | 1 | 365 | 15.7352 | 0.53342 | 16 | 0.26863
60784 | 9.135 | 1 | 365 | 10.3709 | 0.32885 | 10 | 0.69978
60778 | 10.8 | 1 | 365 | 12.2612 | 0.039032 | 12 | 0.30023
59513 | 3.18 | 1 | 365 | 3.6102 | 0.90594 | 4 | 0.51618
61007 | 13.08 | 1 | 365 | 14.8497 | 0.85838 | 15 | 0.70805
38673 | 6.6 | 1 | 365 | 7.493 | 0.63496 | 8 | 0.12792
49727 | 6.38 | 1 | 365 | 7.2432 | 0.88047 | 8 | 0.12365
49162 | 24.9 | 1 | 365 | 28.2689 | 0.39555 | 28 | 0.66442
51267 | 17.955 | 1 | 365 | 20.3842 | 0.57739 | 20 | 0.96163
60807 | 12.3 | 1 | 365 | 13.9641 | 0.18334 | 14 | 0.14748
60808 | 9.135 | 1 | 365 | 10.3709 | 0.32885 | 10 | 0.69978
60811 | 7.54 | 1 | 365 | 8.5601 | 0.85873 | 9 | 0.41886
60817 | 5.035 | 1 | 365 | 5.7162 | 0.26773 | 5 | 0.98395
60821 | 7.155 | 1 | 365 | 8.123 | 0.53836 | 8 | 0.6614
60825 | 7.155 | 1 | 365 | 8.123 | 0.53836 | 8 | 0.6614
60826 | 7.95 | 1 | 365 | 9.0256 | 0.26484 | 9 | 0.29045
60827 | 8.58 | 1 | 365 | 9.7408 | 0.42545 | 10 | 0.16629
60834 | 8.32 | 1 | 365 | 9.4457 | 0.53377 | 9 | 0.97944
60836 | 2.289 | 1 | 365 | 2.5987 | 0.85022 | 3 | 0.44891
60835 | 6.36 | 1 | 365 | 7.2205 | 0.81187 | 8 | 0.032357
60838 | 8.215 | 1 | 365 | 9.3265 | 0.17367 | 9 | 0.50013
60840 | 5.035 | 1 | 365 | 5.7162 | 0.26773 | 5 | 0.98395
60841 | 8.215 | 1 | 365 | 9.3265 | 0.17367 | 9 | 0.50013
60849 | 8.1 | 1 | 365 | 9.1959 | 0.77927 | 9 | 0.97517
60845 | 4.24 | 1 | 365 | 4.8137 | 0.54125 | 5 | 0.3549
60850 | 5.3 | 1 | 365 | 6.0171 | 0.17656 | 6 | 0.19363
60852 | 3.36 | 1 | 365 | 3.8146 | 0.52325 | 4 | 0.33785
60853 | 6.72 | 1 | 365 | 7.6292 | 0.046509 | 7 | 0.6757
60857 | 3.38 | 1 | 365 | 3.8373 | 0.59185 | 4 | 0.42915
60856 | 8.829 | 1 | 365 | 10.0235 | 0.27941 | 10 | 0.30294
60859 | 7.155 | 1 | 365 | 8.123 | 0.53836 | 8 | 0.6614
60860 | 6.72 | 1 | 365 | 7.6292 | 0.046509 | 7 | 0.6757
60864 | 10.72 | 1 | 365 | 12.1704 | 0.76467 | 12 | 0.93504
60868 | 4.68 | 1 | 365 | 5.3132 | 0.050247 | 5 | 0.36343
60865 | 7.56 | 1 | 365 | 8.5828 | 0.92732 | 9 | 0.51016
60869 | 8.375 | 1 | 365 | 9.5081 | 0.7224 | 10 | 0.2305
60872 | 7.685 | 1 | 365 | 8.7247 | 0.35601 | 9 | 0.080765
60878 | 9.54 | 1 | 365 | 10.8307 | 0.71781 | 11 | 0.54854
60871 | 3.71 | 1 | 365 | 4.2119 | 0.72359 | 4 | 0.93554
51306 | 9.9 | 1 | 365 | 11.2394 | 0.95245 | 12 | 0.19188
60880 | 9.81 | 1 | 365 | 11.1373 | 0.64379 | 11 | 0.78104
60877 | 4.77 | 1 | 365 | 5.4154 | 0.35891 | 5 | 0.77427
60882 | 10.4 | 1 | 365 | 11.8071 | 0.66722 | 12 | 0.47429
48773 | 3.38 | 1 | 365 | 3.8373 | 0.59185 | 4 | 0.42915
48774 | 11.44 | 1 | 365 | 12.9878 | 0.23394 | 13 | 0.22172
60888 | 9.54 | 1 | 365 | 10.8307 | 0.71781 | 11 | 0.54854
60893 | 4.2 | 1 | 365 | 4.7682 | 0.40407 | 5 | 0.17231
60895 | 7.8 | 1 | 365 | 8.8553 | 0.75041 | 9 | 0.60572
60896 | 5.13 | 1 | 365 | 5.8241 | 0.59354 | 6 | 0.41761
35934 | 8.06 | 1 | 365 | 9.1505 | 0.64209 | 9 | 0.79258
60904 | 8.84 | 1 | 365 | 10.036 | 0.31713 | 10 | 0.35315
60903 | 6.3 | 1 | 365 | 7.1524 | 0.6061 | 7 | 0.75847
42125 | 48.3 | 1 | 365 | 54.8348 | 0.64678 | 55 | 0.48158
60907 | 10.08 | 1 | 365 | 11.4438 | 0.56976 | 12 | 0.013547
60908 | 10.395 | 1 | 365 | 11.8014 | 0.65007 | 12 | 0.45147
60910 | 9.52 | 1 | 365 | 10.808 | 0.64922 | 11 | 0.45724
60916 | 5.559 | 1 | 365 | 6.3111 | 0.064813 | 6 | 0.37592
60915 | 10.335 | 1 | 365 | 11.7333 | 0.4443 | 12 | 0.17758
60917 | 10.335 | 1 | 365 | 11.7333 | 0.4443 | 12 | 0.17758
60918 | 6.76 | 1 | 365 | 7.6746 | 0.18369 | 7 | 0.85829
60919 | 4 | 1 | 365 | 4.5412 | 0.71816 | 5 | 0.25934
60920 | 9.805 | 1 | 365 | 11.1316 | 0.62664 | 11 | 0.75822
60921 | 9.9 | 1 | 365 | 11.2394 | 0.95245 | 12 | 0.19188
60924 | 9.805 | 1 | 365 | 11.1316 | 0.62664 | 11 | 0.75822
60928 | 4.2 | 1 | 365 | 4.7682 | 0.40407 | 5 | 0.17231
60935 | 9.54 | 1 | 365 | 10.8307 | 0.71781 | 11 | 0.54854
60936 | 5.67 | 1 | 365 | 6.4371 | 0.44549 | 6 | 0.88262
60937 | 10.335 | 1 | 365 | 11.7333 | 0.4443 | 12 | 0.17758
60943 | 7.685 | 1 | 365 | 8.7247 | 0.35601 | 9 | 0.080765
60948 | 11.13 | 1 | 365 | 12.6358 | 0.17078 | 12 | 0.80662
60950 | 10.865 | 1 | 365 | 12.335 | 0.26195 | 12 | 0.59694
60956 | 6.36 | 1 | 365 | 7.2205 | 0.81187 | 8 | 0.032357
60958 | 6.89 | 1 | 365 | 7.8222 | 0.62953 | 8 | 0.45172
60966 | 9.01 | 1 | 365 | 10.229 | 0.90016 | 11 | 0.12917
60970 | 5.72 | 1 | 365 | 6.4939 | 0.61697 | 7 | 0.11086
60977 | 13.25 | 1 | 365 | 15.0427 | 0.4414 | 15 | 0.48408
60974 | 9.01 | 1 | 365 | 10.229 | 0.90016 | 11 | 0.12917
60941 | 10.137 | 1 | 365 | 11.5085 | 0.76525 | 12 | 0.27374
60978 | 5.83 | 1 | 365 | 6.6188 | 0.99422 | 7 | 0.61299
60973 | 5.565 | 1 | 365 | 6.3179 | 0.08539 | 6 | 0.40331
60923 | 12.6 | 1 | 365 | 14.3047 | 0.2122 | 14 | 0.51693
60983 | 4.505 | 1 | 365 | 5.1145 | 0.45008 | 5 | 0.56459
60991 | 9.805 | 1 | 365 | 11.1316 | 0.62664 | 11 | 0.75822
60990 | 7.42 | 1 | 365 | 8.4239 | 0.44719 | 8 | 0.87108
60996 | 3.18 | 1 | 365 | 3.6102 | 0.90594 | 4 | 0.51618
51465 | 7.56 | 1 | 365 | 8.5828 | 0.92732 | 9 | 0.51016
61000 | 6.6 | 1 | 365 | 7.493 | 0.63496 | 8 | 0.12792
61004 | 11.395 | 1 | 365 | 12.9367 | 0.079608 | 13 | 0.016306
60999 | 5.2 | 1 | 365 | 5.9035 | 0.83361 | 6 | 0.73715
61006 | 5.3 | 1 | 365 | 6.0171 | 0.17656 | 6 | 0.19363
61008 | 4.24 | 1 | 365 | 4.8137 | 0.54125 | 5 | 0.3549
61010 | 9.54 | 1 | 365 | 10.8307 | 0.71781 | 11 | 0.54854
61011 | 7.155 | 1 | 365 | 8.123 | 0.53836 | 8 | 0.6614
47036 | 12.285 | 1 | 365 | 13.9471 | 0.1319 | 14 | 0.07901
61013 | 10.14 | 1 | 365 | 11.5119 | 0.77554 | 12 | 0.28744
61009 | 6.44 | 1 | 365 | 7.3113 | 0.086238 | 7 | 0.39754
61022 | 10.07 | 1 | 365 | 11.4324 | 0.53547 | 11 | 0.9679
36778 | 10.464 | 1 | 365 | 11.8797 | 0.88671 | 12 | 0.76644
61038 | 5.83 | 1 | 365 | 6.6188 | 0.99422 | 7 | 0.61299
61037 | 3.445 | 1 | 365 | 3.9111 | 0.81477 | 4 | 0.72586
61030 | 9.81 | 1 | 365 | 11.1373 | 0.64379 | 11 | 0.78104
49107 | 12 | 1 | 365 | 13.6236 | 0.15448 | 13 | 0.77803
61039 | 6.625 | 1 | 365 | 7.5213 | 0.7207 | 8 | 0.24204
61059 | 5.67 | 1 | 365 | 6.4371 | 0.44549 | 6 | 0.88262
61046 | 6.36 | 1 | 365 | 7.2205 | 0.81187 | 8 | 0.032357
61047 | 3.71 | 1 | 365 | 4.2119 | 0.72359 | 4 | 0.93554
61048 | 5.3 | 1 | 365 | 6.0171 | 0.17656 | 6 | 0.19363
61061 | 8.215 | 1 | 365 | 9.3265 | 0.17367 | 9 | 0.50013
61051 | 5.565 | 1 | 365 | 6.3179 | 0.08539 | 6 | 0.40331
61065 | 5.035 | 1 | 365 | 5.7162 | 0.26773 | 5 | 0.98395
61064 | 4.24 | 1 | 365 | 4.8137 | 0.54125 | 5 | 0.3549
61068 | 5.2 | 1 | 365 | 5.9035 | 0.83361 | 6 | 0.73715
20835 | 2411.955 | 1 | 365 | 2738.2829 | 0.89615 | 2739 | 0.17901
50028 | 7.54 | 1 | 365 | 8.5601 | 0.85873 | 9 | 0.41886
61078 | 6.3 | 1 | 365 | 7.1524 | 0.6061 | 7 | 0.75847
61084 | 10.08 | 1 | 365 | 11.4438 | 0.56976 | 12 | 0.013547
61086 | 5.3 | 1 | 365 | 6.0171 | 0.17656 | 6 | 0.19363
61087 | 8.12 | 1 | 365 | 9.2186 | 0.84786 | 10 | 0.066468
61088 | 4.2 | 1 | 365 | 4.7682 | 0.40407 | 5 | 0.17231
61090 | 10.865 | 1 | 365 | 12.335 | 0.26195 | 12 | 0.59694
61095 | 4.24 | 1 | 365 | 4.8137 | 0.54125 | 5 | 0.3549
61102 | 3.12 | 1 | 365 | 3.5421 | 0.70016 | 4 | 0.24229
61407 | 14.04 | 1 | 365 | 15.9396 | 0.15074 | 16 | 0.090297
61410 | 9.36 | 1 | 365 | 10.6264 | 0.10049 | 10 | 0.72686
61419 | 10.71 | 1 | 365 | 12.159 | 0.73037 | 12 | 0.88939
61420 | 4.94 | 1 | 365 | 5.6084 | 0.94193 | 6 | 0.55029
61421 | 5.98 | 1 | 365 | 6.7891 | 0.50865 | 7 | 0.29772
61423 | 5.46 | 1 | 365 | 6.1987 | 0.72529 | 6 | 0.924
61422 | 5.72 | 1 | 365 | 6.4939 | 0.61697 | 7 | 0.11086
61424 | 2.08 | 1 | 365 | 2.3614 | 0.13344 | 2 | 0.49486
61425 | 13.78 | 1 | 365 | 15.6444 | 0.25906 | 15 | 0.90344
61428 | 13.25 | 1 | 365 | 15.0427 | 0.4414 | 15 | 0.48408
61434 | 9.275 | 1 | 365 | 10.5299 | 0.80898 | 11 | 0.33885
61454 | 8.745 | 1 | 365 | 9.9282 | 0.99133 | 10 | 0.91949
61456 | 8.745 | 1 | 365 | 9.9282 | 0.99133 | 10 | 0.91949
61457 | 3.825 | 1 | 365 | 4.3425 | 0.11799 | 4 | 0.4605
61460 | 8.84 | 1 | 365 | 10.036 | 0.31713 | 10 | 0.35315
61468 | 12.72 | 1 | 365 | 14.441 | 0.62375 | 15 | 0.064714
61470 | 5.3 | 1 | 365 | 6.0171 | 0.17656 | 6 | 0.19363
61474 | 3.71 | 1 | 365 | 4.2119 | 0.72359 | 4 | 0.93554
61475 | 10.335 | 1 | 365 | 11.7333 | 0.4443 | 12 | 0.17758
61478 | 4.77 | 1 | 365 | 5.4154 | 0.35891 | 5 | 0.77427
61482 | 4.94 | 1 | 365 | 5.6084 | 0.94193 | 6 | 0.55029
61484 | 9.62 | 1 | 365 | 10.9215 | 0.99217 | 11 | 0.91372
61486 | 5.2 | 1 | 365 | 5.9035 | 0.83361 | 6 | 0.73715
61489 | 3.315 | 1 | 365 | 3.7635 | 0.36893 | 4 | 0.13243
61487 | 4.77 | 1 | 365 | 5.4154 | 0.35891 | 5 | 0.77427
61493 | 7.8 | 1 | 365 | 8.8553 | 0.75041 | 9 | 0.60572
61494 | 4.24 | 1 | 365 | 4.8137 | 0.54125 | 5 | 0.3549
61505 | 11.96 | 1 | 365 | 13.5781 | 0.017298 | 13 | 0.59544
61532 | 4.68 | 1 | 365 | 5.3132 | 0.050247 | 5 | 0.36343
61540 | 3.9 | 1 | 365 | 4.4277 | 0.37521 | 4 | 0.80286
61573 | 6.625 | 1 | 365 | 7.5213 | 0.7207 | 8 | 0.24204
61116 | 5.035 | 1 | 365 | 5.7162 | 0.26773 | 5 | 0.98395
61577 | 4.42 | 1 | 365 | 5.018 | 0.15857 | 5 | 0.17658
61578 | 5.2 | 1 | 365 | 5.9035 | 0.83361 | 6 | 0.73715
61580 | 7.685 | 1 | 365 | 8.7247 | 0.35601 | 9 | 0.080765
61581 | 8.84 | 1 | 365 | 10.036 | 0.31713 | 10 | 0.35315
61584 | 6.89 | 1 | 365 | 7.8222 | 0.62953 | 8 | 0.45172
61637 | 7.155 | 1 | 365 | 8.123 | 0.53836 | 8 | 0.6614
61587 | 7.42 | 1 | 365 | 8.4239 | 0.44719 | 8 | 0.87108
61639 | 11.66 | 1 | 365 | 13.2376 | 0.98844 | 14 | 0.22599
61641 | 5.61 | 1 | 365 | 6.369 | 0.23972 | 6 | 0.60873
59885 | 3.38 | 1 | 365 | 3.8373 | 0.59185 | 4 | 0.42915
61642 | 6.76 | 1 | 365 | 7.6746 | 0.18369 | 7 | 0.85829
61664 | 8.215 | 1 | 365 | 9.3265 | 0.17367 | 9 | 0.50013
61662 | 7.8 | 1 | 365 | 8.8553 | 0.75041 | 9 | 0.60572
61726 | 5.72 | 1 | 365 | 6.4939 | 0.61697 | 7 | 0.11086
61730 | 7.8 | 1 | 365 | 8.8553 | 0.75041 | 9 | 0.60572
61080 | 5.1 | 1 | 365 | 5.79 | 0.49065 | 6 | 0.28066
61732 | 10.14 | 1 | 365 | 11.5119 | 0.77554 | 12 | 0.28744
61739 | 5.72 | 1 | 365 | 6.4939 | 0.61697 | 7 | 0.11086
61744 | 3.975 | 1 | 365 | 4.5128 | 0.63242 | 5 | 0.14522
61743 | 8.58 | 1 | 365 | 9.7408 | 0.42545 | 10 | 0.16629
60658 | 8.12 | 1 | 365 | 9.2186 | 0.84786 | 10 | 0.066468
61748 | 2.6 | 1 | 365 | 2.9518 | 0.9168 | 3 | 0.86857
61753 | 4.505 | 1 | 365 | 5.1145 | 0.45008 | 5 | 0.56459
61751 | 8.84 | 1 | 365 | 10.036 | 0.31713 | 10 | 0.35315
61117 | 5.3 | 1 | 365 | 6.0171 | 0.17656 | 6 | 0.19363
61756 | 5.98 | 1 | 365 | 6.7891 | 0.50865 | 7 | 0.29772
61758 | 3.64 | 1 | 365 | 4.1325 | 0.48353 | 4 | 0.616
61757 | 10.07 | 1 | 365 | 11.4324 | 0.53547 | 11 | 0.9679
61759 | 5.2 | 1 | 365 | 5.9035 | 0.83361 | 6 | 0.73715
61764 | 3.9 | 1 | 365 | 4.4277 | 0.37521 | 4 | 0.80286
61763 | 6.095 | 1 | 365 | 6.9196 | 0.90305 | 7 | 0.82268
61767 | 8.745 | 1 | 365 | 9.9282 | 0.99133 | 10 | 0.91949
61773 | 8.48 | 1 | 365 | 9.6273 | 0.082499 | 9 | 0.70981
61772 | 4.24 | 1 | 365 | 4.8137 | 0.54125 | 5 | 0.3549
61776 | 8.745 | 1 | 365 | 9.9282 | 0.99133 | 10 | 0.91949
61788 | 6.76 | 1 | 365 | 7.6746 | 0.18369 | 7 | 0.85829
61803 | 3.12 | 1 | 365 | 3.5421 | 0.70016 | 4 | 0.24229
61856 | 2.915 | 1 | 365 | 3.3094 | 0.99711 | 4 | 0.3065
61853 | 6.24 | 1 | 365 | 7.0842 | 0.40033 | 7 | 0.48458
61858 | 8.06 | 1 | 365 | 9.1505 | 0.64209 | 9 | 0.79258
61877 | 9.88 | 1 | 365 | 11.2167 | 0.88386 | 12 | 0.10058
61885 | 3.975 | 1 | 365 | 4.5128 | 0.63242 | 5 | 0.14522
61890 | 11.475 | 1 | 365 | 13.0275 | 0.35397 | 13 | 0.38149
61893 | 13.77 | 1 | 365 | 15.633 | 0.22477 | 15 | 0.85779
61896 | 4.68 | 1 | 365 | 5.3132 | 0.050247 | 5 | 0.36343
61892 | 2.34 | 1 | 365 | 2.6566 | 0.025124 | 2 | 0.68172
61897 | 6.89 | 1 | 365 | 7.8222 | 0.62953 | 8 | 0.45172
61899 | 6.095 | 1 | 365 | 6.9196 | 0.90305 | 7 | 0.82268
61898 | 7.155 | 1 | 365 | 8.123 | 0.53836 | 8 | 0.6614
61907 | 7.685 | 1 | 365 | 8.7247 | 0.35601 | 9 | 0.080765
61919 | 10.335 | 1 | 365 | 11.7333 | 0.4443 | 12 | 0.17758
61924 | 7.685 | 1 | 365 | 8.7247 | 0.35601 | 9 | 0.080765
61983 | 3.12 | 1 | 365 | 3.5421 | 0.70016 | 4 | 0.24229
61984 | 6.63 | 1 | 365 | 7.527 | 0.73785 | 8 | 0.26486
61985 | 13.52 | 1 | 365 | 15.3492 | 0.36738 | 15 | 0.71658
61997 | 10.865 | 1 | 365 | 12.335 | 0.26195 | 12 | 0.59694
62001 | 7.155 | 1 | 365 | 8.123 | 0.53836 | 8 | 0.6614
62000 | 12.19 | 1 | 365 | 13.8393 | 0.80609 | 14 | 0.64535
62003 | 10.07 | 1 | 365 | 11.4324 | 0.53547 | 11 | 0.9679
62004 | 2.6 | 1 | 365 | 2.9518 | 0.9168 | 3 | 0.86857
62008 | 7.155 | 1 | 365 | 8.123 | 0.53836 | 8 | 0.6614
62010 | 4.16 | 1 | 365 | 4.7228 | 0.26689 | 4 | 0.98972
62012 | 4.94 | 1 | 365 | 5.6084 | 0.94193 | 6 | 0.55029
62015 | 15.86 | 1 | 365 | 18.0058 | 0.3925 | 18 | 0.3983
62017 | 12.75 | 1 | 365 | 14.475 | 0.72663 | 15 | 0.20166
62051 | 6.63 | 1 | 365 | 7.527 | 0.73785 | 8 | 0.26486
62054 | 13.52 | 1 | 365 | 15.3492 | 0.36738 | 15 | 0.71658
62055 | 6.5 | 1 | 365 | 7.3794 | 0.29201 | 7 | 0.67143
47519 | 9.81 | 1 | 365 | 11.1373 | 0.64379 | 11 | 0.78104
62061 | 6.36 | 1 | 365 | 7.2205 | 0.81187 | 8 | 0.032357
62060 | 14.04 | 1 | 365 | 15.9396 | 0.15074 | 16 | 0.090297
44234 | 4.68 | 1 | 365 | 5.3132 | 0.050247 | 5 | 0.36343
62066 | 6.76 | 1 | 365 | 7.6746 | 0.18369 | 7 | 0.85829
62067 | 8.415 | 1 | 365 | 9.5535 | 0.85958 | 10 | 0.41309
47377 | 4.68 | 1 | 365 | 5.3132 | 0.050247 | 5 | 0.36343
62070 | 11.96 | 1 | 365 | 13.5781 | 0.017298 | 13 | 0.59544
62073 | 8.84 | 1 | 365 | 10.036 | 0.31713 | 10 | 0.35315
62074 | 2.65 | 1 | 365 | 3.0085 | 0.088281 | 3 | 0.096815
62078 | 8.06 | 1 | 365 | 9.1505 | 0.64209 | 9 | 0.79258
62075 | 7.395 | 1 | 365 | 8.3955 | 0.36145 | 8 | 0.75696
59437 | 5.25 | 1 | 365 | 5.9603 | 0.005085 | 5 | 0.96539
37758 | 12.22 | 1 | 365 | 13.8733 | 0.90898 | 14 | 0.7823
42354 | 5.61 | 1 | 365 | 6.369 | 0.23972 | 6 | 0.60873
16673 | 6.24 | 1 | 365 | 7.0842 | 0.40033 | 7 | 0.48458
61189 | 3.38 | 1 | 365 | 3.8373 | 0.59185 | 4 | 0.42915
61196 | 5.83 | 1 | 365 | 6.6188 | 0.99422 | 7 | 0.61299
61195 | 5.83 | 1 | 365 | 6.6188 | 0.99422 | 7 | 0.61299
17006 | 9.435 | 1 | 365 | 10.7115 | 0.35771 | 11 | 0.069228
61197 | 7.685 | 1 | 365 | 8.7247 | 0.35601 | 9 | 0.080765
61200 | 4.24 | 1 | 365 | 4.8137 | 0.54125 | 5 | 0.3549
61199 | 9.88 | 1 | 365 | 11.2167 | 0.88386 | 12 | 0.10058
61248 | 7.54 | 1 | 365 | 8.5601 | 0.85873 | 9 | 0.41886
61251 | 9.01 | 1 | 365 | 10.229 | 0.90016 | 11 | 0.12917
59867 | 6 | 1 | 365 | 6.8118 | 0.57724 | 7 | 0.38902
61249 | 11.66 | 1 | 365 | 13.2376 | 0.98844 | 14 | 0.22599
61250 | 11.13 | 1 | 365 | 12.6358 | 0.17078 | 12 | 0.80662
61252 | 12.19 | 1 | 365 | 13.8393 | 0.80609 | 14 | 0.64535
61254 | 4.24 | 1 | 365 | 4.8137 | 0.54125 | 5 | 0.3549
61255 | 13.25 | 1 | 365 | 15.0427 | 0.4414 | 15 | 0.48408
50635 | 5.886 | 1 | 365 | 6.6824 | 0.18627 | 6 | 0.86862
59141 | 6.76 | 1 | 365 | 7.6746 | 0.18369 | 7 | 0.85829
61256 | 9.54 | 1 | 365 | 10.8307 | 0.71781 | 11 | 0.54854
61259 | 6.36 | 1 | 365 | 7.2205 | 0.81187 | 8 | 0.032357
61260 | 5.565 | 1 | 365 | 6.3179 | 0.08539 | 6 | 0.40331
51623 | 4.94 | 1 | 365 | 5.6084 | 0.94193 | 6 | 0.55029
61257 | 7.685 | 1 | 365 | 8.7247 | 0.35601 | 9 | 0.080765
61264 | 12.455 | 1 | 365 | 14.1401 | 0.71492 | 14 | 0.85503
61269 | 3.975 | 1 | 365 | 4.5128 | 0.63242 | 5 | 0.14522
59672 | 6.89 | 1 | 365 | 7.8222 | 0.62953 | 8 | 0.45172
61379 | 13.78 | 1 | 365 | 15.6444 | 0.25906 | 15 | 0.90344
61382 | 4.68 | 1 | 365 | 5.3132 | 0.050247 | 5 | 0.36343
61386 | 4.77 | 1 | 365 | 5.4154 | 0.35891 | 5 | 0.77427
61387 | 5.83 | 1 | 365 | 6.6188 | 0.99422 | 7 | 0.61299
34667 | 227.37 | 0.9 | 365 | 232.319 | 0.79706 | 233 | 0.11609
61388 | 8.745 | 1 | 365 | 9.9282 | 0.99133 | 10 | 0.91949
61389 | 8.745 | 1 | 365 | 9.9282 | 0.99133 | 10 | 0.91949
61429 | 6.36 | 1 | 365 | 7.2205 | 0.81187 | 8 | 0.032357
61430 | 6.095 | 1 | 365 | 6.9196 | 0.90305 | 7 | 0.82268
61431 | 4.24 | 1 | 365 | 4.8137 | 0.54125 | 5 | 0.3549
61436 | 11.925 | 1 | 365 | 13.5384 | 0.89726 | 14 | 0.43567
61437 | 4.77 | 1 | 365 | 5.4154 | 0.35891 | 5 | 0.77427
61438 | 7.28 | 1 | 365 | 8.265 | 0.96705 | 9 | 0.23201
61439 | 8.215 | 1 | 365 | 9.3265 | 0.17367 | 9 | 0.50013
61441 | 7.685 | 1 | 365 | 8.7247 | 0.35601 | 9 | 0.080765
61443 | 11.925 | 1 | 365 | 13.5384 | 0.89726 | 14 | 0.43567
61442 | 9.54 | 1 | 365 | 10.8307 | 0.71781 | 11 | 0.54854
61446 | 9.805 | 1 | 365 | 11.1316 | 0.62664 | 11 | 0.75822
61448 | 8.215 | 1 | 365 | 9.3265 | 0.17367 | 9 | 0.50013
61449 | 5.83 | 1 | 365 | 6.6188 | 0.99422 | 7 | 0.61299
61450 | 5.83 | 1 | 365 | 6.6188 | 0.99422 | 7 | 0.61299
61451 | 10.335 | 1 | 365 | 11.7333 | 0.4443 | 12 | 0.17758
61452 | 12.72 | 1 | 365 | 14.441 | 0.62375 | 15 | 0.064714
61453 | 5.83 | 1 | 365 | 6.6188 | 0.99422 | 7 | 0.61299
61390 | 4.95 | 1 | 365 | 5.6197 | 0.97622 | 6 | 0.59594
61455 | 6.89 | 1 | 365 | 7.8222 | 0.62953 | 8 | 0.45172
61462 | 11.925 | 1 | 365 | 13.5384 | 0.89726 | 14 | 0.43567
61459 | 6.095 | 1 | 365 | 6.9196 | 0.90305 | 7 | 0.82268
61464 | 13.25 | 1 | 365 | 15.0427 | 0.4414 | 15 | 0.48408
38410 | 5.72 | 1 | 365 | 6.4939 | 0.61697 | 7 | 0.11086
60530 | 15.9 | 1 | 365 | 18.0512 | 0.52969 | 18 | 0.58089
60998 | 3.64 | 1 | 365 | 4.1325 | 0.48353 | 4 | 0.616
48675 | 4.42 | 1 | 365 | 5.018 | 0.15857 | 5 | 0.17658
28301 | 4.68 | 1 | 365 | 5.3132 | 0.050247 | 5 | 0.36343
61477 | 2.65 | 1 | 365 | 3.0085 | 0.088281 | 3 | 0.096815
61471 | 4.505 | 1 | 365 | 5.1145 | 0.45008 | 5 | 0.56459
45069 | 5.46 | 1 | 365 | 6.1987 | 0.72529 | 6 | 0.924
32099 | 3.38 | 1 | 365 | 3.8373 | 0.59185 | 4 | 0.42915
32937 | 7.8 | 1 | 365 | 8.8553 | 0.75041 | 9 | 0.60572
23084 | 4.16 | 1 | 365 | 4.7228 | 0.26689 | 4 | 0.98972
61490 | 12.19 | 1 | 365 | 13.8393 | 0.80609 | 14 | 0.64535
60694 | 6.5 | 1 | 365 | 7.3794 | 0.29201 | 7 | 0.67143
61506 | 8.215 | 1 | 365 | 9.3265 | 0.17367 | 9 | 0.50013
61509 | 12.72 | 1 | 365 | 14.441 | 0.62375 | 15 | 0.064714
58278 | 5.72 | 1 | 365 | 6.4939 | 0.61697 | 7 | 0.11086
61513 | 12.985 | 1 | 365 | 14.7418 | 0.53258 | 15 | 0.2744
61520 | 3.71 | 1 | 365 | 4.2119 | 0.72359 | 4 | 0.93554
22897 | 5.1 | 1 | 365 | 5.79 | 0.49065 | 6 | 0.28066
61526 | 9.275 | 1 | 365 | 10.5299 | 0.80898 | 11 | 0.33885
61547 | 6.095 | 1 | 365 | 6.9196 | 0.90305 | 7 | 0.82268
60299 | 8.32 | 1 | 365 | 9.4457 | 0.53377 | 9 | 0.97944
61491 | 2.6 | 1 | 365 | 2.9518 | 0.9168 | 3 | 0.86857
44287 | 8.32 | 1 | 365 | 9.4457 | 0.53377 | 9 | 0.97944
59304 | 7.54 | 1 | 365 | 8.5601 | 0.85873 | 9 | 0.41886
39566 | 12.96 | 1 | 365 | 14.7134 | 0.44684 | 15 | 0.16027
60339 | 6.89 | 1 | 365 | 7.8222 | 0.62953 | 8 | 0.45172
57770 | 8.84 | 1 | 365 | 10.036 | 0.31713 | 10 | 0.35315
55047 | 7.54 | 1 | 365 | 8.5601 | 0.85873 | 9 | 0.41886
60625 | 8.12 | 1 | 365 | 9.2186 | 0.84786 | 10 | 0.066468
60628 | 7.42 | 1 | 365 | 8.4239 | 0.44719 | 8 | 0.87108
38957 | 5.4 | 1 | 365 | 6.1306 | 0.51952 | 6 | 0.65011
60049 | 4.94 | 1 | 365 | 5.6084 | 0.94193 | 6 | 0.55029
51137 | 9.36 | 1 | 365 | 10.6264 | 0.10049 | 10 | 0.72686
60630 | 6.3 | 1 | 365 | 7.1524 | 0.6061 | 7 | 0.75847
60644 | 6.93 | 1 | 365 | 7.8676 | 0.76671 | 8 | 0.63431
60645 | 5.67 | 1 | 365 | 6.4371 | 0.44549 | 6 | 0.88262
60646 | 9 | 1 | 365 | 10.2177 | 0.86586 | 11 | 0.083524
60647 | 10.395 | 1 | 365 | 11.8014 | 0.65007 | 12 | 0.45147
50710 | 14.85 | 1 | 365 | 16.8591 | 0.92867 | 17 | 0.78781
60650 | 6.44 | 1 | 365 | 7.3113 | 0.086238 | 7 | 0.39754
60809 | 9.38 | 1 | 365 | 10.6491 | 0.16909 | 10 | 0.81816
49031 | 6.36 | 1 | 365 | 7.2205 | 0.81187 | 8 | 0.032357
48569 | 6.72 | 1 | 365 | 7.6292 | 0.046509 | 7 | 0.6757
60651 | 9.1 | 1 | 365 | 10.3312 | 0.20881 | 10 | 0.54001
59710 | 7.02 | 1 | 365 | 7.9698 | 0.075371 | 8 | 0.045149
46588 | 11.445 | 1 | 365 | 12.9935 | 0.25109 | 13 | 0.24455
59536 | 5.83 | 1 | 365 | 6.6188 | 0.99422 | 7 | 0.61299
61480 | 10.71 | 1 | 365 | 12.159 | 0.73037 | 12 | 0.88939
61026 | 7.42 | 1 | 365 | 8.4239 | 0.44719 | 8 | 0.87108
61018 | 7.84 | 1 | 365 | 8.9007 | 0.88759 | 9 | 0.78831
61012 | 4.76 | 1 | 365 | 5.404 | 0.32461 | 5 | 0.72862
59651 | 12.19 | 1 | 365 | 13.8393 | 0.80609 | 14 | 0.64535
61014 | 7.42 | 1 | 365 | 8.4239 | 0.44719 | 8 | 0.87108
61025 | 5.04 | 1 | 365 | 5.7219 | 0.28488 | 6 | 0.0067734
60692 | 17.49 | 1 | 365 | 19.8563 | 0.98265 | 20 | 0.83898
35916 | 11.772 | 1 | 365 | 13.3647 | 0.37254 | 13 | 0.73725
61497 | 3.18 | 1 | 365 | 3.6102 | 0.90594 | 4 | 0.51618
61435 | 5.565 | 1 | 365 | 6.3179 | 0.08539 | 6 | 0.40331
60979 | 11 | 1 | 365 | 12.4883 | 0.72494 | 13 | 0.2132
52485 | 5.865 | 1 | 365 | 6.6585 | 0.11425 | 6 | 0.77276
61184 | 10.07 | 1 | 365 | 11.4324 | 0.53547 | 11 | 0.9679
60824 | 6.36 | 1 | 365 | 7.2205 | 0.81187 | 8 | 0.032357
39698 | 3.64 | 1 | 365 | 4.1325 | 0.48353 | 4 | 0.616
41198 | 23.66 | 1 | 365 | 26.8611 | 0.14292 | 27 | 0.0040198
36115 | 3.9 | 1 | 365 | 4.4277 | 0.37521 | 4 | 0.80286
61495 | 4.77 | 1 | 365 | 5.4154 | 0.35891 | 5 | 0.77427
40390 | 5.72 | 1 | 365 | 6.4939 | 0.61697 | 7 | 0.11086
61101 | 6.76 | 1 | 365 | 7.6746 | 0.18369 | 7 | 0.85829
61035 | 6.095 | 1 | 365 | 6.9196 | 0.90305 | 7 | 0.82268
48054 | 3.825 | 1 | 365 | 4.3425 | 0.11799 | 4 | 0.4605
46786 | 7.95 | 1 | 365 | 9.0256 | 0.26484 | 9 | 0.29045
62080 | 10.137 | 1 | 365 | 11.5085 | 0.76525 | 12 | 0.27374
61827 | 7.935 | 1 | 365 | 9.0086 | 0.2134 | 9 | 0.22197
61110 | 7.95 | 1 | 365 | 9.0256 | 0.26484 | 9 | 0.29045
44986 | 16.023 | 1 | 365 | 18.1908 | 0.95152 | 19 | 0.14237
51035 | 2.9 | 1 | 365 | 3.2924 | 0.94567 | 4 | 0.23802
50172 | 10.695 | 1 | 365 | 12.142 | 0.67893 | 12 | 0.82092
60842 | 4.77 | 1 | 365 | 5.4154 | 0.35891 | 5 | 0.77427
61049 | 5.035 | 1 | 365 | 5.7162 | 0.26773 | 5 | 0.98395
44349 | 24.57 | 1 | 365 | 27.8942 | 0.2638 | 28 | 0.15802
49326 | 8.415 | 1 | 365 | 9.5535 | 0.85958 | 10 | 0.41309
49047 | 6.9 | 1 | 365 | 7.8335 | 0.66383 | 8 | 0.49737
60560 | 7.848 | 1 | 365 | 8.9098 | 0.91503 | 9 | 0.82483
43453 | 12 | 1 | 365 | 13.6236 | 0.15448 | 13 | 0.77803
45430 | 7.28 | 1 | 365 | 8.265 | 0.96705 | 9 | 0.23201
51028 | 6.24 | 1 | 365 | 7.0842 | 0.40033 | 7 | 0.48458
60961 | 11.44 | 1 | 365 | 12.9878 | 0.23394 | 13 | 0.22172
43964 | 24.795 | 1 | 365 | 28.1497 | 0.035444 | 28 | 0.18511
61123 | 5.88 | 1 | 365 | 6.6755 | 0.1657 | 6 | 0.84124
61130 | 7.42 | 1 | 365 | 8.4239 | 0.44719 | 8 | 0.87108
61150 | 9.975 | 1 | 365 | 11.3246 | 0.20966 | 11 | 0.53424
61145 | 3.64 | 1 | 365 | 4.1325 | 0.48353 | 4 | 0.616
61151 | 5.88 | 1 | 365 | 6.6755 | 0.1657 | 6 | 0.84124
61152 | 9.52 | 1 | 365 | 10.808 | 0.64922 | 11 | 0.45724
61153 | 2.915 | 1 | 365 | 3.3094 | 0.99711 | 4 | 0.3065
61154 | 9.62 | 1 | 365 | 10.9215 | 0.99217 | 11 | 0.91372
61155 | 12.1 | 1 | 365 | 13.7371 | 0.49743 | 14 | 0.23452
61156 | 4.16 | 1 | 365 | 4.7228 | 0.26689 | 4 | 0.98972
61157 | 4.16 | 1 | 365 | 4.7228 | 0.26689 | 4 | 0.98972
61158 | 4.505 | 1 | 365 | 5.1145 | 0.45008 | 5 | 0.56459
61160 | 2.8 | 1 | 365 | 3.1788 | 0.60271 | 3 | 0.78154
59250 | 7.125 | 1 | 365 | 8.089 | 0.43547 | 8 | 0.52446
61181 | 9.3 | 1 | 365 | 10.5583 | 0.89472 | 11 | 0.45297
61206 | 6.16 | 1 | 365 | 6.9934 | 0.12597 | 7 | 0.11939
61210 | 9.765 | 1 | 365 | 11.0862 | 0.48946 | 11 | 0.57562
61211 | 8.4 | 1 | 365 | 9.5365 | 0.80814 | 10 | 0.34462
61240 | 6.36 | 1 | 365 | 7.2205 | 0.81187 | 8 | 0.032357
61239 | 10.6 | 1 | 365 | 12.0341 | 0.35312 | 12 | 0.38726
61242 | 5.3 | 1 | 365 | 6.0171 | 0.17656 | 6 | 0.19363
61243 | 7.84 | 1 | 365 | 8.9007 | 0.88759 | 9 | 0.78831
61258 | 5.04 | 1 | 365 | 5.7219 | 0.28488 | 6 | 0.0067734
61266 | 9.6 | 1 | 365 | 10.8988 | 0.92358 | 11 | 0.82243
61274 | 10.08 | 1 | 365 | 11.4438 | 0.56976 | 12 | 0.013547
61283 | 13.5 | 1 | 365 | 15.3265 | 0.29879 | 15 | 0.62529
61285 | 10.005 | 1 | 365 | 11.3586 | 0.31255 | 11 | 0.67118
61291 | 4.64 | 1 | 365 | 5.2678 | 0.91307 | 6 | 0.18084
61302 | 8.19 | 1 | 365 | 9.2981 | 0.087933 | 9 | 0.38601
61310 | 5.72 | 1 | 365 | 6.4939 | 0.61697 | 7 | 0.11086
61313 | 4.41 | 1 | 365 | 5.0067 | 0.12427 | 5 | 0.13093
61314 | 5.67 | 1 | 365 | 6.4371 | 0.44549 | 6 | 0.88262
61316 | 16.775 | 1 | 365 | 19.0446 | 0.53053 | 19 | 0.57512
61317 | 11.73 | 1 | 365 | 13.317 | 0.2285 | 13 | 0.54553
61318 | 5.2 | 1 | 365 | 5.9035 | 0.83361 | 6 | 0.73715
61321 | 4.24 | 1 | 365 | 4.8137 | 0.54125 | 5 | 0.3549
61322 | 4.24 | 1 | 365 | 4.8137 | 0.54125 | 5 | 0.3549
61323 | 6.44 | 1 | 365 | 7.3113 | 0.086238 | 7 | 0.39754
61324 | 7.685 | 1 | 365 | 8.7247 | 0.35601 | 9 | 0.080765
61325 | 5.3 | 1 | 365 | 6.0171 | 0.17656 | 6 | 0.19363
61326 | 5.46 | 1 | 365 | 6.1987 | 0.72529 | 6 | 0.924
61327 | 10.545 | 1 | 365 | 11.9717 | 0.1645 | 12 | 0.1362
61328 | 5.3 | 1 | 365 | 6.0171 | 0.17656 | 6 | 0.19363
61329 | 5.83 | 1 | 365 | 6.6188 | 0.99422 | 7 | 0.61299
61330 | 10.36 | 1 | 365 | 11.7617 | 0.53003 | 12 | 0.2917
61331 | 7.84 | 1 | 365 | 8.9007 | 0.88759 | 9 | 0.78831
61332 | 10.26 | 1 | 365 | 11.6481 | 0.18708 | 11 | 0.83522
61333 | 10.8 | 1 | 365 | 12.2612 | 0.039032 | 12 | 0.30023
61353 | 5.8 | 1 | 365 | 6.5847 | 0.89133 | 7 | 0.47605
61365 | 7.02 | 1 | 365 | 7.9698 | 0.075371 | 8 | 0.045149
61366 | 10.14 | 1 | 365 | 11.5119 | 0.77554 | 12 | 0.28744
61367 | 5.46 | 1 | 365 | 6.1987 | 0.72529 | 6 | 0.924
61369 | 4.16 | 1 | 365 | 4.7228 | 0.26689 | 4 | 0.98972
61371 | 10.92 | 1 | 365 | 12.3974 | 0.45058 | 12 | 0.84801
61372 | 7.54 | 1 | 365 | 8.5601 | 0.85873 | 9 | 0.41886
61374 | 5.72 | 1 | 365 | 6.4939 | 0.61697 | 7 | 0.11086
61375 | 13.26 | 1 | 365 | 15.054 | 0.4757 | 15 | 0.52973
61376 | 4.68 | 1 | 365 | 5.3132 | 0.050247 | 5 | 0.36343
61384 | 11.118 | 1 | 365 | 12.6222 | 0.12963 | 12 | 0.75185
61385 | 10.2 | 1 | 365 | 11.58 | 0.98131 | 12 | 0.56133
61393 | 6.095 | 1 | 365 | 6.9196 | 0.90305 | 7 | 0.82268
61400 | 3.924 | 1 | 365 | 4.4549 | 0.45751 | 4 | 0.91242
61397 | 4.24 | 1 | 365 | 4.8137 | 0.54125 | 5 | 0.3549
61408 | 7.2 | 1 | 365 | 8.1741 | 0.69269 | 8 | 0.86682
61413 | 6.54 | 1 | 365 | 7.4248 | 0.42919 | 7 | 0.85403
61414 | 13.23 | 1 | 365 | 15.02 | 0.37281 | 15 | 0.39278
61416 | 8.1 | 1 | 365 | 9.1959 | 0.77927 | 9 | 0.97517
61418 | 4.24 | 1 | 365 | 4.8137 | 0.54125 | 5 | 0.3549
61412 | 16.8 | 1 | 365 | 19.073 | 0.61627 | 19 | 0.68924
61466 | 12.24 | 1 | 365 | 13.896 | 0.97757 | 14 | 0.87359
61472 | 6.9 | 1 | 365 | 7.8335 | 0.66383 | 8 | 0.49737
61499 | 4.5 | 1 | 365 | 5.1088 | 0.43293 | 5 | 0.54176
61503 | 8.4 | 1 | 365 | 9.5365 | 0.80814 | 10 | 0.34462
60419 | 4.03 | 1 | 365 | 4.5752 | 0.82105 | 5 | 0.39629
61525 | 6.48 | 1 | 365 | 7.3567 | 0.22342 | 7 | 0.58014
61542 | 8.1 | 1 | 365 | 9.1959 | 0.77927 | 9 | 0.97517
61546 | 9 | 1 | 365 | 10.2177 | 0.86586 | 11 | 0.083524
61550 | 9.01 | 1 | 365 | 10.229 | 0.90016 | 11 | 0.12917
61552 | 7.155 | 1 | 365 | 8.123 | 0.53836 | 8 | 0.6614
61554 | 5.035 | 1 | 365 | 5.7162 | 0.26773 | 5 | 0.98395
45498 | 6.24 | 1 | 365 | 7.0842 | 0.40033 | 7 | 0.48458
32717 | 5.72 | 1 | 365 | 6.4939 | 0.61697 | 7 | 0.11086
34211 | 4.94 | 1 | 365 | 5.6084 | 0.94193 | 6 | 0.55029
61562 | 6.625 | 1 | 365 | 7.5213 | 0.7207 | 8 | 0.24204
61565 | 4.725 | 1 | 365 | 5.3643 | 0.20458 | 5 | 0.56885
36864 | 2.86 | 1 | 365 | 3.2469 | 0.80848 | 4 | 0.055431
61567 | 11.13 | 1 | 365 | 12.6358 | 0.17078 | 12 | 0.80662
41462 | 2.04 | 1 | 365 | 2.316 | 0.99626 | 3 | 0.31227
62297 | 2.805 | 1 | 365 | 3.1845 | 0.61986 | 3 | 0.80436
50371 | 9.18 | 1 | 365 | 10.422 | 0.48318 | 10 | 0.90519
47633 | 8.925 | 1 | 365 | 10.1325 | 0.60864 | 10 | 0.74116
62404 | 6.885 | 1 | 365 | 7.8165 | 0.61238 | 8 | 0.4289
62293 | 11.13 | 1 | 365 | 12.6358 | 0.17078 | 12 | 0.80662
62309 | 8.215 | 1 | 365 | 9.3265 | 0.17367 | 9 | 0.50013
44528 | 9.61 | 1 | 365 | 10.9102 | 0.95788 | 11 | 0.86807
50147 | 14.88 | 1 | 365 | 16.8932 | 0.031555 | 16 | 0.92476
61024 | 5.035 | 1 | 365 | 5.7162 | 0.26773 | 5 | 0.98395
62330 | 6.36 | 1 | 365 | 7.2205 | 0.81187 | 8 | 0.032357
62339 | 2.6 | 1 | 365 | 2.9518 | 0.9168 | 3 | 0.86857
62344 | 6.36 | 1 | 365 | 7.2205 | 0.81187 | 8 | 0.032357
62351 | 5.46 | 1 | 365 | 6.1987 | 0.72529 | 6 | 0.924
50033 | 10.137 | 1 | 365 | 11.5085 | 0.76525 | 12 | 0.27374
62354 | 6.89 | 1 | 365 | 7.8222 | 0.62953 | 8 | 0.45172
62358 | 3.18 | 1 | 365 | 3.6102 | 0.90594 | 4 | 0.51618
62360 | 9.36 | 1 | 365 | 10.6264 | 0.10049 | 10 | 0.72686
62361 | 7.28 | 1 | 365 | 8.265 | 0.96705 | 9 | 0.23201
62365 | 7.65 | 1 | 365 | 8.685 | 0.23598 | 8 | 0.921
62371 | 12.24 | 1 | 365 | 13.896 | 0.97757 | 14 | 0.87359
62368 | 3.12 | 1 | 365 | 3.5421 | 0.70016 | 4 | 0.24229
62376 | 13.78 | 1 | 365 | 15.6444 | 0.25906 | 15 | 0.90344
62377 | 3.975 | 1 | 365 | 4.5128 | 0.63242 | 5 | 0.14522
62369 | 2.805 | 1 | 365 | 3.1845 | 0.61986 | 3 | 0.80436
62375 | 7.65 | 1 | 365 | 8.685 | 0.23598 | 8 | 0.921
62378 | 5.3 | 1 | 365 | 6.0171 | 0.17656 | 6 | 0.19363
62382 | 7.8 | 1 | 365 | 8.8553 | 0.75041 | 9 | 0.60572
62381 | 8.84 | 1 | 365 | 10.036 | 0.31713 | 10 | 0.35315
62388 | 7.02 | 1 | 365 | 7.9698 | 0.075371 | 8 | 0.045149
62392 | 10.335 | 1 | 365 | 11.7333 | 0.4443 | 12 | 0.17758
62390 | 7.02 | 1 | 365 | 7.9698 | 0.075371 | 8 | 0.045149
62394 | 6.24 | 1 | 365 | 7.0842 | 0.40033 | 7 | 0.48458
62395 | 7.28 | 1 | 365 | 8.265 | 0.96705 | 9 | 0.23201
62401 | 2.6 | 1 | 365 | 2.9518 | 0.9168 | 3 | 0.86857
62400 | 4.845 | 1 | 365 | 5.5005 | 0.61612 | 6 | 0.11663
62402 | 2.08 | 1 | 365 | 2.3614 | 0.13344 | 2 | 0.49486
62406 | 5.98 | 1 | 365 | 6.7891 | 0.50865 | 7 | 0.29772
62407 | 4.68 | 1 | 365 | 5.3132 | 0.050247 | 5 | 0.36343
62409 | 8.215 | 1 | 365 | 9.3265 | 0.17367 | 9 | 0.50013
45051 | 5.13 | 1 | 365 | 5.8241 | 0.5122 | 6 | 0.33627
62379 | 4.505 | 1 | 365 | 5.1145 | 0.45008 | 5 | 0.56459
62417 | 4.505 | 1 | 365 | 5.1145 | 0.45008 | 5 | 0.56459
48247 | 5.13 | 1 | 365 | 5.8241 | 0.59354 | 6 | 0.41761
62420 | 2.12 | 1 | 365 | 2.4068 | 0.27062 | 2 | 0.67745
62418 | 5.2 | 1 | 365 | 5.9035 | 0.83361 | 6 | 0.73715
39641 | 3.445 | 1 | 365 | 3.9111 | 0.81477 | 4 | 0.72586
62415 | 7.95 | 1 | 365 | 9.0256 | 0.26484 | 9 | 0.29045
42264 | 9.945 | 1 | 365 | 11.2905 | 0.10678 | 11 | 0.39729
62397 | 12.74 | 1 | 365 | 14.4637 | 0.69234 | 15 | 0.15601
62433 | 9.01 | 1 | 365 | 10.229 | 0.90016 | 11 | 0.12917
62428 | 8.58 | 1 | 365 | 9.7408 | 0.42545 | 10 | 0.16629
62435 | 11.395 | 1 | 365 | 12.9367 | 0.079608 | 13 | 0.016306
61377 | 4.42 | 1 | 365 | 5.018 | 0.15857 | 5 | 0.17658
62090 | 4.68 | 1 | 365 | 5.3132 | 0.050247 | 5 | 0.36343
62436 | 6.89 | 1 | 365 | 7.8222 | 0.62953 | 8 | 0.45172
62438 | 8.84 | 1 | 365 | 10.036 | 0.31713 | 10 | 0.35315
62443 | 11.66 | 1 | 365 | 13.2376 | 0.98844 | 14 | 0.22599
62439 | 5.565 | 1 | 365 | 6.3179 | 0.08539 | 6 | 0.40331
62447 | 2.12 | 1 | 365 | 2.4068 | 0.27062 | 2 | 0.67745
62454 | 4.42 | 1 | 365 | 5.018 | 0.15857 | 5 | 0.17658
62137 | 12.985 | 1 | 365 | 14.7418 | 0.53258 | 15 | 0.2744
62453 | 7.685 | 1 | 365 | 8.7247 | 0.35601 | 9 | 0.080765
62134 | 5.72 | 1 | 365 | 6.4939 | 0.61697 | 7 | 0.11086
62457 | 6.885 | 1 | 365 | 7.8165 | 0.61238 | 8 | 0.4289
62460 | 8.84 | 1 | 365 | 10.036 | 0.31713 | 10 | 0.35315
62141 | 10.6 | 1 | 365 | 12.0341 | 0.35312 | 12 | 0.38726
62462 | 5.72 | 1 | 365 | 6.4939 | 0.61697 | 7 | 0.11086
62469 | 2.86 | 1 | 365 | 3.2469 | 0.80848 | 4 | 0.055431
62478 | 6.625 | 1 | 365 | 7.5213 | 0.7207 | 8 | 0.24204
62143 | 10.455 | 1 | 365 | 11.8695 | 0.85584 | 12 | 0.72536
62481 | 3.64 | 1 | 365 | 4.1325 | 0.48353 | 4 | 0.616
62480 | 9.01 | 1 | 365 | 10.229 | 0.90016 | 11 | 0.12917
62482 | 2.86 | 1 | 365 | 3.2469 | 0.80848 | 4 | 0.055431
62144 | 5.3 | 1 | 365 | 6.0171 | 0.17656 | 6 | 0.19363
62486 | 7.54 | 1 | 365 | 8.5601 | 0.85873 | 9 | 0.41886
62491 | 6.24 | 1 | 365 | 7.0842 | 0.40033 | 7 | 0.48458
61576 | 3.71 | 1 | 365 | 4.2119 | 0.72359 | 4 | 0.93554
62146 | 10.92 | 1 | 365 | 12.3974 | 0.45058 | 12 | 0.84801
34265 | 9.1 | 1 | 365 | 10.3312 | 0.20881 | 10 | 0.54001
61585 | 5.3 | 1 | 365 | 6.0171 | 0.17656 | 6 | 0.19363
61588 | 7.155 | 1 | 365 | 8.123 | 0.53836 | 8 | 0.6614
61595 | 5.035 | 1 | 365 | 5.7162 | 0.26773 | 5 | 0.98395
61596 | 6.36 | 1 | 365 | 7.2205 | 0.81187 | 8 | 0.032357
61603 | 7.155 | 1 | 365 | 8.123 | 0.53836 | 8 | 0.6614
61616 | 7.155 | 1 | 365 | 8.123 | 0.53836 | 8 | 0.6614
61553 | 7.42 | 1 | 365 | 8.4239 | 0.44719 | 8 | 0.87108
61558 | 5.035 | 1 | 365 | 5.7162 | 0.26773 | 5 | 0.98395
61627 | 9.36 | 1 | 365 | 10.6264 | 0.10049 | 10 | 0.72686
62148 | 6.625 | 1 | 365 | 7.5213 | 0.7207 | 8 | 0.24204
61636 | 2.86 | 1 | 365 | 3.2469 | 0.80848 | 4 | 0.055431
61640 | 6.5 | 1 | 365 | 7.3794 | 0.29201 | 7 | 0.67143
62145 | 9.36 | 1 | 365 | 10.6264 | 0.10049 | 10 | 0.72686
61620 | 6.89 | 1 | 365 | 7.8222 | 0.62953 | 8 | 0.45172
61645 | 6.095 | 1 | 365 | 6.9196 | 0.90305 | 7 | 0.82268
62153 | 9.805 | 1 | 365 | 11.1316 | 0.62664 | 11 | 0.75822
61622 | 8.215 | 1 | 365 | 9.3265 | 0.17367 | 9 | 0.50013
62176 | 2.04 | 1 | 365 | 2.316 | 0.99626 | 3 | 0.31227
61649 | 6.89 | 1 | 365 | 7.8222 | 0.62953 | 8 | 0.45172
62223 | 13.78 | 1 | 365 | 15.6444 | 0.25906 | 15 | 0.90344
61597 | 9.54 | 1 | 365 | 10.8307 | 0.71781 | 11 | 0.54854
61653 | 4.505 | 1 | 365 | 5.1145 | 0.45008 | 5 | 0.56459
62220 | 4.77 | 1 | 365 | 5.4154 | 0.35891 | 5 | 0.77427
61657 | 9.54 | 1 | 365 | 10.8307 | 0.71781 | 11 | 0.54854
61666 | 10.92 | 1 | 365 | 12.3974 | 0.45058 | 12 | 0.84801
62301 | 8.16 | 1 | 365 | 9.264 | 0.98505 | 10 | 0.24906
61671 | 4.505 | 1 | 365 | 5.1145 | 0.45008 | 5 | 0.56459
61677 | 7.155 | 1 | 365 | 8.123 | 0.53836 | 8 | 0.6614
61727 | 4.42 | 1 | 365 | 5.018 | 0.15857 | 5 | 0.17658
61738 | 5.2 | 1 | 365 | 5.9035 | 0.83361 | 6 | 0.73715
62305 | 7.14 | 1 | 365 | 8.106 | 0.48692 | 8 | 0.59293
61765 | 7.02 | 1 | 365 | 7.9698 | 0.075371 | 8 | 0.045149
61780 | 9.1 | 1 | 365 | 10.3312 | 0.20881 | 10 | 0.54001
62307 | 8.925 | 1 | 365 | 10.1325 | 0.60864 | 10 | 0.74116
62311 | 6.76 | 1 | 365 | 7.6746 | 0.18369 | 7 | 0.85829
62310 | 5.3 | 1 | 365 | 6.0171 | 0.17656 | 6 | 0.19363
62312 | 3.9 | 1 | 365 | 4.4277 | 0.37521 | 4 | 0.80286
62313 | 3.9 | 1 | 365 | 4.4277 | 0.37521 | 4 | 0.80286
62320 | 8.84 | 1 | 365 | 10.036 | 0.31713 | 10 | 0.35315
62321 | 6.36 | 1 | 365 | 7.2205 | 0.81187 | 8 | 0.032357
62322 | 7.28 | 1 | 365 | 8.265 | 0.96705 | 9 | 0.23201
62323 | 5.83 | 1 | 365 | 6.6188 | 0.99422 | 7 | 0.61299
62328 | 4.77 | 1 | 365 | 5.4154 | 0.35891 | 5 | 0.77427
62325 | 10.71 | 1 | 365 | 12.159 | 0.73037 | 12 | 0.88939
58910 | 8.265 | 1 | 365 | 9.3832 | 0.34515 | 9 | 0.72837
56412 | 7.65 | 1 | 365 | 8.685 | 0.23598 | 8 | 0.921
59505 | 4.77 | 1 | 365 | 5.4154 | 0.35891 | 5 | 0.77427
59644 | 7.42 | 1 | 365 | 8.4239 | 0.44719 | 8 | 0.87108
60020 | 8.745 | 1 | 365 | 9.9282 | 0.99133 | 10 | 0.91949
56966 | 8.84 | 1 | 365 | 10.036 | 0.31713 | 10 | 0.35315
59452 | 6.89 | 1 | 365 | 7.8222 | 0.62953 | 8 | 0.45172
61999 | 7.42 | 1 | 365 | 8.4239 | 0.44719 | 8 | 0.87108
61797 | 4.24 | 1 | 365 | 4.8137 | 0.54125 | 5 | 0.3549
58227 | 7.54 | 1 | 365 | 8.5601 | 0.85873 | 9 | 0.41886
21715 | 5.2 | 1 | 365 | 5.9035 | 0.83361 | 6 | 0.73715
62099 | 6.76 | 1 | 365 | 7.6746 | 0.18369 | 7 | 0.85829
24233 | 5.355 | 1 | 365 | 6.0795 | 0.36519 | 6 | 0.4447
59485 | 6.76 | 1 | 365 | 7.6746 | 0.18369 | 7 | 0.85829
62071 | 14.575 | 1 | 365 | 16.5469 | 0.98555 | 17 | 0.53248
61996 | 8.745 | 1 | 365 | 9.9282 | 0.99133 | 10 | 0.91949
62133 | 10.6 | 1 | 365 | 12.0341 | 0.35312 | 12 | 0.38726
23847 | 5.98 | 1 | 365 | 6.7891 | 0.50865 | 7 | 0.29772
61774 | 5.035 | 1 | 365 | 5.7162 | 0.26773 | 5 | 0.98395
61789 | 10.335 | 1 | 365 | 11.7333 | 0.4443 | 12 | 0.17758
61791 | 10.6 | 1 | 365 | 12.0341 | 0.35312 | 12 | 0.38726
61798 | 16.43 | 1 | 365 | 18.6529 | 0.34734 | 19 | 0.00025548
61836 | 5.46 | 1 | 365 | 6.1987 | 0.72529 | 6 | 0.924
61838 | 4.505 | 1 | 365 | 5.1145 | 0.45008 | 5 | 0.56459
61840 | 5.565 | 1 | 365 | 6.3179 | 0.08539 | 6 | 0.40331
61842 | 6.36 | 1 | 365 | 7.2205 | 0.81187 | 8 | 0.032357
61847 | 11.66 | 1 | 365 | 13.2376 | 0.98844 | 14 | 0.22599
61635 | 9.805 | 1 | 365 | 11.1316 | 0.62664 | 11 | 0.75822
61787 | 7.155 | 1 | 365 | 8.123 | 0.53836 | 8 | 0.6614
61771 | 7.8 | 1 | 365 | 8.8553 | 0.75041 | 9 | 0.60572
61678 | 4.505 | 1 | 365 | 5.1145 | 0.45008 | 5 | 0.56459
61599 | 6.625 | 1 | 365 | 7.5213 | 0.7207 | 8 | 0.24204
61643 | 9.01 | 1 | 365 | 10.229 | 0.90016 | 11 | 0.12917
61784 | 4.24 | 1 | 365 | 4.8137 | 0.54125 | 5 | 0.3549
61617 | 4.505 | 1 | 365 | 5.1145 | 0.45008 | 5 | 0.56459
61647 | 7.685 | 1 | 365 | 8.7247 | 0.35601 | 9 | 0.080765
34256 | 12.74 | 1 | 365 | 14.4637 | 0.69234 | 15 | 0.15601
57941 | 4.16 | 1 | 365 | 4.7228 | 0.26689 | 4 | 0.98972
31654 | 10.66 | 1 | 365 | 12.1023 | 0.5589 | 12 | 0.66115
22535 | 7.54 | 1 | 365 | 8.5601 | 0.85873 | 9 | 0.41886
54979 | 13 | 1 | 365 | 14.7588 | 0.58402 | 15 | 0.34287
45719 | 4.94 | 1 | 365 | 5.6084 | 0.94193 | 6 | 0.55029
57496 | 5.83 | 1 | 365 | 6.6188 | 0.99422 | 7 | 0.61299
35610 | 7.28 | 1 | 365 | 8.265 | 0.96705 | 9 | 0.23201
36631 | 4.94 | 1 | 365 | 5.6084 | 0.94193 | 6 | 0.55029
58818 | 5.46 | 1 | 365 | 6.1987 | 0.72529 | 6 | 0.924
56126 | 14.025 | 1 | 365 | 15.9225 | 0.099299 | 16 | 0.021825
58785 | 9.275 | 1 | 365 | 10.5299 | 0.80898 | 11 | 0.33885
41082 | 6.76 | 1 | 365 | 7.6746 | 0.18369 | 7 | 0.85829
51988 | 3.38 | 1 | 365 | 3.8373 | 0.59185 | 4 | 0.42915
37689 | 5.72 | 1 | 365 | 6.4939 | 0.61697 | 7 | 0.11086
56670 | 9.1 | 1 | 365 | 10.3312 | 0.20881 | 10 | 0.54001
57624 | 6.24 | 1 | 365 | 7.0842 | 0.40033 | 7 | 0.48458
61058 | 4.77 | 1 | 365 | 5.4154 | 0.35891 | 5 | 0.77427
61626 | 4.505 | 1 | 365 | 5.1145 | 0.45008 | 5 | 0.56459
61270 | 5.035 | 1 | 365 | 5.7162 | 0.26773 | 5 | 0.98395
29134 | 3.9 | 1 | 365 | 4.4277 | 0.37521 | 4 | 0.80286
61630 | 9.54 | 1 | 365 | 10.8307 | 0.71781 | 11 | 0.54854
61792 | 4.24 | 1 | 365 | 4.8137 | 0.54125 | 5 | 0.3549
44151 | 10.14 | 1 | 365 | 11.5119 | 0.77554 | 12 | 0.28744
61663 | 7.95 | 1 | 365 | 9.0256 | 0.26484 | 9 | 0.29045
61613 | 9.805 | 1 | 365 | 11.1316 | 0.62664 | 11 | 0.75822
33864 | 4.94 | 1 | 365 | 5.6084 | 0.94193 | 6 | 0.55029
62053 | 4.24 | 1 | 365 | 4.8137 | 0.54125 | 5 | 0.3549
61995 | 7.95 | 1 | 365 | 9.0256 | 0.26484 | 9 | 0.29045
61621 | 7.155 | 1 | 365 | 8.123 | 0.53836 | 8 | 0.6614
61483 | 12.985 | 1 | 365 | 14.7418 | 0.53258 | 15 | 0.2744
43730 | 5.72 | 1 | 365 | 6.4939 | 0.61697 | 7 | 0.11086
62065 | 4.16 | 1 | 365 | 4.7228 | 0.26689 | 4 | 0.98972
33759 | 8.06 | 1 | 365 | 9.1505 | 0.64209 | 9 | 0.79258
59424 | 6.095 | 1 | 365 | 6.9196 | 0.90305 | 7 | 0.82268
61608 | 6.625 | 1 | 365 | 7.5213 | 0.7207 | 8 | 0.24204
61650 | 9.01 | 1 | 365 | 10.229 | 0.90016 | 11 | 0.12917
48468 | 7.02 | 1 | 365 | 7.9698 | 0.075371 | 8 | 0.045149
52167 | 11.44 | 1 | 365 | 12.9878 | 0.23394 | 13 | 0.22172
61465 | 5.565 | 1 | 365 | 6.3179 | 0.08539 | 6 | 0.40331
61800 | 8.215 | 1 | 365 | 9.3265 | 0.17367 | 9 | 0.50013
61986 | 4.77 | 1 | 365 | 5.4154 | 0.35891 | 5 | 0.77427
58813 | 11.96 | 1 | 365 | 13.5781 | 0.017298 | 13 | 0.59544
61656 | 4.77 | 1 | 365 | 5.4154 | 0.35891 | 5 | 0.77427
61535 | 8.215 | 1 | 365 | 9.3265 | 0.17367 | 9 | 0.50013
62700 | 6.625 | 1 | 365 | 7.5213 | 0.7207 | 8 | 0.24204
62705 | 7.155 | 1 | 365 | 8.123 | 0.53836 | 8 | 0.6614
62708 | 3.71 | 1 | 365 | 4.2119 | 0.72359 | 4 | 0.93554
62713 | 5.83 | 1 | 365 | 6.6188 | 0.99422 | 7 | 0.61299
62717 | 10.6 | 1 | 365 | 12.0341 | 0.35312 | 12 | 0.38726
62725 | 11.66 | 1 | 365 | 13.2376 | 0.98844 | 14 | 0.22599
62729 | 8.215 | 1 | 365 | 9.3265 | 0.17367 | 9 | 0.50013
62730 | 4.24 | 1 | 365 | 4.8137 | 0.54125 | 5 | 0.3549
48127 | 9.01 | 1 | 365 | 10.229 | 0.90016 | 11 | 0.12917
29245 | 9.36 | 1 | 365 | 10.6264 | 0.10049 | 10 | 0.72686
61572 | 6.095 | 1 | 365 | 6.9196 | 0.90305 | 7 | 0.82268
61586 | 8.4 | 1 | 365 | 9.5365 | 0.80814 | 10 | 0.34462
61591 | 10.6 | 1 | 365 | 12.0341 | 0.35312 | 12 | 0.38726
61600 | 12.22 | 1 | 365 | 13.8733 | 0.90898 | 14 | 0.7823
61604 | 9.275 | 1 | 365 | 10.5299 | 0.80898 | 11 | 0.33885
61652 | 8.415 | 1 | 365 | 9.5535 | 0.85958 | 10 | 0.41309
61514 | 7.155 | 1 | 365 | 8.123 | 0.53836 | 8 | 0.6614
61655 | 8.8 | 1 | 365 | 9.9906 | 0.17995 | 10 | 0.17056
61658 | 6.63 | 1 | 365 | 7.527 | 0.73785 | 8 | 0.26486
25371 | 332.01 | 0.8 | 365 | 301.5437 | 0.91326 | 302 | 0.45696
61676 | 6.72 | 1 | 365 | 7.6292 | 0.046509 | 7 | 0.6757
61679 | 9.8 | 1 | 365 | 11.1259 | 0.60949 | 11 | 0.73539
61680 | 7 | 1 | 365 | 7.9471 | 0.00678 | 7 | 0.95385
61688 | 5.88 | 1 | 365 | 6.6755 | 0.1657 | 6 | 0.84124
61689 | 7.42 | 1 | 365 | 8.4239 | 0.44719 | 8 | 0.87108
62232 | 3.64 | 1 | 365 | 4.1325 | 0.48353 | 4 | 0.616
61691 | 7.84 | 1 | 365 | 8.9007 | 0.88759 | 9 | 0.78831
61692 | 8.68 | 1 | 365 | 9.8544 | 0.76841 | 10 | 0.62278
61694 | 10.08 | 1 | 365 | 11.4438 | 0.56976 | 12 | 0.013547
61699 | 7.28 | 1 | 365 | 8.265 | 0.96705 | 9 | 0.23201
61702 | 7 | 1 | 365 | 7.9471 | 0.00678 | 7 | 0.95385
61703 | 7.685 | 1 | 365 | 8.7247 | 0.35601 | 9 | 0.080765
61706 | 5.035 | 1 | 365 | 5.7162 | 0.26773 | 5 | 0.98395
53081 | 7.8 | 1 | 365 | 8.8553 | 0.75041 | 9 | 0.60572
61731 | 5.46 | 1 | 365 | 6.1987 | 0.72529 | 6 | 0.924
61735 | 3.445 | 1 | 365 | 3.9111 | 0.81477 | 4 | 0.72586
61745 | 5.3 | 1 | 365 | 6.0171 | 0.17656 | 6 | 0.19363
61747 | 7.95 | 1 | 365 | 9.0256 | 0.26484 | 9 | 0.29045
61752 | 3.64 | 1 | 365 | 4.1325 | 0.48353 | 4 | 0.616
61755 | 7.42 | 1 | 365 | 8.4239 | 0.44719 | 8 | 0.87108
61761 | 10.92 | 1 | 365 | 12.3974 | 0.45058 | 12 | 0.84801
61762 | 11.2 | 1 | 365 | 12.7153 | 0.41085 | 13 | 0.12616
61766 | 10.92 | 1 | 365 | 12.3974 | 0.45058 | 12 | 0.84801
61768 | 11.4 | 1 | 365 | 12.9424 | 0.096756 | 13 | 0.03913
61786 | 5.865 | 1 | 365 | 6.6585 | 0.11425 | 6 | 0.77276
61790 | 5.7 | 1 | 365 | 6.4712 | 0.54838 | 7 | 0.019565
61808 | 6.3 | 1 | 365 | 7.1524 | 0.6061 | 7 | 0.75847
61815 | 3.75 | 1 | 365 | 4.2574 | 0.86078 | 5 | 0.11813
61818 | 10.66 | 1 | 365 | 12.1023 | 0.5589 | 12 | 0.66115
61811 | 3.71 | 1 | 365 | 4.2119 | 0.72359 | 4 | 0.93554
61819 | 12.9 | 1 | 365 | 14.6453 | 0.24107 | 14 | 0.88638
61904 | 7.65 | 1 | 365 | 8.685 | 0.23598 | 8 | 0.921
61917 | 7.685 | 1 | 365 | 8.7247 | 0.35601 | 9 | 0.080765
62104 | 5.865 | 1 | 365 | 6.6585 | 0.11425 | 6 | 0.77276
62108 | 10.6 | 1 | 365 | 12.0341 | 0.35312 | 12 | 0.38726
62111 | 4.505 | 1 | 365 | 5.1145 | 0.45008 | 5 | 0.56459
61280 | 8.175 | 1 | 365 | 9.281 | 0.03649 | 9 | 0.31753
62009 | 11.115 | 1 | 365 | 12.6188 | 0.11934 | 12 | 0.73815
62510 | 7.2 | 1 | 365 | 8.1741 | 0.69269 | 8 | 0.86682
61566 | 7.56 | 1 | 365 | 8.5828 | 0.92732 | 9 | 0.51016
34683 | 62.01 | 0.9 | 365 | 63.3597 | 0.3992 | 63 | 0.75893
35278 | 41.856 | 0.9 | 365 | 42.7671 | 0.19214 | 42 | 0.9592
61634 | 4.578 | 1 | 365 | 5.1974 | 0.70043 | 5 | 0.89782
61638 | 7.83 | 1 | 365 | 8.8894 | 0.8533 | 9 | 0.74267
61659 | 5.559 | 1 | 365 | 6.3111 | 0.064813 | 6 | 0.37592
61668 | 14.715 | 1 | 365 | 16.7059 | 0.46568 | 17 | 0.17156
61631 | 25.48 | 0.9 | 365 | 26.0346 | 0.64621 | 26 | 0.68082
61695 | 6.93 | 1 | 365 | 7.8676 | 0.76671 | 8 | 0.63431
61701 | 7.905 | 1 | 365 | 8.9745 | 0.11051 | 9 | 0.085029
61704 | 6.12 | 1 | 365 | 6.948 | 0.98878 | 7 | 0.9368
61708 | 3.9 | 1 | 365 | 4.4277 | 0.37521 | 4 | 0.80286
61709 | 6.93 | 1 | 365 | 7.8676 | 0.76671 | 8 | 0.63431
61710 | 4.5 | 1 | 365 | 5.1088 | 0.43293 | 5 | 0.54176
61714 | 9.28 | 1 | 365 | 10.5355 | 0.82613 | 11 | 0.36168
61522 | 8.75 | 1 | 365 | 9.9338 | 0.008475 | 9 | 0.94231
61770 | 4.56 | 1 | 365 | 5.1769 | 0.6387 | 5 | 0.81565
61404 | 4.24 | 1 | 365 | 4.8137 | 0.54125 | 5 | 0.3549
61782 | 9.975 | 1 | 365 | 11.3246 | 0.20966 | 11 | 0.53424
61814 | 8.55 | 1 | 365 | 9.7068 | 0.32257 | 10 | 0.029348
61817 | 10.8 | 1 | 365 | 12.2612 | 0.039032 | 12 | 0.30023
61820 | 7.02 | 1 | 365 | 7.9698 | 0.075371 | 8 | 0.045149
61821 | 9.01 | 1 | 365 | 10.229 | 0.90016 | 11 | 0.12917
61822 | 11.96 | 1 | 365 | 13.5781 | 0.017298 | 13 | 0.59544
61823 | 13.26 | 1 | 365 | 15.054 | 0.4757 | 15 | 0.52973
61867 | 3.36 | 1 | 365 | 3.8146 | 0.52325 | 4 | 0.33785
61913 | 7.28 | 1 | 365 | 8.265 | 0.96705 | 9 | 0.23201
61914 | 3.9 | 1 | 365 | 4.4277 | 0.37521 | 4 | 0.80286
61918 | 2.08 | 1 | 365 | 2.3614 | 0.13344 | 2 | 0.49486
61920 | 2.9 | 1 | 365 | 3.2924 | 0.94567 | 4 | 0.23802
61921 | 7.42 | 1 | 365 | 8.4239 | 0.44719 | 8 | 0.87108
61922 | 17.16 | 1 | 365 | 19.4817 | 0.85091 | 20 | 0.33259
61923 | 10.15 | 1 | 365 | 11.5233 | 0.80983 | 12 | 0.33309
61894 | 6 | 1 | 365 | 6.8118 | 0.57724 | 7 | 0.38902
61839 | 9.88 | 1 | 365 | 11.2167 | 0.88386 | 12 | 0.10058
61886 | 7.848 | 1 | 365 | 8.9098 | 0.91503 | 9 | 0.82483
61889 | 4.76 | 1 | 365 | 5.404 | 0.32461 | 5 | 0.72862
61891 | 6.48 | 1 | 365 | 7.3567 | 0.22342 | 7 | 0.58014
61931 | 23.115 | 1 | 365 | 26.2424 | 0.27382 | 26 | 0.51618
61940 | 8.64 | 1 | 365 | 9.809 | 0.63123 | 10 | 0.44018
61934 | 7.245 | 1 | 365 | 8.2252 | 0.84702 | 9 | 0.072237
61942 | 3.45 | 1 | 365 | 3.9168 | 0.83191 | 4 | 0.74868
61936 | 6 | 1 | 365 | 6.8118 | 0.57724 | 7 | 0.38902
61938 | 6.3 | 1 | 365 | 7.1524 | 0.6061 | 7 | 0.75847
61944 | 6 | 1 | 365 | 6.8118 | 0.57724 | 7 | 0.38902
61939 | 11.4 | 1 | 365 | 12.9424 | 0.096756 | 13 | 0.03913
61947 | 10.395 | 1 | 365 | 11.8014 | 0.65007 | 12 | 0.45147
61941 | 5.175 | 1 | 365 | 5.8752 | 0.74787 | 6 | 0.62303
61943 | 5.355 | 1 | 365 | 6.0795 | 0.36519 | 6 | 0.4447
61945 | 7.02 | 1 | 365 | 7.9698 | 0.075371 | 8 | 0.045149
61946 | 15.9 | 1 | 365 | 18.0512 | 0.52969 | 18 | 0.58089
61949 | 10.26 | 1 | 365 | 11.6481 | 0.18708 | 11 | 0.83522
61950 | 7.56 | 1 | 365 | 8.5828 | 0.92732 | 9 | 0.51016
61951 | 5.04 | 1 | 365 | 5.7219 | 0.28488 | 6 | 0.0067734
61953 | 6 | 1 | 365 | 6.8118 | 0.57724 | 7 | 0.38902
61952 | 12.825 | 1 | 365 | 14.5602 | 0.98385 | 15 | 0.54402
61956 | 8.745 | 1 | 365 | 9.9282 | 0.99133 | 10 | 0.91949
61958 | 7.56 | 1 | 365 | 8.5828 | 0.92732 | 9 | 0.51016
61957 | 5.88 | 1 | 365 | 6.6755 | 0.1657 | 6 | 0.84124
61959 | 11.34 | 1 | 365 | 12.8743 | 0.89098 | 13 | 0.76524
61960 | 6.48 | 1 | 365 | 7.3567 | 0.22342 | 7 | 0.58014
61961 | 8.7 | 1 | 365 | 9.8771 | 0.837 | 10 | 0.71407
61963 | 10.8 | 1 | 365 | 12.2612 | 0.039032 | 12 | 0.30023
61964 | 5.12 | 1 | 365 | 5.8127 | 0.55924 | 6 | 0.37196
61965 | 8.19 | 1 | 365 | 9.2981 | 0.087933 | 9 | 0.38601
61966 | 11.52 | 1 | 365 | 13.0786 | 0.5083 | 13 | 0.58691
61967 | 7.25 | 1 | 365 | 8.2309 | 0.86416 | 9 | 0.095061
61968 | 5.565 | 1 | 365 | 6.3179 | 0.08539 | 6 | 0.40331
61969 | 5.67 | 1 | 365 | 6.4371 | 0.44549 | 6 | 0.88262
61971 | 6.48 | 1 | 365 | 7.3567 | 0.22342 | 7 | 0.58014
61972 | 2.8 | 1 | 365 | 3.1788 | 0.60271 | 3 | 0.78154
61982 | 10.2 | 1 | 365 | 11.58 | 0.98131 | 12 | 0.56133
61970 | 11.31 | 1 | 365 | 12.8402 | 0.7881 | 13 | 0.6283
62023 | 4.59 | 1 | 365 | 5.211 | 0.74159 | 5 | 0.9526
62024 | 8.16 | 1 | 365 | 9.264 | 0.98505 | 10 | 0.24906
62025 | 3.6 | 1 | 365 | 4.0871 | 0.34634 | 4 | 0.43341
62026 | 3.06 | 1 | 365 | 3.474 | 0.49439 | 3 | 0.9684
62028 | 5.61 | 1 | 365 | 6.369 | 0.23972 | 6 | 0.60873
62029 | 6.3 | 1 | 365 | 7.1524 | 0.6061 | 7 | 0.75847
62030 | 4.08 | 1 | 365 | 4.632 | 0.99252 | 5 | 0.62453
62035 | 2.85 | 1 | 365 | 3.2356 | 0.77419 | 4 | 0.0097826
62036 | 10.4 | 1 | 365 | 11.8071 | 0.66722 | 12 | 0.47429
62037 | 10.08 | 1 | 365 | 11.4438 | 0.56976 | 12 | 0.013547
62038 | 6.93 | 1 | 365 | 7.8676 | 0.76671 | 8 | 0.63431
62040 | 8.1 | 1 | 365 | 9.1959 | 0.77927 | 9 | 0.97517
62041 | 12 | 1 | 365 | 13.6236 | 0.15448 | 13 | 0.77803
62042 | 6.76 | 1 | 365 | 7.6746 | 0.18369 | 7 | 0.85829
62043 | 7.125 | 1 | 365 | 8.089 | 0.43547 | 8 | 0.52446
61166 | 11.13 | 1 | 365 | 12.6358 | 0.17078 | 12 | 0.80662
62052 | 5.8 | 1 | 365 | 6.5847 | 0.89133 | 7 | 0.47605
62059 | 8.12 | 1 | 365 | 9.2186 | 0.84786 | 10 | 0.066468
62063 | 15.042 | 1 | 365 | 17.0771 | 0.58714 | 17 | 0.66426
62093 | 13.02 | 1 | 365 | 14.7816 | 0.65261 | 15 | 0.43416
62107 | 6 | 1 | 365 | 6.8118 | 0.57724 | 7 | 0.38902
62114 | 5.6 | 1 | 365 | 6.3577 | 0.20542 | 6 | 0.56308
62115 | 5.88 | 1 | 365 | 6.6755 | 0.1657 | 6 | 0.84124
62130 | 7.65 | 1 | 365 | 8.685 | 0.23598 | 8 | 0.921
62132 | 13.5 | 1 | 365 | 15.3265 | 0.29879 | 15 | 0.62529
62138 | 9.435 | 1 | 365 | 10.7115 | 0.35771 | 11 | 0.069228
62151 | 7.13 | 1 | 365 | 8.0947 | 0.45262 | 8 | 0.54728
62152 | 7.98 | 1 | 365 | 9.0597 | 0.36773 | 9 | 0.42739
62155 | 11.7 | 1 | 365 | 13.283 | 0.12562 | 13 | 0.40858
62156 | 7.015 | 1 | 365 | 7.9641 | 0.058223 | 8 | 0.022325
62182 | 13.68 | 1 | 365 | 15.5308 | 0.91611 | 16 | 0.44696
62183 | 9.35 | 1 | 365 | 10.615 | 0.066199 | 10 | 0.68122
62184 | 6.875 | 1 | 365 | 7.8052 | 0.57809 | 8 | 0.38325
62196 | 9.9 | 1 | 365 | 11.2394 | 0.95245 | 12 | 0.19188
62199 | 6.27 | 1 | 365 | 7.1183 | 0.50322 | 7 | 0.62152
62200 | 5.67 | 1 | 365 | 6.4371 | 0.44549 | 6 | 0.88262
62201 | 9.483 | 1 | 365 | 10.766 | 0.52233 | 11 | 0.28834
62202 | 8.505 | 1 | 365 | 9.6557 | 0.16824 | 9 | 0.82393
62203 | 5.035 | 1 | 365 | 5.7162 | 0.26773 | 5 | 0.98395
62204 | 8.1 | 1 | 365 | 9.1959 | 0.77927 | 9 | 0.97517
62207 | 18.02 | 1 | 365 | 20.458 | 0.80031 | 21 | 0.25834
62209 | 6.93 | 1 | 365 | 7.8676 | 0.76671 | 8 | 0.63431
62210 | 5.1 | 1 | 365 | 5.79 | 0.49065 | 6 | 0.28066
62215 | 11.7 | 1 | 365 | 13.283 | 0.12562 | 13 | 0.40858
62216 | 8.745 | 1 | 365 | 9.9282 | 0.99133 | 10 | 0.91949
62221 | 6.9 | 1 | 365 | 7.8335 | 0.66383 | 8 | 0.49737
62224 | 4.59 | 1 | 365 | 5.211 | 0.74159 | 5 | 0.9526
62227 | 11.97 | 1 | 365 | 13.5895 | 0.051594 | 13 | 0.64109
62228 | 7.5 | 1 | 365 | 8.5147 | 0.72155 | 9 | 0.23627
62231 | 5.6 | 1 | 365 | 6.3577 | 0.20542 | 6 | 0.56308
62237 | 8.4 | 1 | 365 | 9.5365 | 0.80814 | 10 | 0.34462
62239 | 12.35 | 1 | 365 | 14.0209 | 0.35482 | 14 | 0.37572
62240 | 9 | 1 | 365 | 10.2177 | 0.86586 | 11 | 0.083524
62243 | 6.54 | 1 | 365 | 7.4248 | 0.42919 | 7 | 0.85403
62241 | 4.2 | 1 | 365 | 4.7682 | 0.40407 | 5 | 0.17231
62245 | 9.3 | 1 | 365 | 10.5583 | 0.89472 | 11 | 0.45297
62250 | 4.2 | 1 | 365 | 4.7682 | 0.40407 | 5 | 0.17231
62253 | 4.2 | 1 | 365 | 4.7682 | 0.40407 | 5 | 0.17231
62254 | 3.72 | 1 | 365 | 4.2233 | 0.75789 | 4 | 0.98119
62256 | 5.232 | 1 | 365 | 5.9399 | 0.94335 | 6 | 0.88322
62259 | 4.83 | 1 | 365 | 5.4835 | 0.56468 | 6 | 0.048158
62261 | 5.67 | 1 | 365 | 6.4371 | 0.44549 | 6 | 0.88262
62262 | 15.87 | 1 | 365 | 18.0171 | 0.4268 | 18 | 0.44395
62263 | 12 | 1 | 365 | 13.6236 | 0.15448 | 13 | 0.77803
62264 | 9.72 | 1 | 365 | 11.0351 | 0.33513 | 11 | 0.37021
62271 | 5.8 | 1 | 365 | 6.5847 | 0.89133 | 7 | 0.47605
62272 | 4.725 | 1 | 365 | 5.3643 | 0.20458 | 5 | 0.56885
62274 | 11.772 | 1 | 365 | 13.3647 | 0.37254 | 13 | 0.73725
62281 | 8.06 | 1 | 365 | 9.1505 | 0.64209 | 9 | 0.79258
62287 | 7.035 | 1 | 365 | 7.9868 | 0.12681 | 8 | 0.11362
62292 | 5.035 | 1 | 365 | 5.7162 | 0.26773 | 5 | 0.98395
62295 | 11.6 | 1 | 365 | 13.1694 | 0.78266 | 13 | 0.9521
57211 | 10.85 | 1 | 365 | 12.318 | 0.21051 | 12 | 0.52847
62316 | 8.12 | 1 | 365 | 9.2186 | 0.84786 | 10 | 0.066468
62318 | 5.46 | 1 | 365 | 6.1987 | 0.72529 | 6 | 0.924
51405 | 4.725 | 1 | 365 | 5.3643 | 0.20458 | 5 | 0.56885
42282 | 15.08 | 1 | 365 | 17.1203 | 0.71746 | 17 | 0.83773
62319 | 12.48 | 1 | 365 | 14.1685 | 0.80066 | 14 | 0.96915
62327 | 4.48 | 1 | 365 | 5.0861 | 0.36434 | 5 | 0.45047
62332 | 10.865 | 1 | 365 | 12.335 | 0.26195 | 12 | 0.59694
62331 | 13.515 | 1 | 365 | 15.3435 | 0.35023 | 15 | 0.69376
48862 | 8.68 | 1 | 365 | 9.8544 | 0.76841 | 10 | 0.62278
62334 | 5.72 | 1 | 365 | 6.4939 | 0.61697 | 7 | 0.11086
62335 | 7.8 | 1 | 365 | 8.8553 | 0.75041 | 9 | 0.60572
62333 | 16.43 | 1 | 365 | 18.6529 | 0.34734 | 19 | 0.00025548
62337 | 8.32 | 1 | 365 | 9.4457 | 0.53377 | 9 | 0.97944
62338 | 2.8 | 1 | 365 | 3.1788 | 0.60271 | 3 | 0.78154
62340 | 5.04 | 1 | 365 | 5.7219 | 0.28488 | 6 | 0.0067734
62343 | 7.42 | 1 | 365 | 8.4239 | 0.44719 | 8 | 0.87108
62342 | 7.95 | 1 | 365 | 9.0256 | 0.26484 | 9 | 0.29045
62345 | 6.24 | 1 | 365 | 7.0842 | 0.40033 | 7 | 0.48458
62348 | 6.36 | 1 | 365 | 7.2205 | 0.81187 | 8 | 0.032357
62352 | 5.32 | 1 | 365 | 6.0398 | 0.24515 | 6 | 0.28493
62349 | 8.41 | 1 | 365 | 9.5478 | 0.84243 | 10 | 0.39027
62353 | 10.07 | 1 | 365 | 11.4324 | 0.53547 | 11 | 0.9679
62355 | 8.4 | 1 | 365 | 9.5365 | 0.80814 | 10 | 0.34462
62357 | 7.95 | 1 | 365 | 9.0256 | 0.26484 | 9 | 0.29045
62362 | 6.625 | 1 | 365 | 7.5213 | 0.7207 | 8 | 0.24204
62363 | 4.505 | 1 | 365 | 5.1145 | 0.45008 | 5 | 0.56459
62364 | 6.44 | 1 | 365 | 7.3113 | 0.086238 | 7 | 0.39754
62367 | 6.44 | 1 | 365 | 7.3113 | 0.086238 | 7 | 0.39754
62374 | 7.28 | 1 | 365 | 8.265 | 0.96705 | 9 | 0.23201
62385 | 2.385 | 1 | 365 | 2.7077 | 0.17945 | 2 | 0.88713
62384 | 5.035 | 1 | 365 | 5.7162 | 0.26773 | 5 | 0.98395
62389 | 8.84 | 1 | 365 | 10.036 | 0.31713 | 10 | 0.35315
62386 | 10.36 | 1 | 365 | 11.7617 | 0.53003 | 12 | 0.2917
62393 | 3.64 | 1 | 365 | 4.1325 | 0.48353 | 4 | 0.616
62408 | 6.21 | 1 | 365 | 7.0502 | 0.29744 | 7 | 0.34763
62411 | 11.7 | 1 | 365 | 13.283 | 0.12562 | 13 | 0.40858
62413 | 8.32 | 1 | 365 | 9.4457 | 0.53377 | 9 | 0.97944
62416 | 6.63 | 1 | 365 | 7.527 | 0.73785 | 8 | 0.26486
62410 | 6.44 | 1 | 365 | 7.3113 | 0.086238 | 7 | 0.39754
62419 | 8.745 | 1 | 365 | 9.9282 | 0.99133 | 10 | 0.91949
62846 | 17.595 | 1 | 365 | 19.9755 | 0.34276 | 20 | 0.31829
62422 | 7.54 | 1 | 365 | 8.5601 | 0.85873 | 9 | 0.41886
62423 | 11.13 | 1 | 365 | 12.6358 | 0.17078 | 12 | 0.80662
62424 | 6 | 1 | 365 | 6.8118 | 0.57724 | 7 | 0.38902
62426 | 7.8 | 1 | 365 | 8.8553 | 0.75041 | 9 | 0.60572
62430 | 6.96 | 1 | 365 | 7.9017 | 0.8696 | 8 | 0.77126
62434 | 5.98 | 1 | 365 | 6.7891 | 0.50865 | 7 | 0.29772
62437 | 8.06 | 1 | 365 | 9.1505 | 0.64209 | 9 | 0.79258
62440 | 4.42 | 1 | 365 | 5.018 | 0.15857 | 5 | 0.17658
62441 | 10.92 | 1 | 365 | 12.3974 | 0.45058 | 12 | 0.84801
62444 | 9 | 1 | 365 | 10.2177 | 0.86586 | 11 | 0.083524
62446 | 11.2 | 1 | 365 | 12.7153 | 0.41085 | 13 | 0.12616
62445 | 5.5 | 1 | 365 | 6.2441 | 0.86247 | 7 | 0.1066
62448 | 9.975 | 1 | 365 | 11.3246 | 0.20966 | 11 | 0.53424
62451 | 24.96 | 1 | 365 | 28.337 | 0.60132 | 28 | 0.93831
62467 | 4.725 | 1 | 365 | 5.3643 | 0.20458 | 5 | 0.56885
62473 | 6.16 | 1 | 365 | 6.9934 | 0.12597 | 7 | 0.11939
62483 | 11.34 | 1 | 365 | 12.8743 | 0.89098 | 13 | 0.76524
62489 | 8.12 | 1 | 365 | 9.2186 | 0.84786 | 10 | 0.066468
62494 | 8.12 | 1 | 365 | 9.2186 | 0.84786 | 10 | 0.066468
62496 | 12.285 | 1 | 365 | 13.9471 | 0.1319 | 14 | 0.07901
62503 | 7.685 | 1 | 365 | 8.7247 | 0.35601 | 9 | 0.080765
32738 | 161.92 | 0.9 | 365 | 165.4444 | 0.78001 | 166 | 0.22442
57501 | 7.04 | 1 | 365 | 7.9925 | 0.14396 | 8 | 0.13645
61222 | 9.36 | 1 | 365 | 10.6264 | 0.10049 | 10 | 0.72686
59482 | 4.48 | 1 | 365 | 5.0861 | 0.36434 | 5 | 0.45047
59967 | 8.64 | 1 | 365 | 9.809 | 0.63123 | 10 | 0.44018
59409 | 9.28 | 1 | 365 | 10.5355 | 0.82613 | 11 | 0.36168
60984 | 6.4 | 1 | 365 | 7.2659 | 0.94906 | 8 | 0.21495
61736 | 5.46 | 1 | 365 | 6.1987 | 0.72529 | 6 | 0.924
43832 | 9.6 | 1 | 365 | 10.8988 | 0.92358 | 11 | 0.82243
62288 | 6.76 | 1 | 365 | 7.6746 | 0.18369 | 7 | 0.85829
49971 | 7.04 | 1 | 365 | 7.9925 | 0.14396 | 8 | 0.13645
61167 | 14.4 | 1 | 365 | 16.3483 | 0.38538 | 16 | 0.73364
61445 | 7.36 | 1 | 365 | 8.3558 | 0.24141 | 8 | 0.59719
61722 | 5.76 | 1 | 365 | 6.5393 | 0.75415 | 7 | 0.29346
34552 | 137.7 | 0.9 | 365 | 140.6972 | 0.022892 | 140 | 0.72013
62007 | 7.04 | 1 | 365 | 7.9925 | 0.14396 | 8 | 0.13645
62125 | 9.6 | 1 | 365 | 10.8988 | 0.92358 | 11 | 0.82243
62166 | 8.32 | 1 | 365 | 9.4457 | 0.53377 | 9 | 0.97944
50985 | 4.8 | 1 | 365 | 5.4494 | 0.46179 | 5 | 0.91121
55923 | 10.24 | 1 | 365 | 11.6254 | 0.11849 | 11 | 0.74392
62308 | 8 | 1 | 365 | 9.0824 | 0.43632 | 9 | 0.51869
28495 | 2835.685 | 1 | 365 | 3219.3418 | 0.095135 | 3219 | 0.43697
62450 | 3.36 | 1 | 365 | 3.8146 | 0.52325 | 4 | 0.33785
61686 | 11.18 | 1 | 365 | 12.6926 | 0.34226 | 13 | 0.034866
62458 | 4.505 | 1 | 365 | 5.1145 | 0.45008 | 5 | 0.56459
62468 | 12.42 | 1 | 365 | 14.1004 | 0.59489 | 14 | 0.69526
62470 | 7.625 | 1 | 365 | 8.6566 | 0.15024 | 8 | 0.80687
62474 | 14.388 | 1 | 365 | 16.3346 | 0.34422 | 16 | 0.67886
62479 | 10.8 | 1 | 365 | 12.2612 | 0.039032 | 12 | 0.30023
62485 | 5.04 | 1 | 365 | 5.7219 | 0.28488 | 6 | 0.0067734
62492 | 6.867 | 1 | 365 | 7.7961 | 0.55065 | 8 | 0.34673
62497 | 3.71 | 1 | 365 | 4.2119 | 0.72359 | 4 | 0.93554
62499 | 12.42 | 1 | 365 | 14.1004 | 0.59489 | 14 | 0.69526
62502 | 11.96 | 1 | 365 | 13.5781 | 0.017298 | 13 | 0.59544
61954 | 8.1 | 1 | 365 | 9.1959 | 0.77927 | 9 | 0.97517
62505 | 4.845 | 1 | 365 | 5.5005 | 0.61612 | 6 | 0.11663
62507 | 13 | 1 | 365 | 14.7588 | 0.58402 | 15 | 0.34287
62513 | 4.905 | 1 | 365 | 5.5686 | 0.82189 | 6 | 0.39052
62516 | 10.15 | 1 | 365 | 11.5233 | 0.80983 | 12 | 0.33309
62472 | 6 | 1 | 365 | 6.8118 | 0.57724 | 7 | 0.38902
62517 | 6.76 | 1 | 365 | 7.6746 | 0.18369 | 7 | 0.85829
62523 | 10.4 | 1 | 365 | 11.8071 | 0.66722 | 12 | 0.47429
62527 | 12.19 | 1 | 365 | 13.8393 | 0.80609 | 14 | 0.64535
62529 | 5.72 | 1 | 365 | 6.4939 | 0.61697 | 7 | 0.11086
62267 | 5.4 | 1 | 365 | 6.1306 | 0.51952 | 6 | 0.65011
62533 | 7.28 | 1 | 365 | 8.265 | 0.96705 | 9 | 0.23201
62536 | 8.58 | 1 | 365 | 9.7408 | 0.42545 | 10 | 0.16629
62535 | 4.77 | 1 | 365 | 5.4154 | 0.35891 | 5 | 0.77427
62537 | 5.035 | 1 | 365 | 5.7162 | 0.26773 | 5 | 0.98395
62541 | 5.46 | 1 | 365 | 6.1987 | 0.72529 | 6 | 0.924
62543 | 5.565 | 1 | 365 | 6.3179 | 0.08539 | 6 | 0.40331
62548 | 9.88 | 1 | 365 | 11.2167 | 0.88386 | 12 | 0.10058
62551 | 5.98 | 1 | 365 | 6.7891 | 0.50865 | 7 | 0.29772
62557 | 7.54 | 1 | 365 | 8.5601 | 0.85873 | 9 | 0.41886
50987 | 5.76 | 1 | 365 | 6.5393 | 0.75415 | 7 | 0.29346
62558 | 6 | 1 | 365 | 6.8118 | 0.57724 | 7 | 0.38902
62564 | 7.935 | 1 | 365 | 9.0086 | 0.2134 | 9 | 0.22197
62570 | 5.865 | 1 | 365 | 6.6585 | 0.11425 | 6 | 0.77276
62573 | 10.08 | 1 | 365 | 11.4438 | 0.56976 | 12 | 0.013547
62575 | 12.765 | 1 | 365 | 14.4921 | 0.77808 | 15 | 0.27013
62579 | 13.5 | 1 | 365 | 15.3265 | 0.29879 | 15 | 0.62529
62585 | 8.45 | 1 | 365 | 9.5933 | 0.97961 | 10 | 0.57286
62586 | 6 | 1 | 365 | 6.8118 | 0.57724 | 7 | 0.38902
62559 | 9.1 | 1 | 365 | 10.3312 | 0.20881 | 10 | 0.54001
62562 | 9.54 | 1 | 365 | 10.8307 | 0.71781 | 11 | 0.54854
62569 | 7.42 | 1 | 365 | 8.4239 | 0.44719 | 8 | 0.87108
62572 | 7.95 | 1 | 365 | 9.0256 | 0.26484 | 9 | 0.29045
62578 | 4.77 | 1 | 365 | 5.4154 | 0.35891 | 5 | 0.77427
62580 | 7.155 | 1 | 365 | 8.123 | 0.53836 | 8 | 0.6614
62583 | 14.04 | 1 | 365 | 15.9396 | 0.15074 | 16 | 0.090297
38896 | 11.55 | 1 | 365 | 13.1127 | 0.61119 | 13 | 0.72386
62590 | 4.24 | 1 | 365 | 4.8137 | 0.54125 | 5 | 0.3549
62592 | 7.245 | 1 | 365 | 8.2252 | 0.84702 | 9 | 0.072237
62593 | 4.59 | 1 | 365 | 5.211 | 0.74159 | 5 | 0.9526
62594 | 12.5 | 1 | 365 | 14.1912 | 0.86925 | 15 | 0.06045
62270 | 13.11 | 1 | 365 | 14.8837 | 0.96127 | 15 | 0.845
62597 | 14.04 | 1 | 365 | 15.9396 | 0.15074 | 16 | 0.090297
62596 | 4.86 | 1 | 365 | 5.5175 | 0.66756 | 6 | 0.1851
62599 | 4.68 | 1 | 365 | 5.3132 | 0.050247 | 5 | 0.36343
62598 | 8.84 | 1 | 365 | 10.036 | 0.31713 | 10 | 0.35315
62600 | 9.88 | 1 | 365 | 11.2167 | 0.88386 | 12 | 0.10058
62601 | 8.215 | 1 | 365 | 9.3265 | 0.17367 | 9 | 0.50013
62602 | 9.45 | 1 | 365 | 10.7285 | 0.40915 | 11 | 0.1377
62603 | 4.24 | 1 | 365 | 4.8137 | 0.54125 | 5 | 0.3549
62604 | 10.695 | 1 | 365 | 12.142 | 0.67893 | 12 | 0.82092
62605 | 6.54 | 1 | 365 | 7.4248 | 0.42919 | 7 | 0.85403
62606 | 7.2 | 1 | 365 | 8.1741 | 0.69269 | 8 | 0.86682
62607 | 3 | 1 | 365 | 3.4059 | 0.28862 | 3 | 0.69451
59216 | 10.995 | 1 | 365 | 12.4826 | 0.70779 | 13 | 0.19037
62608 | 9.135 | 1 | 365 | 10.3709 | 0.32885 | 10 | 0.69978
62609 | 5.04 | 1 | 365 | 5.7219 | 0.28488 | 6 | 0.0067734
62610 | 4.275 | 1 | 365 | 4.8534 | 0.66128 | 5 | 0.51467
62611 | 6.76 | 1 | 365 | 7.6746 | 0.18369 | 7 | 0.85829
62612 | 8.64 | 1 | 365 | 9.809 | 0.63123 | 10 | 0.44018
62613 | 5.04 | 1 | 365 | 5.7219 | 0.28488 | 6 | 0.0067734
62614 | 4.41 | 1 | 365 | 5.0067 | 0.12427 | 5 | 0.13093
62615 | 6.93 | 1 | 365 | 7.8676 | 0.76671 | 8 | 0.63431
47838 | 24.57 | 1 | 365 | 27.8942 | 0.2638 | 28 | 0.15802
62616 | 2.7 | 1 | 365 | 3.0653 | 0.25976 | 3 | 0.32506
62617 | 13.78 | 1 | 365 | 15.6444 | 0.25906 | 15 | 0.90344
54927 | 4.42 | 1 | 365 | 5.018 | 0.15857 | 5 | 0.17658
62620 | 6.93 | 1 | 365 | 7.8676 | 0.76671 | 8 | 0.63431
62621 | 7.41 | 1 | 365 | 8.4125 | 0.41289 | 8 | 0.82543
62623 | 5.886 | 1 | 365 | 6.6824 | 0.18627 | 6 | 0.86862
62629 | 9.12 | 1 | 365 | 10.3539 | 0.2774 | 10 | 0.6313
62630 | 5.4 | 1 | 365 | 6.1306 | 0.51952 | 6 | 0.65011
62631 | 5.67 | 1 | 365 | 6.4371 | 0.44549 | 6 | 0.88262
62632 | 2.97 | 1 | 365 | 3.3718 | 0.18573 | 3 | 0.55756
62633 | 8.68 | 1 | 365 | 9.8544 | 0.76841 | 10 | 0.62278
62634 | 7.28 | 1 | 365 | 8.265 | 0.96705 | 9 | 0.23201
62635 | 4.94 | 1 | 365 | 5.6084 | 0.94193 | 6 | 0.55029
38626 | 6.4 | 1 | 365 | 7.2659 | 0.94906 | 8 | 0.21495
40769 | 13.455 | 1 | 365 | 15.2754 | 0.14446 | 15 | 0.41987
50008 | 9.045 | 1 | 365 | 10.2688 | 0.020189 | 10 | 0.28894
62637 | 5.3 | 1 | 365 | 6.0171 | 0.17656 | 6 | 0.19363
62638 | 9 | 1 | 365 | 10.2177 | 0.86586 | 11 | 0.083524
62639 | 8.8 | 1 | 365 | 9.9906 | 0.17995 | 10 | 0.17056
62640 | 12 | 1 | 365 | 13.6236 | 0.15448 | 13 | 0.77803
62641 | 12.48 | 1 | 365 | 14.1685 | 0.80066 | 14 | 0.96915
62643 | 11.4 | 1 | 365 | 12.9424 | 0.096756 | 13 | 0.03913
62642 | 12.19 | 1 | 365 | 13.8393 | 0.80609 | 14 | 0.64535
62644 | 8.1 | 1 | 365 | 9.1959 | 0.77927 | 9 | 0.97517
62645 | 15.435 | 1 | 365 | 17.5233 | 0.93495 | 18 | 0.45824
62647 | 5.44 | 1 | 365 | 6.176 | 0.6567 | 6 | 0.83271
62648 | 7.245 | 1 | 365 | 8.2252 | 0.84702 | 9 | 0.072237
62649 | 11.52 | 1 | 365 | 13.0786 | 0.5083 | 13 | 0.58691
62650 | 5.865 | 1 | 365 | 6.6585 | 0.11425 | 6 | 0.77276
62651 | 10.71 | 1 | 365 | 12.159 | 0.73037 | 12 | 0.88939
62652 | 5.94 | 1 | 365 | 6.7437 | 0.37147 | 7 | 0.11513
62653 | 6.4 | 1 | 365 | 7.2659 | 0.94906 | 8 | 0.21495
62654 | 5.13 | 1 | 365 | 5.8241 | 0.59354 | 6 | 0.41761
62656 | 6.54 | 1 | 365 | 7.4248 | 0.42919 | 7 | 0.85403
62659 | 12.16 | 1 | 365 | 13.8052 | 0.70321 | 14 | 0.50841
62660 | 6.5 | 1 | 365 | 7.3794 | 0.29201 | 7 | 0.67143
62663 | 3.38 | 1 | 365 | 3.8373 | 0.59185 | 4 | 0.42915
62666 | 4.505 | 1 | 365 | 5.1145 | 0.45008 | 5 | 0.56459
62668 | 5.83 | 1 | 365 | 6.6188 | 0.99422 | 7 | 0.61299
62667 | 6.89 | 1 | 365 | 7.8222 | 0.62953 | 8 | 0.45172
62672 | 2.86 | 1 | 365 | 3.2469 | 0.80848 | 4 | 0.055431
62670 | 3.18 | 1 | 365 | 3.6102 | 0.90594 | 4 | 0.51618
44698 | 4.8 | 1 | 365 | 5.4494 | 0.46179 | 5 | 0.91121
62674 | 7.685 | 1 | 365 | 8.7247 | 0.35601 | 9 | 0.080765
62676 | 5.3 | 1 | 365 | 6.0171 | 0.17656 | 6 | 0.19363
50937 | 2.28 | 1 | 365 | 2.5885 | 0.81935 | 3 | 0.40783
62678 | 2.6 | 1 | 365 | 2.9518 | 0.9168 | 3 | 0.86857
62677 | 8.06 | 1 | 365 | 9.1505 | 0.64209 | 9 | 0.79258
62682 | 5.2 | 1 | 365 | 5.9035 | 0.83361 | 6 | 0.73715
62683 | 8.32 | 1 | 365 | 9.4457 | 0.53377 | 9 | 0.97944
62684 | 8.32 | 1 | 365 | 9.4457 | 0.53377 | 9 | 0.97944
62689 | 6.9 | 1 | 365 | 7.8335 | 0.66383 | 8 | 0.49737
62690 | 7.42 | 1 | 365 | 8.4239 | 0.44719 | 8 | 0.87108
62694 | 7.8 | 1 | 365 | 8.8553 | 0.75041 | 9 | 0.60572
62698 | 4.77 | 1 | 365 | 5.4154 | 0.35891 | 5 | 0.77427
62697 | 6.24 | 1 | 365 | 7.0842 | 0.40033 | 7 | 0.48458
62701 | 5.2 | 1 | 365 | 5.9035 | 0.83361 | 6 | 0.73715
62699 | 11.4 | 1 | 365 | 12.9424 | 0.096756 | 13 | 0.03913
62704 | 9.275 | 1 | 365 | 10.5299 | 0.80898 | 11 | 0.33885
62693 | 5.98 | 1 | 365 | 6.7891 | 0.50865 | 7 | 0.29772
62706 | 4.77 | 1 | 365 | 5.4154 | 0.35891 | 5 | 0.77427
62707 | 4.68 | 1 | 365 | 5.3132 | 0.050247 | 5 | 0.36343
62711 | 6.6 | 1 | 365 | 7.493 | 0.63496 | 8 | 0.12792
62719 | 8.82 | 1 | 365 | 10.0133 | 0.24854 | 10 | 0.26185
62721 | 6.555 | 1 | 365 | 7.4419 | 0.48063 | 7 | 0.9225
62722 | 4.08 | 1 | 365 | 4.632 | 0.99252 | 5 | 0.62453
50555 | 3.52 | 1 | 365 | 3.9962 | 0.071981 | 4 | 0.068223
62724 | 16.38 | 1 | 365 | 18.5961 | 0.17587 | 18 | 0.77201
62727 | 7.68 | 1 | 365 | 8.7191 | 0.33887 | 9 | 0.05794
62728 | 6.24 | 1 | 365 | 7.0842 | 0.40033 | 7 | 0.48458
56398 | 5.415 | 1 | 365 | 6.1476 | 0.57096 | 6 | 0.71859
62723 | 5.72 | 1 | 365 | 6.4939 | 0.61697 | 7 | 0.11086
62726 | 6.24 | 1 | 365 | 7.0842 | 0.40033 | 7 | 0.48458
62731 | 5.3 | 1 | 365 | 6.0171 | 0.17656 | 6 | 0.19363
62733 | 2.65 | 1 | 365 | 3.0085 | 0.088281 | 3 | 0.096815
62739 | 3.71 | 1 | 365 | 4.2119 | 0.72359 | 4 | 0.93554
59987 | 6.5 | 1 | 365 | 7.3794 | 0.29201 | 7 | 0.67143
60035 | 3.975 | 1 | 365 | 4.5128 | 0.63242 | 5 | 0.14522
59950 | 4.68 | 1 | 365 | 5.3132 | 0.050247 | 5 | 0.36343
61073 | 3.12 | 1 | 365 | 3.5421 | 0.70016 | 4 | 0.24229
62760 | 9.01 | 1 | 365 | 10.229 | 0.90016 | 11 | 0.12917
62718 | 7.56 | 1 | 365 | 8.5828 | 0.92732 | 9 | 0.51016
63061 | 7.02 | 1 | 365 | 7.9698 | 0.075371 | 8 | 0.045149
50472 | 8.265 | 1 | 365 | 9.3832 | 0.34515 | 9 | 0.72837
51270 | 7.44 | 1 | 365 | 8.4466 | 0.51578 | 8 | 0.96238
50160 | 8.505 | 1 | 365 | 9.6557 | 0.16824 | 9 | 0.82393
45632 | 8.505 | 1 | 365 | 9.6557 | 0.16824 | 9 | 0.82393
46128 | 9.156 | 1 | 365 | 10.3948 | 0.40087 | 10 | 0.79564
62539 | 6 | 1 | 365 | 6.8118 | 0.57724 | 7 | 0.38902
44514 | 4.76 | 1 | 365 | 5.404 | 0.32461 | 5 | 0.72862
62781 | 2.8 | 1 | 365 | 3.1788 | 0.60271 | 3 | 0.78154
62116 | 5.3 | 1 | 365 | 6.0171 | 0.17656 | 6 | 0.19363
62128 | 6.375 | 1 | 365 | 7.2375 | 0.86332 | 8 | 0.10083
61912 | 10.2 | 1 | 365 | 11.58 | 0.98131 | 12 | 0.56133
62110 | 7.25 | 1 | 365 | 8.2309 | 0.86416 | 9 | 0.095061
61813 | 5.61 | 1 | 365 | 6.369 | 0.23972 | 6 | 0.60873
61901 | 10.6 | 1 | 365 | 12.0341 | 0.35312 | 12 | 0.38726
61799 | 10.965 | 1 | 365 | 12.4485 | 0.60491 | 13 | 0.053427
61805 | 5.1 | 1 | 365 | 5.79 | 0.49065 | 6 | 0.28066
61685 | 5.46 | 1 | 365 | 6.1987 | 0.72529 | 6 | 0.924
61711 | 12.19 | 1 | 365 | 13.8393 | 0.80609 | 14 | 0.64535
61611 | 8.215 | 1 | 365 | 9.3265 | 0.17367 | 9 | 0.50013
62062 | 7.28 | 1 | 365 | 8.265 | 0.96705 | 9 | 0.23201
62811 | 9.6 | 1 | 365 | 10.8988 | 0.92358 | 11 | 0.82243
62734 | 9.28 | 1 | 365 | 10.5355 | 0.82613 | 11 | 0.36168
62743 | 7.56 | 1 | 365 | 8.5828 | 0.92732 | 9 | 0.51016
62744 | 6.44 | 1 | 365 | 7.3113 | 0.086238 | 7 | 0.39754
62745 | 11.2 | 1 | 365 | 12.7153 | 0.41085 | 13 | 0.12616
62746 | 8.68 | 1 | 365 | 9.8544 | 0.76841 | 10 | 0.62278
62747 | 7.685 | 1 | 365 | 8.7247 | 0.35601 | 9 | 0.080765
62748 | 5.88 | 1 | 365 | 6.6755 | 0.1657 | 6 | 0.84124
62749 | 7.28 | 1 | 365 | 8.265 | 0.96705 | 9 | 0.23201
62750 | 6.095 | 1 | 365 | 6.9196 | 0.90305 | 7 | 0.82268
19556 | 647.9 | 0.8 | 365 | 588.4466 | 0.59917 | 589 | 0.045796
62751 | 8.96 | 1 | 365 | 10.1723 | 0.72868 | 10 | 0.90093
62752 | 8.215 | 1 | 365 | 9.3265 | 0.17367 | 9 | 0.50013
62753 | 9.8 | 1 | 365 | 11.1259 | 0.60949 | 11 | 0.73539
62754 | 10.64 | 1 | 365 | 12.0795 | 0.49031 | 12 | 0.56986
62761 | 7.98 | 1 | 365 | 9.0597 | 0.36773 | 9 | 0.42739
63024 | 191.235 | 0.9 | 365 | 195.3975 | 0.26327 | 195 | 0.66077
62778 | 4.68 | 1 | 365 | 5.3132 | 0.050247 | 5 | 0.36343
62784 | 5.565 | 1 | 365 | 6.3179 | 0.08539 | 6 | 0.40331
36217 | 63.63 | 0.9 | 365 | 65.015 | 0.39947 | 65 | 0.41446
62787 | 3.975 | 1 | 365 | 4.5128 | 0.63242 | 5 | 0.14522
62714 | 6.095 | 1 | 365 | 6.9196 | 0.90305 | 7 | 0.82268
62791 | 5.035 | 1 | 365 | 5.7162 | 0.26773 | 5 | 0.98395
34854 | 47.04 | 0.9 | 365 | 48.0639 | 0.19301 | 48 | 0.2569
62789 | 9.01 | 1 | 365 | 10.229 | 0.90016 | 11 | 0.12917
62790 | 8.96 | 1 | 365 | 10.1723 | 0.72868 | 10 | 0.90093
62509 | 40.92 | 0.9 | 365 | 41.8107 | 0.3031 | 42 | 0.11378
62792 | 6.36 | 1 | 365 | 7.2205 | 0.81187 | 8 | 0.032357
62870 | 30.24 | 0.9 | 365 | 30.8982 | 0.33836 | 31 | 0.23658
62794 | 6.84 | 1 | 365 | 7.7654 | 0.45805 | 8 | 0.22348
41833 | 2.61 | 1 | 365 | 2.9631 | 0.9511 | 3 | 0.91422
62793 | 11.66 | 1 | 365 | 13.2376 | 0.98844 | 14 | 0.22599
58942 | 9.86 | 1 | 365 | 11.194 | 0.81526 | 12 | 0.009283
62795 | 2.97 | 1 | 365 | 3.3718 | 0.18573 | 3 | 0.55756
62798 | 10.8 | 1 | 365 | 12.2612 | 0.039032 | 12 | 0.30023
59756 | 10.72 | 1 | 365 | 12.1704 | 0.76467 | 12 | 0.93504
62797 | 17.28 | 1 | 365 | 19.6179 | 0.26245 | 19 | 0.88037
59973 | 7.83 | 1 | 365 | 8.8894 | 0.8533 | 9 | 0.74267
62796 | 6.89 | 1 | 365 | 7.8222 | 0.62953 | 8 | 0.45172
62799 | 4.2 | 1 | 365 | 4.7682 | 0.40407 | 5 | 0.17231
58909 | 8.48 | 1 | 365 | 9.6273 | 0.082499 | 9 | 0.70981
62801 | 5.3 | 1 | 365 | 6.0171 | 0.17656 | 6 | 0.19363
41657 | 10.14 | 1 | 365 | 11.5119 | 0.77554 | 12 | 0.28744
60193 | 12 | 1 | 365 | 13.6236 | 0.15448 | 13 | 0.77803
60384 | 10.695 | 1 | 365 | 12.142 | 0.67893 | 12 | 0.82092
60372 | 5.2 | 1 | 365 | 5.9035 | 0.83361 | 6 | 0.73715
45407 | 10.26 | 1 | 365 | 11.6481 | 0.18708 | 11 | 0.83522
60497 | 3.6 | 1 | 365 | 4.0871 | 0.34634 | 4 | 0.43341
60995 | 12 | 1 | 365 | 13.6236 | 0.15448 | 13 | 0.77803
50037 | 8.19 | 1 | 365 | 9.2981 | 0.087933 | 9 | 0.38601
60942 | 12.22 | 1 | 365 | 13.8733 | 0.90898 | 14 | 0.7823
48402 | 13.2 | 1 | 365 | 14.9859 | 0.26993 | 15 | 0.25584
62805 | 6.72 | 1 | 365 | 7.6292 | 0.046509 | 7 | 0.6757
59330 | 9.405 | 1 | 365 | 10.6775 | 0.25482 | 10 | 0.93228
62808 | 7.8 | 1 | 365 | 8.8553 | 0.75041 | 9 | 0.60572
62810 | 19.765 | 1 | 365 | 22.4391 | 0.78486 | 23 | 0.22398
38246 | 9.36 | 1 | 365 | 10.6264 | 0.10049 | 10 | 0.72686
62813 | 11.118 | 1 | 365 | 12.6222 | 0.12963 | 12 | 0.75185
62814 | 15.075 | 1 | 365 | 17.1146 | 0.70032 | 17 | 0.8149
61093 | 9.54 | 1 | 365 | 10.8307 | 0.71781 | 11 | 0.54854
62815 | 3 | 1 | 365 | 3.4059 | 0.28862 | 3 | 0.69451
62816 | 12.6 | 1 | 365 | 14.3047 | 0.2122 | 14 | 0.51693
62346 | 6.725 | 1 | 365 | 7.6349 | 0.063657 | 7 | 0.69852
62817 | 9.6 | 1 | 365 | 10.8988 | 0.92358 | 11 | 0.82243
62818 | 5.67 | 1 | 365 | 6.4371 | 0.44549 | 6 | 0.88262
61555 | 8.55 | 1 | 365 | 9.7068 | 0.32257 | 10 | 0.029348
61875 | 5.4 | 1 | 365 | 6.1306 | 0.51952 | 6 | 0.65011
61544 | 5.3 | 1 | 365 | 6.0171 | 0.17656 | 6 | 0.19363
61876 | 3.825 | 1 | 365 | 4.3425 | 0.11799 | 4 | 0.4605
61881 | 3.75 | 1 | 365 | 4.2574 | 0.86078 | 5 | 0.11813
61198 | 12.8 | 1 | 365 | 14.5318 | 0.89811 | 15 | 0.4299
61900 | 4.75 | 1 | 365 | 5.3927 | 0.29031 | 5 | 0.68297
62819 | 12 | 1 | 365 | 13.6236 | 0.15448 | 13 | 0.77803
62822 | 8.67 | 1 | 365 | 9.843 | 0.73411 | 10 | 0.57713
61725 | 4.68 | 1 | 365 | 5.3132 | 0.050247 | 5 | 0.36343
62823 | 12.6 | 1 | 365 | 14.3047 | 0.2122 | 14 | 0.51693
44248 | 8.4 | 1 | 365 | 9.5365 | 0.80814 | 10 | 0.34462
61165 | 8.1 | 1 | 365 | 9.1959 | 0.77927 | 9 | 0.97517
62737 | 3.9 | 1 | 365 | 4.4277 | 0.37521 | 4 | 0.80286
62832 | 5.83 | 1 | 365 | 6.6188 | 0.99422 | 7 | 0.61299
62833 | 10.6 | 1 | 365 | 12.0341 | 0.35312 | 12 | 0.38726
62848 | 6.76 | 1 | 365 | 7.6746 | 0.18369 | 7 | 0.85829
62851 | 9.075 | 1 | 365 | 10.3028 | 0.12308 | 10 | 0.42589
62853 | 19.635 | 1 | 365 | 22.2915 | 0.33902 | 22 | 0.63055
59552 | 6.4 | 1 | 365 | 7.2659 | 0.94906 | 8 | 0.21495
62854 | 8.67 | 1 | 365 | 9.843 | 0.73411 | 10 | 0.57713
62300 | 9.28 | 1 | 365 | 10.5355 | 0.82613 | 11 | 0.36168
59603 | 1.92 | 1 | 365 | 2.1798 | 0.58472 | 2 | 0.76449
62855 | 3.64 | 1 | 365 | 4.1325 | 0.48353 | 4 | 0.616
59699 | 6.08 | 1 | 365 | 6.9026 | 0.8516 | 7 | 0.7542
62857 | 7.28 | 1 | 365 | 8.265 | 0.96705 | 9 | 0.23201
59833 | 9.28 | 1 | 365 | 10.5355 | 0.82613 | 11 | 0.36168
59968 | 8.64 | 1 | 365 | 9.809 | 0.63123 | 10 | 0.44018
59971 | 4.8 | 1 | 365 | 5.4494 | 0.46179 | 5 | 0.91121
60059 | 7.04 | 1 | 365 | 7.9925 | 0.14396 | 8 | 0.13645
59532 | 6.36 | 1 | 365 | 7.2205 | 0.81187 | 8 | 0.032357
62860 | 9.36 | 1 | 365 | 10.6264 | 0.10049 | 10 | 0.72686
62862 | 7.42 | 1 | 365 | 8.4239 | 0.44719 | 8 | 0.87108
62863 | 5.185 | 1 | 365 | 5.8865 | 0.78216 | 6 | 0.66867
62859 | 4.24 | 1 | 365 | 4.8137 | 0.54125 | 5 | 0.3549
62874 | 6.36 | 1 | 365 | 7.2205 | 0.81187 | 8 | 0.032357
62877 | 9.88 | 1 | 365 | 11.2167 | 0.88386 | 12 | 0.10058
62186 | 6.1 | 1 | 365 | 6.9253 | 0.92019 | 7 | 0.8455
62888 | 7.8 | 1 | 365 | 8.8553 | 0.75041 | 9 | 0.60572
62894 | 12.22 | 1 | 365 | 13.8733 | 0.90898 | 14 | 0.7823
62902 | 15.08 | 1 | 365 | 17.1203 | 0.71746 | 17 | 0.83773
62905 | 11.985 | 1 | 365 | 13.6065 | 0.10304 | 13 | 0.70956
62907 | 9.88 | 1 | 365 | 11.2167 | 0.88386 | 12 | 0.10058
63193 | 11.34 | 1 | 365 | 12.8743 | 0.89098 | 13 | 0.76524
62913 | 5.1 | 1 | 365 | 5.79 | 0.49065 | 6 | 0.28066
62917 | 7.8 | 1 | 365 | 8.8553 | 0.75041 | 9 | 0.60572
62918 | 6.72 | 1 | 365 | 7.6292 | 0.046509 | 7 | 0.6757
62920 | 7.8 | 1 | 365 | 8.8553 | 0.75041 | 9 | 0.60572
62622 | 8.96 | 1 | 365 | 10.1723 | 0.72868 | 10 | 0.90093
62618 | 8.96 | 1 | 365 | 10.1723 | 0.72868 | 10 | 0.90093
62589 | 9.28 | 1 | 365 | 10.5355 | 0.82613 | 11 | 0.36168
62561 | 10.24 | 1 | 365 | 11.6254 | 0.11849 | 11 | 0.74392
62456 | 7.68 | 1 | 365 | 8.7191 | 0.33887 | 9 | 0.05794
62923 | 5.46 | 1 | 365 | 6.1987 | 0.72529 | 6 | 0.924
62925 | 7.04 | 1 | 365 | 7.9925 | 0.14396 | 8 | 0.13645
62928 | 9.28 | 1 | 365 | 10.5355 | 0.82613 | 11 | 0.36168
62929 | 9.8 | 1 | 365 | 11.1259 | 0.60949 | 11 | 0.73539
62935 | 4.16 | 1 | 365 | 4.7228 | 0.26689 | 4 | 0.98972
62937 | 9.57 | 1 | 365 | 10.8648 | 0.8207 | 11 | 0.68548
62939 | 5.886 | 1 | 365 | 6.6824 | 0.18627 | 6 | 0.86862
62940 | 11.18 | 1 | 365 | 12.6926 | 0.34226 | 13 | 0.034866
62942 | 5.355 | 1 | 365 | 6.0795 | 0.36519 | 6 | 0.4447
62943 | 10.137 | 1 | 365 | 11.5085 | 0.76525 | 12 | 0.27374
62945 | 11.96 | 1 | 365 | 13.5781 | 0.017298 | 13 | 0.59544
62947 | 14.04 | 1 | 365 | 15.9396 | 0.15074 | 16 | 0.090297
62950 | 8.06 | 1 | 365 | 9.1505 | 0.64209 | 9 | 0.79258
62949 | 7.25 | 1 | 365 | 8.2309 | 0.86416 | 9 | 0.095061
62932 | 6.4 | 1 | 365 | 7.2659 | 0.94906 | 8 | 0.21495
62954 | 4.48 | 1 | 365 | 5.0861 | 0.36434 | 5 | 0.45047
62955 | 12.96 | 1 | 365 | 14.7134 | 0.44684 | 15 | 0.16027
62962 | 18.72 | 1 | 365 | 21.2527 | 0.20099 | 21 | 0.45373
62963 | 11 | 1 | 365 | 12.4883 | 0.72494 | 13 | 0.2132
62973 | 7.95 | 1 | 365 | 9.0256 | 0.26484 | 9 | 0.29045
62975 | 8.19 | 1 | 365 | 9.2981 | 0.087933 | 9 | 0.38601
62976 | 3.12 | 1 | 365 | 3.5421 | 0.70016 | 4 | 0.24229
62978 | 7.28 | 1 | 365 | 8.265 | 0.96705 | 9 | 0.23201
62979 | 4.42 | 1 | 365 | 5.018 | 0.15857 | 5 | 0.17658
62977 | 12 | 1 | 365 | 13.6236 | 0.15448 | 13 | 0.77803
62980 | 4.41 | 1 | 365 | 5.0067 | 0.12427 | 5 | 0.13093
62981 | 12.19 | 1 | 365 | 13.8393 | 0.80609 | 14 | 0.64535
62982 | 21 | 1 | 365 | 23.8412 | 0.02034 | 23 | 0.86156
62646 | 8.64 | 1 | 365 | 9.809 | 0.63123 | 10 | 0.44018
62984 | 6.72 | 1 | 365 | 7.6292 | 0.046509 | 7 | 0.6757
62983 | 5.46 | 1 | 365 | 6.1987 | 0.72529 | 6 | 0.924
62986 | 11.7 | 1 | 365 | 13.283 | 0.12562 | 13 | 0.40858
62987 | 5.2 | 1 | 365 | 5.9035 | 0.83361 | 6 | 0.73715
62686 | 6 | 1 | 365 | 6.8118 | 0.57724 | 7 | 0.38902
62988 | 14.82 | 1 | 365 | 16.8251 | 0.82578 | 17 | 0.65087
62989 | 3.445 | 1 | 365 | 3.9111 | 0.81477 | 4 | 0.72586
35296 | 120.336 | 0.9 | 365 | 122.9553 | 0.42741 | 123 | 0.38269
62990 | 5.98 | 1 | 365 | 6.7891 | 0.50865 | 7 | 0.29772
62993 | 3.12 | 1 | 365 | 3.5421 | 0.70016 | 4 | 0.24229
62994 | 8.84 | 1 | 365 | 10.036 | 0.31713 | 10 | 0.35315
62997 | 8.28 | 1 | 365 | 9.4003 | 0.39659 | 9 | 0.79684
62998 | 5.4 | 1 | 365 | 6.1306 | 0.51952 | 6 | 0.65011
62999 | 7.68 | 1 | 365 | 8.7191 | 0.33887 | 9 | 0.05794
62804 | 9.96 | 1 | 365 | 11.3075 | 0.15822 | 11 | 0.46577
63001 | 7.194 | 1 | 365 | 8.1673 | 0.67211 | 8 | 0.83943
63002 | 9.135 | 1 | 365 | 10.3709 | 0.32885 | 10 | 0.69978
63003 | 11.34 | 1 | 365 | 12.8743 | 0.89098 | 13 | 0.76524
63004 | 8.1 | 1 | 365 | 9.1959 | 0.77927 | 9 | 0.97517
63006 | 2.86 | 1 | 365 | 3.2469 | 0.80848 | 4 | 0.055431
63007 | 6.095 | 1 | 365 | 6.9196 | 0.90305 | 7 | 0.82268
63010 | 5.72 | 1 | 365 | 6.4939 | 0.61697 | 7 | 0.11086
63012 | 6.12 | 1 | 365 | 6.948 | 0.98878 | 7 | 0.9368
63013 | 6.5 | 1 | 365 | 7.3794 | 0.29201 | 7 | 0.67143
63016 | 4.335 | 1 | 365 | 4.9215 | 0.86706 | 5 | 0.78856
63021 | 12.455 | 1 | 365 | 14.1401 | 0.71492 | 14 | 0.85503
63023 | 6.44 | 1 | 365 | 7.3113 | 0.086238 | 7 | 0.39754
63026 | 5.94 | 1 | 365 | 6.7437 | 0.37147 | 7 | 0.11513
63028 | 7.02 | 1 | 365 | 7.9698 | 0.075371 | 8 | 0.045149
63027 | 4.56 | 1 | 365 | 5.1769 | 0.6387 | 5 | 0.81565
63030 | 5.46 | 1 | 365 | 6.1987 | 0.72529 | 6 | 0.924
63031 | 6.5 | 1 | 365 | 7.3794 | 0.29201 | 7 | 0.67143
63033 | 6.5 | 1 | 365 | 7.3794 | 0.29201 | 7 | 0.67143
63034 | 12.74 | 1 | 365 | 14.4637 | 0.69234 | 15 | 0.15601
63037 | 8.215 | 1 | 365 | 9.3265 | 0.17367 | 9 | 0.50013
63036 | 10.92 | 1 | 365 | 12.3974 | 0.45058 | 12 | 0.84801
63038 | 5.565 | 1 | 365 | 6.3179 | 0.08539 | 6 | 0.40331
63039 | 7.42 | 1 | 365 | 8.4239 | 0.44719 | 8 | 0.87108
59909 | 4.24 | 1 | 365 | 4.8137 | 0.54125 | 5 | 0.3549
63053 | 10.865 | 1 | 365 | 12.335 | 0.26195 | 12 | 0.59694
63265 | 13.5 | 1 | 365 | 15.3265 | 0.29879 | 15 | 0.62529
63040 | 5.83 | 1 | 365 | 6.6188 | 0.99422 | 7 | 0.61299
63041 | 10.36 | 1 | 365 | 11.7617 | 0.53003 | 12 | 0.2917
63047 | 8.12 | 1 | 365 | 9.2186 | 0.84786 | 10 | 0.066468
63049 | 8.12 | 1 | 365 | 9.2186 | 0.84786 | 10 | 0.066468
63050 | 7 | 1 | 365 | 7.9471 | 0.00678 | 7 | 0.95385
56374 | 9.62 | 1 | 365 | 10.9215 | 0.99217 | 11 | 0.91372
56375 | 9.36 | 1 | 365 | 10.6264 | 0.10049 | 10 | 0.72686
53007 | 4.16 | 1 | 365 | 4.7228 | 0.26689 | 4 | 0.98972
53922 | 14.56 | 1 | 365 | 16.5299 | 0.9341 | 17 | 0.46401
57869 | 8.06 | 1 | 365 | 9.1505 | 0.64209 | 9 | 0.79258
55930 | 7.95 | 1 | 365 | 9.0256 | 0.26484 | 9 | 0.29045
59088 | 6.75 | 1 | 365 | 7.6632 | 0.1494 | 7 | 0.81264
59051 | 5.32 | 1 | 365 | 6.0398 | 0.24515 | 6 | 0.28493
59572 | 5.4 | 1 | 365 | 6.1306 | 0.51952 | 6 | 0.65011
61173 | 4.2 | 1 | 365 | 4.7682 | 0.40407 | 5 | 0.17231
44793 | 7.2 | 1 | 365 | 8.1741 | 0.69269 | 8 | 0.86682
61027 | 9 | 1 | 365 | 10.2177 | 0.86586 | 11 | 0.083524
60774 | 5.52 | 1 | 365 | 6.2668 | 0.93106 | 7 | 0.19789
47700 | 9.66 | 1 | 365 | 10.967 | 0.12936 | 11 | 0.096316
61461 | 5.98 | 1 | 365 | 6.7891 | 0.50865 | 7 | 0.29772
61295 | 10.46 | 1 | 365 | 11.8752 | 0.87299 | 12 | 0.74818
62398 | 13.26 | 1 | 365 | 15.054 | 0.4757 | 15 | 0.52973
62412 | 10.965 | 1 | 365 | 12.4485 | 0.60491 | 13 | 0.053427
62113 | 11 | 1 | 365 | 12.4883 | 0.72494 | 13 | 0.2132
62755 | 9.975 | 1 | 365 | 11.3246 | 0.20966 | 11 | 0.53424
60538 | 6.615 | 1 | 365 | 7.51 | 0.68641 | 8 | 0.19639
31395 | 5.2 | 1 | 365 | 5.9035 | 0.83361 | 6 | 0.73715
60847 | 5.035 | 1 | 365 | 5.7162 | 0.26773 | 5 | 0.98395
59188 | 17.98 | 1 | 365 | 20.4126 | 0.66313 | 21 | 0.075751
61063 | 7.95 | 1 | 365 | 9.0256 | 0.26484 | 9 | 0.29045
61079 | 8.7 | 1 | 365 | 9.8771 | 0.837 | 10 | 0.71407
61091 | 4.77 | 1 | 365 | 5.4154 | 0.35891 | 5 | 0.77427
61120 | 3.36 | 1 | 365 | 3.8146 | 0.52325 | 4 | 0.33785
62129 | 3.445 | 1 | 365 | 3.9111 | 0.81477 | 4 | 0.72586
61202 | 6.24 | 1 | 365 | 7.0842 | 0.40033 | 7 | 0.48458
61556 | 10.6 | 1 | 365 | 12.0341 | 0.35312 | 12 | 0.38726
62464 | 10.14 | 1 | 365 | 11.5119 | 0.77554 | 12 | 0.28744
62515 | 9.01 | 1 | 365 | 10.229 | 0.90016 | 11 | 0.12917
62057 | 7.83 | 1 | 365 | 8.8894 | 0.8533 | 9 | 0.74267
62126 | 17.4 | 1 | 365 | 19.7542 | 0.674 | 20 | 0.42815
61632 | 11.1 | 1 | 365 | 12.6018 | 0.067894 | 12 | 0.66968
60971 | 3.975 | 1 | 365 | 4.5128 | 0.63242 | 5 | 0.14522
42884 | 8.58 | 1 | 365 | 9.7408 | 0.42545 | 10 | 0.16629
62181 | 9.315 | 1 | 365 | 10.5753 | 0.94617 | 11 | 0.52145
24536 | 7.54 | 1 | 365 | 8.5601 | 0.85873 | 9 | 0.41886
61057 | 3.18 | 1 | 365 | 3.6102 | 0.90594 | 4 | 0.51618
62268 | 8.12 | 1 | 365 | 9.2186 | 0.84786 | 10 | 0.066468
62275 | 10.44 | 1 | 365 | 11.8525 | 0.8044 | 12 | 0.65689
62522 | 7.8 | 1 | 365 | 8.8553 | 0.75041 | 9 | 0.60572
62276 | 10.15 | 1 | 365 | 11.5233 | 0.80983 | 12 | 0.33309
62525 | 9.01 | 1 | 365 | 10.229 | 0.90016 | 11 | 0.12917
62524 | 4.77 | 1 | 365 | 5.4154 | 0.35891 | 5 | 0.77427
62282 | 13.34 | 1 | 365 | 15.1448 | 0.75006 | 15 | 0.89491
52451 | 8.58 | 1 | 365 | 9.7408 | 0.42545 | 10 | 0.16629
62530 | 9.805 | 1 | 365 | 11.1316 | 0.62664 | 11 | 0.75822
62214 | 5.46 | 1 | 365 | 6.1987 | 0.72529 | 6 | 0.924
62534 | 5.565 | 1 | 365 | 6.3179 | 0.08539 | 6 | 0.40331
60405 | 11.44 | 1 | 365 | 12.9878 | 0.23394 | 13 | 0.22172
62538 | 6.625 | 1 | 365 | 7.5213 | 0.7207 | 8 | 0.24204
62544 | 5.035 | 1 | 365 | 5.7162 | 0.26773 | 5 | 0.98395
62545 | 10.4 | 1 | 365 | 11.8071 | 0.66722 | 12 | 0.47429
57756 | 5.2 | 1 | 365 | 5.9035 | 0.83361 | 6 | 0.73715
59564 | 10.14 | 1 | 365 | 11.5119 | 0.77554 | 12 | 0.28744
62549 | 11.66 | 1 | 365 | 13.2376 | 0.98844 | 14 | 0.22599
58250 | 4.68 | 1 | 365 | 5.3132 | 0.050247 | 5 | 0.36343
62550 | 13 | 1 | 365 | 14.7588 | 0.58402 | 15 | 0.34287
59315 | 10.4 | 1 | 365 | 11.8071 | 0.66722 | 12 | 0.47429
62560 | 9.54 | 1 | 365 | 10.8307 | 0.71781 | 11 | 0.54854
62563 | 10.66 | 1 | 365 | 12.1023 | 0.5589 | 12 | 0.66115
62568 | 10.07 | 1 | 365 | 11.4324 | 0.53547 | 11 | 0.9679
62574 | 7.685 | 1 | 365 | 8.7247 | 0.35601 | 9 | 0.080765
62577 | 5.83 | 1 | 365 | 6.6188 | 0.99422 | 7 | 0.61299
62249 | 7.42 | 1 | 365 | 8.4239 | 0.44719 | 8 | 0.87108
62584 | 5.3 | 1 | 365 | 6.0171 | 0.17656 | 6 | 0.19363
62665 | 4.24 | 1 | 365 | 4.8137 | 0.54125 | 5 | 0.3549
11351 | 649.04 | 0.8 | 365 | 589.482 | 0.72691 | 590 | 0.20893
60173 | 8.64 | 1 | 365 | 9.809 | 0.63123 | 10 | 0.44018
60553 | 8.32 | 1 | 365 | 9.4457 | 0.53377 | 9 | 0.97944
51322 | 3.52 | 1 | 365 | 3.9962 | 0.071981 | 4 | 0.068223
60905 | 9.92 | 1 | 365 | 11.2621 | 0.021037 | 11 | 0.28317
60906 | 8.96 | 1 | 365 | 10.1723 | 0.72868 | 10 | 0.90093
61930 | 9.28 | 1 | 365 | 10.5355 | 0.82613 | 11 | 0.36168
61962 | 7.68 | 1 | 365 | 8.7191 | 0.33887 | 9 | 0.05794
62625 | 8.64 | 1 | 365 | 9.809 | 0.63123 | 10 | 0.44018
59976 | 3.78 | 1 | 365 | 4.2914 | 0.96366 | 5 | 0.25508
50004 | 4.845 | 1 | 365 | 5.5005 | 0.61612 | 6 | 0.11663
60100 | 6.625 | 1 | 365 | 7.5213 | 0.7207 | 8 | 0.24204
59358 | 6.885 | 1 | 365 | 7.8165 | 0.61238 | 8 | 0.4289
63052 | 6.72 | 1 | 365 | 7.6292 | 0.046509 | 7 | 0.6757
63065 | 4.68 | 1 | 365 | 5.3132 | 0.050247 | 5 | 0.36343
63068 | 9.805 | 1 | 365 | 11.1316 | 0.62664 | 11 | 0.75822
63070 | 10.92 | 1 | 365 | 12.3974 | 0.45058 | 12 | 0.84801
63071 | 3.24 | 1 | 365 | 3.6784 | 0.11171 | 3 | 0.79007
63072 | 12.22 | 1 | 365 | 13.8733 | 0.90898 | 14 | 0.7823
63073 | 4.05 | 1 | 365 | 4.5979 | 0.88964 | 5 | 0.48759
63074 | 4.94 | 1 | 365 | 5.6084 | 0.94193 | 6 | 0.55029
63075 | 7.56 | 1 | 365 | 8.5828 | 0.92732 | 9 | 0.51016
63078 | 6.24 | 1 | 365 | 7.0842 | 0.40033 | 7 | 0.48458
63081 | 5.98 | 1 | 365 | 6.7891 | 0.50865 | 7 | 0.29772
63083 | 11.7 | 1 | 365 | 13.283 | 0.12562 | 13 | 0.40858
63084 | 6.76 | 1 | 365 | 7.6746 | 0.18369 | 7 | 0.85829
63086 | 7.28 | 1 | 365 | 8.265 | 0.96705 | 9 | 0.23201
62421 | 7.02 | 1 | 365 | 7.9698 | 0.075371 | 8 | 0.045149
63087 | 5.415 | 1 | 365 | 6.1476 | 0.57096 | 6 | 0.71859
63088 | 12.74 | 1 | 365 | 14.4637 | 0.69234 | 15 | 0.15601
63094 | 8.82 | 1 | 365 | 10.0133 | 0.24854 | 10 | 0.26185
63097 | 5.88 | 1 | 365 | 6.6755 | 0.1657 | 6 | 0.84124
63101 | 4.2 | 1 | 365 | 4.7682 | 0.40407 | 5 | 0.17231
63108 | 7.28 | 1 | 365 | 8.265 | 0.96705 | 9 | 0.23201
63112 | 4.24 | 1 | 365 | 4.8137 | 0.54125 | 5 | 0.3549
63114 | 11.66 | 1 | 365 | 13.2376 | 0.98844 | 14 | 0.22599
63116 | 5.565 | 1 | 365 | 6.3179 | 0.08539 | 6 | 0.40331
63119 | 13.005 | 1 | 365 | 14.7645 | 0.60117 | 15 | 0.36569
63121 | 6.36 | 1 | 365 | 7.2205 | 0.81187 | 8 | 0.032357
63123 | 11.2 | 1 | 365 | 12.7153 | 0.41085 | 13 | 0.12616
63135 | 10.675 | 1 | 365 | 12.1193 | 0.61034 | 12 | 0.72962
63150 | 10.6 | 1 | 365 | 12.0341 | 0.35312 | 12 | 0.38726
17744 | 4.16 | 1 | 365 | 4.7228 | 0.26689 | 4 | 0.98972
61884 | 7.35 | 1 | 365 | 8.3444 | 0.20712 | 8 | 0.55154
61887 | 10 | 1 | 365 | 11.353 | 0.2954 | 11 | 0.64836
63178 | 13.78 | 1 | 365 | 15.6444 | 0.25906 | 15 | 0.90344
62403 | 7.5 | 1 | 365 | 8.5147 | 0.72155 | 9 | 0.23627
62526 | 9.18 | 1 | 365 | 10.422 | 0.48318 | 10 | 0.90519
32123 | 2.86 | 1 | 365 | 3.2469 | 0.80848 | 4 | 0.055431
63197 | 8.37 | 1 | 365 | 9.5024 | 0.70525 | 10 | 0.20768
63206 | 7.02 | 1 | 365 | 7.9698 | 0.075371 | 8 | 0.045149
63209 | 10.5 | 1 | 365 | 11.9206 | 0.01017 | 11 | 0.93078
63210 | 10.8 | 1 | 365 | 12.2612 | 0.039032 | 12 | 0.30023
62771 | 7.68 | 1 | 365 | 8.7191 | 0.33887 | 9 | 0.05794
63207 | 10.44 | 1 | 365 | 11.8525 | 0.8044 | 12 | 0.65689
63213 | 2.86 | 1 | 365 | 3.2469 | 0.80848 | 4 | 0.055431
61262 | 10.6 | 1 | 365 | 12.0341 | 0.35312 | 12 | 0.38726
59918 | 7.28 | 1 | 365 | 8.265 | 0.96705 | 9 | 0.23201
59986 | 9.88 | 1 | 365 | 11.2167 | 0.88386 | 12 | 0.10058
42324 | 9.88 | 1 | 365 | 11.2167 | 0.88386 | 12 | 0.10058
60068 | 5.83 | 1 | 365 | 6.6188 | 0.99422 | 7 | 0.61299
60163 | 8.48 | 1 | 365 | 9.6273 | 0.082499 | 9 | 0.70981
60015 | 10.5 | 1 | 365 | 11.9206 | 0.01017 | 11 | 0.93078
59969 | 10.15 | 1 | 365 | 11.5233 | 0.80983 | 12 | 0.33309
60951 | 5.98 | 1 | 365 | 6.7891 | 0.50865 | 7 | 0.29772
39710 | 6.885 | 1 | 365 | 7.8165 | 0.61238 | 8 | 0.4289
59398 | 8.32 | 1 | 365 | 9.4457 | 0.53377 | 9 | 0.97944
60488 | 9.805 | 1 | 365 | 11.1316 | 0.62664 | 11 | 0.75822
60239 | 11.52 | 1 | 365 | 13.0786 | 0.5083 | 13 | 0.58691
60245 | 6.08 | 1 | 365 | 6.9026 | 0.8516 | 7 | 0.7542
60744 | 8.64 | 1 | 365 | 9.809 | 0.63123 | 10 | 0.44018
60748 | 12.8 | 1 | 365 | 14.5318 | 0.89811 | 15 | 0.4299
59553 | 8.32 | 1 | 365 | 9.4457 | 0.53377 | 9 | 0.97944
61215 | 6.4 | 1 | 365 | 7.2659 | 0.94906 | 8 | 0.21495
61411 | 8.32 | 1 | 365 | 9.4457 | 0.53377 | 9 | 0.97944
62194 | 13.76 | 1 | 365 | 15.6217 | 0.19047 | 15 | 0.81214
62195 | 4.48 | 1 | 365 | 5.0861 | 0.36434 | 5 | 0.45047
62626 | 7.68 | 1 | 365 | 8.7191 | 0.33887 | 9 | 0.05794
60096 | 7.83 | 1 | 365 | 8.8894 | 0.8533 | 9 | 0.74267
60355 | 9.1 | 1 | 365 | 10.3312 | 0.20881 | 10 | 0.54001
39603 | 2.34 | 1 | 365 | 2.6566 | 0.025124 | 2 | 0.68172
59447 | 9.275 | 1 | 365 | 10.5299 | 0.80898 | 11 | 0.33885
60140 | 5.72 | 1 | 365 | 6.4939 | 0.61697 | 7 | 0.11086
63220 | 4.32 | 1 | 365 | 4.9045 | 0.81561 | 5 | 0.72009
63111 | 8.28 | 1 | 365 | 9.4003 | 0.39659 | 9 | 0.79684
63228 | 8.32 | 1 | 365 | 9.4457 | 0.53377 | 9 | 0.97944
63229 | 8.32 | 1 | 365 | 9.4457 | 0.53377 | 9 | 0.97944
63230 | 5.72 | 1 | 365 | 6.4939 | 0.61697 | 7 | 0.11086
63231 | 8.12 | 1 | 365 | 9.2186 | 0.84786 | 10 | 0.066468
63235 | 7.125 | 1 | 365 | 8.089 | 0.43547 | 8 | 0.52446
63247 | 13.26 | 1 | 365 | 15.054 | 0.4757 | 15 | 0.52973
63249 | 4.42 | 1 | 365 | 5.018 | 0.15857 | 5 | 0.17658
63251 | 10.4 | 1 | 365 | 11.8071 | 0.66722 | 12 | 0.47429
40222 | 5.2 | 1 | 365 | 5.9035 | 0.83361 | 6 | 0.73715
45457 | 10.92 | 1 | 365 | 12.3974 | 0.45058 | 12 | 0.84801
47864 | 7.8 | 1 | 365 | 8.8553 | 0.75041 | 9 | 0.60572
37963 | 5.1 | 1 | 365 | 5.79 | 0.49065 | 6 | 0.28066
39445 | 8.06 | 1 | 365 | 9.1505 | 0.64209 | 9 | 0.79258
42226 | 12.48 | 1 | 365 | 14.1685 | 0.80066 | 14 | 0.96915
43892 | 14.045 | 1 | 365 | 15.9452 | 0.16789 | 16 | 0.11312
54682 | 6.76 | 1 | 365 | 7.6746 | 0.18369 | 7 | 0.85829
55403 | 6.095 | 1 | 365 | 6.9196 | 0.90305 | 7 | 0.82268
58065 | 5.3 | 1 | 365 | 6.0171 | 0.17656 | 6 | 0.19363
57363 | 8.58 | 1 | 365 | 9.7408 | 0.42545 | 10 | 0.16629
56667 | 6.24 | 1 | 365 | 7.0842 | 0.40033 | 7 | 0.48458
53896 | 5.98 | 1 | 365 | 6.7891 | 0.50865 | 7 | 0.29772
61370 | 9.88 | 1 | 365 | 11.2167 | 0.88386 | 12 | 0.10058
54242 | 4.94 | 1 | 365 | 5.6084 | 0.94193 | 6 | 0.55029
56737 | 8.32 | 1 | 365 | 9.4457 | 0.53377 | 9 | 0.97944
54243 | 4.68 | 1 | 365 | 5.3132 | 0.050247 | 5 | 0.36343
54260 | 4.68 | 1 | 365 | 5.3132 | 0.050247 | 5 | 0.36343
53908 | 13 | 1 | 365 | 14.7588 | 0.58402 | 15 | 0.34287
54352 | 3.9 | 1 | 365 | 4.4277 | 0.37521 | 4 | 0.80286
53921 | 8.06 | 1 | 365 | 9.1505 | 0.64209 | 9 | 0.79258
53910 | 5.355 | 1 | 365 | 6.0795 | 0.36519 | 6 | 0.4447
54067 | 4.16 | 1 | 365 | 4.7228 | 0.26689 | 4 | 0.98972
54212 | 4.94 | 1 | 365 | 5.6084 | 0.94193 | 6 | 0.55029
62581 | 4.24 | 1 | 365 | 4.8137 | 0.54125 | 5 | 0.3549
62387 | 4.42 | 1 | 365 | 5.018 | 0.15857 | 5 | 0.17658
62991 | 4.42 | 1 | 365 | 5.018 | 0.15857 | 5 | 0.17658
63253 | 6.24 | 1 | 365 | 7.0842 | 0.40033 | 7 | 0.48458
63255 | 10.14 | 1 | 365 | 11.5119 | 0.77554 | 12 | 0.28744
63256 | 13.34 | 1 | 365 | 15.1448 | 0.75006 | 15 | 0.89491
63259 | 4.86 | 1 | 365 | 5.5175 | 0.66756 | 6 | 0.1851
63260 | 10.14 | 1 | 365 | 11.5119 | 0.77554 | 12 | 0.28744
63264 | 5.2 | 1 | 365 | 5.9035 | 0.83361 | 6 | 0.73715
63268 | 7.28 | 1 | 365 | 8.265 | 0.96705 | 9 | 0.23201
63269 | 8.06 | 1 | 365 | 9.1505 | 0.64209 | 9 | 0.79258
63270 | 7.02 | 1 | 365 | 7.9698 | 0.075371 | 8 | 0.045149
53004 | 3.25 | 1 | 365 | 3.6897 | 0.146 | 3 | 0.83572
63274 | 12.48 | 1 | 365 | 14.1685 | 0.80066 | 14 | 0.96915
63275 | 5.46 | 1 | 365 | 6.1987 | 0.72529 | 6 | 0.924
63276 | 10.14 | 1 | 365 | 11.5119 | 0.77554 | 12 | 0.28744
63277 | 6.76 | 1 | 365 | 7.6746 | 0.18369 | 7 | 0.85829
63278 | 5.46 | 1 | 365 | 6.1987 | 0.72529 | 6 | 0.924
63280 | 3.12 | 1 | 365 | 3.5421 | 0.70016 | 4 | 0.24229
62027 | 3.57 | 1 | 365 | 4.053 | 0.24346 | 4 | 0.29646
50015 | 58.9 | 0.9 | 365 | 60.182 | 0.79992 | 60 | 0.98196
50854 | 8.55 | 1 | 365 | 9.7068 | 0.32257 | 10 | 0.029348
63250 | 12.48 | 1 | 365 | 14.1685 | 0.80066 | 14 | 0.96915
63258 | 5.98 | 1 | 365 | 6.7891 | 0.50865 | 7 | 0.29772
63077 | 12.48 | 1 | 365 | 14.1685 | 0.80066 | 14 | 0.96915
63079 | 4.94 | 1 | 365 | 5.6084 | 0.94193 | 6 | 0.55029
63159 | 11.985 | 1 | 365 | 13.6065 | 0.10304 | 13 | 0.70956
63296 | 10.4 | 1 | 365 | 11.8071 | 0.66722 | 12 | 0.47429
63297 | 10.66 | 1 | 365 | 12.1023 | 0.5589 | 12 | 0.66115
63298 | 12.18 | 1 | 365 | 13.8279 | 0.7718 | 14 | 0.5997
63299 | 5.46 | 1 | 365 | 6.1987 | 0.72529 | 6 | 0.924
61673 | 2.6 | 1 | 365 | 2.9518 | 0.9168 | 3 | 0.86857
63312 | 2.08 | 1 | 365 | 2.3614 | 0.13344 | 2 | 0.49486
37095 | 3.12 | 1 | 365 | 3.5421 | 0.70016 | 4 | 0.24229
63322 | 10.66 | 1 | 365 | 12.1023 | 0.5589 | 12 | 0.66115
59782 | 20.02 | 1 | 365 | 22.7286 | 0.65939 | 23 | 0.38802
63348 | 24.9 | 1 | 365 | 28.2689 | 0.39555 | 28 | 0.66442
63355 | 11.685 | 1 | 365 | 13.2659 | 0.074175 | 13 | 0.34011
63354 | 10.35 | 1 | 365 | 11.7503 | 0.49574 | 12 | 0.24605
63359 | 17.1 | 1 | 365 | 19.4136 | 0.64513 | 20 | 0.058696
63360 | 10.005 | 1 | 365 | 11.3586 | 0.31255 | 11 | 0.67118
63365 | 8.97 | 1 | 365 | 10.1836 | 0.76297 | 10 | 0.94658
63369 | 24.96 | 1 | 365 | 28.337 | 0.60132 | 28 | 0.93831
63371 | 6.7 | 1 | 365 | 7.6065 | 0.97792 | 8 | 0.5844
18306 | 5.2 | 1 | 365 | 5.9035 | 0.83361 | 6 | 0.73715
32036 | 4.16 | 1 | 365 | 4.7228 | 0.26689 | 4 | 0.98972
63384 | 5.2 | 1 | 365 | 5.9035 | 0.83361 | 6 | 0.73715
63386 | 5.4 | 1 | 365 | 6.1306 | 0.51952 | 6 | 0.65011
63389 | 7.56 | 1 | 365 | 8.5828 | 0.92732 | 9 | 0.51016
63390 | 6.24 | 1 | 365 | 7.0842 | 0.40033 | 7 | 0.48458
63391 | 10.66 | 1 | 365 | 12.1023 | 0.5589 | 12 | 0.66115
63394 | 7.54 | 1 | 365 | 8.5601 | 0.85873 | 9 | 0.41886
63395 | 12.48 | 1 | 365 | 14.1685 | 0.80066 | 14 | 0.96915
63397 | 8.32 | 1 | 365 | 9.4457 | 0.53377 | 9 | 0.97944
63399 | 5.72 | 1 | 365 | 6.4939 | 0.61697 | 7 | 0.11086
63401 | 5.98 | 1 | 365 | 6.7891 | 0.50865 | 7 | 0.29772
63411 | 10.83 | 1 | 365 | 12.2953 | 0.14192 | 12 | 0.43717
63239 | 10.08 | 1 | 365 | 11.4438 | 0.56976 | 12 | 0.013547
63424 | 12 | 1 | 365 | 13.6236 | 0.15448 | 13 | 0.77803
63426 | 4.8 | 1 | 365 | 5.4494 | 0.46179 | 5 | 0.91121
63428 | 6.375 | 1 | 365 | 7.2375 | 0.86332 | 8 | 0.10083
63429 | 13.115 | 1 | 365 | 14.8894 | 0.97842 | 15 | 0.86782
63439 | 6.76 | 1 | 365 | 7.6746 | 0.18369 | 7 | 0.85829
36140 | 30.87 | 1 | 365 | 35.0466 | 0.8699 | 35 | 0.91649
51463 | 43.68 | 1 | 365 | 49.5897 | 0.80231 | 50 | 0.39204
20766 | 636.12 | 0.8 | 365 | 577.7476 | 0.27919 | 578 | 0.026781
60725 | 954.18 | 1 | 365 | 1083.2767 | 0.39848 | 1083 | 0.67521
63508 | 7.245 | 1 | 365 | 8.2252 | 0.84702 | 9 | 0.072237
51279 | 3.2 | 1 | 365 | 3.6329 | 0.97453 | 4 | 0.60748
32432 | 20.145 | 1 | 365 | 22.8705 | 0.088083 | 22 | 0.95862
63502 | 9 | 1 | 365 | 10.2177 | 0.86586 | 11 | 0.083524
63469 | 6.76 | 1 | 365 | 7.6746 | 0.18369 | 7 | 0.85829
63470 | 11.44 | 1 | 365 | 12.9878 | 0.23394 | 13 | 0.22172
63471 | 11.66 | 1 | 365 | 13.2376 | 0.98844 | 14 | 0.22599
63475 | 5.72 | 1 | 365 | 6.4939 | 0.61697 | 7 | 0.11086
63477 | 9.36 | 1 | 365 | 10.6264 | 0.10049 | 10 | 0.72686
63479 | 9.945 | 1 | 365 | 11.2905 | 0.10678 | 11 | 0.39729
63480 | 3.71 | 1 | 365 | 4.2119 | 0.72359 | 4 | 0.93554
63481 | 5.2 | 1 | 365 | 5.9035 | 0.83361 | 6 | 0.73715
63482 | 4.68 | 1 | 365 | 5.3132 | 0.050247 | 5 | 0.36343
63483 | 7.8 | 1 | 365 | 8.8553 | 0.75041 | 9 | 0.60572
63485 | 4.68 | 1 | 365 | 5.3132 | 0.050247 | 5 | 0.36343
63486 | 9.36 | 1 | 365 | 10.6264 | 0.10049 | 10 | 0.72686
63488 | 11.2 | 1 | 365 | 12.7153 | 0.41085 | 13 | 0.12616
63490 | 7 | 1 | 365 | 7.9471 | 0.00678 | 7 | 0.95385
63525 | 9.28 | 1 | 365 | 10.5355 | 0.82613 | 11 | 0.36168
63194 | 10 | 1 | 365 | 11.353 | 0.2954 | 11 | 0.64836
60562 | 649.4 | 1 | 365 | 737.2612 | 0.14328 | 737 | 0.4045
62284 | 6.89 | 1 | 365 | 7.8222 | 0.62953 | 8 | 0.45172
63527 | 7.93 | 1 | 365 | 9.0029 | 0.19625 | 9 | 0.19915
63600 | 10.07 | 1 | 365 | 11.4324 | 0.53547 | 11 | 0.9679
63625 | 7.54 | 1 | 365 | 8.5601 | 0.85873 | 9 | 0.41886
63630 | 6.5 | 1 | 365 | 7.3794 | 0.29201 | 7 | 0.67143
63635 | 9.54 | 1 | 365 | 10.8307 | 0.71781 | 11 | 0.54854
63637 | 6.24 | 1 | 365 | 7.0842 | 0.40033 | 7 | 0.48458
63655 | 11.44 | 1 | 365 | 12.9878 | 0.23394 | 13 | 0.22172
63678 | 4.505 | 1 | 365 | 5.1145 | 0.45008 | 5 | 0.56459
63682 | 9.275 | 1 | 365 | 10.5299 | 0.80898 | 11 | 0.33885
63690 | 9.01 | 1 | 365 | 10.229 | 0.90016 | 11 | 0.12917
63692 | 3.64 | 1 | 365 | 4.1325 | 0.48353 | 4 | 0.616
63701 | 4.77 | 1 | 365 | 5.4154 | 0.35891 | 5 | 0.77427
63768 | 8.32 | 1 | 365 | 9.4457 | 0.53377 | 9 | 0.97944
63803 | 5.865 | 1 | 365 | 6.6585 | 0.11425 | 6 | 0.77276
15621 | 9.1 | 1 | 365 | 10.3312 | 0.20881 | 10 | 0.54001
51915 | 9.36 | 1 | 365 | 10.6264 | 0.10049 | 10 | 0.72686
16623 | 4.335 | 1 | 365 | 4.9215 | 0.86706 | 5 | 0.78856
15130 | 5.5 | 1 | 365 | 6.2441 | 0.86247 | 7 | 0.1066
61179 | 8.925 | 1 | 365 | 10.1325 | 0.60864 | 10 | 0.74116
63814 | 6.5 | 1 | 365 | 7.3794 | 0.29201 | 7 | 0.67143
49224 | 7.44 | 1 | 365 | 8.4466 | 0.51578 | 8 | 0.96238
62217 | 3.12 | 1 | 365 | 3.5421 | 0.70016 | 4 | 0.24229
13990 | 3.675 | 1 | 365 | 4.1722 | 0.60356 | 4 | 0.77577
59319 | 7.44 | 1 | 365 | 8.4466 | 0.51578 | 8 | 0.96238
48647 | 2.805 | 1 | 365 | 3.1845 | 0.61986 | 3 | 0.80436
63564 | 7.65 | 1 | 365 | 8.685 | 0.23598 | 8 | 0.921
63570 | 4.48 | 1 | 365 | 5.0861 | 0.36434 | 5 | 0.45047
63609 | 7.975 | 1 | 365 | 9.054 | 0.35058 | 9 | 0.40457
63613 | 9.805 | 1 | 365 | 11.1316 | 0.62664 | 11 | 0.75822
63617 | 10.35 | 1 | 365 | 11.7503 | 0.49574 | 12 | 0.24605
63587 | 7.5 | 1 | 365 | 8.5147 | 0.72155 | 9 | 0.23627
63721 | 4.08 | 1 | 365 | 4.632 | 0.99252 | 5 | 0.62453
63723 | 7.65 | 1 | 365 | 8.685 | 0.23598 | 8 | 0.921
63727 | 7.395 | 1 | 365 | 8.3955 | 0.36145 | 8 | 0.75696
63597 | 7.875 | 1 | 365 | 8.9405 | 0.0076275 | 8 | 0.94808
63622 | 6.9 | 1 | 365 | 7.8335 | 0.66383 | 8 | 0.49737
63638 | 8.4 | 1 | 365 | 9.5365 | 0.80814 | 10 | 0.34462
63646 | 9.275 | 1 | 365 | 10.5299 | 0.80898 | 11 | 0.33885
63647 | 7 | 1 | 365 | 7.9471 | 0.00678 | 7 | 0.95385
63652 | 11.2 | 1 | 365 | 12.7153 | 0.41085 | 13 | 0.12616
63643 | 15.87 | 1 | 365 | 18.0171 | 0.4268 | 18 | 0.44395
63621 | 12.753 | 1 | 365 | 14.4784 | 0.73692 | 15 | 0.21535
63657 | 11.2 | 1 | 365 | 12.7153 | 0.41085 | 13 | 0.12616
63656 | 7.98 | 1 | 365 | 9.0597 | 0.36773 | 9 | 0.42739
63660 | 8.68 | 1 | 365 | 9.8544 | 0.76841 | 10 | 0.62278
63661 | 11.97 | 1 | 365 | 13.5895 | 0.051594 | 13 | 0.64109
63664 | 7.125 | 1 | 365 | 8.089 | 0.43547 | 8 | 0.52446
63665 | 11.73 | 1 | 365 | 13.317 | 0.2285 | 13 | 0.54553
63669 | 8.415 | 1 | 365 | 9.5535 | 0.85958 | 10 | 0.41309
63676 | 10.36 | 1 | 365 | 11.7617 | 0.53003 | 12 | 0.2917
63680 | 10.14 | 1 | 365 | 11.5119 | 0.77554 | 12 | 0.28744
63762 | 4.24 | 1 | 365 | 4.8137 | 0.54125 | 5 | 0.3549
63765 | 8.25 | 1 | 365 | 9.3662 | 0.29371 | 9 | 0.6599
63770 | 7.685 | 1 | 365 | 8.7247 | 0.35601 | 9 | 0.080765
63777 | 7.685 | 1 | 365 | 8.7247 | 0.35601 | 9 | 0.080765
63787 | 5.32 | 1 | 365 | 6.0398 | 0.24515 | 6 | 0.28493
63791 | 6.36 | 1 | 365 | 7.2205 | 0.81187 | 8 | 0.032357
63806 | 4.59 | 1 | 365 | 5.211 | 0.74159 | 5 | 0.9526
63811 | 4.08 | 1 | 365 | 4.632 | 0.99252 | 5 | 0.62453
63813 | 7.14 | 1 | 365 | 8.106 | 0.48692 | 8 | 0.59293
63894 | 10.9 | 1 | 365 | 12.3747 | 0.38199 | 12 | 0.75671
63921 | 4.845 | 1 | 365 | 5.5005 | 0.61612 | 6 | 0.11663
63922 | 5.1 | 1 | 365 | 5.79 | 0.49065 | 6 | 0.28066
63923 | 10.455 | 1 | 365 | 11.8695 | 0.85584 | 12 | 0.72536
63925 | 12.75 | 1 | 365 | 14.475 | 0.72663 | 15 | 0.20166
63927 | 13.515 | 1 | 365 | 15.3435 | 0.35023 | 15 | 0.69376
63928 | 4.08 | 1 | 365 | 4.632 | 0.99252 | 5 | 0.62453
63930 | 5.61 | 1 | 365 | 6.369 | 0.23972 | 6 | 0.60873
63933 | 6.885 | 1 | 365 | 7.8165 | 0.61238 | 8 | 0.4289
63934 | 8.06 | 1 | 365 | 9.1505 | 0.64209 | 9 | 0.79258
63936 | 5.1 | 1 | 365 | 5.79 | 0.49065 | 6 | 0.28066
63940 | 6.44 | 1 | 365 | 7.3113 | 0.086238 | 7 | 0.39754
63941 | 5.6 | 1 | 365 | 6.3577 | 0.20542 | 6 | 0.56308
63942 | 9.54 | 1 | 365 | 10.8307 | 0.71781 | 11 | 0.54854
63944 | 9.54 | 1 | 365 | 10.8307 | 0.71781 | 11 | 0.54854
63946 | 10.07 | 1 | 365 | 11.4324 | 0.53547 | 11 | 0.9679
63683 | 9.975 | 1 | 365 | 11.3246 | 0.20966 | 11 | 0.53424
63668 | 11.97 | 1 | 365 | 13.5895 | 0.051594 | 13 | 0.64109
63719 | 5.232 | 1 | 365 | 5.9399 | 0.94335 | 6 | 0.88322
63910 | 10.08 | 1 | 365 | 11.4438 | 0.56976 | 12 | 0.013547
46765 | 7.59 | 1 | 365 | 8.6169 | 0.030209 | 8 | 0.64711
43979 | 24.852 | 1 | 365 | 28.2144 | 0.23093 | 28 | 0.4453
63794 | 10.695 | 1 | 365 | 12.142 | 0.67893 | 12 | 0.82092
63857 | 6.24 | 1 | 365 | 7.0842 | 0.40033 | 7 | 0.48458
63868 | 9.81 | 1 | 365 | 11.1373 | 0.64379 | 11 | 0.78104
63870 | 2.65 | 1 | 365 | 3.0085 | 0.088281 | 3 | 0.096815
46884 | 11.34 | 1 | 365 | 12.8743 | 0.89098 | 13 | 0.76524
49796 | 8.829 | 1 | 365 | 10.0235 | 0.27941 | 10 | 0.30294
20844 | 2543.625 | 1 | 365 | 2887.7673 | 0.46368 | 2888 | 0.23097
49228 | 11.772 | 1 | 365 | 13.3647 | 0.37254 | 13 | 0.73725
49129 | 11.445 | 1 | 365 | 12.9935 | 0.25109 | 13 | 0.24455
63846 | 8.84 | 1 | 365 | 10.036 | 0.31713 | 10 | 0.35315
63847 | 5.035 | 1 | 365 | 5.7162 | 0.26773 | 5 | 0.98395
63855 | 5.72 | 1 | 365 | 6.4939 | 0.61697 | 7 | 0.11086
63878 | 4.68 | 1 | 365 | 5.3132 | 0.050247 | 5 | 0.36343
63880 | 7.8 | 1 | 365 | 8.8553 | 0.75041 | 9 | 0.60572
63884 | 13 | 1 | 365 | 14.7588 | 0.58402 | 15 | 0.34287
63887 | 9.1 | 1 | 365 | 10.3312 | 0.20881 | 10 | 0.54001
33132 | 6.12 | 1 | 365 | 6.948 | 0.98878 | 7 | 0.9368
63888 | 3.64 | 1 | 365 | 4.1325 | 0.48353 | 4 | 0.616
63890 | 2.65 | 1 | 365 | 3.0085 | 0.088281 | 3 | 0.096815
63895 | 5.886 | 1 | 365 | 6.6824 | 0.18627 | 6 | 0.86862
63897 | 10.137 | 1 | 365 | 11.5085 | 0.76525 | 12 | 0.27374
19962 | 4.59 | 1 | 365 | 5.211 | 0.74159 | 5 | 0.9526
63903 | 6.3 | 1 | 365 | 7.1524 | 0.6061 | 7 | 0.75847
63905 | 6.5 | 1 | 365 | 7.3794 | 0.29201 | 7 | 0.67143
63908 | 5.52 | 1 | 365 | 6.2668 | 0.93106 | 7 | 0.19789
63912 | 9.57 | 1 | 365 | 10.8648 | 0.8207 | 11 | 0.68548
63932 | 9.54 | 1 | 365 | 10.8307 | 0.71781 | 11 | 0.54854
63951 | 8.84 | 1 | 365 | 10.036 | 0.31713 | 10 | 0.35315
63956 | 7.848 | 1 | 365 | 8.9098 | 0.91503 | 9 | 0.82483
63959 | 11.96 | 1 | 365 | 13.5781 | 0.017298 | 13 | 0.59544
63963 | 4.94 | 1 | 365 | 5.6084 | 0.94193 | 6 | 0.55029
63964 | 13.78 | 1 | 365 | 15.6444 | 0.25906 | 15 | 0.90344
63974 | 6.24 | 1 | 365 | 7.0842 | 0.40033 | 7 | 0.48458
63984 | 2.34 | 1 | 365 | 2.6566 | 0.025124 | 2 | 0.68172
63985 | 11.985 | 1 | 365 | 13.6065 | 0.10304 | 13 | 0.70956
63991 | 7.02 | 1 | 365 | 7.9698 | 0.075371 | 8 | 0.045149
63998 | 6.095 | 1 | 365 | 6.9196 | 0.90305 | 7 | 0.82268
63999 | 6.36 | 1 | 365 | 7.2205 | 0.81187 | 8 | 0.032357
64002 | 10.5 | 1 | 365 | 11.9206 | 0.01017 | 11 | 0.93078
64007 | 8.1 | 1 | 365 | 9.1959 | 0.77927 | 9 | 0.97517
63864 | 7.92 | 1 | 365 | 8.9915 | 0.16196 | 9 | 0.1535
64021 | 7.04 | 1 | 365 | 7.9925 | 0.14396 | 8 | 0.13645
64022 | 11.22 | 1 | 365 | 12.738 | 0.47944 | 13 | 0.21746
36644 | 15.675 | 1 | 365 | 17.7958 | 0.75804 | 18 | 0.5538
64049 | 5.46 | 1 | 365 | 6.1987 | 0.72529 | 6 | 0.924
64050 | 8.7 | 1 | 365 | 9.8771 | 0.837 | 10 | 0.71407
64063 | 4.42 | 1 | 365 | 5.018 | 0.15857 | 5 | 0.17658
64070 | 4.42 | 1 | 365 | 5.018 | 0.15857 | 5 | 0.17658
64167 | 8.215 | 1 | 365 | 9.3265 | 0.17367 | 9 | 0.50013
64347 | 5.83 | 1 | 365 | 6.6188 | 0.99422 | 7 | 0.61299
64349 | 5.3 | 1 | 365 | 6.0171 | 0.17656 | 6 | 0.19363
64390 | 12.455 | 1 | 365 | 14.1401 | 0.71492 | 14 | 0.85503
64398 | 8.58 | 1 | 365 | 9.7408 | 0.42545 | 10 | 0.16629
64399 | 6.76 | 1 | 365 | 7.6746 | 0.18369 | 7 | 0.85829
64402 | 4.725 | 1 | 365 | 5.3643 | 0.20458 | 5 | 0.56885
64281 | 5.98 | 1 | 365 | 6.7891 | 0.50865 | 7 | 0.29772
52242 | 20.4 | 1 | 365 | 23.16 | 0.96262 | 24 | 0.12265
64060 | 7.2 | 1 | 365 | 8.1741 | 0.69269 | 8 | 0.86682
64061 | 3.64 | 1 | 365 | 4.1325 | 0.48353 | 4 | 0.616
63672 | 6.63 | 1 | 365 | 7.527 | 0.73785 | 8 | 0.26486
63788 | 8.96 | 1 | 365 | 10.1723 | 0.72868 | 10 | 0.90093
63795 | 5.1 | 1 | 365 | 5.79 | 0.49065 | 6 | 0.28066
63804 | 9.945 | 1 | 365 | 11.2905 | 0.10678 | 11 | 0.39729
63805 | 8.96 | 1 | 365 | 10.1723 | 0.72868 | 10 | 0.90093
63818 | 11.2 | 1 | 365 | 12.7153 | 0.41085 | 13 | 0.12616
63926 | 11.475 | 1 | 365 | 13.0275 | 0.35397 | 13 | 0.38149
63935 | 8.67 | 1 | 365 | 9.843 | 0.73411 | 10 | 0.57713
47919 | 10.98 | 1 | 365 | 12.4656 | 0.65635 | 13 | 0.1219
44861 | 6 | 1 | 365 | 6.8118 | 0.57724 | 7 | 0.38902
44629 | 5.1 | 1 | 365 | 5.79 | 0.49065 | 6 | 0.28066
44989 | 7.14 | 1 | 365 | 8.106 | 0.48692 | 8 | 0.59293
48439 | 10.175 | 1 | 365 | 11.5516 | 0.89557 | 12 | 0.44721
48704 | 11.97 | 1 | 365 | 13.5895 | 0.051594 | 13 | 0.64109
64006 | 5.865 | 1 | 365 | 6.6585 | 0.11425 | 6 | 0.77276
57070 | 5.2 | 1 | 365 | 5.9035 | 0.83361 | 6 | 0.73715
64090 | 5.88 | 1 | 365 | 6.6755 | 0.1657 | 6 | 0.84124
64202 | 4.16 | 1 | 365 | 4.7228 | 0.26689 | 4 | 0.98972
64203 | 10.71 | 1 | 365 | 12.159 | 0.73037 | 12 | 0.88939
50158 | 3.05 | 1 | 365 | 3.4627 | 0.4601 | 3 | 0.92275
51261 | 7.95 | 1 | 365 | 9.0256 | 0.26484 | 9 | 0.29045
48852 | 5.2 | 1 | 365 | 5.9035 | 0.83361 | 6 | 0.73715
49882 | 3.795 | 1 | 365 | 4.3084 | 0.015104 | 4 | 0.32355
64075 | 11.385 | 1 | 365 | 12.9253 | 0.045313 | 12 | 0.97066
64083 | 6.93 | 1 | 365 | 7.8676 | 0.76671 | 8 | 0.63431
64087 | 13.545 | 1 | 365 | 15.3776 | 0.45312 | 15 | 0.8307
64094 | 9.6 | 1 | 365 | 10.8988 | 0.92358 | 11 | 0.82243
63995 | 10.6 | 1 | 365 | 12.0341 | 0.35312 | 12 | 0.38726
64127 | 7.59 | 1 | 365 | 8.6169 | 0.030209 | 8 | 0.64711
64128 | 9.6 | 1 | 365 | 10.8988 | 0.92358 | 11 | 0.82243
64136 | 8.502 | 1 | 365 | 9.6523 | 0.15795 | 9 | 0.81024
64137 | 8.1 | 1 | 365 | 9.1959 | 0.77927 | 9 | 0.97517
64138 | 11.52 | 1 | 365 | 13.0786 | 0.5083 | 13 | 0.58691
64139 | 9.38 | 1 | 365 | 10.6491 | 0.16909 | 10 | 0.81816
64144 | 7.28 | 1 | 365 | 8.265 | 0.96705 | 9 | 0.23201
64145 | 8.32 | 1 | 365 | 9.4457 | 0.53377 | 9 | 0.97944
64151 | 9.1 | 1 | 365 | 10.3312 | 0.20881 | 10 | 0.54001
64487 | 7.98 | 1 | 365 | 9.0597 | 0.36773 | 9 | 0.42739
64165 | 9.9 | 1 | 365 | 11.2394 | 0.95245 | 12 | 0.19188
64008 | 18 | 1 | 365 | 20.4353 | 0.73172 | 21 | 0.16705
64172 | 13.734 | 1 | 365 | 15.5922 | 0.1013 | 15 | 0.69346
64004 | 31.2 | 0.9 | 365 | 31.8791 | 0.30148 | 32 | 0.18059
64110 | 11.89 | 1 | 365 | 13.4987 | 0.77723 | 14 | 0.2759
49686 | 8.505 | 1 | 365 | 9.6557 | 0.16824 | 9 | 0.82393
64190 | 12 | 1 | 365 | 13.6236 | 0.15448 | 13 | 0.77803
64193 | 4.905 | 1 | 365 | 5.5686 | 0.82189 | 6 | 0.39052
47998 | 5.7 | 1 | 365 | 6.4712 | 0.54838 | 7 | 0.019565
64214 | 11.22 | 1 | 365 | 12.738 | 0.47944 | 13 | 0.21746
64215 | 8 | 1 | 365 | 9.0824 | 0.43632 | 9 | 0.51869
64211 | 6.21 | 1 | 365 | 7.0502 | 0.29744 | 7 | 0.34763
64224 | 7.2 | 1 | 365 | 8.1741 | 0.69269 | 8 | 0.86682
64226 | 7.8 | 1 | 365 | 8.8553 | 0.75041 | 9 | 0.60572
64236 | 5.61 | 1 | 365 | 6.369 | 0.23972 | 6 | 0.60873
64238 | 6 | 1 | 365 | 6.8118 | 0.57724 | 7 | 0.38902
64245 | 4.32 | 1 | 365 | 4.9045 | 0.81561 | 5 | 0.72009
64262 | 2.28 | 1 | 365 | 2.5885 | 0.81935 | 3 | 0.40783
64263 | 6.9 | 1 | 365 | 7.8335 | 0.66383 | 8 | 0.49737
64278 | 5.985 | 1 | 365 | 6.7947 | 0.5258 | 7 | 0.32054
64286 | 5.886 | 1 | 365 | 6.6824 | 0.18627 | 6 | 0.86862
64296 | 8.215 | 1 | 365 | 9.3265 | 0.17367 | 9 | 0.50013
64300 | 5.035 | 1 | 365 | 5.7162 | 0.26773 | 5 | 0.98395
64304 | 9.12 | 1 | 365 | 10.3539 | 0.2774 | 10 | 0.6313
64306 | 5.3 | 1 | 365 | 6.0171 | 0.17656 | 6 | 0.19363
64312 | 10.8 | 1 | 365 | 12.2612 | 0.039032 | 12 | 0.30023
64314 | 10.07 | 1 | 365 | 11.4324 | 0.53547 | 11 | 0.9679
64317 | 4.48 | 1 | 365 | 5.0861 | 0.36434 | 5 | 0.45047
59587 | 13.4 | 1 | 365 | 15.213 | 0.95584 | 16 | 0.1688
60152 | 10.005 | 1 | 365 | 11.3586 | 0.31255 | 11 | 0.67118
60435 | 4.56 | 1 | 365 | 5.1769 | 0.6387 | 5 | 0.81565
64321 | 9.54 | 1 | 365 | 10.8307 | 0.71781 | 11 | 0.54854
61926 | 5.13 | 1 | 365 | 5.8241 | 0.59354 | 6 | 0.41761
64329 | 10.137 | 1 | 365 | 11.5085 | 0.76525 | 12 | 0.27374
64338 | 9.45 | 1 | 365 | 10.7285 | 0.40915 | 11 | 0.1377
62830 | 9.9 | 1 | 365 | 11.2394 | 0.95245 | 12 | 0.19188
62908 | 6.54 | 1 | 365 | 7.4248 | 0.42919 | 7 | 0.85403
64348 | 6.615 | 1 | 365 | 7.51 | 0.68641 | 8 | 0.19639
54319 | 4.55 | 1 | 365 | 5.1656 | 0.60441 | 5 | 0.77
64354 | 4.505 | 1 | 365 | 5.1145 | 0.45008 | 5 | 0.56459
64357 | 6.76 | 1 | 365 | 7.6746 | 0.18369 | 7 | 0.85829
64359 | 4.48 | 1 | 365 | 5.0861 | 0.36434 | 5 | 0.45047
64360 | 13.5 | 1 | 365 | 15.3265 | 0.29879 | 15 | 0.62529
64363 | 9.66 | 1 | 365 | 10.967 | 0.12936 | 11 | 0.096316
50830 | 8.505 | 1 | 365 | 9.6557 | 0.16824 | 9 | 0.82393
64378 | 6.89 | 1 | 365 | 7.8222 | 0.62953 | 8 | 0.45172
64380 | 7.2 | 1 | 365 | 8.1741 | 0.69269 | 8 | 0.86682
64384 | 6.9 | 1 | 365 | 7.8335 | 0.66383 | 8 | 0.49737
64386 | 6.54 | 1 | 365 | 7.4248 | 0.42919 | 7 | 0.85403
64411 | 3.18 | 1 | 365 | 3.6102 | 0.90594 | 4 | 0.51618
64419 | 7.155 | 1 | 365 | 8.123 | 0.53836 | 8 | 0.6614
64423 | 8.4 | 1 | 365 | 9.5365 | 0.80814 | 10 | 0.34462
64427 | 3.36 | 1 | 365 | 3.8146 | 0.52325 | 4 | 0.33785
64434 | 7.56 | 1 | 365 | 8.5828 | 0.92732 | 9 | 0.51016
64439 | 5.3 | 1 | 365 | 6.0171 | 0.17656 | 6 | 0.19363
64446 | 5.13 | 1 | 365 | 5.8241 | 0.59354 | 6 | 0.41761
64451 | 7.56 | 1 | 365 | 8.5828 | 0.92732 | 9 | 0.51016
64452 | 9.52 | 1 | 365 | 10.808 | 0.64922 | 11 | 0.45724
64454 | 6.72 | 1 | 365 | 7.6292 | 0.046509 | 7 | 0.6757
64455 | 10.2 | 1 | 365 | 11.58 | 0.98131 | 12 | 0.56133
64457 | 8.625 | 1 | 365 | 9.7919 | 0.57978 | 10 | 0.37171
44615 | 3.575 | 1 | 365 | 4.0587 | 0.26061 | 4 | 0.31929
64461 | 5.2 | 1 | 365 | 5.9035 | 0.83361 | 6 | 0.73715
64264 | 8.8 | 1 | 365 | 9.9906 | 0.17995 | 10 | 0.17056
40834 | 13.11 | 1 | 365 | 14.8837 | 0.96127 | 15 | 0.845
50025 | 5.49 | 1 | 365 | 6.2328 | 0.82817 | 7 | 0.06095
64488 | 9.24 | 1 | 365 | 10.4901 | 0.68895 | 11 | 0.17908
64490 | 12.19 | 1 | 365 | 13.8393 | 0.80609 | 14 | 0.64535
64499 | 11.44 | 1 | 365 | 12.9878 | 0.23394 | 13 | 0.22172
64501 | 4.68 | 1 | 365 | 5.3132 | 0.050247 | 5 | 0.36343
64459 | 8.64 | 1 | 365 | 9.809 | 0.63123 | 10 | 0.44018
64516 | 9.805 | 1 | 365 | 11.1316 | 0.62664 | 11 | 0.75822
64522 | 4.68 | 1 | 365 | 5.3132 | 0.050247 | 5 | 0.36343
64525 | 3.18 | 1 | 365 | 3.6102 | 0.90594 | 4 | 0.51618
64526 | 3.64 | 1 | 365 | 4.1325 | 0.48353 | 4 | 0.616
64527 | 3.64 | 1 | 365 | 4.1325 | 0.48353 | 4 | 0.616
64563 | 5.72 | 1 | 365 | 6.4939 | 0.61697 | 7 | 0.11086
64572 | 10.66 | 1 | 365 | 12.1023 | 0.5589 | 12 | 0.66115
64575 | 5.98 | 1 | 365 | 6.7891 | 0.50865 | 7 | 0.29772
64583 | 9.88 | 1 | 365 | 11.2167 | 0.88386 | 12 | 0.10058
64585 | 4.68 | 1 | 365 | 5.3132 | 0.050247 | 5 | 0.36343
64586 | 5.46 | 1 | 365 | 6.1987 | 0.72529 | 6 | 0.924
59719 | 4.24 | 1 | 365 | 4.8137 | 0.54125 | 5 | 0.3549
64623 | 7.54 | 1 | 365 | 8.5601 | 0.85873 | 9 | 0.41886
45554 | 11.97 | 1 | 365 | 13.5895 | 0.051594 | 13 | 0.64109
64630 | 8.58 | 1 | 365 | 9.7408 | 0.42545 | 10 | 0.16629
64634 | 6.76 | 1 | 365 | 7.6746 | 0.18369 | 7 | 0.85829
64635 | 6.38 | 1 | 365 | 7.2432 | 0.88047 | 8 | 0.12365
64636 | 5.7 | 1 | 365 | 6.4712 | 0.54838 | 7 | 0.019565
64637 | 5.04 | 1 | 365 | 5.7219 | 0.28488 | 6 | 0.0067734
49203 | 10.137 | 1 | 365 | 11.5085 | 0.76525 | 12 | 0.27374
64650 | 8.08 | 1 | 365 | 9.1732 | 0.71068 | 9 | 0.88387
64653 | 6.76 | 1 | 365 | 7.6746 | 0.18369 | 7 | 0.85829
64655 | 3.9 | 1 | 365 | 4.4277 | 0.37521 | 4 | 0.80286
64666 | 5.98 | 1 | 365 | 6.7891 | 0.50865 | 7 | 0.29772
64667 | 5.98 | 1 | 365 | 6.7891 | 0.50865 | 7 | 0.29772
40446 | 7.28 | 1 | 365 | 8.265 | 0.96705 | 9 | 0.23201
64671 | 3.465 | 1 | 365 | 3.9338 | 0.88336 | 4 | 0.81716
64672 | 3.38 | 1 | 365 | 3.8373 | 0.59185 | 4 | 0.42915
64674 | 7.56 | 1 | 365 | 8.5828 | 0.92732 | 9 | 0.51016
64676 | 8.32 | 1 | 365 | 9.4457 | 0.53377 | 9 | 0.97944
64682 | 2.6 | 1 | 365 | 2.9518 | 0.9168 | 3 | 0.86857
64684 | 8.32 | 1 | 365 | 9.4457 | 0.53377 | 9 | 0.97944
64685 | 10.4 | 1 | 365 | 11.8071 | 0.66722 | 12 | 0.47429
64686 | 11.66 | 1 | 365 | 13.2376 | 0.98844 | 14 | 0.22599
64706 | 4.08 | 1 | 365 | 4.632 | 0.99252 | 5 | 0.62453
64725 | 11.97 | 1 | 365 | 13.5895 | 0.051594 | 13 | 0.64109
64739 | 15.6 | 1 | 365 | 17.7106 | 0.50082 | 18 | 0.21144
61718 | 14.56 | 1 | 365 | 16.5299 | 0.9341 | 17 | 0.46401
61754 | 13.26 | 1 | 365 | 15.054 | 0.4757 | 15 | 0.52973
64748 | 8.1 | 1 | 365 | 9.1959 | 0.77927 | 9 | 0.97517
64749 | 3.64 | 1 | 365 | 4.1325 | 0.48353 | 4 | 0.616
64757 | 6.555 | 1 | 365 | 7.4419 | 0.48063 | 7 | 0.9225
64761 | 5.4 | 1 | 365 | 6.1306 | 0.51952 | 6 | 0.65011
64772 | 5.2 | 1 | 365 | 5.9035 | 0.83361 | 6 | 0.73715
64783 | 10.6 | 1 | 365 | 12.0341 | 0.35312 | 12 | 0.38726
64787 | 9.6 | 1 | 365 | 10.8988 | 0.92358 | 11 | 0.82243
64803 | 7.41 | 1 | 365 | 8.4125 | 0.41289 | 8 | 0.82543
64813 | 9.9 | 1 | 365 | 11.2394 | 0.95245 | 12 | 0.19188
64841 | 4.16 | 1 | 365 | 4.7228 | 0.26689 | 4 | 0.98972
64842 | 5.72 | 1 | 365 | 6.4939 | 0.61697 | 7 | 0.11086
64847 | 3.38 | 1 | 365 | 3.8373 | 0.59185 | 4 | 0.42915
64851 | 3.64 | 1 | 365 | 4.1325 | 0.48353 | 4 | 0.616
64857 | 14.79 | 1 | 365 | 16.791 | 0.7229 | 17 | 0.51392
64859 | 10.6 | 1 | 365 | 12.0341 | 0.35312 | 12 | 0.38726
64860 | 6.12 | 1 | 365 | 6.948 | 0.98878 | 7 | 0.9368
64861 | 8.215 | 1 | 365 | 9.3265 | 0.17367 | 9 | 0.50013
63392 | 12.18 | 1 | 365 | 13.8279 | 0.7718 | 14 | 0.5997
63214 | 13.26 | 1 | 365 | 15.054 | 0.4757 | 15 | 0.52973
64784 | 14.64 | 1 | 365 | 16.6207 | 0.20847 | 16 | 0.8292
64879 | 9.275 | 1 | 365 | 10.5299 | 0.80898 | 11 | 0.33885
64880 | 7.685 | 1 | 365 | 8.7247 | 0.35601 | 9 | 0.080765
64883 | 9.88 | 1 | 365 | 11.2167 | 0.88386 | 12 | 0.10058
64884 | 9.945 | 1 | 365 | 11.2905 | 0.10678 | 11 | 0.39729
64887 | 13.515 | 1 | 365 | 15.3435 | 0.35023 | 15 | 0.69376
64899 | 7.28 | 1 | 365 | 8.265 | 0.96705 | 9 | 0.23201
64915 | 13.25 | 1 | 365 | 15.0427 | 0.4414 | 15 | 0.48408
64919 | 11.7 | 1 | 365 | 13.283 | 0.12562 | 13 | 0.40858
64922 | 4.24 | 1 | 365 | 4.8137 | 0.54125 | 5 | 0.3549
64932 | 5.52 | 1 | 365 | 6.2668 | 0.93106 | 7 | 0.19789
64940 | 3.48 | 1 | 365 | 3.9508 | 0.9348 | 4 | 0.88563
64941 | 9.62 | 1 | 365 | 10.9215 | 0.99217 | 11 | 0.91372
61076 | 3.922 | 1 | 365 | 4.4526 | 0.45066 | 4 | 0.90329
62019 | 8.1 | 1 | 365 | 9.1959 | 0.77927 | 9 | 0.97517
58652 | 4.44 | 1 | 365 | 5.0407 | 0.22716 | 5 | 0.26787
64984 | 4.48 | 1 | 365 | 5.0861 | 0.36434 | 5 | 0.45047
64986 | 9.6 | 1 | 365 | 10.8988 | 0.92358 | 11 | 0.82243
64993 | 8.58 | 1 | 365 | 9.7408 | 0.42545 | 10 | 0.16629
64994 | 7.65 | 1 | 365 | 8.685 | 0.23598 | 8 | 0.921
64995 | 5.25 | 1 | 365 | 5.9603 | 0.005085 | 5 | 0.96539
64996 | 7.54 | 1 | 365 | 8.5601 | 0.85873 | 9 | 0.41886
64997 | 6.12 | 1 | 365 | 6.948 | 0.98878 | 7 | 0.9368
64998 | 13.52 | 1 | 365 | 15.3492 | 0.36738 | 15 | 0.71658
65000 | 2.6 | 1 | 365 | 2.9518 | 0.9168 | 3 | 0.86857
65002 | 5.72 | 1 | 365 | 6.4939 | 0.61697 | 7 | 0.11086
65003 | 7.155 | 1 | 365 | 8.123 | 0.53836 | 8 | 0.6614
65010 | 6.24 | 1 | 365 | 7.0842 | 0.40033 | 7 | 0.48458
65027 | 11.7 | 1 | 365 | 13.283 | 0.12562 | 13 | 0.40858
65034 | 6.76 | 1 | 365 | 7.6746 | 0.18369 | 7 | 0.85829
65039 | 6.5 | 1 | 365 | 7.3794 | 0.29201 | 7 | 0.67143
65040 | 9.62 | 1 | 365 | 10.9215 | 0.99217 | 11 | 0.91372
65044 | 6.25 | 1 | 365 | 7.0956 | 0.43462 | 7 | 0.53022
65045 | 7.02 | 1 | 365 | 7.9698 | 0.075371 | 8 | 0.045149
65047 | 13.52 | 1 | 365 | 15.3492 | 0.36738 | 15 | 0.71658
65048 | 7.02 | 1 | 365 | 7.9698 | 0.075371 | 8 | 0.045149
65049 | 3.9 | 1 | 365 | 4.4277 | 0.37521 | 4 | 0.80286
65050 | 6.72 | 1 | 365 | 7.6292 | 0.046509 | 7 | 0.6757
65053 | 7 | 1 | 365 | 7.9471 | 0.00678 | 7 | 0.95385
65055 | 8.12 | 1 | 365 | 9.2186 | 0.84786 | 10 | 0.066468
65056 | 6.375 | 1 | 365 | 7.2375 | 0.86332 | 8 | 0.10083
65058 | 8.12 | 1 | 365 | 9.2186 | 0.84786 | 10 | 0.066468
65060 | 10.2 | 1 | 365 | 11.58 | 0.98131 | 12 | 0.56133
65064 | 6.24 | 1 | 365 | 7.0842 | 0.40033 | 7 | 0.48458
50924 | 6.3 | 1 | 365 | 7.1524 | 0.6061 | 7 | 0.75847
65066 | 4.68 | 1 | 365 | 5.3132 | 0.050247 | 5 | 0.36343
65069 | 10.2 | 1 | 365 | 11.58 | 0.98131 | 12 | 0.56133
65071 | 7.155 | 1 | 365 | 8.123 | 0.53836 | 8 | 0.6614
65074 | 11.475 | 1 | 365 | 13.0275 | 0.35397 | 13 | 0.38149
65090 | 4.05 | 1 | 365 | 4.5979 | 0.88964 | 5 | 0.48759
12912 | 567.84 | 0.8 | 365 | 515.7332 | 0.94399 | 516 | 0.67718
65142 | 109.545 | 0.9 | 365 | 111.9294 | 0.12006 | 112 | 0.049464
63830 | 6.3 | 1 | 365 | 7.1524 | 0.6061 | 7 | 0.75847
33498 | 1865.43 | 0.9 | 365 | 1906.0337 | 0.81012 | 1906 | 0.84382
57565 | 29.25 | 0.9 | 365 | 29.8867 | 0.28264 | 30 | 0.16931
57542 | 46.55 | 0.9 | 365 | 47.5632 | 0.68058 | 48 | 0.2438
65286 | 7.125 | 1 | 365 | 8.089 | 0.43547 | 8 | 0.52446
65287 | 9.24 | 1 | 365 | 10.4901 | 0.68895 | 11 | 0.17908
65294 | 12.19 | 1 | 365 | 13.8393 | 0.80609 | 14 | 0.64535
65295 | 12.075 | 1 | 365 | 13.7087 | 0.4117 | 14 | 0.12039
65302 | 8.5 | 1 | 365 | 9.65 | 0.15109 | 9 | 0.80111
65308 | 3.36 | 1 | 365 | 3.8146 | 0.52325 | 4 | 0.33785
65322 | 11.6 | 1 | 365 | 13.1694 | 0.78266 | 13 | 0.9521
65323 | 11.6 | 1 | 365 | 13.1694 | 0.78266 | 13 | 0.9521
63099 | 4.16 | 1 | 365 | 4.7228 | 0.26689 | 4 | 0.98972
63102 | 4.505 | 1 | 365 | 5.1145 | 0.45008 | 5 | 0.56459
63125 | 7.155 | 1 | 365 | 8.123 | 0.53836 | 8 | 0.6614
63146 | 6.24 | 1 | 365 | 7.0842 | 0.40033 | 7 | 0.48458
63152 | 14.575 | 1 | 365 | 16.5469 | 0.98555 | 17 | 0.53248
59170 | 10.14 | 1 | 365 | 11.5119 | 0.77554 | 12 | 0.28744
63160 | 4.8 | 1 | 365 | 5.4494 | 0.46179 | 5 | 0.91121
63005 | 4.2 | 1 | 365 | 4.7682 | 0.40407 | 5 | 0.17231
63140 | 8.7 | 1 | 365 | 9.8771 | 0.837 | 10 | 0.71407
63179 | 4.505 | 1 | 365 | 5.1145 | 0.45008 | 5 | 0.56459
32283 | 5.98 | 1 | 365 | 6.7891 | 0.50865 | 7 | 0.29772
62519 | 2.915 | 1 | 365 | 3.3094 | 0.99711 | 4 | 0.3065
32257 | 4.94 | 1 | 365 | 5.6084 | 0.94193 | 6 | 0.55029
63189 | 5.72 | 1 | 365 | 6.4939 | 0.61697 | 7 | 0.11086
62826 | 12.72 | 1 | 365 | 14.441 | 0.62375 | 15 | 0.064714
63201 | 7.29 | 1 | 365 | 8.2763 | 0.0013466 | 8 | 0.27765
63217 | 8 | 1 | 365 | 9.0824 | 0.43632 | 9 | 0.51869
63218 | 10.24 | 1 | 365 | 11.6254 | 0.11849 | 11 | 0.74392
63219 | 11.825 | 1 | 365 | 13.4249 | 0.55431 | 13 | 0.97919
63221 | 7.68 | 1 | 365 | 8.7191 | 0.33887 | 9 | 0.05794
63227 | 6 | 1 | 365 | 6.8118 | 0.57724 | 7 | 0.38902
63136 | 3.78 | 1 | 365 | 4.2914 | 0.96366 | 5 | 0.25508
63157 | 3.705 | 1 | 365 | 4.2063 | 0.70645 | 4 | 0.91272
63240 | 3.99 | 1 | 365 | 4.5298 | 0.68386 | 5 | 0.2137
63131 | 6.3 | 1 | 365 | 7.1524 | 0.6061 | 7 | 0.75847
63133 | 4.725 | 1 | 365 | 5.3643 | 0.20458 | 5 | 0.56885
63248 | 6.6 | 1 | 365 | 7.493 | 0.63496 | 8 | 0.12792
47227 | 5.98 | 1 | 365 | 6.7891 | 0.50865 | 7 | 0.29772
63319 | 6.76 | 1 | 365 | 7.6746 | 0.18369 | 7 | 0.85829
63320 | 5.83 | 1 | 365 | 6.6188 | 0.99422 | 7 | 0.61299
63324 | 9.1 | 1 | 365 | 10.3312 | 0.20881 | 10 | 0.54001
63327 | 7.42 | 1 | 365 | 8.4239 | 0.44719 | 8 | 0.87108
35922 | 7.28 | 1 | 365 | 8.265 | 0.96705 | 9 | 0.23201
59418 | 5.2 | 1 | 365 | 5.9035 | 0.83361 | 6 | 0.73715
63350 | 12.455 | 1 | 365 | 14.1401 | 0.71492 | 14 | 0.85503
63352 | 4.42 | 1 | 365 | 5.018 | 0.15857 | 5 | 0.17658
52457 | 5.98 | 1 | 365 | 6.7891 | 0.50865 | 7 | 0.29772
63413 | 11 | 1 | 365 | 12.4883 | 0.72494 | 13 | 0.2132
63431 | 5.83 | 1 | 365 | 6.6188 | 0.99422 | 7 | 0.61299
63432 | 10.6 | 1 | 365 | 12.0341 | 0.35312 | 12 | 0.38726
63433 | 6.76 | 1 | 365 | 7.6746 | 0.18369 | 7 | 0.85829
59562 | 3.9 | 1 | 365 | 4.4277 | 0.37521 | 4 | 0.80286
63435 | 9.6 | 1 | 365 | 10.8988 | 0.92358 | 11 | 0.82243
58719 | 12.455 | 1 | 365 | 14.1401 | 0.71492 | 14 | 0.85503
39280 | 6.76 | 1 | 365 | 7.6746 | 0.18369 | 7 | 0.85829
56501 | 6.24 | 1 | 365 | 7.0842 | 0.40033 | 7 | 0.48458
58582 | 3.71 | 1 | 365 | 4.2119 | 0.72359 | 4 | 0.93554
63506 | 7.36 | 1 | 365 | 8.3558 | 0.24141 | 8 | 0.59719
54164 | 4.16 | 1 | 365 | 4.7228 | 0.26689 | 4 | 0.98972
54139 | 5.72 | 1 | 365 | 6.4939 | 0.61697 | 7 | 0.11086
63548 | 7.04 | 1 | 365 | 7.9925 | 0.14396 | 8 | 0.13645
63543 | 13.25 | 1 | 365 | 15.0427 | 0.4414 | 15 | 0.48408
62233 | 9.36 | 1 | 365 | 10.6264 | 0.10049 | 10 | 0.72686
52267 | 4.94 | 1 | 365 | 5.6084 | 0.94193 | 6 | 0.55029
63464 | 3.445 | 1 | 365 | 3.9111 | 0.81477 | 4 | 0.72586
62147 | 4.77 | 1 | 365 | 5.4154 | 0.35891 | 5 | 0.77427
32039 | 7.8 | 1 | 365 | 8.8553 | 0.75041 | 9 | 0.60572
47099 | 17.36 | 1 | 365 | 19.7087 | 0.53681 | 20 | 0.24555
63526 | 6.9 | 1 | 365 | 7.8335 | 0.66383 | 8 | 0.49737
62554 | 7.54 | 1 | 365 | 8.5601 | 0.85873 | 9 | 0.41886
35330 | 194.04 | 0.8 | 365 | 176.2343 | 0.37435 | 176 | 0.60862
62049 | 7.685 | 1 | 365 | 8.7247 | 0.35601 | 9 | 0.080765
61669 | 6.625 | 1 | 365 | 7.5213 | 0.7207 | 8 | 0.24204
60930 | 5.72 | 1 | 365 | 6.4939 | 0.61697 | 7 | 0.11086
57433 | 6.5 | 1 | 365 | 7.3794 | 0.29201 | 7 | 0.67143
50994 | 3.78 | 1 | 365 | 4.2914 | 0.96366 | 5 | 0.25508
30645 | 11.7 | 1 | 365 | 13.283 | 0.12562 | 13 | 0.40858
59169 | 5.98 | 1 | 365 | 6.7891 | 0.50865 | 7 | 0.29772
62788 | 10.07 | 1 | 365 | 11.4324 | 0.53547 | 11 | 0.9679
61053 | 6.93 | 1 | 365 | 7.8676 | 0.76671 | 8 | 0.63431
58840 | 3.71 | 1 | 365 | 4.2119 | 0.72359 | 4 | 0.93554
48637 | 4.16 | 1 | 365 | 4.7228 | 0.26689 | 4 | 0.98972
41183 | 8.84 | 1 | 365 | 10.036 | 0.31713 | 10 | 0.35315
50058 | 7.8 | 1 | 365 | 8.8553 | 0.75041 | 9 | 0.60572
32410 | 5.2 | 1 | 365 | 5.9035 | 0.83361 | 6 | 0.73715
63608 | 5.2 | 1 | 365 | 5.9035 | 0.83361 | 6 | 0.73715
61247 | 6.2 | 1 | 365 | 7.0388 | 0.26315 | 7 | 0.30198
62229 | 10.92 | 1 | 365 | 12.3974 | 0.45058 | 12 | 0.84801
61052 | 4.505 | 1 | 365 | 5.1145 | 0.45008 | 5 | 0.56459
61667 | 10.2 | 1 | 365 | 11.58 | 0.98131 | 12 | 0.56133
38718 | 6.24 | 1 | 365 | 7.0842 | 0.40033 | 7 | 0.48458
62103 | 7.56 | 1 | 365 | 8.5828 | 0.92732 | 9 | 0.51016
61778 | 13.26 | 1 | 365 | 15.054 | 0.4757 | 15 | 0.52973
56725 | 8.58 | 1 | 365 | 9.7408 | 0.42545 | 10 | 0.16629
62520 | 6.24 | 1 | 365 | 7.0842 | 0.40033 | 7 | 0.48458
57866 | 8.48 | 1 | 365 | 9.6273 | 0.082499 | 9 | 0.70981
55170 | 5.72 | 1 | 365 | 6.4939 | 0.61697 | 7 | 0.11086
62528 | 3.78 | 1 | 365 | 4.2914 | 0.96366 | 5 | 0.25508
59497 | 7.28 | 1 | 365 | 8.265 | 0.96705 | 9 | 0.23201
63025 | 13.53 | 1 | 365 | 15.3606 | 0.40168 | 15 | 0.76223
32033 | 4.94 | 1 | 365 | 5.6084 | 0.94193 | 6 | 0.55029
63282 | 9.805 | 1 | 365 | 11.1316 | 0.62664 | 11 | 0.75822
37789 | 7.54 | 1 | 365 | 8.5601 | 0.85873 | 9 | 0.41886
59426 | 6.5 | 1 | 365 | 7.3794 | 0.29201 | 7 | 0.67143
20727 | 323.95 | 0.8 | 365 | 294.2233 | 0.79959 | 295 | 0.022898
57982 | 5.98 | 1 | 365 | 6.7891 | 0.50865 | 7 | 0.29772
42911 | 9.62 | 1 | 365 | 10.9215 | 0.99217 | 11 | 0.91372
32529 | 7.8 | 1 | 365 | 8.8553 | 0.75041 | 9 | 0.60572
61005 | 6.5 | 1 | 365 | 7.3794 | 0.29201 | 7 | 0.67143
59574 | 7.54 | 1 | 365 | 8.5601 | 0.85873 | 9 | 0.41886
62742 | 9.54 | 1 | 365 | 10.8307 | 0.71781 | 11 | 0.54854
63286 | 4.42 | 1 | 365 | 5.018 | 0.15857 | 5 | 0.17658
32038 | 4.68 | 1 | 365 | 5.3132 | 0.050247 | 5 | 0.36343
61615 | 4.77 | 1 | 365 | 5.4154 | 0.35891 | 5 | 0.77427
57064 | 7.42 | 1 | 365 | 8.4239 | 0.44719 | 8 | 0.87108
60954 | 3.975 | 1 | 365 | 4.5128 | 0.63242 | 5 | 0.14522
57109 | 9.36 | 1 | 365 | 10.6264 | 0.10049 | 10 | 0.72686
62556 | 3.64 | 1 | 365 | 4.1325 | 0.48353 | 4 | 0.616
62944 | 13.25 | 1 | 365 | 15.0427 | 0.4414 | 15 | 0.48408
21066 | 6.24 | 1 | 365 | 7.0842 | 0.40033 | 7 | 0.48458
48706 | 7.28 | 1 | 365 | 8.265 | 0.96705 | 9 | 0.23201
63529 | 7.68 | 1 | 365 | 8.7191 | 0.33887 | 9 | 0.05794
63551 | 9.555 | 1 | 365 | 10.8478 | 0.76925 | 11 | 0.61701
63604 | 10.8 | 1 | 365 | 12.2612 | 0.039032 | 12 | 0.30023
63747 | 13.44 | 1 | 365 | 15.2584 | 0.093018 | 15 | 0.3514
63519 | 8.1 | 1 | 365 | 9.1959 | 0.77927 | 9 | 0.97517
63780 | 9.6 | 1 | 365 | 10.8988 | 0.92358 | 11 | 0.82243
63789 | 5.13 | 1 | 365 | 5.8241 | 0.59354 | 6 | 0.41761
63792 | 6.4 | 1 | 365 | 7.2659 | 0.94906 | 8 | 0.21495
63798 | 8.82 | 1 | 365 | 10.0133 | 0.24854 | 10 | 0.26185
63873 | 5.886 | 1 | 365 | 6.6824 | 0.18627 | 6 | 0.86862
62547 | 3.975 | 1 | 365 | 4.5128 | 0.63242 | 5 | 0.14522
59219 | 4.505 | 1 | 365 | 5.1145 | 0.45008 | 5 | 0.56459
63911 | 8.19 | 1 | 365 | 9.2981 | 0.087933 | 9 | 0.38601
31467 | 5.2 | 1 | 365 | 5.9035 | 0.83361 | 6 | 0.73715
23565 | 12.48 | 1 | 365 | 14.1685 | 0.80066 | 14 | 0.96915
64044 | 4.42 | 1 | 365 | 5.018 | 0.15857 | 5 | 0.17658
64130 | 13.25 | 1 | 365 | 15.0427 | 0.4414 | 15 | 0.48408
64270 | 5.2 | 1 | 365 | 5.9035 | 0.83361 | 6 | 0.73715
64271 | 5.46 | 1 | 365 | 6.1987 | 0.72529 | 6 | 0.924
64280 | 7.02 | 1 | 365 | 7.9698 | 0.075371 | 8 | 0.045149
64285 | 4.68 | 1 | 365 | 5.3132 | 0.050247 | 5 | 0.36343
64288 | 6.625 | 1 | 365 | 7.5213 | 0.7207 | 8 | 0.24204
64287 | 5.46 | 1 | 365 | 6.1987 | 0.72529 | 6 | 0.924
64293 | 6.24 | 1 | 365 | 7.0842 | 0.40033 | 7 | 0.48458
64295 | 6.625 | 1 | 365 | 7.5213 | 0.7207 | 8 | 0.24204
24166 | 7.54 | 1 | 365 | 8.5601 | 0.85873 | 9 | 0.41886
57620 | 17.68 | 1 | 365 | 20.072 | 0.63427 | 20 | 0.7063
60701 | 12.48 | 1 | 365 | 14.1685 | 0.80066 | 14 | 0.96915
56990 | 4.16 | 1 | 365 | 4.7228 | 0.26689 | 4 | 0.98972
58502 | 9.62 | 1 | 365 | 10.9215 | 0.99217 | 11 | 0.91372
58528 | 10.6 | 1 | 365 | 12.0341 | 0.35312 | 12 | 0.38726
52428 | 4.68 | 1 | 365 | 5.3132 | 0.050247 | 5 | 0.36343
64074 | 7.02 | 1 | 365 | 7.9698 | 0.075371 | 8 | 0.045149
64176 | 10.8 | 1 | 365 | 12.2612 | 0.039032 | 12 | 0.30023
64229 | 12.426 | 1 | 365 | 14.1072 | 0.61546 | 14 | 0.72265
64231 | 10.08 | 1 | 365 | 11.4438 | 0.56976 | 12 | 0.013547
64251 | 9.9 | 1 | 365 | 11.2394 | 0.95245 | 12 | 0.19188
64298 | 11.34 | 1 | 365 | 12.8743 | 0.89098 | 13 | 0.76524
64313 | 12.42 | 1 | 365 | 14.1004 | 0.59489 | 14 | 0.69526
64335 | 3.78 | 1 | 365 | 4.2914 | 0.96366 | 5 | 0.25508
64337 | 5.175 | 1 | 365 | 5.8752 | 0.74787 | 6 | 0.62303
64345 | 7.68 | 1 | 365 | 8.7191 | 0.33887 | 9 | 0.05794
64350 | 6.867 | 1 | 365 | 7.7961 | 0.55065 | 8 | 0.34673
64351 | 6.08 | 1 | 365 | 6.9026 | 0.8516 | 7 | 0.7542
64353 | 9.28 | 1 | 365 | 10.5355 | 0.82613 | 11 | 0.36168
64362 | 12.426 | 1 | 365 | 14.1072 | 0.61546 | 14 | 0.72265
64369 | 7.521 | 1 | 365 | 8.5386 | 0.79357 | 9 | 0.33213
64370 | 6.213 | 1 | 365 | 7.0536 | 0.30773 | 7 | 0.36133
64371 | 12.426 | 1 | 365 | 14.1072 | 0.61546 | 14 | 0.72265
64372 | 5.76 | 1 | 365 | 6.5393 | 0.75415 | 7 | 0.29346
64374 | 10.137 | 1 | 365 | 11.5085 | 0.76525 | 12 | 0.27374
64428 | 6.555 | 1 | 365 | 7.4419 | 0.48063 | 7 | 0.9225
64485 | 5.7 | 1 | 365 | 6.4712 | 0.54838 | 7 | 0.019565
64494 | 6.72 | 1 | 365 | 7.6292 | 0.046509 | 7 | 0.6757
64497 | 12.426 | 1 | 365 | 14.1072 | 0.61546 | 14 | 0.72265
64498 | 10.24 | 1 | 365 | 11.6254 | 0.11849 | 11 | 0.74392
64511 | 4.8 | 1 | 365 | 5.4494 | 0.46179 | 5 | 0.91121
64512 | 3.3 | 1 | 365 | 3.7465 | 0.31748 | 4 | 0.063959
64515 | 2.835 | 1 | 365 | 3.2186 | 0.72275 | 3 | 0.94131
64535 | 5.67 | 1 | 365 | 6.4371 | 0.44549 | 6 | 0.88262
64539 | 7.56 | 1 | 365 | 8.5828 | 0.92732 | 9 | 0.51016
64540 | 3.15 | 1 | 365 | 3.5762 | 0.80305 | 4 | 0.37923
64542 | 4.095 | 1 | 365 | 4.649 | 0.043966 | 4 | 0.693
64626 | 5.76 | 1 | 365 | 6.5393 | 0.75415 | 7 | 0.29346
64644 | 6.72 | 1 | 365 | 7.6292 | 0.046509 | 7 | 0.6757
64656 | 7.02 | 1 | 365 | 7.9698 | 0.075371 | 8 | 0.045149
64719 | 7.04 | 1 | 365 | 7.9925 | 0.14396 | 8 | 0.13645
64728 | 5.44 | 1 | 365 | 6.176 | 0.6567 | 6 | 0.83271
64737 | 8.84 | 1 | 365 | 10.036 | 0.31713 | 10 | 0.35315
64331 | 7.848 | 1 | 365 | 8.9098 | 0.91503 | 9 | 0.82483
64897 | 7.83 | 1 | 365 | 8.8894 | 0.8533 | 9 | 0.74267
65130 | 9 | 1 | 365 | 10.2177 | 0.86586 | 11 | 0.083524
65193 | 13.64 | 1 | 365 | 15.4854 | 0.77893 | 16 | 0.26436
65301 | 12.426 | 1 | 365 | 14.1072 | 0.61546 | 14 | 0.72265
65314 | 12.96 | 1 | 365 | 14.7134 | 0.44684 | 15 | 0.16027
65315 | 7.15 | 1 | 365 | 8.1174 | 0.52121 | 8 | 0.63858
65316 | 3.51 | 1 | 365 | 3.9849 | 0.037685 | 4 | 0.022574
62582 | 10.2 | 1 | 365 | 11.58 | 0.98131 | 12 | 0.56133
65336 | 7.848 | 1 | 365 | 8.9098 | 0.91503 | 9 | 0.82483
65350 | 11.52 | 1 | 365 | 13.0786 | 0.5083 | 13 | 0.58691
65358 | 9.81 | 1 | 365 | 11.1373 | 0.64379 | 11 | 0.78104
65367 | 14.715 | 1 | 365 | 16.7059 | 0.46568 | 17 | 0.17156
60623 | 9.805 | 1 | 365 | 11.1316 | 0.62664 | 11 | 0.75822
46544 | 24.96 | 1 | 365 | 28.337 | 0.60132 | 28 | 0.93831
62187 | 8.4 | 1 | 365 | 9.5365 | 0.80814 | 10 | 0.34462
62094 | 6.4 | 1 | 365 | 7.2659 | 0.94906 | 8 | 0.21495
59822 | 13.77 | 1 | 365 | 15.633 | 0.22477 | 15 | 0.85779
59985 | 9.62 | 1 | 365 | 10.9215 | 0.99217 | 11 | 0.91372
60377 | 9.275 | 1 | 365 | 10.5299 | 0.80898 | 11 | 0.33885
62206 | 9.1 | 1 | 365 | 10.3312 | 0.20881 | 10 | 0.54001
55941 | 6.63 | 1 | 365 | 7.527 | 0.73785 | 8 | 0.26486
61834 | 6.095 | 1 | 365 | 6.9196 | 0.90305 | 7 | 0.82268
62191 | 1.92 | 1 | 365 | 2.1798 | 0.58472 | 2 | 0.76449
61807 | 9.18 | 1 | 365 | 10.422 | 0.48318 | 10 | 0.90519
29897 | 20.4 | 1 | 365 | 23.16 | 0.96262 | 24 | 0.12265
29886 | 22.22 | 1 | 365 | 25.2263 | 0.20438 | 25 | 0.43066
61675 | 3.08 | 1 | 365 | 3.4967 | 0.56298 | 4 | 0.059695
61713 | 10.335 | 1 | 365 | 11.7333 | 0.4443 | 12 | 0.17758
61698 | 4.2 | 1 | 365 | 4.7682 | 0.40407 | 5 | 0.17231
61681 | 6.24 | 1 | 365 | 7.0842 | 0.40033 | 7 | 0.48458
48976 | 13.08 | 1 | 365 | 14.8497 | 0.85838 | 15 | 0.70805
62636 | 4.8 | 1 | 365 | 5.4494 | 0.46179 | 5 | 0.91121
62466 | 10.36 | 1 | 365 | 11.7617 | 0.53003 | 12 | 0.2917
61783 | 14.79 | 1 | 365 | 16.791 | 0.7229 | 17 | 0.51392
61794 | 10.455 | 1 | 365 | 11.8695 | 0.85584 | 12 | 0.72536
61795 | 7.395 | 1 | 365 | 8.3955 | 0.36145 | 8 | 0.75696
61910 | 27.54 | 0.9 | 365 | 28.1394 | 0.0045784 | 28 | 0.14403
61870 | 27.54 | 0.9 | 365 | 28.1394 | 0.0045784 | 28 | 0.14403
65031 | 13.26 | 1 | 365 | 15.054 | 0.4757 | 15 | 0.52973
65300 | 4.77 | 1 | 365 | 5.4154 | 0.35891 | 5 | 0.77427
62757 | 10.08 | 1 | 365 | 11.4438 | 0.56976 | 12 | 0.013547
63141 | 6.76 | 1 | 365 | 7.6746 | 0.18369 | 7 | 0.85829
63155 | 7.95 | 1 | 365 | 9.0256 | 0.26484 | 9 | 0.29045
47618 | 20.435 | 1 | 365 | 23.1998 | 0.08265 | 23 | 0.28242
63166 | 5.4 | 1 | 365 | 6.1306 | 0.51952 | 6 | 0.65011
63167 | 9.01 | 1 | 365 | 10.229 | 0.90016 | 11 | 0.12917
52377 | 2.86 | 1 | 365 | 3.2469 | 0.80848 | 4 | 0.055431
63153 | 3.9 | 1 | 365 | 4.4277 | 0.37521 | 4 | 0.80286
63151 | 9.54 | 1 | 365 | 10.8307 | 0.71781 | 11 | 0.54854
63145 | 5.72 | 1 | 365 | 6.4939 | 0.61697 | 7 | 0.11086
63143 | 3.38 | 1 | 365 | 3.8373 | 0.59185 | 4 | 0.42915
63147 | 4.77 | 1 | 365 | 5.4154 | 0.35891 | 5 | 0.77427
63149 | 6.095 | 1 | 365 | 6.9196 | 0.90305 | 7 | 0.82268
63169 | 4.24 | 1 | 365 | 4.8137 | 0.54125 | 5 | 0.3549
63170 | 4.68 | 1 | 365 | 5.3132 | 0.050247 | 5 | 0.36343
63171 | 9.88 | 1 | 365 | 11.2167 | 0.88386 | 12 | 0.10058
63173 | 7.8 | 1 | 365 | 8.8553 | 0.75041 | 9 | 0.60572
63174 | 9.01 | 1 | 365 | 10.229 | 0.90016 | 11 | 0.12917
63175 | 5.72 | 1 | 365 | 6.4939 | 0.61697 | 7 | 0.11086
63162 | 3.64 | 1 | 365 | 4.1325 | 0.48353 | 4 | 0.616
63180 | 7.685 | 1 | 365 | 8.7247 | 0.35601 | 9 | 0.080765
63183 | 4.24 | 1 | 365 | 4.8137 | 0.54125 | 5 | 0.3549
63184 | 4.76 | 1 | 365 | 5.404 | 0.32461 | 5 | 0.72862
63185 | 9.54 | 1 | 365 | 10.8307 | 0.71781 | 11 | 0.54854
63187 | 4.94 | 1 | 365 | 5.6084 | 0.94193 | 6 | 0.55029
63192 | 9.62 | 1 | 365 | 10.9215 | 0.99217 | 11 | 0.91372
63216 | 6.72 | 1 | 365 | 7.6292 | 0.046509 | 7 | 0.6757
63242 | 7.695 | 1 | 365 | 8.7361 | 0.39031 | 9 | 0.12641
63246 | 11.22 | 1 | 365 | 12.738 | 0.47944 | 13 | 0.21746
63245 | 7.42 | 1 | 365 | 8.4239 | 0.44719 | 8 | 0.87108
63257 | 9.54 | 1 | 365 | 10.8307 | 0.71781 | 11 | 0.54854
63263 | 9.805 | 1 | 365 | 11.1316 | 0.62664 | 11 | 0.75822
63272 | 9.01 | 1 | 365 | 10.229 | 0.90016 | 11 | 0.12917
63288 | 4.16 | 1 | 365 | 4.7228 | 0.26689 | 4 | 0.98972
63302 | 7.8 | 1 | 365 | 8.8553 | 0.75041 | 9 | 0.60572
63304 | 7.02 | 1 | 365 | 7.9698 | 0.075371 | 8 | 0.045149
63305 | 13.52 | 1 | 365 | 15.3492 | 0.36738 | 15 | 0.71658
63291 | 3.315 | 1 | 365 | 3.7635 | 0.36893 | 4 | 0.13243
63306 | 2.915 | 1 | 365 | 3.3094 | 0.99711 | 4 | 0.3065
63307 | 5.3 | 1 | 365 | 6.0171 | 0.17656 | 6 | 0.19363
63308 | 13.25 | 1 | 365 | 15.0427 | 0.4414 | 15 | 0.48408
62965 | 9.52 | 1 | 365 | 10.808 | 0.64922 | 11 | 0.45724
62972 | 8.1 | 1 | 365 | 9.1959 | 0.77927 | 9 | 0.97517
63212 | 11.395 | 1 | 365 | 12.9367 | 0.079608 | 13 | 0.016306
63089 | 6.625 | 1 | 365 | 7.5213 | 0.7207 | 8 | 0.24204
63035 | 4.505 | 1 | 365 | 5.1145 | 0.45008 | 5 | 0.56459
63325 | 4.77 | 1 | 365 | 5.4154 | 0.35891 | 5 | 0.77427
63331 | 13.78 | 1 | 365 | 15.6444 | 0.25906 | 15 | 0.90344
63335 | 14.04 | 1 | 365 | 15.9396 | 0.15074 | 16 | 0.090297
51608 | 5.2 | 1 | 365 | 5.9035 | 0.83361 | 6 | 0.73715
63363 | 11.475 | 1 | 365 | 13.0275 | 0.35397 | 13 | 0.38149
63368 | 3.64 | 1 | 365 | 4.1325 | 0.48353 | 4 | 0.616
63370 | 4.08 | 1 | 365 | 4.632 | 0.99252 | 5 | 0.62453
63372 | 9.69 | 1 | 365 | 11.001 | 0.23224 | 11 | 0.23326
63373 | 4.68 | 1 | 365 | 5.3132 | 0.050247 | 5 | 0.36343
63375 | 12.455 | 1 | 365 | 14.1401 | 0.71492 | 14 | 0.85503
63376 | 14.31 | 1 | 365 | 16.2461 | 0.076717 | 16 | 0.3228
63378 | 2.65 | 1 | 365 | 3.0085 | 0.088281 | 3 | 0.096815
63379 | 8.48 | 1 | 365 | 9.6273 | 0.082499 | 9 | 0.70981
63380 | 6.095 | 1 | 365 | 6.9196 | 0.90305 | 7 | 0.82268
63382 | 9.01 | 1 | 365 | 10.229 | 0.90016 | 11 | 0.12917
63387 | 11.96 | 1 | 365 | 13.5781 | 0.017298 | 13 | 0.59544
63388 | 7.42 | 1 | 365 | 8.4239 | 0.44719 | 8 | 0.87108
63398 | 7.42 | 1 | 365 | 8.4239 | 0.44719 | 8 | 0.87108
63405 | 7.8 | 1 | 365 | 8.8553 | 0.75041 | 9 | 0.60572
63409 | 3.06 | 1 | 365 | 3.474 | 0.49439 | 3 | 0.9684
63410 | 9.36 | 1 | 365 | 10.6264 | 0.10049 | 10 | 0.72686
25279 | 312.79 | 1 | 365 | 355.1092 | 0.72582 | 355 | 0.83505
20729 | 637.83 | 1 | 365 | 724.1258 | 0.4635 | 724 | 0.58935
61148 | 969.57 | 1 | 365 | 1100.7489 | 0.1791 | 1100 | 0.92804
61149 | 700.25 | 1 | 365 | 794.991 | 0.53539 | 795 | 0.52641
17966 | 966.42 | 1 | 365 | 1097.1728 | 0.37605 | 1097 | 0.54881
60710 | 373.53 | 1 | 365 | 424.0671 | 0.036076 | 424 | 0.10319
63507 | 15.4 | 1 | 365 | 17.4836 | 0.81492 | 18 | 0.29847
45965 | 3.57 | 1 | 365 | 4.053 | 0.24346 | 4 | 0.29646
63474 | 9.36 | 1 | 365 | 10.6264 | 0.10049 | 10 | 0.72686
63476 | 13.545 | 1 | 365 | 15.3776 | 0.45312 | 15 | 0.8307
63478 | 4.68 | 1 | 365 | 5.3132 | 0.050247 | 5 | 0.36343
63491 | 14.04 | 1 | 365 | 15.9396 | 0.15074 | 16 | 0.090297
63492 | 5.04 | 1 | 365 | 5.7219 | 0.28488 | 6 | 0.0067734
63489 | 7.875 | 1 | 365 | 8.9405 | 0.0076275 | 8 | 0.94808
63493 | 13.26 | 1 | 365 | 15.054 | 0.4757 | 15 | 0.52973
63494 | 11.96 | 1 | 365 | 13.5781 | 0.017298 | 13 | 0.59544
63495 | 5.2 | 1 | 365 | 5.9035 | 0.83361 | 6 | 0.73715
63497 | 3.64 | 1 | 365 | 4.1325 | 0.48353 | 4 | 0.616
63522 | 12.21 | 1 | 365 | 13.862 | 0.87468 | 14 | 0.73665
63536 | 2.65 | 1 | 365 | 3.0085 | 0.088281 | 3 | 0.096815
63540 | 4.16 | 1 | 365 | 4.7228 | 0.26689 | 4 | 0.98972
63556 | 9.54 | 1 | 365 | 10.8307 | 0.71781 | 11 | 0.54854
63560 | 5.565 | 1 | 365 | 6.3179 | 0.08539 | 6 | 0.40331
63561 | 7.28 | 1 | 365 | 8.265 | 0.96705 | 9 | 0.23201
63563 | 7.685 | 1 | 365 | 8.7247 | 0.35601 | 9 | 0.080765
63566 | 7.395 | 1 | 365 | 8.3955 | 0.36145 | 8 | 0.75696
63626 | 12.74 | 1 | 365 | 14.4637 | 0.69234 | 15 | 0.15601
63628 | 3.71 | 1 | 365 | 4.2119 | 0.72359 | 4 | 0.93554
63629 | 2.295 | 1 | 365 | 2.6055 | 0.87079 | 3 | 0.4763
63632 | 9.36 | 1 | 365 | 10.6264 | 0.10049 | 10 | 0.72686
63633 | 3.38 | 1 | 365 | 3.8373 | 0.59185 | 4 | 0.42915
63634 | 3.12 | 1 | 365 | 3.5421 | 0.70016 | 4 | 0.24229
63636 | 6.76 | 1 | 365 | 7.6746 | 0.18369 | 7 | 0.85829
63639 | 2.6 | 1 | 365 | 2.9518 | 0.9168 | 3 | 0.86857
63641 | 4.68 | 1 | 365 | 5.3132 | 0.050247 | 5 | 0.36343
63648 | 4.77 | 1 | 365 | 5.4154 | 0.35891 | 5 | 0.77427
63651 | 9.54 | 1 | 365 | 10.8307 | 0.71781 | 11 | 0.54854
63654 | 2.65 | 1 | 365 | 3.0085 | 0.088281 | 3 | 0.096815
63658 | 7.95 | 1 | 365 | 9.0256 | 0.26484 | 9 | 0.29045
63662 | 9.01 | 1 | 365 | 10.229 | 0.90016 | 11 | 0.12917
63666 | 7.8 | 1 | 365 | 8.8553 | 0.75041 | 9 | 0.60572
63675 | 9.88 | 1 | 365 | 11.2167 | 0.88386 | 12 | 0.10058
47896 | 5.98 | 1 | 365 | 6.7891 | 0.50865 | 7 | 0.29772
45999 | 7.68 | 1 | 365 | 8.7191 | 0.33887 | 9 | 0.05794
63681 | 4.94 | 1 | 365 | 5.6084 | 0.94193 | 6 | 0.55029
63684 | 7.8 | 1 | 365 | 8.8553 | 0.75041 | 9 | 0.60572
63685 | 5.72 | 1 | 365 | 6.4939 | 0.61697 | 7 | 0.11086
63688 | 7.02 | 1 | 365 | 7.9698 | 0.075371 | 8 | 0.045149
63689 | 6.5 | 1 | 365 | 7.3794 | 0.29201 | 7 | 0.67143
63693 | 4.68 | 1 | 365 | 5.3132 | 0.050247 | 5 | 0.36343
63695 | 13.26 | 1 | 365 | 15.054 | 0.4757 | 15 | 0.52973
63698 | 8.67 | 1 | 365 | 9.843 | 0.73411 | 10 | 0.57713
63700 | 5.1 | 1 | 365 | 5.79 | 0.49065 | 6 | 0.28066
63703 | 8.32 | 1 | 365 | 9.4457 | 0.53377 | 9 | 0.97944
63708 | 3.64 | 1 | 365 | 4.1325 | 0.48353 | 4 | 0.616
63713 | 3.825 | 1 | 365 | 4.3425 | 0.11799 | 4 | 0.4605
63714 | 4.59 | 1 | 365 | 5.211 | 0.74159 | 5 | 0.9526
63745 | 4.42 | 1 | 365 | 5.018 | 0.15857 | 5 | 0.17658
63748 | 3.18 | 1 | 365 | 3.6102 | 0.90594 | 4 | 0.51618
63752 | 7.685 | 1 | 365 | 8.7247 | 0.35601 | 9 | 0.080765
63754 | 3.825 | 1 | 365 | 4.3425 | 0.11799 | 4 | 0.4605
63757 | 11.18 | 1 | 365 | 12.6926 | 0.34226 | 13 | 0.034866
63759 | 11.7 | 1 | 365 | 13.283 | 0.12562 | 13 | 0.40858
63761 | 17.68 | 1 | 365 | 20.072 | 0.63427 | 20 | 0.7063
63763 | 15.6 | 1 | 365 | 17.7106 | 0.50082 | 18 | 0.21144
48598 | 3.64 | 1 | 365 | 4.1325 | 0.48353 | 4 | 0.616
63550 | 5.4 | 1 | 365 | 6.1306 | 0.51952 | 6 | 0.65011
63567 | 4.8 | 1 | 365 | 5.4494 | 0.46179 | 5 | 0.91121
63571 | 7 | 1 | 365 | 7.9471 | 0.00678 | 7 | 0.95385
63618 | 6.16 | 1 | 365 | 6.9934 | 0.12597 | 7 | 0.11939
63619 | 7.56 | 1 | 365 | 8.5828 | 0.92732 | 9 | 0.51016
63744 | 14.82 | 1 | 365 | 16.8251 | 0.82578 | 17 | 0.65087
63569 | 6.21 | 1 | 365 | 7.0502 | 0.29744 | 7 | 0.34763
63725 | 12.5 | 1 | 365 | 14.1912 | 0.86925 | 15 | 0.06045
63808 | 11.4 | 1 | 365 | 12.9424 | 0.096756 | 13 | 0.03913
63817 | 11.97 | 1 | 365 | 13.5895 | 0.051594 | 13 | 0.64109
63950 | 12.255 | 1 | 365 | 13.9131 | 0.029013 | 13 | 0.94207
63828 | 8.1 | 1 | 365 | 9.1959 | 0.77927 | 9 | 0.97517
63867 | 12 | 1 | 365 | 13.6236 | 0.15448 | 13 | 0.77803
63852 | 6.3 | 1 | 365 | 7.1524 | 0.6061 | 7 | 0.75847
63853 | 9.1 | 1 | 365 | 10.3312 | 0.20881 | 10 | 0.54001
63875 | 12.22 | 1 | 365 | 13.8733 | 0.90898 | 14 | 0.7823
63877 | 4.24 | 1 | 365 | 4.8137 | 0.54125 | 5 | 0.3549
63883 | 3.38 | 1 | 365 | 3.8373 | 0.59185 | 4 | 0.42915
63885 | 4.68 | 1 | 365 | 5.3132 | 0.050247 | 5 | 0.36343
63915 | 3.12 | 1 | 365 | 3.5421 | 0.70016 | 4 | 0.24229
63916 | 3.38 | 1 | 365 | 3.8373 | 0.59185 | 4 | 0.42915
63918 | 7.42 | 1 | 365 | 8.4239 | 0.44719 | 8 | 0.87108
63919 | 3.38 | 1 | 365 | 3.8373 | 0.59185 | 4 | 0.42915
63929 | 5.72 | 1 | 365 | 6.4939 | 0.61697 | 7 | 0.11086
63947 | 6.76 | 1 | 365 | 7.6746 | 0.18369 | 7 | 0.85829
63949 | 8.84 | 1 | 365 | 10.036 | 0.31713 | 10 | 0.35315
63970 | 4.725 | 1 | 365 | 5.3643 | 0.20458 | 5 | 0.56885
64000 | 8.265 | 1 | 365 | 9.3832 | 0.34515 | 9 | 0.72837
64001 | 10.865 | 1 | 365 | 12.335 | 0.26195 | 12 | 0.59694
64012 | 7.95 | 1 | 365 | 9.0256 | 0.26484 | 9 | 0.29045
64014 | 3.71 | 1 | 365 | 4.2119 | 0.72359 | 4 | 0.93554
64016 | 11.96 | 1 | 365 | 13.5781 | 0.017298 | 13 | 0.59544
64056 | 10.66 | 1 | 365 | 12.1023 | 0.5589 | 12 | 0.66115
64057 | 7.28 | 1 | 365 | 8.265 | 0.96705 | 9 | 0.23201
64052 | 7.395 | 1 | 365 | 8.3955 | 0.36145 | 8 | 0.75696
64162 | 8.06 | 1 | 365 | 9.1505 | 0.64209 | 9 | 0.79258
64064 | 5.1 | 1 | 365 | 5.79 | 0.49065 | 6 | 0.28066
64065 | 8.32 | 1 | 365 | 9.4457 | 0.53377 | 9 | 0.97944
64081 | 12.455 | 1 | 365 | 14.1401 | 0.71492 | 14 | 0.85503
64085 | 14.84 | 1 | 365 | 16.8478 | 0.89437 | 17 | 0.74217
64123 | 6.12 | 1 | 365 | 6.948 | 0.98878 | 7 | 0.9368
59621 | 3 | 1 | 365 | 3.4059 | 0.28862 | 3 | 0.69451
64131 | 5.035 | 1 | 365 | 5.7162 | 0.26773 | 5 | 0.98395
64133 | 7.28 | 1 | 365 | 8.265 | 0.96705 | 9 | 0.23201
64134 | 6.625 | 1 | 365 | 7.5213 | 0.7207 | 8 | 0.24204
62662 | 4.725 | 1 | 365 | 5.3643 | 0.20458 | 5 | 0.56885
64135 | 9.805 | 1 | 365 | 11.1316 | 0.62664 | 11 | 0.75822
64156 | 4.77 | 1 | 365 | 5.4154 | 0.35891 | 5 | 0.77427
64157 | 5.355 | 1 | 365 | 6.0795 | 0.36519 | 6 | 0.4447
60292 | 5.865 | 1 | 365 | 6.6585 | 0.11425 | 6 | 0.77276
64160 | 3.445 | 1 | 365 | 3.9111 | 0.81477 | 4 | 0.72586
64166 | 3.975 | 1 | 365 | 4.5128 | 0.63242 | 5 | 0.14522
64169 | 10.14 | 1 | 365 | 11.5119 | 0.77554 | 12 | 0.28744
64170 | 6.93 | 1 | 365 | 7.8676 | 0.76671 | 8 | 0.63431
64173 | 8.58 | 1 | 365 | 9.7408 | 0.42545 | 10 | 0.16629
60316 | 9.44 | 1 | 365 | 10.7172 | 0.37486 | 11 | 0.092052
64174 | 4.77 | 1 | 365 | 5.4154 | 0.35891 | 5 | 0.77427
62974 | 2.475 | 1 | 365 | 2.8099 | 0.48811 | 3 | 0.29797
47299 | 5.52 | 1 | 365 | 6.2668 | 0.93106 | 7 | 0.19789
64175 | 7.95 | 1 | 365 | 9.0256 | 0.26484 | 9 | 0.29045
49024 | 3.71 | 1 | 365 | 4.2119 | 0.72359 | 4 | 0.93554
64179 | 8.06 | 1 | 365 | 9.1505 | 0.64209 | 9 | 0.79258
64180 | 14.045 | 1 | 365 | 15.9452 | 0.16789 | 16 | 0.11312
62039 | 9.12 | 1 | 365 | 10.3539 | 0.2774 | 10 | 0.6313
64178 | 5.46 | 1 | 365 | 6.1987 | 0.72529 | 6 | 0.924
64185 | 5.3 | 1 | 365 | 6.0171 | 0.17656 | 6 | 0.19363
62242 | 6.9 | 1 | 365 | 7.8335 | 0.66383 | 8 | 0.49737
64188 | 6.5 | 1 | 365 | 7.3794 | 0.29201 | 7 | 0.67143
64191 | 10.92 | 1 | 365 | 12.3974 | 0.45058 | 12 | 0.84801
62716 | 6.6 | 1 | 365 | 7.493 | 0.63496 | 8 | 0.12792
64195 | 9.36 | 1 | 365 | 10.6264 | 0.10049 | 10 | 0.72686
62806 | 8.1 | 1 | 365 | 9.1959 | 0.77927 | 9 | 0.97517
64194 | 8.06 | 1 | 365 | 9.1505 | 0.64209 | 9 | 0.79258
64198 | 3.465 | 1 | 365 | 3.9338 | 0.88336 | 4 | 0.81716
60490 | 6.095 | 1 | 365 | 6.9196 | 0.90305 | 7 | 0.82268
64206 | 13.515 | 1 | 365 | 15.3435 | 0.35023 | 15 | 0.69376
64208 | 7.95 | 1 | 365 | 9.0256 | 0.26484 | 9 | 0.29045
60200 | 2.12 | 1 | 365 | 2.4068 | 0.27062 | 2 | 0.67745
64213 | 8.32 | 1 | 365 | 9.4457 | 0.53377 | 9 | 0.97944
64227 | 5.61 | 1 | 365 | 6.369 | 0.23972 | 6 | 0.60873
60341 | 2.08 | 1 | 365 | 2.3614 | 0.13344 | 2 | 0.49486
64232 | 5.565 | 1 | 365 | 6.3179 | 0.08539 | 6 | 0.40331
64234 | 10.14 | 1 | 365 | 11.5119 | 0.77554 | 12 | 0.28744
64239 | 8.215 | 1 | 365 | 9.3265 | 0.17367 | 9 | 0.50013
64242 | 9.88 | 1 | 365 | 11.2167 | 0.88386 | 12 | 0.10058
64244 | 2.6 | 1 | 365 | 2.9518 | 0.9168 | 3 | 0.86857
64247 | 5.2 | 1 | 365 | 5.9035 | 0.83361 | 6 | 0.73715
64249 | 3.71 | 1 | 365 | 4.2119 | 0.72359 | 4 | 0.93554
64333 | 5.46 | 1 | 365 | 6.1987 | 0.72529 | 6 | 0.924
64407 | 9.69 | 1 | 365 | 11.001 | 0.23224 | 11 | 0.23326
37964 | 4.42 | 1 | 365 | 5.018 | 0.15857 | 5 | 0.17658
50766 | 6.89 | 1 | 365 | 7.8222 | 0.62953 | 8 | 0.45172
58215 | 9.1 | 1 | 365 | 10.3312 | 0.20881 | 10 | 0.54001
49777 | 17.225 | 1 | 365 | 19.5555 | 0.073827 | 19 | 0.6293
58005 | 5.3 | 1 | 365 | 6.0171 | 0.17656 | 6 | 0.19363
48530 | 10.6 | 1 | 365 | 12.0341 | 0.35312 | 12 | 0.38726
64102 | 11.772 | 1 | 365 | 13.3647 | 0.37254 | 13 | 0.73725
64120 | 6.5 | 1 | 365 | 7.3794 | 0.29201 | 7 | 0.67143
64093 | 6.84 | 1 | 365 | 7.7654 | 0.45805 | 8 | 0.22348
64252 | 7.8 | 1 | 365 | 8.8553 | 0.75041 | 9 | 0.60572
64261 | 13.5 | 1 | 365 | 15.3265 | 0.29879 | 15 | 0.62529
63295 | 7.95 | 1 | 365 | 9.0256 | 0.26484 | 9 | 0.29045
64289 | 11.13 | 1 | 365 | 12.6358 | 0.17078 | 12 | 0.80662
64368 | 4.5 | 1 | 365 | 5.1088 | 0.43293 | 5 | 0.54176
64115 | 6.84 | 1 | 365 | 7.7654 | 0.45805 | 8 | 0.22348
64377 | 5.886 | 1 | 365 | 6.6824 | 0.18627 | 6 | 0.86862
64393 | 9.425 | 1 | 365 | 10.7002 | 0.32341 | 11 | 0.023579
64255 | 8.4 | 1 | 365 | 9.5365 | 0.80814 | 10 | 0.34462
64395 | 3.924 | 1 | 365 | 4.4549 | 0.45751 | 4 | 0.91242
64414 | 3.71 | 1 | 365 | 4.2119 | 0.72359 | 4 | 0.93554
64425 | 2.385 | 1 | 365 | 2.7077 | 0.17945 | 2 | 0.88713
64450 | 4.845 | 1 | 365 | 5.5005 | 0.61612 | 6 | 0.11663
64462 | 3.36 | 1 | 365 | 3.8146 | 0.52325 | 4 | 0.33785
64505 | 9 | 1 | 365 | 10.2177 | 0.86586 | 11 | 0.083524
64513 | 6 | 1 | 365 | 6.8118 | 0.57724 | 7 | 0.38902
56953 | 18.555 | 1 | 365 | 21.0654 | 0.63511 | 21 | 0.70053
64518 | 8.84 | 1 | 365 | 10.036 | 0.31713 | 10 | 0.35315
64524 | 6.5 | 1 | 365 | 7.3794 | 0.29201 | 7 | 0.67143
64523 | 11.34 | 1 | 365 | 12.8743 | 0.89098 | 13 | 0.76524
64528 | 7.42 | 1 | 365 | 8.4239 | 0.44719 | 8 | 0.87108
64537 | 6.36 | 1 | 365 | 7.2205 | 0.81187 | 8 | 0.032357
64550 | 8.58 | 1 | 365 | 9.7408 | 0.42545 | 10 | 0.16629
64554 | 7.54 | 1 | 365 | 8.5601 | 0.85873 | 9 | 0.41886
64073 | 7.125 | 1 | 365 | 8.089 | 0.43547 | 8 | 0.52446
64566 | 9.54 | 1 | 365 | 10.8307 | 0.71781 | 11 | 0.54854
64569 | 4.68 | 1 | 365 | 5.3132 | 0.050247 | 5 | 0.36343
64577 | 4.095 | 1 | 365 | 4.649 | 0.043966 | 4 | 0.693
64578 | 7.875 | 1 | 365 | 8.9405 | 0.0076275 | 8 | 0.94808
38030 | 7.54 | 1 | 365 | 8.5601 | 0.85873 | 9 | 0.41886
64582 | 6.76 | 1 | 365 | 7.6746 | 0.18369 | 7 | 0.85829
64587 | 7.155 | 1 | 365 | 8.123 | 0.53836 | 8 | 0.6614
64589 | 2.65 | 1 | 365 | 3.0085 | 0.088281 | 3 | 0.096815
64592 | 8.84 | 1 | 365 | 10.036 | 0.31713 | 10 | 0.35315
64591 | 4.41 | 1 | 365 | 5.0067 | 0.12427 | 5 | 0.13093
60188 | 4.16 | 1 | 365 | 4.7228 | 0.26689 | 4 | 0.98972
64601 | 9.88 | 1 | 365 | 11.2167 | 0.88386 | 12 | 0.10058
64603 | 5.83 | 1 | 365 | 6.6188 | 0.99422 | 7 | 0.61299
64605 | 4.59 | 1 | 365 | 5.211 | 0.74159 | 5 | 0.9526
64617 | 3.15 | 1 | 365 | 3.5762 | 0.80305 | 4 | 0.37923
64618 | 8.58 | 1 | 365 | 9.7408 | 0.42545 | 10 | 0.16629
64622 | 4.505 | 1 | 365 | 5.1145 | 0.45008 | 5 | 0.56459
64624 | 4.14 | 1 | 365 | 4.7001 | 0.1983 | 4 | 0.89842
64627 | 7.95 | 1 | 365 | 9.0256 | 0.26484 | 9 | 0.29045
64628 | 4.24 | 1 | 365 | 4.8137 | 0.54125 | 5 | 0.3549
64632 | 4.505 | 1 | 365 | 5.1145 | 0.45008 | 5 | 0.56459
64631 | 9.12 | 1 | 365 | 10.3539 | 0.2774 | 10 | 0.6313
64633 | 6.6 | 1 | 365 | 7.493 | 0.63496 | 8 | 0.12792
64639 | 6.89 | 1 | 365 | 7.8222 | 0.62953 | 8 | 0.45172
64647 | 12 | 1 | 365 | 13.6236 | 0.15448 | 13 | 0.77803
64649 | 8.215 | 1 | 365 | 9.3265 | 0.17367 | 9 | 0.50013
64651 | 9.12 | 1 | 365 | 10.3539 | 0.2774 | 10 | 0.6313
64664 | 12.19 | 1 | 365 | 13.8393 | 0.80609 | 14 | 0.64535
64680 | 6.625 | 1 | 365 | 7.5213 | 0.7207 | 8 | 0.24204
64681 | 12 | 1 | 365 | 13.6236 | 0.15448 | 13 | 0.77803
64740 | 5.4 | 1 | 365 | 6.1306 | 0.51952 | 6 | 0.65011
48254 | 11.4 | 1 | 365 | 12.9424 | 0.096756 | 13 | 0.03913
64753 | 7.685 | 1 | 365 | 8.7247 | 0.35601 | 9 | 0.080765
64773 | 7.41 | 1 | 365 | 8.4125 | 0.41289 | 8 | 0.82543
64775 | 6.93 | 1 | 365 | 7.8676 | 0.76671 | 8 | 0.63431
64776 | 3.15 | 1 | 365 | 3.5762 | 0.80305 | 4 | 0.37923
64798 | 13.11 | 1 | 365 | 14.8837 | 0.96127 | 15 | 0.845
61948 | 8.97 | 1 | 365 | 10.1836 | 0.76297 | 10 | 0.94658
64827 | 7.28 | 1 | 365 | 8.265 | 0.96705 | 9 | 0.23201
64829 | 4.59 | 1 | 365 | 5.211 | 0.74159 | 5 | 0.9526
64849 | 4.77 | 1 | 365 | 5.4154 | 0.35891 | 5 | 0.77427
64903 | 5.44 | 1 | 365 | 6.176 | 0.6567 | 6 | 0.83271
64913 | 3.705 | 1 | 365 | 4.2063 | 0.70645 | 4 | 0.91272
64916 | 4.275 | 1 | 365 | 4.8534 | 0.66128 | 5 | 0.51467
64918 | 3.99 | 1 | 365 | 4.5298 | 0.68386 | 5 | 0.2137
64923 | 6.24 | 1 | 365 | 7.0842 | 0.40033 | 7 | 0.48458
64147 | 7.95 | 1 | 365 | 9.0256 | 0.26484 | 9 | 0.29045
64931 | 9.69 | 1 | 365 | 11.001 | 0.23224 | 11 | 0.23326
64933 | 10.07 | 1 | 365 | 11.4324 | 0.53547 | 11 | 0.9679
64945 | 4.56 | 1 | 365 | 5.1769 | 0.6387 | 5 | 0.81565
64948 | 5.7 | 1 | 365 | 6.4712 | 0.54838 | 7 | 0.019565
65026 | 7.695 | 1 | 365 | 8.7361 | 0.39031 | 9 | 0.12641
65028 | 13.395 | 1 | 365 | 15.2073 | 0.93869 | 16 | 0.14598
65033 | 10.545 | 1 | 365 | 11.9717 | 0.1645 | 12 | 0.1362
64999 | 5.1 | 1 | 365 | 5.79 | 0.49065 | 6 | 0.28066
65001 | 6.3 | 1 | 365 | 7.1524 | 0.6061 | 7 | 0.75847
65004 | 7.2 | 1 | 365 | 8.1741 | 0.69269 | 8 | 0.86682
65009 | 4.5 | 1 | 365 | 5.1088 | 0.43293 | 5 | 0.54176
65035 | 3.71 | 1 | 365 | 4.2119 | 0.72359 | 4 | 0.93554
65036 | 11.13 | 1 | 365 | 12.6358 | 0.17078 | 12 | 0.80662
65037 | 8.265 | 1 | 365 | 9.3832 | 0.34515 | 9 | 0.72837
65038 | 5.035 | 1 | 365 | 5.7162 | 0.26773 | 5 | 0.98395
64580 | 7.04 | 1 | 365 | 7.9925 | 0.14396 | 8 | 0.13645
65073 | 4.16 | 1 | 365 | 4.7228 | 0.26689 | 4 | 0.98972
65083 | 9.62 | 1 | 365 | 10.9215 | 0.99217 | 11 | 0.91372
65089 | 6.36 | 1 | 365 | 7.2205 | 0.81187 | 8 | 0.032357
34324 | 392.04 | 0.9 | 365 | 400.5733 | 0.065175 | 400 | 0.63847
65091 | 7.155 | 1 | 365 | 8.123 | 0.53836 | 8 | 0.6614
65092 | 2.6 | 1 | 365 | 2.9518 | 0.9168 | 3 | 0.86857
65094 | 3.18 | 1 | 365 | 3.6102 | 0.90594 | 4 | 0.51618
64909 | 6.84 | 1 | 365 | 7.7654 | 0.45805 | 8 | 0.22348
48410 | 24.255 | 1 | 365 | 27.5366 | 0.18349 | 27 | 0.7201
65098 | 5.72 | 1 | 365 | 6.4939 | 0.61697 | 7 | 0.11086
65102 | 9.28 | 1 | 365 | 10.5355 | 0.82613 | 11 | 0.36168
65104 | 6.5 | 1 | 365 | 7.3794 | 0.29201 | 7 | 0.67143
65105 | 12.19 | 1 | 365 | 13.8393 | 0.80609 | 14 | 0.64535
65103 | 8.67 | 1 | 365 | 9.843 | 0.73411 | 10 | 0.57713
65106 | 11.925 | 1 | 365 | 13.5384 | 0.89726 | 14 | 0.43567
65107 | 7.95 | 1 | 365 | 9.0256 | 0.26484 | 9 | 0.29045
65108 | 2.85 | 1 | 365 | 3.2356 | 0.77419 | 4 | 0.0097826
65109 | 4.845 | 1 | 365 | 5.5005 | 0.61612 | 6 | 0.11663
65111 | 6.24 | 1 | 365 | 7.0842 | 0.40033 | 7 | 0.48458
65113 | 10.4 | 1 | 365 | 11.8071 | 0.66722 | 12 | 0.47429
65131 | 10.545 | 1 | 365 | 11.9717 | 0.1645 | 12 | 0.1362
65135 | 2.86 | 1 | 365 | 3.2469 | 0.80848 | 4 | 0.055431
63872 | 29.76 | 0.9 | 365 | 30.4078 | 0.8568 | 31 | 0.26457
65140 | 8.58 | 1 | 365 | 9.7408 | 0.42545 | 10 | 0.16629
63824 | 6.3 | 1 | 365 | 7.1524 | 0.6061 | 7 | 0.75847
65202 | 2.55 | 1 | 365 | 2.895 | 0.74533 | 3 | 0.64033
65203 | 4.08 | 1 | 365 | 4.632 | 0.99252 | 5 | 0.62453
65206 | 4.2 | 1 | 365 | 4.7682 | 0.40407 | 5 | 0.17231
65215 | 13.5 | 1 | 365 | 15.3265 | 0.29879 | 15 | 0.62529
65214 | 8.84 | 1 | 365 | 10.036 | 0.31713 | 10 | 0.35315
63842 | 7.56 | 1 | 365 | 8.5828 | 0.92732 | 9 | 0.51016
63845 | 11.34 | 1 | 365 | 12.8743 | 0.89098 | 13 | 0.76524
65394 | 4.77 | 1 | 365 | 5.4154 | 0.35891 | 5 | 0.77427
37301 | 598.5 | 0.9 | 365 | 611.5272 | 0.32172 | 611 | 0.84891
65221 | 3.9 | 1 | 365 | 4.4277 | 0.37521 | 4 | 0.80286
65227 | 6.095 | 1 | 365 | 6.9196 | 0.90305 | 7 | 0.82268
65239 | 6.625 | 1 | 365 | 7.5213 | 0.7207 | 8 | 0.24204
65281 | 12 | 1 | 365 | 13.6236 | 0.15448 | 13 | 0.77803
65324 | 6.4 | 1 | 365 | 7.2659 | 0.94906 | 8 | 0.21495
65333 | 15.3 | 1 | 365 | 17.37 | 0.47196 | 17 | 0.84199
65349 | 7.685 | 1 | 365 | 8.7247 | 0.35601 | 9 | 0.080765
65356 | 5.83 | 1 | 365 | 6.6188 | 0.99422 | 7 | 0.61299
65368 | 4.77 | 1 | 365 | 5.4154 | 0.35891 | 5 | 0.77427
65369 | 6.63 | 1 | 365 | 7.527 | 0.73785 | 8 | 0.26486
65376 | 7.685 | 1 | 365 | 8.7247 | 0.35601 | 9 | 0.080765
65374 | 5.4 | 1 | 365 | 6.1306 | 0.51952 | 6 | 0.65011
65379 | 5.83 | 1 | 365 | 6.6188 | 0.99422 | 7 | 0.61299
65385 | 9.135 | 1 | 365 | 10.3709 | 0.32885 | 10 | 0.69978
65388 | 6.3 | 1 | 365 | 7.1524 | 0.6061 | 7 | 0.75847
63054 | 5.83 | 1 | 365 | 6.6188 | 0.99422 | 7 | 0.61299
63060 | 7.95 | 1 | 365 | 9.0256 | 0.26484 | 9 | 0.29045
63062 | 10.92 | 1 | 365 | 12.3974 | 0.45058 | 12 | 0.84801
63066 | 4.42 | 1 | 365 | 5.018 | 0.15857 | 5 | 0.17658
63067 | 5.2 | 1 | 365 | 5.9035 | 0.83361 | 6 | 0.73715
63080 | 10.6 | 1 | 365 | 12.0341 | 0.35312 | 12 | 0.38726
63076 | 14.025 | 1 | 365 | 15.9225 | 0.099299 | 16 | 0.021825
63082 | 5.1 | 1 | 365 | 5.79 | 0.49065 | 6 | 0.28066
63085 | 8.58 | 1 | 365 | 9.7408 | 0.42545 | 10 | 0.16629
63095 | 5.72 | 1 | 365 | 6.4939 | 0.61697 | 7 | 0.11086
63113 | 11.925 | 1 | 365 | 13.5384 | 0.89726 | 14 | 0.43567
63199 | 6.9 | 1 | 365 | 7.8335 | 0.66383 | 8 | 0.49737
63211 | 6.6 | 1 | 365 | 7.493 | 0.63496 | 8 | 0.12792
63223 | 4.2 | 1 | 365 | 4.7682 | 0.40407 | 5 | 0.17231
63284 | 4.8 | 1 | 365 | 5.4494 | 0.46179 | 5 | 0.91121
62031 | 10.2 | 1 | 365 | 11.58 | 0.98131 | 12 | 0.56133
60962 | 8.82 | 1 | 365 | 10.0133 | 0.24854 | 10 | 0.26185
63303 | 18 | 1 | 365 | 20.4353 | 0.73172 | 21 | 0.16705
63402 | 7.5 | 1 | 365 | 8.5147 | 0.72155 | 9 | 0.23627
63407 | 6.9 | 1 | 365 | 7.8335 | 0.66383 | 8 | 0.49737
63408 | 3.71 | 1 | 365 | 4.2119 | 0.72359 | 4 | 0.93554
63225 | 8.4 | 1 | 365 | 9.5365 | 0.80814 | 10 | 0.34462
63442 | 8.32 | 1 | 365 | 9.4457 | 0.53377 | 9 | 0.97944
63205 | 12 | 1 | 365 | 13.6236 | 0.15448 | 13 | 0.77803
63500 | 8.1 | 1 | 365 | 9.1959 | 0.77927 | 9 | 0.97517
63518 | 5.4 | 1 | 365 | 6.1306 | 0.51952 | 6 | 0.65011
26472 | 1827.9 | 1 | 365 | 2075.2076 | 0.85617 | 2076 | 0.063724
26482 | 1624.8 | 1 | 365 | 1844.6289 | 0.31659 | 1844 | 0.94553
63532 | 6.095 | 1 | 365 | 6.9196 | 0.90305 | 7 | 0.82268
63667 | 12.19 | 1 | 365 | 13.8393 | 0.80609 | 14 | 0.64535
63615 | 9.975 | 1 | 365 | 11.3246 | 0.20966 | 11 | 0.53424
34600 | 302.4 | 0.9 | 365 | 308.9822 | 0.38361 | 309 | 0.36577
63892 | 200.88 | 0.9 | 365 | 205.2524 | 0.033396 | 205 | 0.28583
51829 | 187.86 | 0.9 | 365 | 191.949 | 0.84605 | 192 | 0.79508
63581 | 11.34 | 1 | 365 | 12.8743 | 0.89098 | 13 | 0.76524
63584 | 12.6 | 1 | 365 | 14.3047 | 0.2122 | 14 | 0.51693
63585 | 15 | 1 | 365 | 17.0294 | 0.4431 | 17 | 0.47254
63586 | 7.8 | 1 | 365 | 8.8553 | 0.75041 | 9 | 0.60572
63589 | 7.5 | 1 | 365 | 8.5147 | 0.72155 | 9 | 0.23627
63591 | 11.025 | 1 | 365 | 12.5166 | 0.81068 | 13 | 0.32732
63592 | 9.6 | 1 | 365 | 10.8988 | 0.92358 | 11 | 0.82243
63593 | 14.1 | 1 | 365 | 16.0077 | 0.35651 | 16 | 0.36419
63594 | 14.1 | 1 | 365 | 16.0077 | 0.35651 | 16 | 0.36419
63595 | 8.82 | 1 | 365 | 10.0133 | 0.24854 | 10 | 0.26185
63596 | 3.3 | 1 | 365 | 3.7465 | 0.31748 | 4 | 0.063959
63715 | 6.6 | 1 | 365 | 7.493 | 0.63496 | 8 | 0.12792
63728 | 9.3 | 1 | 365 | 10.5583 | 0.89472 | 11 | 0.45297
63772 | 4.8 | 1 | 365 | 5.4494 | 0.46179 | 5 | 0.91121
63776 | 14.49 | 1 | 365 | 16.4504 | 0.69403 | 17 | 0.14447
63674 | 3.71 | 1 | 365 | 4.2119 | 0.72359 | 4 | 0.93554
63771 | 7.95 | 1 | 365 | 9.0256 | 0.26484 | 9 | 0.29045
35160 | 151.2 | 0.9 | 365 | 154.4911 | 0.6918 | 155 | 0.18288
35138 | 212.04 | 0.9 | 365 | 216.6553 | 0.4797 | 217 | 0.13504
63909 | 143.64 | 0.9 | 365 | 146.7665 | 0.35721 | 147 | 0.12374
34799 | 128.44 | 0.9 | 365 | 131.2357 | 0.44111 | 131 | 0.67678
34780 | 88.35 | 0.9 | 365 | 90.2731 | 0.69987 | 90 | 0.97293
35149 | 87.36 | 0.9 | 365 | 89.2615 | 0.64415 | 89 | 0.90567
35250 | 85.05 | 0.9 | 365 | 86.9012 | 0.51414 | 87 | 0.41537
34618 | 75.64 | 0.9 | 365 | 77.2864 | 0.46937 | 77 | 0.75578
39968 | 6.325 | 1 | 365 | 7.1807 | 0.69184 | 7 | 0.87259
63816 | 6.6 | 1 | 365 | 7.493 | 0.63496 | 8 | 0.12792
63837 | 9.765 | 1 | 365 | 11.0862 | 0.48946 | 11 | 0.57562
63843 | 12 | 1 | 365 | 13.6236 | 0.15448 | 13 | 0.77803
47806 | 24.96 | 1 | 365 | 28.337 | 0.60132 | 28 | 0.93831
34558 | 60.495 | 0.9 | 365 | 61.8118 | 0.72302 | 62 | 0.53478
63900 | 8.7 | 1 | 365 | 9.8771 | 0.837 | 10 | 0.71407
47275 | 10.8 | 1 | 365 | 12.2612 | 0.039032 | 12 | 0.30023
63590 | 11.025 | 1 | 365 | 12.5166 | 0.81068 | 13 | 0.32732
63106 | 3.924 | 1 | 365 | 4.4549 | 0.45751 | 4 | 0.91242
62091 | 6.875 | 1 | 365 | 7.8052 | 0.57809 | 8 | 0.38325
26685 | 2179.3 | 0.9 | 365 | 2226.7355 | 0.59687 | 2227 | 0.33239
35100 | 74.4 | 0.9 | 365 | 76.0194 | 0.642 | 76 | 0.66142
62715 | 5.4 | 1 | 365 | 6.1306 | 0.51952 | 6 | 0.65011
35249 | 64.79 | 0.9 | 365 | 66.2002 | 0.97991 | 67 | 0.18015
63863 | 23.94 | 1 | 365 | 27.179 | 0.10319 | 27 | 0.28217
45447 | 24.255 | 1 | 365 | 27.5366 | 0.18349 | 27 | 0.7201
64220 | 5.1 | 1 | 365 | 5.79 | 0.49065 | 6 | 0.28066
35168 | 70.98 | 0.9 | 365 | 72.525 | 0.085874 | 72 | 0.61085
44550 | 30.24 | 0.9 | 365 | 30.8982 | 0.33836 | 31 | 0.23658
61237 | 9.72 | 1 | 365 | 11.0351 | 0.33513 | 11 | 0.37021
64292 | 5.7 | 1 | 365 | 6.4712 | 0.54838 | 7 | 0.019565
37709 | 24.885 | 1 | 365 | 28.2518 | 0.3441 | 28 | 0.59594
64468 | 5.565 | 1 | 365 | 6.3179 | 0.08539 | 6 | 0.40331
64478 | 9.54 | 1 | 365 | 10.8307 | 0.71781 | 11 | 0.54854
64416 | 3.71 | 1 | 365 | 4.2119 | 0.72359 | 4 | 0.93554
64279 | 5.035 | 1 | 365 | 5.7162 | 0.26773 | 5 | 0.98395
48617 | 4.2 | 1 | 365 | 4.7682 | 0.40407 | 5 | 0.17231
64080 | 8.7 | 1 | 365 | 9.8771 | 0.837 | 10 | 0.71407
64581 | 6.3 | 1 | 365 | 7.1524 | 0.6061 | 7 | 0.75847
64594 | 6.9 | 1 | 365 | 7.8335 | 0.66383 | 8 | 0.49737
64597 | 8.1 | 1 | 365 | 9.1959 | 0.77927 | 9 | 0.97517
64613 | 4.5 | 1 | 365 | 5.1088 | 0.43293 | 5 | 0.54176
64665 | 6.625 | 1 | 365 | 7.5213 | 0.7207 | 8 | 0.24204
64692 | 7.2 | 1 | 365 | 8.1741 | 0.69269 | 8 | 0.86682
64693 | 12 | 1 | 365 | 13.6236 | 0.15448 | 13 | 0.77803
64432 | 15.3 | 1 | 365 | 17.37 | 0.47196 | 17 | 0.84199
64707 | 10.865 | 1 | 365 | 12.335 | 0.26195 | 12 | 0.59694
64710 | 12.985 | 1 | 365 | 14.7418 | 0.53258 | 15 | 0.2744
64717 | 4.8 | 1 | 365 | 5.4494 | 0.46179 | 5 | 0.91121
64723 | 6.625 | 1 | 365 | 7.5213 | 0.7207 | 8 | 0.24204
64727 | 4.77 | 1 | 365 | 5.4154 | 0.35891 | 5 | 0.77427
64729 | 7.42 | 1 | 365 | 8.4239 | 0.44719 | 8 | 0.87108
64731 | 6.625 | 1 | 365 | 7.5213 | 0.7207 | 8 | 0.24204
64732 | 8.215 | 1 | 365 | 9.3265 | 0.17367 | 9 | 0.50013
60170 | 11.395 | 1 | 365 | 12.9367 | 0.079608 | 13 | 0.016306
51712 | 107.73 | 0.9 | 365 | 110.0749 | 0.51791 | 110 | 0.5928
44918 | 50.73 | 0.9 | 365 | 51.8342 | 0.58251 | 52 | 0.41672
64779 | 5.4 | 1 | 365 | 6.1306 | 0.51952 | 6 | 0.65011
64785 | 15.68 | 1 | 365 | 17.8014 | 0.77519 | 18 | 0.57663
64816 | 27 | 0.9 | 365 | 27.5877 | 0.33782 | 27 | 0.92551
64855 | 12 | 1 | 365 | 13.6236 | 0.15448 | 13 | 0.77803
64876 | 9.24 | 1 | 365 | 10.4901 | 0.68895 | 11 | 0.17908
64291 | 6.9 | 1 | 365 | 7.8335 | 0.66383 | 8 | 0.49737
64895 | 6.9 | 1 | 365 | 7.8335 | 0.66383 | 8 | 0.49737
47990 | 15.105 | 1 | 365 | 17.1486 | 0.8032 | 17 | 0.95185
64722 | 9.805 | 1 | 365 | 11.1316 | 0.62664 | 11 | 0.75822
64907 | 5.035 | 1 | 365 | 5.7162 | 0.26773 | 5 | 0.98395
63706 | 15.18 | 1 | 365 | 17.2338 | 0.060417 | 17 | 0.29421
64925 | 16.38 | 1 | 365 | 18.5961 | 0.17587 | 18 | 0.77201
64928 | 9.8 | 1 | 365 | 11.1259 | 0.60949 | 11 | 0.73539
64950 | 9.72 | 1 | 365 | 11.0351 | 0.33513 | 11 | 0.37021
64543 | 45.885 | 0.9 | 365 | 46.8838 | 0.628 | 47 | 0.51175
65052 | 8.12 | 1 | 365 | 9.2186 | 0.84786 | 10 | 0.066468
46398 | 5.985 | 1 | 365 | 6.7947 | 0.5258 | 7 | 0.32054
65133 | 4.95 | 1 | 365 | 5.6197 | 0.97622 | 6 | 0.59594
65136 | 5.232 | 1 | 365 | 5.9399 | 0.94335 | 6 | 0.88322
54144 | 13.08 | 1 | 365 | 14.8497 | 0.85838 | 15 | 0.70805
65051 | 11.2 | 1 | 365 | 12.7153 | 0.41085 | 13 | 0.12616
65268 | 4.56 | 1 | 365 | 5.1769 | 0.6387 | 5 | 0.81565
58622 | 12.753 | 1 | 365 | 14.4784 | 0.73692 | 15 | 0.21535
58620 | 11.04 | 1 | 365 | 12.5337 | 0.86212 | 13 | 0.39579
65284 | 6.12 | 1 | 365 | 6.948 | 0.98878 | 7 | 0.9368
65285 | 7.56 | 1 | 365 | 8.5828 | 0.92732 | 9 | 0.51016
65289 | 11.2 | 1 | 365 | 12.7153 | 0.41085 | 13 | 0.12616
65291 | 7.95 | 1 | 365 | 9.0256 | 0.26484 | 9 | 0.29045
65296 | 9.1 | 1 | 365 | 10.3312 | 0.20881 | 10 | 0.54001
65303 | 6.867 | 1 | 365 | 7.7961 | 0.55065 | 8 | 0.34673
65318 | 9.38 | 1 | 365 | 10.6491 | 0.16909 | 10 | 0.81816
65320 | 4.96 | 1 | 365 | 5.6311 | 0.010518 | 5 | 0.64159
65321 | 6.63 | 1 | 365 | 7.527 | 0.73785 | 8 | 0.26486
65331 | 6 | 1 | 365 | 6.8118 | 0.57724 | 7 | 0.38902
65332 | 12.6 | 1 | 365 | 14.3047 | 0.2122 | 14 | 0.51693
63055 | 10.07 | 1 | 365 | 11.4324 | 0.53547 | 11 | 0.9679
63096 | 11.2 | 1 | 365 | 12.7153 | 0.41085 | 13 | 0.12616
63098 | 8.32 | 1 | 365 | 9.4457 | 0.53377 | 9 | 0.97944
63104 | 5.04 | 1 | 365 | 5.7219 | 0.28488 | 6 | 0.0067734
63103 | 7.29 | 1 | 365 | 8.2763 | 0.0013466 | 8 | 0.27765
63107 | 6.625 | 1 | 365 | 7.5213 | 0.7207 | 8 | 0.24204
63117 | 8 | 1 | 365 | 9.0824 | 0.43632 | 9 | 0.51869
63120 | 3.99 | 1 | 365 | 4.5298 | 0.68386 | 5 | 0.2137
63122 | 7.95 | 1 | 365 | 9.0256 | 0.26484 | 9 | 0.29045
63124 | 7.42 | 1 | 365 | 8.4239 | 0.44719 | 8 | 0.87108
63127 | 13.25 | 1 | 365 | 15.0427 | 0.4414 | 15 | 0.48408
63129 | 7.155 | 1 | 365 | 8.123 | 0.53836 | 8 | 0.6614
63139 | 11.13 | 1 | 365 | 12.6358 | 0.17078 | 12 | 0.80662
63142 | 6.36 | 1 | 365 | 7.2205 | 0.81187 | 8 | 0.032357
63144 | 10.07 | 1 | 365 | 11.4324 | 0.53547 | 11 | 0.9679
62566 | 8.745 | 1 | 365 | 9.9282 | 0.99133 | 10 | 0.91949
63164 | 9.3 | 1 | 365 | 10.5583 | 0.89472 | 11 | 0.45297
63176 | 6.095 | 1 | 365 | 6.9196 | 0.90305 | 7 | 0.82268
63182 | 1.56 | 1 | 365 | 1.7711 | 0.35008 | 2 | 0.12114
62266 | 7.42 | 1 | 365 | 8.4239 | 0.44719 | 8 | 0.87108
63172 | 5.035 | 1 | 365 | 5.7162 | 0.26773 | 5 | 0.98395
63186 | 9.8 | 1 | 365 | 11.1259 | 0.60949 | 11 | 0.73539
63188 | 3.12 | 1 | 365 | 3.5421 | 0.70016 | 4 | 0.24229
63191 | 9.765 | 1 | 365 | 11.0862 | 0.48946 | 11 | 0.57562
63196 | 6.75 | 1 | 365 | 7.6632 | 0.1494 | 7 | 0.81264
63202 | 3.5 | 1 | 365 | 3.9735 | 0.00339 | 3 | 0.97693
63222 | 7.245 | 1 | 365 | 8.2252 | 0.84702 | 9 | 0.072237
63224 | 5.7 | 1 | 365 | 6.4712 | 0.54838 | 7 | 0.019565
62142 | 7.685 | 1 | 365 | 8.7247 | 0.35601 | 9 | 0.080765
58071 | 5.565 | 1 | 365 | 6.3179 | 0.08539 | 6 | 0.40331
62218 | 13 | 1 | 365 | 14.7588 | 0.58402 | 15 | 0.34287
63000 | 8.28 | 1 | 365 | 9.4003 | 0.39659 | 9 | 0.79684
63063 | 6.89 | 1 | 365 | 7.8222 | 0.62953 | 8 | 0.45172
63309 | 4.505 | 1 | 365 | 5.1145 | 0.45008 | 5 | 0.56459
63314 | 8.48 | 1 | 365 | 9.6273 | 0.082499 | 9 | 0.70981
63317 | 6.625 | 1 | 365 | 7.5213 | 0.7207 | 8 | 0.24204
63318 | 6.095 | 1 | 365 | 6.9196 | 0.90305 | 7 | 0.82268
63321 | 6.095 | 1 | 365 | 6.9196 | 0.90305 | 7 | 0.82268
58001 | 8.06 | 1 | 365 | 9.1505 | 0.64209 | 9 | 0.79258
63341 | 9.54 | 1 | 365 | 10.8307 | 0.71781 | 11 | 0.54854
58609 | 7.42 | 1 | 365 | 8.4239 | 0.44719 | 8 | 0.87108
63345 | 9.54 | 1 | 365 | 10.8307 | 0.71781 | 11 | 0.54854
63356 | 3.25 | 1 | 365 | 3.6897 | 0.146 | 3 | 0.83572
63414 | 6.4 | 1 | 365 | 7.2659 | 0.94906 | 8 | 0.21495
63415 | 3.9 | 1 | 365 | 4.4277 | 0.37521 | 4 | 0.80286
63417 | 9.69 | 1 | 365 | 11.001 | 0.23224 | 11 | 0.23326
63418 | 9.18 | 1 | 365 | 10.422 | 0.48318 | 10 | 0.90519
63419 | 4.485 | 1 | 365 | 5.0918 | 0.38149 | 5 | 0.47329
63427 | 4.77 | 1 | 365 | 5.4154 | 0.35891 | 5 | 0.77427
59209 | 9.01 | 1 | 365 | 10.229 | 0.90016 | 11 | 0.12917
63453 | 6.625 | 1 | 365 | 7.5213 | 0.7207 | 8 | 0.24204
59518 | 8.745 | 1 | 365 | 9.9282 | 0.99133 | 10 | 0.91949
63509 | 5.13 | 1 | 365 | 5.8241 | 0.59354 | 6 | 0.41761
63504 | 9 | 1 | 365 | 10.2177 | 0.86586 | 11 | 0.083524
52902 | 6.9 | 1 | 365 | 7.8335 | 0.66383 | 8 | 0.49737
63547 | 11.34 | 1 | 365 | 12.8743 | 0.89098 | 13 | 0.76524
63545 | 7.8 | 1 | 365 | 8.8553 | 0.75041 | 9 | 0.60572
63487 | 7.125 | 1 | 365 | 8.089 | 0.43547 | 8 | 0.52446
63501 | 4.77 | 1 | 365 | 5.4154 | 0.35891 | 5 | 0.77427
63514 | 9.24 | 1 | 365 | 10.4901 | 0.68895 | 11 | 0.17908
63516 | 6.3 | 1 | 365 | 7.1524 | 0.6061 | 7 | 0.75847
63521 | 5.72 | 1 | 365 | 6.4939 | 0.61697 | 7 | 0.11086
63523 | 9 | 1 | 365 | 10.2177 | 0.86586 | 11 | 0.083524
63503 | 121 | 0.8 | 365 | 109.8967 | 0.97947 | 110 | 0.87612
63537 | 9.01 | 1 | 365 | 10.229 | 0.90016 | 11 | 0.12917
63541 | 4.16 | 1 | 365 | 4.7228 | 0.26689 | 4 | 0.98972
63555 | 10.395 | 1 | 365 | 11.8014 | 0.65007 | 12 | 0.45147
63574 | 7.95 | 1 | 365 | 9.0256 | 0.26484 | 9 | 0.29045
63663 | 3.975 | 1 | 365 | 4.5128 | 0.63242 | 5 | 0.14522
62546 | 10.07 | 1 | 365 | 11.4324 | 0.53547 | 11 | 0.9679
62139 | 8.48 | 1 | 365 | 9.6273 | 0.082499 | 9 | 0.70981
63766 | 6.36 | 1 | 365 | 7.2205 | 0.81187 | 8 | 0.032357
57136 | 6.625 | 1 | 365 | 7.5213 | 0.7207 | 8 | 0.24204
55145 | 8.06 | 1 | 365 | 9.1505 | 0.64209 | 9 | 0.79258
57094 | 4.42 | 1 | 365 | 5.018 | 0.15857 | 5 | 0.17658
62824 | 8.215 | 1 | 365 | 9.3265 | 0.17367 | 9 | 0.50013
62565 | 10.335 | 1 | 365 | 11.7333 | 0.4443 | 12 | 0.17758
63558 | 5.44 | 1 | 365 | 6.176 | 0.6567 | 6 | 0.83271
63534 | 15 | 1 | 365 | 17.0294 | 0.4431 | 17 | 0.47254
63562 | 11.655 | 1 | 365 | 13.2319 | 0.97129 | 14 | 0.20316
63568 | 16.2 | 1 | 365 | 18.3918 | 0.55855 | 18 | 0.95034
63601 | 4.14 | 1 | 365 | 4.7001 | 0.1983 | 4 | 0.89842
63603 | 7.245 | 1 | 365 | 8.2252 | 0.84702 | 9 | 0.072237
63605 | 12 | 1 | 365 | 13.6236 | 0.15448 | 13 | 0.77803
63606 | 4.2 | 1 | 365 | 4.7682 | 0.40407 | 5 | 0.17231
63607 | 7.685 | 1 | 365 | 8.7247 | 0.35601 | 9 | 0.080765
63610 | 5.12 | 1 | 365 | 5.8127 | 0.55924 | 6 | 0.37196
63611 | 5.44 | 1 | 365 | 6.176 | 0.6567 | 6 | 0.83271
63644 | 11.96 | 1 | 365 | 13.5781 | 0.017298 | 13 | 0.59544
63775 | 5.72 | 1 | 365 | 6.4939 | 0.61697 | 7 | 0.11086
63782 | 8.4 | 1 | 365 | 9.5365 | 0.80814 | 10 | 0.34462
63785 | 7.84 | 1 | 365 | 8.9007 | 0.88759 | 9 | 0.78831
63809 | 10.4 | 1 | 365 | 11.8071 | 0.66722 | 12 | 0.47429
63810 | 4.42 | 1 | 365 | 5.018 | 0.15857 | 5 | 0.17658
63815 | 9.36 | 1 | 365 | 10.6264 | 0.10049 | 10 | 0.72686
63906 | 11.2 | 1 | 365 | 12.7153 | 0.41085 | 13 | 0.12616
63938 | 4.94 | 1 | 365 | 5.6084 | 0.94193 | 6 | 0.55029
63939 | 5.83 | 1 | 365 | 6.6188 | 0.99422 | 7 | 0.61299
63948 | 8.67 | 1 | 365 | 9.843 | 0.73411 | 10 | 0.57713
63755 | 6.213 | 1 | 365 | 7.0536 | 0.30773 | 7 | 0.36133
63802 | 6.72 | 1 | 365 | 7.6292 | 0.046509 | 7 | 0.6757
63859 | 7.8 | 1 | 365 | 8.8553 | 0.75041 | 9 | 0.60572
57107 | 8.96 | 1 | 365 | 10.1723 | 0.72868 | 10 | 0.90093
63860 | 3.6 | 1 | 365 | 4.0871 | 0.34634 | 4 | 0.43341
63861 | 6.3 | 1 | 365 | 7.1524 | 0.6061 | 7 | 0.75847
63865 | 7.194 | 1 | 365 | 8.1673 | 0.67211 | 8 | 0.83943
63871 | 11.4 | 1 | 365 | 12.9424 | 0.096756 | 13 | 0.03913
60215 | 9.36 | 1 | 365 | 10.6264 | 0.10049 | 10 | 0.72686
63874 | 6.6 | 1 | 365 | 7.493 | 0.63496 | 8 | 0.12792
62552 | 11.925 | 1 | 365 | 13.5384 | 0.89726 | 14 | 0.43567
62864 | 5.035 | 1 | 365 | 5.7162 | 0.26773 | 5 | 0.98395
62842 | 6.89 | 1 | 365 | 7.8222 | 0.62953 | 8 | 0.45172
62759 | 9.275 | 1 | 365 | 10.5299 | 0.80898 | 11 | 0.33885
62861 | 5.83 | 1 | 365 | 6.6188 | 0.99422 | 7 | 0.61299
62856 | 5.83 | 1 | 365 | 6.6188 | 0.99422 | 7 | 0.61299
62540 | 7.155 | 1 | 365 | 8.123 | 0.53836 | 8 | 0.6614
62740 | 4.77 | 1 | 365 | 5.4154 | 0.35891 | 5 | 0.77427
62703 | 5.035 | 1 | 365 | 5.7162 | 0.26773 | 5 | 0.98395
62867 | 6.89 | 1 | 365 | 7.8222 | 0.62953 | 8 | 0.45172
61785 | 7.95 | 1 | 365 | 9.0256 | 0.26484 | 9 | 0.29045
62769 | 5.83 | 1 | 365 | 6.6188 | 0.99422 | 7 | 0.61299
62777 | 7.155 | 1 | 365 | 8.123 | 0.53836 | 8 | 0.6614
62912 | 9.54 | 1 | 365 | 10.8307 | 0.71781 | 11 | 0.54854
55040 | 10.4 | 1 | 365 | 11.8071 | 0.66722 | 12 | 0.47429
62770 | 8.48 | 1 | 365 | 9.6273 | 0.082499 | 9 | 0.70981
63271 | 6.625 | 1 | 365 | 7.5213 | 0.7207 | 8 | 0.24204
62773 | 8.215 | 1 | 365 | 9.3265 | 0.17367 | 9 | 0.50013
62834 | 9.01 | 1 | 365 | 10.229 | 0.90016 | 11 | 0.12917
62931 | 5.035 | 1 | 365 | 5.7162 | 0.26773 | 5 | 0.98395
62827 | 4.505 | 1 | 365 | 5.1145 | 0.45008 | 5 | 0.56459
62732 | 3.18 | 1 | 365 | 3.6102 | 0.90594 | 4 | 0.51618
62831 | 4.77 | 1 | 365 | 5.4154 | 0.35891 | 5 | 0.77427
62841 | 7.155 | 1 | 365 | 8.123 | 0.53836 | 8 | 0.6614
63982 | 10.6 | 1 | 365 | 12.0341 | 0.35312 | 12 | 0.38726
63983 | 8.06 | 1 | 365 | 9.1505 | 0.64209 | 9 | 0.79258
62890 | 8.48 | 1 | 365 | 9.6273 | 0.082499 | 9 | 0.70981
62260 | 5.83 | 1 | 365 | 6.6188 | 0.99422 | 7 | 0.61299
63989 | 9.275 | 1 | 365 | 10.5299 | 0.80898 | 11 | 0.33885
63992 | 5.88 | 1 | 365 | 6.6755 | 0.1657 | 6 | 0.84124
64019 | 4.41 | 1 | 365 | 5.0067 | 0.12427 | 5 | 0.13093
64020 | 6.6 | 1 | 365 | 7.493 | 0.63496 | 8 | 0.12792
64023 | 10.335 | 1 | 365 | 11.7333 | 0.4443 | 12 | 0.17758
64024 | 11.2 | 1 | 365 | 12.7153 | 0.41085 | 13 | 0.12616
62695 | 6.89 | 1 | 365 | 7.8222 | 0.62953 | 8 | 0.45172
62882 | 5.035 | 1 | 365 | 5.7162 | 0.26773 | 5 | 0.98395
64048 | 11.725 | 1 | 365 | 13.3113 | 0.21136 | 13 | 0.5227
64058 | 13.25 | 1 | 365 | 15.0427 | 0.4414 | 15 | 0.48408
64069 | 10.335 | 1 | 365 | 11.7333 | 0.4443 | 12 | 0.17758
64274 | 4.24 | 1 | 365 | 4.8137 | 0.54125 | 5 | 0.3549
64277 | 4.77 | 1 | 365 | 5.4154 | 0.35891 | 5 | 0.77427
64290 | 7.42 | 1 | 365 | 8.4239 | 0.44719 | 8 | 0.87108
57307 | 6.36 | 1 | 365 | 7.2205 | 0.81187 | 8 | 0.032357
58233 | 8.48 | 1 | 365 | 9.6273 | 0.082499 | 9 | 0.70981
64053 | 5.865 | 1 | 365 | 6.6585 | 0.11425 | 6 | 0.77276
64054 | 4.95 | 1 | 365 | 5.6197 | 0.97622 | 6 | 0.59594
64071 | 8.37 | 1 | 365 | 9.5024 | 0.70525 | 10 | 0.20768
64067 | 6.3 | 1 | 365 | 7.1524 | 0.6061 | 7 | 0.75847
43191 | 6.095 | 1 | 365 | 6.9196 | 0.90305 | 7 | 0.82268
43895 | 9.35 | 1 | 365 | 10.615 | 0.066199 | 10 | 0.68122
43916 | 5.75 | 1 | 365 | 6.528 | 0.71985 | 7 | 0.24781
64453 | 5.44 | 1 | 365 | 6.176 | 0.6567 | 6 | 0.83271
64077 | 6.4 | 1 | 365 | 7.2659 | 0.94906 | 8 | 0.21495
64091 | 8.19 | 1 | 365 | 9.2981 | 0.087933 | 9 | 0.38601
64100 | 7.84 | 1 | 365 | 8.9007 | 0.88759 | 9 | 0.78831
64111 | 6.825 | 1 | 365 | 7.7484 | 0.40661 | 8 | 0.15501
64116 | 3.12 | 1 | 365 | 3.5421 | 0.70016 | 4 | 0.24229
64121 | 7.5 | 1 | 365 | 8.5147 | 0.72155 | 9 | 0.23627
64122 | 10.88 | 1 | 365 | 12.352 | 0.3134 | 12 | 0.66542
64125 | 10.56 | 1 | 365 | 11.9887 | 0.21594 | 12 | 0.20467
64150 | 9.45 | 1 | 365 | 10.7285 | 0.40915 | 11 | 0.1377
64153 | 3.5 | 1 | 365 | 3.9735 | 0.00339 | 3 | 0.97693
64171 | 6.96 | 1 | 365 | 7.9017 | 0.8696 | 8 | 0.77126
64184 | 10.8 | 1 | 365 | 12.2612 | 0.039032 | 12 | 0.30023
64192 | 5.12 | 1 | 365 | 5.8127 | 0.55924 | 6 | 0.37196
64204 | 6.44 | 1 | 365 | 7.3113 | 0.086238 | 7 | 0.39754
64217 | 13.395 | 1 | 365 | 15.2073 | 0.93869 | 16 | 0.14598
64235 | 3.84 | 1 | 365 | 4.3595 | 0.16943 | 4 | 0.52897
64237 | 6.9 | 1 | 365 | 7.8335 | 0.66383 | 8 | 0.49737
64240 | 9.62 | 1 | 365 | 10.9215 | 0.99217 | 11 | 0.91372
64254 | 8.04 | 1 | 365 | 9.1278 | 0.5735 | 9 | 0.70128
64260 | 7.5 | 1 | 365 | 8.5147 | 0.72155 | 9 | 0.23627
64265 | 6.72 | 1 | 365 | 7.6292 | 0.046509 | 7 | 0.6757
64294 | 9.3 | 1 | 365 | 10.5583 | 0.89472 | 11 | 0.45297
64297 | 2.44 | 1 | 365 | 2.7701 | 0.36808 | 3 | 0.1382
64301 | 4.83 | 1 | 365 | 5.4835 | 0.56468 | 6 | 0.048158
64303 | 2.6 | 1 | 365 | 2.9518 | 0.9168 | 3 | 0.86857
64308 | 10.6 | 1 | 365 | 12.0341 | 0.35312 | 12 | 0.38726
64310 | 5.035 | 1 | 365 | 5.7162 | 0.26773 | 5 | 0.98395
64309 | 4.48 | 1 | 365 | 5.0861 | 0.36434 | 5 | 0.45047
64311 | 8.82 | 1 | 365 | 10.0133 | 0.24854 | 10 | 0.26185
64315 | 8.32 | 1 | 365 | 9.4457 | 0.53377 | 9 | 0.97944
64318 | 9.36 | 1 | 365 | 10.6264 | 0.10049 | 10 | 0.72686
64332 | 7.42 | 1 | 365 | 8.4239 | 0.44719 | 8 | 0.87108
64341 | 12.9 | 1 | 365 | 14.6453 | 0.24107 | 14 | 0.88638
64356 | 5.04 | 1 | 365 | 5.7219 | 0.28488 | 6 | 0.0067734
64358 | 7 | 1 | 365 | 7.9471 | 0.00678 | 7 | 0.95385
64366 | 7.2 | 1 | 365 | 8.1741 | 0.69269 | 8 | 0.86682
64375 | 8.1 | 1 | 365 | 9.1959 | 0.77927 | 9 | 0.97517
64376 | 9.405 | 1 | 365 | 10.6775 | 0.25482 | 10 | 0.93228
64383 | 6.3 | 1 | 365 | 7.1524 | 0.6061 | 7 | 0.75847
64385 | 7.68 | 1 | 365 | 8.7191 | 0.33887 | 9 | 0.05794
64387 | 6.16 | 1 | 365 | 6.9934 | 0.12597 | 7 | 0.11939
64388 | 4.32 | 1 | 365 | 4.9045 | 0.81561 | 5 | 0.72009
64389 | 5.44 | 1 | 365 | 6.176 | 0.6567 | 6 | 0.83271
64394 | 10.5 | 1 | 365 | 11.9206 | 0.01017 | 11 | 0.93078
64401 | 12.48 | 1 | 365 | 14.1685 | 0.80066 | 14 | 0.96915
64415 | 9.315 | 1 | 365 | 10.5753 | 0.94617 | 11 | 0.52145
64418 | 15.25 | 1 | 365 | 17.3133 | 0.30048 | 17 | 0.61375
64420 | 7.245 | 1 | 365 | 8.2252 | 0.84702 | 9 | 0.072237
64424 | 9.72 | 1 | 365 | 11.0351 | 0.33513 | 11 | 0.37021
49126 | 20.79 | 1 | 365 | 23.6028 | 0.30014 | 23 | 0.90294
64429 | 5.32 | 1 | 365 | 6.0398 | 0.24515 | 6 | 0.28493
64431 | 7.28 | 1 | 365 | 8.265 | 0.96705 | 9 | 0.23201
64438 | 2.616 | 1 | 365 | 2.9699 | 0.97168 | 3 | 0.94161
64442 | 5.12 | 1 | 365 | 5.8127 | 0.55924 | 6 | 0.37196
64241 | 24.525 | 1 | 365 | 27.8431 | 0.10947 | 27 | 0.9526
64448 | 8.265 | 1 | 365 | 9.3832 | 0.34515 | 9 | 0.72837
64449 | 1.3 | 1 | 365 | 1.4759 | 0.4584 | 1 | 0.93429
64463 | 11.88 | 1 | 365 | 13.4873 | 0.74294 | 14 | 0.23025
64464 | 6.67 | 1 | 365 | 7.5724 | 0.87503 | 8 | 0.44746
64491 | 6.54 | 1 | 365 | 7.4248 | 0.42919 | 7 | 0.85403
64492 | 5.76 | 1 | 365 | 6.5393 | 0.75415 | 7 | 0.29346
64493 | 10.53 | 1 | 365 | 11.9547 | 0.11306 | 12 | 0.067723
64500 | 3.84 | 1 | 365 | 4.3595 | 0.16943 | 4 | 0.52897
64502 | 7.245 | 1 | 365 | 8.2252 | 0.84702 | 9 | 0.072237
64504 | 8.4 | 1 | 365 | 9.5365 | 0.80814 | 10 | 0.34462
64506 | 7.8 | 1 | 365 | 8.8553 | 0.75041 | 9 | 0.60572
64541 | 10.66 | 1 | 365 | 12.1023 | 0.5589 | 12 | 0.66115
64638 | 7.975 | 1 | 365 | 9.054 | 0.35058 | 9 | 0.40457
64640 | 12.42 | 1 | 365 | 14.1004 | 0.59489 | 14 | 0.69526
64641 | 10.6 | 1 | 365 | 12.0341 | 0.35312 | 12 | 0.38726
64643 | 10.2 | 1 | 365 | 11.58 | 0.98131 | 12 | 0.56133
64648 | 16.065 | 1 | 365 | 18.2385 | 0.09556 | 18 | 0.33409
64659 | 5.2 | 1 | 365 | 5.9035 | 0.83361 | 6 | 0.73715
64673 | 10.08 | 1 | 365 | 11.4438 | 0.56976 | 12 | 0.013547
64677 | 9.6 | 1 | 365 | 10.8988 | 0.92358 | 11 | 0.82243
64678 | 4.56 | 1 | 365 | 5.1769 | 0.6387 | 5 | 0.81565
64715 | 8.82 | 1 | 365 | 10.0133 | 0.24854 | 10 | 0.26185
64755 | 6.9 | 1 | 365 | 7.8335 | 0.66383 | 8 | 0.49737
64814 | 60.375 | 0.9 | 365 | 61.6891 | 0.35263 | 62 | 0.041776
64780 | 5.72 | 1 | 365 | 6.4939 | 0.61697 | 7 | 0.11086
64788 | 9.28 | 1 | 365 | 10.5355 | 0.82613 | 11 | 0.36168
65005 | 4.42 | 1 | 365 | 5.018 | 0.15857 | 5 | 0.17658
65011 | 5.7 | 1 | 365 | 6.4712 | 0.54838 | 7 | 0.019565
63793 | 8.4 | 1 | 365 | 9.5365 | 0.80814 | 10 | 0.34462
63467 | 5.32 | 1 | 365 | 6.0398 | 0.24515 | 6 | 0.28493
63831 | 5.83 | 1 | 365 | 6.6188 | 0.99422 | 7 | 0.61299
62921 | 10.865 | 1 | 365 | 12.335 | 0.26195 | 12 | 0.59694
63530 | 7.8 | 1 | 365 | 8.8553 | 0.75041 | 9 | 0.60572
64092 | 8.84 | 1 | 365 | 10.036 | 0.31713 | 10 | 0.35315
64104 | 9.01 | 1 | 365 | 10.229 | 0.90016 | 11 | 0.12917
64124 | 6.5 | 1 | 365 | 7.3794 | 0.29201 | 7 | 0.67143
28956 | 5262.57 | 0.7 | 365 | 4182.2023 | 0.73602 | 4182 | 0.93829
64546 | 6.76 | 1 | 365 | 7.6746 | 0.18369 | 7 | 0.85829
64552 | 8.32 | 1 | 365 | 9.4457 | 0.53377 | 9 | 0.97944
64553 | 6.76 | 1 | 365 | 7.6746 | 0.18369 | 7 | 0.85829
63252 | 10.07 | 1 | 365 | 11.4324 | 0.53547 | 11 | 0.9679
51073 | 5.565 | 1 | 365 | 6.3179 | 0.08539 | 6 | 0.40331
63987 | 5.6 | 1 | 365 | 6.3577 | 0.20542 | 6 | 0.56308
63528 | 6.3 | 1 | 365 | 7.1524 | 0.6061 | 7 | 0.75847
63300 | 7.54 | 1 | 365 | 8.5601 | 0.85873 | 9 | 0.41886
58944 | 4.76 | 1 | 365 | 5.404 | 0.32461 | 5 | 0.72862
56965 | 2.86 | 1 | 365 | 3.2469 | 0.80848 | 4 | 0.055431
57101 | 6.76 | 1 | 365 | 7.6746 | 0.18369 | 7 | 0.85829
56956 | 15.08 | 1 | 365 | 17.1203 | 0.71746 | 17 | 0.83773
48575 | 3.9 | 1 | 365 | 4.4277 | 0.37521 | 4 | 0.80286
54145 | 7.54 | 1 | 365 | 8.5601 | 0.85873 | 9 | 0.41886
54230 | 9.1 | 1 | 365 | 10.3312 | 0.20881 | 10 | 0.54001
55207 | 2.6 | 1 | 365 | 2.9518 | 0.9168 | 3 | 0.86857
54252 | 11.44 | 1 | 365 | 12.9878 | 0.23394 | 13 | 0.22172
55243 | 12.22 | 1 | 365 | 13.8733 | 0.90898 | 14 | 0.7823
54130 | 4.94 | 1 | 365 | 5.6084 | 0.94193 | 6 | 0.55029
63565 | 7.28 | 1 | 365 | 8.265 | 0.96705 | 9 | 0.23201
57085 | 8.32 | 1 | 365 | 9.4457 | 0.53377 | 9 | 0.97944
45272 | 7.905 | 1 | 365 | 8.9745 | 0.11051 | 9 | 0.085029
64177 | 4.5 | 1 | 365 | 5.1088 | 0.43293 | 5 | 0.54176
64205 | 8.82 | 1 | 365 | 10.0133 | 0.24854 | 10 | 0.26185
64850 | 5.83 | 1 | 365 | 6.6188 | 0.99422 | 7 | 0.61299
50668 | 5.1 | 1 | 365 | 5.79 | 0.49065 | 6 | 0.28066
44930 | 3.6 | 1 | 365 | 4.0871 | 0.34634 | 4 | 0.43341
59416 | 5.035 | 1 | 365 | 5.7162 | 0.26773 | 5 | 0.98395
60577 | 6.625 | 1 | 365 | 7.5213 | 0.7207 | 8 | 0.24204
60631 | 10.6 | 1 | 365 | 12.0341 | 0.35312 | 12 | 0.38726
60761 | 9.01 | 1 | 365 | 10.229 | 0.90016 | 11 | 0.12917
61350 | 2.65 | 1 | 365 | 3.0085 | 0.088281 | 3 | 0.096815
61133 | 8.4 | 1 | 365 | 9.5365 | 0.80814 | 10 | 0.34462
61137 | 7 | 1 | 365 | 7.9471 | 0.00678 | 7 | 0.95385
61140 | 8.48 | 1 | 365 | 9.6273 | 0.082499 | 9 | 0.70981
61142 | 11.2 | 1 | 365 | 12.7153 | 0.41085 | 13 | 0.12616
61159 | 7.84 | 1 | 365 | 8.9007 | 0.88759 | 9 | 0.78831
61164 | 7.28 | 1 | 365 | 8.265 | 0.96705 | 9 | 0.23201
61286 | 10.6 | 1 | 365 | 12.0341 | 0.35312 | 12 | 0.38726
63011 | 2.28 | 1 | 365 | 2.5885 | 0.81935 | 3 | 0.40783
54514 | 182.865 | 0.9 | 365 | 186.8453 | 0.42855 | 187 | 0.27386
54512 | 234.58 | 0.9 | 365 | 239.686 | 0.051344 | 239 | 0.73731
45440 | 6.36 | 1 | 365 | 7.2205 | 0.81187 | 8 | 0.032357
59191 | 7.155 | 1 | 365 | 8.123 | 0.53836 | 8 | 0.6614
60960 | 7.155 | 1 | 365 | 8.123 | 0.53836 | 8 | 0.6614
61207 | 4.94 | 1 | 365 | 5.6084 | 0.94193 | 6 | 0.55029
61214 | 2.08 | 1 | 365 | 2.3614 | 0.13344 | 2 | 0.49486
59883 | 6.96 | 1 | 365 | 7.9017 | 0.8696 | 8 | 0.77126
62459 | 13.2 | 1 | 365 | 14.9859 | 0.26993 | 15 | 0.25584
62463 | 8.82 | 1 | 365 | 10.0133 | 0.24854 | 10 | 0.26185
63115 | 9.99 | 1 | 365 | 11.3416 | 0.2611 | 11 | 0.60271
62487 | 12.6 | 1 | 365 | 14.3047 | 0.2122 | 14 | 0.51693
35268 | 217.782 | 1 | 365 | 247.247 | 0.89208 | 248 | 0.13911
63553 | 6.72 | 1 | 365 | 7.6292 | 0.046509 | 7 | 0.6757
64364 | 7.8 | 1 | 365 | 8.8553 | 0.75041 | 9 | 0.60572
64764 | 4.41 | 1 | 365 | 5.0067 | 0.12427 | 5 | 0.13093
63746 | 32.01 | 0.9 | 365 | 32.7067 | 0.80162 | 33 | 0.50836
63156 | 11.7 | 1 | 365 | 13.283 | 0.12562 | 13 | 0.40858
63769 | 5.035 | 1 | 365 | 5.7162 | 0.26773 | 5 | 0.98395
64410 | 13.52 | 1 | 365 | 15.3492 | 0.36738 | 15 | 0.71658
63920 | 8.415 | 1 | 365 | 9.5535 | 0.85958 | 10 | 0.41309
61227 | 4.335 | 1 | 365 | 4.9215 | 0.86706 | 5 | 0.78856
64844 | 6.24 | 1 | 365 | 7.0842 | 0.40033 | 7 | 0.48458
63679 | 9.975 | 1 | 365 | 11.3246 | 0.20966 | 11 | 0.53424
63739 | 24.9 | 1 | 365 | 28.2689 | 0.39555 | 28 | 0.66442
63598 | 2.85 | 1 | 365 | 3.2356 | 0.77419 | 4 | 0.0097826
64570 | 11.66 | 1 | 365 | 13.2376 | 0.98844 | 14 | 0.22599
63290 | 5.46 | 1 | 365 | 6.1987 | 0.72529 | 6 | 0.924
63783 | 11.34 | 1 | 365 | 12.8743 | 0.89098 | 13 | 0.76524
63801 | 9.3 | 1 | 365 | 10.5583 | 0.89472 | 11 | 0.45297
28699 | 647.28 | 1 | 365 | 734.8544 | 0.87265 | 735 | 0.72705
63232 | 6.27 | 1 | 365 | 7.1183 | 0.50322 | 7 | 0.62152
49797 | 7.84 | 1 | 365 | 8.9007 | 0.88759 | 9 | 0.78831
62916 | 6.095 | 1 | 365 | 6.9196 | 0.90305 | 7 | 0.82268
63215 | 13.26 | 1 | 365 | 15.054 | 0.4757 | 15 | 0.52973
64405 | 10.4 | 1 | 365 | 11.8071 | 0.66722 | 12 | 0.47429
63374 | 5.04 | 1 | 365 | 5.7219 | 0.28488 | 6 | 0.0067734
64381 | 7.2 | 1 | 365 | 8.1741 | 0.69269 | 8 | 0.86682
64079 | 12.16 | 1 | 365 | 13.8052 | 0.70321 | 14 | 0.50841
63822 | 5.035 | 1 | 365 | 5.7162 | 0.26773 | 5 | 0.98395
65078 | 8.67 | 1 | 365 | 9.843 | 0.73411 | 10 | 0.57713
63826 | 11.84 | 1 | 365 | 13.4419 | 0.60575 | 14 | 0.047658
63059 | 13.25 | 1 | 365 | 15.0427 | 0.4414 | 15 | 0.48408
63767 | 4.5 | 1 | 365 | 5.1088 | 0.43293 | 5 | 0.54176
63294 | 4.505 | 1 | 365 | 5.1145 | 0.45008 | 5 | 0.56459
63653 | 6.625 | 1 | 365 | 7.5213 | 0.7207 | 8 | 0.24204
63244 | 17.68 | 1 | 365 | 20.072 | 0.63427 | 20 | 0.7063
62255 | 8.215 | 1 | 365 | 9.3265 | 0.17367 | 9 | 0.50013
63181 | 8.745 | 1 | 365 | 9.9282 | 0.99133 | 10 | 0.91949
63797 | 9.18 | 1 | 365 | 10.422 | 0.48318 | 10 | 0.90519
63800 | 3.315 | 1 | 365 | 3.7635 | 0.36893 | 4 | 0.13243
63876 | 76.8 | 0.9 | 365 | 78.4717 | 0.049805 | 78 | 0.52146
64005 | 3.64 | 1 | 365 | 4.1325 | 0.48353 | 4 | 0.616
64013 | 7.95 | 1 | 365 | 9.0256 | 0.26484 | 9 | 0.29045
64045 | 6.89 | 1 | 365 | 7.8222 | 0.62953 | 8 | 0.45172
64140 | 19.765 | 1 | 365 | 22.4391 | 0.78486 | 23 | 0.22398
64218 | 6.375 | 1 | 365 | 7.2375 | 0.86332 | 8 | 0.10083
64219 | 13.25 | 1 | 365 | 15.0427 | 0.4414 | 15 | 0.48408
64221 | 13.515 | 1 | 365 | 15.3435 | 0.35023 | 15 | 0.69376
64228 | 5.1 | 1 | 365 | 5.79 | 0.49065 | 6 | 0.28066
64230 | 7.395 | 1 | 365 | 8.3955 | 0.36145 | 8 | 0.75696
64233 | 11.44 | 1 | 365 | 12.9878 | 0.23394 | 13 | 0.22172
64877 | 6.3 | 1 | 365 | 7.1524 | 0.6061 | 7 | 0.75847
64878 | 6 | 1 | 365 | 6.8118 | 0.57724 | 7 | 0.38902
64987 | 8 | 1 | 365 | 9.0824 | 0.43632 | 9 | 0.51869
65062 | 12.48 | 1 | 365 | 14.1685 | 0.80066 | 14 | 0.96915
51626 | 71.82 | 0.9 | 365 | 73.3833 | 0.67861 | 74 | 0.061869
63812 | 7.245 | 1 | 365 | 8.2252 | 0.84702 | 9 | 0.072237
64382 | 7.04 | 1 | 365 | 7.9925 | 0.14396 | 8 | 0.13645
63233 | 11.115 | 1 | 365 | 12.6188 | 0.11934 | 12 | 0.73815
63283 | 9 | 1 | 365 | 10.2177 | 0.86586 | 11 | 0.083524
63839 | 24.645 | 1 | 365 | 27.9794 | 0.52101 | 28 | 0.50038
64113 | 5.3 | 1 | 365 | 6.0171 | 0.17656 | 6 | 0.19363
64324 | 9.52 | 1 | 365 | 10.808 | 0.64922 | 11 | 0.45724
64838 | 2.86 | 1 | 365 | 3.2469 | 0.80848 | 4 | 0.055431
63726 | 6.84 | 1 | 365 | 7.7654 | 0.45805 | 8 | 0.22348
59983 | 9.28 | 1 | 365 | 10.5355 | 0.82613 | 11 | 0.36168
26698 | 471.225 | 0.9 | 365 | 481.4819 | 0.47649 | 481 | 0.95836
62772 | 12.8 | 1 | 365 | 14.5318 | 0.89811 | 15 | 0.4299
64114 | 9.72 | 1 | 365 | 11.0351 | 0.33513 | 11 | 0.37021
63756 | 6.2 | 1 | 365 | 7.0388 | 0.26315 | 7 | 0.30198
64182 | 12 | 1 | 365 | 13.6236 | 0.15448 | 13 | 0.77803
65132 | 3.72 | 1 | 365 | 4.2233 | 0.75789 | 4 | 0.98119
64029 | 10.5 | 1 | 365 | 11.9206 | 0.01017 | 11 | 0.93078
63856 | 6.24 | 1 | 365 | 7.0842 | 0.40033 | 7 | 0.48458
50571 | 8.16 | 1 | 365 | 9.264 | 0.98505 | 10 | 0.24906
61660 | 3.71 | 1 | 365 | 4.2119 | 0.72359 | 4 | 0.93554
60660 | 7.695 | 1 | 365 | 8.7361 | 0.39031 | 9 | 0.12641
42343 | 42 | 0.9 | 365 | 42.9142 | 0.63661 | 43 | 0.5508
42142 | 4.688 | 1 | 365 | 5.3223 | 0.077684 | 5 | 0.39995
63200 | 5.355 | 1 | 365 | 6.0795 | 0.36519 | 6 | 0.4447
63784 | 7.56 | 1 | 365 | 8.5828 | 0.92732 | 9 | 0.51016
58587 | 2 | 1 | 365 | 2.2706 | 0.85908 | 3 | 0.12967
63285 | 6.375 | 1 | 365 | 7.2375 | 0.86332 | 8 | 0.10083
63287 | 5.1 | 1 | 365 | 5.79 | 0.49065 | 6 | 0.28066
63588 | 7.5 | 1 | 365 | 8.5147 | 0.72155 | 9 | 0.23627
63717 | 11.22 | 1 | 365 | 12.738 | 0.47944 | 13 | 0.21746
63718 | 6 | 1 | 365 | 6.8118 | 0.57724 | 7 | 0.38902
64978 | 8.7 | 1 | 365 | 9.8771 | 0.837 | 10 | 0.71407
63533 | 5.83 | 1 | 365 | 6.6188 | 0.99422 | 7 | 0.61299
64343 | 10.35 | 1 | 365 | 11.7503 | 0.49574 | 12 | 0.24605
64652 | 4.5 | 1 | 365 | 5.1088 | 0.43293 | 5 | 0.54176
64726 | 6 | 1 | 365 | 6.8118 | 0.57724 | 7 | 0.38902
64736 | 10.26 | 1 | 365 | 11.6481 | 0.18708 | 11 | 0.83522
64738 | 8.4 | 1 | 365 | 9.5365 | 0.80814 | 10 | 0.34462
64486 | 4.125 | 1 | 365 | 4.6831 | 0.14685 | 4 | 0.82995
64754 | 2.88 | 1 | 365 | 3.2697 | 0.87708 | 4 | 0.14673
50907 | 7.848 | 1 | 365 | 8.9098 | 0.91503 | 9 | 0.82483
61217 | 9.54 | 1 | 365 | 10.8307 | 0.71781 | 11 | 0.54854
61253 | 8.68 | 1 | 365 | 9.8544 | 0.76841 | 10 | 0.62278
62366 | 3.12 | 1 | 365 | 3.5421 | 0.70016 | 4 | 0.24229
65054 | 4.77 | 1 | 365 | 5.4154 | 0.35891 | 5 | 0.77427
65057 | 4.24 | 1 | 365 | 4.8137 | 0.54125 | 5 | 0.3549
65061 | 4.24 | 1 | 365 | 4.8137 | 0.54125 | 5 | 0.3549
65063 | 5.04 | 1 | 365 | 5.7219 | 0.28488 | 6 | 0.0067734
65065 | 16.96 | 1 | 365 | 19.2546 | 0.165 | 19 | 0.41962
65070 | 10 | 1 | 365 | 11.353 | 0.2954 | 11 | 0.64836
65222 | 7.875 | 1 | 365 | 8.9405 | 0.0076275 | 8 | 0.94808
65409 | 6.625 | 1 | 365 | 7.5213 | 0.7207 | 8 | 0.24204
65439 | 4.77 | 1 | 365 | 5.4154 | 0.35891 | 5 | 0.77427
65445 | 5.035 | 1 | 365 | 5.7162 | 0.26773 | 5 | 0.98395
65466 | 11.13 | 1 | 365 | 12.6358 | 0.17078 | 12 | 0.80662
65473 | 6.3 | 1 | 365 | 7.1524 | 0.6061 | 7 | 0.75847
65477 | 2.915 | 1 | 365 | 3.3094 | 0.99711 | 4 | 0.3065
65482 | 4.77 | 1 | 365 | 5.4154 | 0.35891 | 5 | 0.77427
65485 | 13.25 | 1 | 365 | 15.0427 | 0.4414 | 15 | 0.48408
65487 | 6.36 | 1 | 365 | 7.2205 | 0.81187 | 8 | 0.032357
65490 | 9.36 | 1 | 365 | 10.6264 | 0.10049 | 10 | 0.72686
65494 | 8.502 | 1 | 365 | 9.6523 | 0.15795 | 9 | 0.81024
65495 | 9.45 | 1 | 365 | 10.7285 | 0.40915 | 11 | 0.1377
65504 | 5.035 | 1 | 365 | 5.7162 | 0.26773 | 5 | 0.98395
65509 | 5.83 | 1 | 365 | 6.6188 | 0.99422 | 7 | 0.61299
65512 | 6.095 | 1 | 365 | 6.9196 | 0.90305 | 7 | 0.82268
65516 | 6.36 | 1 | 365 | 7.2205 | 0.81187 | 8 | 0.032357
65527 | 3.975 | 1 | 365 | 4.5128 | 0.63242 | 5 | 0.14522
65530 | 6.3 | 1 | 365 | 7.1524 | 0.6061 | 7 | 0.75847
65532 | 10.07 | 1 | 365 | 11.4324 | 0.53547 | 11 | 0.9679
65534 | 5.035 | 1 | 365 | 5.7162 | 0.26773 | 5 | 0.98395
65544 | 4.24 | 1 | 365 | 4.8137 | 0.54125 | 5 | 0.3549
65549 | 2.915 | 1 | 365 | 3.3094 | 0.99711 | 4 | 0.3065
65551 | 11.395 | 1 | 365 | 12.9367 | 0.079608 | 13 | 0.016306
65553 | 8.745 | 1 | 365 | 9.9282 | 0.99133 | 10 | 0.91949
65555 | 13.25 | 1 | 365 | 15.0427 | 0.4414 | 15 | 0.48408
65561 | 4.77 | 1 | 365 | 5.4154 | 0.35891 | 5 | 0.77427
65562 | 8.97 | 1 | 365 | 10.1836 | 0.76297 | 10 | 0.94658
65563 | 6.89 | 1 | 365 | 7.8222 | 0.62953 | 8 | 0.45172
65564 | 4.505 | 1 | 365 | 5.1145 | 0.45008 | 5 | 0.56459
65567 | 18.27 | 1 | 365 | 20.7419 | 0.6577 | 21 | 0.39955
65575 | 4.32 | 1 | 365 | 4.9045 | 0.81561 | 5 | 0.72009
65580 | 4.5 | 1 | 365 | 5.1088 | 0.43293 | 5 | 0.54176
65593 | 9.36 | 1 | 365 | 10.6264 | 0.10049 | 10 | 0.72686
65597 | 8.505 | 1 | 365 | 9.6557 | 0.16824 | 9 | 0.82393
65598 | 7.04 | 1 | 365 | 7.9925 | 0.14396 | 8 | 0.13645
65600 | 8.4 | 1 | 365 | 9.5365 | 0.80814 | 10 | 0.34462
44972 | 24.852 | 1 | 365 | 28.2144 | 0.23093 | 28 | 0.4453
65582 | 5.355 | 1 | 365 | 6.0795 | 0.36519 | 6 | 0.4447
65584 | 6.885 | 1 | 365 | 7.8165 | 0.61238 | 8 | 0.4289
49425 | 14.715 | 1 | 365 | 16.7059 | 0.46568 | 17 | 0.17156
64154 | 7.95 | 1 | 365 | 9.0256 | 0.26484 | 9 | 0.29045
65623 | 7.42 | 1 | 365 | 8.4239 | 0.44719 | 8 | 0.87108
64163 | 4.77 | 1 | 365 | 5.4154 | 0.35891 | 5 | 0.77427
65626 | 5.7 | 1 | 365 | 6.4712 | 0.54838 | 7 | 0.019565
64158 | 8.48 | 1 | 365 | 9.6273 | 0.082499 | 9 | 0.70981
65643 | 11.4 | 1 | 365 | 12.9424 | 0.096756 | 13 | 0.03913
64082 | 4.5 | 1 | 365 | 5.1088 | 0.43293 | 5 | 0.54176
63093 | 7.56 | 1 | 365 | 8.5828 | 0.92732 | 9 | 0.51016
65655 | 3.9 | 1 | 365 | 4.4277 | 0.37521 | 4 | 0.80286
64733 | 13.2 | 1 | 365 | 14.9859 | 0.26993 | 15 | 0.25584
65661 | 6.555 | 1 | 365 | 7.4419 | 0.48063 | 7 | 0.9225
65663 | 5.2 | 1 | 365 | 5.9035 | 0.83361 | 6 | 0.73715
62619 | 7.56 | 1 | 365 | 8.5828 | 0.92732 | 9 | 0.51016
65664 | 4.845 | 1 | 365 | 5.5005 | 0.61612 | 6 | 0.11663
64447 | 6.3 | 1 | 365 | 7.1524 | 0.6061 | 7 | 0.75847
65666 | 11.4 | 1 | 365 | 12.9424 | 0.096756 | 13 | 0.03913
59963 | 12.48 | 1 | 365 | 14.1685 | 0.80066 | 14 | 0.96915
65668 | 8.7 | 1 | 365 | 9.8771 | 0.837 | 10 | 0.71407
63092 | 13.545 | 1 | 365 | 15.3776 | 0.45312 | 15 | 0.8307
65669 | 12.18 | 1 | 365 | 13.8279 | 0.7718 | 14 | 0.5997
65671 | 8.745 | 1 | 365 | 9.9282 | 0.99133 | 10 | 0.91949
62185 | 6.4 | 1 | 365 | 7.2659 | 0.94906 | 8 | 0.21495
65674 | 5.46 | 1 | 365 | 6.1987 | 0.72529 | 6 | 0.924
65675 | 24.48 | 1 | 365 | 27.792 | 0.95514 | 28 | 0.74719
36151 | 14.96 | 1 | 365 | 16.984 | 0.30592 | 17 | 0.28995
65676 | 2.85 | 1 | 365 | 3.2356 | 0.77419 | 4 | 0.0097826
63722 | 9.24 | 1 | 365 | 10.4901 | 0.68895 | 11 | 0.17908
65677 | 6.96 | 1 | 365 | 7.9017 | 0.8696 | 8 | 0.77126
63720 | 12.18 | 1 | 365 | 13.8279 | 0.7718 | 14 | 0.5997
65678 | 7.02 | 1 | 365 | 7.9698 | 0.075371 | 8 | 0.045149
65681 | 7.68 | 1 | 365 | 8.7191 | 0.33887 | 9 | 0.05794
64458 | 6 | 1 | 365 | 6.8118 | 0.57724 | 7 | 0.38902
65685 | 5.72 | 1 | 365 | 6.4939 | 0.61697 | 7 | 0.11086
65687 | 12.9 | 1 | 365 | 14.6453 | 0.24107 | 14 | 0.88638
64467 | 24.852 | 1 | 365 | 28.2144 | 0.23093 | 28 | 0.4453
65688 | 7.194 | 1 | 365 | 8.1673 | 0.67211 | 8 | 0.83943
65690 | 18.285 | 1 | 365 | 20.7589 | 0.70914 | 21 | 0.46803
65313 | 13.5 | 1 | 365 | 15.3265 | 0.29879 | 15 | 0.62529
64326 | 7.74 | 1 | 365 | 8.7872 | 0.54464 | 9 | 0.33183
65694 | 7.245 | 1 | 365 | 8.2252 | 0.84702 | 9 | 0.072237
65700 | 6.89 | 1 | 365 | 7.8222 | 0.62953 | 8 | 0.45172
62072 | 6.625 | 1 | 365 | 7.5213 | 0.7207 | 8 | 0.24204
56950 | 14.88 | 1 | 365 | 16.8932 | 0.031555 | 16 | 0.92476
65707 | 7.2 | 1 | 365 | 8.1741 | 0.69269 | 8 | 0.86682
63254 | 5.83 | 1 | 365 | 6.6188 | 0.99422 | 7 | 0.61299
65716 | 10.14 | 1 | 365 | 11.5119 | 0.77554 | 12 | 0.28744
64146 | 5.46 | 1 | 365 | 6.1987 | 0.72529 | 6 | 0.924
65717 | 7.41 | 1 | 365 | 8.4125 | 0.41289 | 8 | 0.82543
64629 | 2.915 | 1 | 365 | 3.3094 | 0.99711 | 4 | 0.3065
62442 | 7.54 | 1 | 365 | 8.5601 | 0.85873 | 9 | 0.41886
65720 | 10.4 | 1 | 365 | 11.8071 | 0.66722 | 12 | 0.47429
64946 | 4.93 | 1 | 365 | 5.597 | 0.90763 | 6 | 0.50464
65722 | 10.66 | 1 | 365 | 12.1023 | 0.5589 | 12 | 0.66115
35617 | 37.485 | 0.9 | 365 | 38.3009 | 0.70068 | 39 | 0.0015897
65725 | 6.5 | 1 | 365 | 7.3794 | 0.29201 | 7 | 0.67143
65726 | 11.34 | 1 | 365 | 12.8743 | 0.89098 | 13 | 0.76524
65728 | 13.26 | 1 | 365 | 15.054 | 0.4757 | 15 | 0.52973
65729 | 13 | 1 | 365 | 14.7588 | 0.58402 | 15 | 0.34287
65744 | 8.12 | 1 | 365 | 9.2186 | 0.84786 | 10 | 0.066468
63056 | 2.8 | 1 | 365 | 3.1788 | 0.60271 | 3 | 0.78154
64421 | 4.2 | 1 | 365 | 4.7682 | 0.40407 | 5 | 0.17231
65013 | 7.65 | 1 | 365 | 8.685 | 0.23598 | 8 | 0.921
65067 | 9.8 | 1 | 365 | 11.1259 | 0.60949 | 11 | 0.73539
63937 | 4.845 | 1 | 365 | 5.5005 | 0.61612 | 6 | 0.11663
65746 | 12.74 | 1 | 365 | 14.4637 | 0.69234 | 15 | 0.15601
63208 | 3.6 | 1 | 365 | 4.0871 | 0.34634 | 4 | 0.43341
65747 | 5.72 | 1 | 365 | 6.4939 | 0.61697 | 7 | 0.11086
63799 | 4.8 | 1 | 365 | 5.4494 | 0.46179 | 5 | 0.91121
65748 | 4.93 | 1 | 365 | 5.597 | 0.90763 | 6 | 0.50464
50068 | 3.6 | 1 | 365 | 4.0871 | 0.34634 | 4 | 0.43341
65749 | 3.705 | 1 | 365 | 4.2063 | 0.70645 | 4 | 0.91272
64299 | 6 | 1 | 365 | 6.8118 | 0.57724 | 7 | 0.38902
65750 | 7.28 | 1 | 365 | 8.265 | 0.96705 | 9 | 0.23201
64477 | 8.4 | 1 | 365 | 9.5365 | 0.80814 | 10 | 0.34462
65751 | 4.275 | 1 | 365 | 4.8534 | 0.66128 | 5 | 0.51467
64482 | 5.1 | 1 | 365 | 5.79 | 0.49065 | 6 | 0.28066
65752 | 6.36 | 1 | 365 | 7.2205 | 0.81187 | 8 | 0.032357
64041 | 8.48 | 1 | 365 | 9.6273 | 0.082499 | 9 | 0.70981
65753 | 4.56 | 1 | 365 | 5.1769 | 0.6387 | 5 | 0.81565
60516 | 11.1 | 1 | 365 | 12.6018 | 0.067894 | 12 | 0.66968
65754 | 6.84 | 1 | 365 | 7.7654 | 0.45805 | 8 | 0.22348
65755 | 6.48 | 1 | 365 | 7.3567 | 0.22342 | 7 | 0.58014
65757 | 6.24 | 1 | 365 | 7.0842 | 0.40033 | 7 | 0.48458
65758 | 4.68 | 1 | 365 | 5.3132 | 0.050247 | 5 | 0.36343
65759 | 13.395 | 1 | 365 | 15.2073 | 0.93869 | 16 | 0.14598
65760 | 9.36 | 1 | 365 | 10.6264 | 0.10049 | 10 | 0.72686
65761 | 7.42 | 1 | 365 | 8.4239 | 0.44719 | 8 | 0.87108
65763 | 5.98 | 1 | 365 | 6.7891 | 0.50865 | 7 | 0.29772
65764 | 3.9 | 1 | 365 | 4.4277 | 0.37521 | 4 | 0.80286
65765 | 3.48 | 1 | 365 | 3.9508 | 0.9348 | 4 | 0.88563
65766 | 6.67 | 1 | 365 | 7.5724 | 0.87503 | 8 | 0.44746
65767 | 4.68 | 1 | 365 | 5.3132 | 0.050247 | 5 | 0.36343
65771 | 10.26 | 1 | 365 | 11.6481 | 0.18708 | 11 | 0.83522
65772 | 3.705 | 1 | 365 | 4.2063 | 0.70645 | 4 | 0.91272
65773 | 5.035 | 1 | 365 | 5.7162 | 0.26773 | 5 | 0.98395
65775 | 7.41 | 1 | 365 | 8.4125 | 0.41289 | 8 | 0.82543
65776 | 10.07 | 1 | 365 | 11.4324 | 0.53547 | 11 | 0.9679
65778 | 13.515 | 1 | 365 | 15.3435 | 0.35023 | 15 | 0.69376
65779 | 2.28 | 1 | 365 | 2.5885 | 0.81935 | 3 | 0.40783
65780 | 5.415 | 1 | 365 | 6.1476 | 0.57096 | 6 | 0.71859
65781 | 11.115 | 1 | 365 | 12.6188 | 0.11934 | 12 | 0.73815
65782 | 5.98 | 1 | 365 | 6.7891 | 0.50865 | 7 | 0.29772
65784 | 5.46 | 1 | 365 | 6.1987 | 0.72529 | 6 | 0.924
65786 | 8.41 | 1 | 365 | 9.5478 | 0.84243 | 10 | 0.39027
65787 | 7.95 | 1 | 365 | 9.0256 | 0.26484 | 9 | 0.29045
65788 | 6.09 | 1 | 365 | 6.914 | 0.8859 | 7 | 0.79985
65802 | 6 | 1 | 365 | 6.8118 | 0.57724 | 7 | 0.38902
65804 | 8.4 | 1 | 365 | 9.5365 | 0.80814 | 10 | 0.34462
65805 | 5.36 | 1 | 365 | 6.0852 | 0.38233 | 6 | 0.46752
65807 | 9.81 | 1 | 365 | 11.1373 | 0.64379 | 11 | 0.78104
65809 | 6.9 | 1 | 365 | 7.8335 | 0.66383 | 8 | 0.49737
65817 | 11.66 | 1 | 365 | 13.2376 | 0.98844 | 14 | 0.22599
65818 | 7.28 | 1 | 365 | 8.265 | 0.96705 | 9 | 0.23201
65820 | 12.75 | 1 | 365 | 14.475 | 0.72663 | 15 | 0.20166
65821 | 10.395 | 1 | 365 | 11.8014 | 0.65007 | 12 | 0.45147
65824 | 3.36 | 1 | 365 | 3.8146 | 0.52325 | 4 | 0.33785
65827 | 10.14 | 1 | 365 | 11.5119 | 0.77554 | 12 | 0.28744
65828 | 11.4 | 1 | 365 | 12.9424 | 0.096756 | 13 | 0.03913
65829 | 5.4 | 1 | 365 | 6.1306 | 0.51952 | 6 | 0.65011
65838 | 6.38 | 1 | 365 | 7.2432 | 0.88047 | 8 | 0.12365
65841 | 8.06 | 1 | 365 | 9.1505 | 0.64209 | 9 | 0.79258
65843 | 5.83 | 1 | 365 | 6.6188 | 0.99422 | 7 | 0.61299
65844 | 8.12 | 1 | 365 | 9.2186 | 0.84786 | 10 | 0.066468
65846 | 6.5 | 1 | 365 | 7.3794 | 0.29201 | 7 | 0.67143
65847 | 7.695 | 1 | 365 | 8.7361 | 0.39031 | 9 | 0.12641
65848 | 6.48 | 1 | 365 | 7.3567 | 0.22342 | 7 | 0.58014
65849 | 2.65 | 1 | 365 | 3.0085 | 0.088281 | 3 | 0.096815
65851 | 8.48 | 1 | 365 | 9.6273 | 0.082499 | 9 | 0.70981
65853 | 9 | 1 | 365 | 10.2177 | 0.86586 | 11 | 0.083524
65855 | 12.4 | 1 | 365 | 14.0777 | 0.5263 | 14 | 0.60397
65856 | 5.83 | 1 | 365 | 6.6188 | 0.99422 | 7 | 0.61299
65857 | 21.6 | 1 | 365 | 24.5224 | 0.078064 | 24 | 0.60046
65859 | 7.8 | 1 | 365 | 8.8553 | 0.75041 | 9 | 0.60572
65862 | 12.19 | 1 | 365 | 13.8393 | 0.80609 | 14 | 0.64535
65864 | 6.36 | 1 | 365 | 7.2205 | 0.81187 | 8 | 0.032357
65866 | 3.6 | 1 | 365 | 4.0871 | 0.34634 | 4 | 0.43341
65869 | 10.24 | 1 | 365 | 11.6254 | 0.11849 | 11 | 0.74392
65875 | 8.37 | 1 | 365 | 9.5024 | 0.70525 | 10 | 0.20768
65880 | 9.6 | 1 | 365 | 10.8988 | 0.92358 | 11 | 0.82243
65881 | 8.84 | 1 | 365 | 10.036 | 0.31713 | 10 | 0.35315
65882 | 4.8 | 1 | 365 | 5.4494 | 0.46179 | 5 | 0.91121
65887 | 8.1 | 1 | 365 | 9.1959 | 0.77927 | 9 | 0.97517
65892 | 9 | 1 | 365 | 10.2177 | 0.86586 | 11 | 0.083524
65906 | 5.44 | 1 | 365 | 6.176 | 0.6567 | 6 | 0.83271
65952 | 2.12 | 1 | 365 | 2.4068 | 0.27062 | 2 | 0.67745
65955 | 3.71 | 1 | 365 | 4.2119 | 0.72359 | 4 | 0.93554
65975 | 9.36 | 1 | 365 | 10.6264 | 0.10049 | 10 | 0.72686
65976 | 9.54 | 1 | 365 | 10.8307 | 0.71781 | 11 | 0.54854
65977 | 8.1 | 1 | 365 | 9.1959 | 0.77927 | 9 | 0.97517
65980 | 10.8 | 1 | 365 | 12.2612 | 0.039032 | 12 | 0.30023
65981 | 7.65 | 1 | 365 | 8.685 | 0.23598 | 8 | 0.921
65985 | 4.94 | 1 | 365 | 5.6084 | 0.94193 | 6 | 0.55029
65987 | 3.99 | 1 | 365 | 4.5298 | 0.68386 | 5 | 0.2137
65994 | 5.985 | 1 | 365 | 6.7947 | 0.5258 | 7 | 0.32054
66024 | 7.8 | 1 | 365 | 8.8553 | 0.75041 | 9 | 0.60572
66059 | 10.865 | 1 | 365 | 12.335 | 0.26195 | 12 | 0.59694
66076 | 5.1 | 1 | 365 | 5.79 | 0.49065 | 6 | 0.28066
66120 | 18.9 | 1 | 365 | 21.4571 | 0.81831 | 22 | 0.2754
66121 | 7.155 | 1 | 365 | 8.123 | 0.53836 | 8 | 0.6614
66125 | 9.69 | 1 | 365 | 11.001 | 0.23224 | 11 | 0.23326
66129 | 6.89 | 1 | 365 | 7.8222 | 0.62953 | 8 | 0.45172
66133 | 3.975 | 1 | 365 | 4.5128 | 0.63242 | 5 | 0.14522
66140 | 9.01 | 1 | 365 | 10.229 | 0.90016 | 11 | 0.12917
66156 | 4.24 | 1 | 365 | 4.8137 | 0.54125 | 5 | 0.3549
66161 | 5.565 | 1 | 365 | 6.3179 | 0.08539 | 6 | 0.40331
66163 | 8.215 | 1 | 365 | 9.3265 | 0.17367 | 9 | 0.50013
66182 | 6.095 | 1 | 365 | 6.9196 | 0.90305 | 7 | 0.82268
66188 | 3.12 | 1 | 365 | 3.5421 | 0.70016 | 4 | 0.24229
66232 | 4.8 | 1 | 365 | 5.4494 | 0.46179 | 5 | 0.91121
66233 | 9 | 1 | 365 | 10.2177 | 0.86586 | 11 | 0.083524
66235 | 5.4 | 1 | 365 | 6.1306 | 0.51952 | 6 | 0.65011
66237 | 9.6 | 1 | 365 | 10.8988 | 0.92358 | 11 | 0.82243
66240 | 4.2 | 1 | 365 | 4.7682 | 0.40407 | 5 | 0.17231
66247 | 5.2 | 1 | 365 | 5.9035 | 0.83361 | 6 | 0.73715
66254 | 3.6 | 1 | 365 | 4.0871 | 0.34634 | 4 | 0.43341
66258 | 7.8 | 1 | 365 | 8.8553 | 0.75041 | 9 | 0.60572
66259 | 5.4 | 1 | 365 | 6.1306 | 0.51952 | 6 | 0.65011
66260 | 10.965 | 1 | 365 | 12.4485 | 0.60491 | 13 | 0.053427
66261 | 6.6 | 1 | 365 | 7.493 | 0.63496 | 8 | 0.12792
66262 | 8.4 | 1 | 365 | 9.5365 | 0.80814 | 10 | 0.34462
66263 | 7.5 | 1 | 365 | 8.5147 | 0.72155 | 9 | 0.23627
66265 | 7.5 | 1 | 365 | 8.5147 | 0.72155 | 9 | 0.23627
66270 | 4.14 | 1 | 365 | 4.7001 | 0.1983 | 4 | 0.89842
66284 | 8.4 | 1 | 365 | 9.5365 | 0.80814 | 10 | 0.34462
66286 | 5.7 | 1 | 365 | 6.4712 | 0.54838 | 7 | 0.019565
66292 | 6.27 | 1 | 365 | 7.1183 | 0.50322 | 7 | 0.62152
66293 | 6.76 | 1 | 365 | 7.6746 | 0.18369 | 7 | 0.85829
66295 | 9 | 1 | 365 | 10.2177 | 0.86586 | 11 | 0.083524
66297 | 8.215 | 1 | 365 | 9.3265 | 0.17367 | 9 | 0.50013
66396 | 8.4 | 1 | 365 | 9.5365 | 0.80814 | 10 | 0.34462
66411 | 17.1 | 1 | 365 | 19.4136 | 0.64513 | 20 | 0.058696
66425 | 12.16 | 1 | 365 | 13.8052 | 0.70321 | 14 | 0.50841
66437 | 7.625 | 1 | 365 | 8.6566 | 0.15024 | 8 | 0.80687
66442 | 11.895 | 1 | 365 | 13.5043 | 0.79438 | 14 | 0.29872
66502 | 8.175 | 1 | 365 | 9.281 | 0.03649 | 9 | 0.31753
66513 | 3.2 | 1 | 365 | 3.6329 | 0.97453 | 4 | 0.60748
66526 | 5.94 | 1 | 365 | 6.7437 | 0.37147 | 7 | 0.11513
66529 | 6.5 | 1 | 365 | 7.3794 | 0.29201 | 7 | 0.67143
66530 | 10.4 | 1 | 365 | 11.8071 | 0.66722 | 12 | 0.47429
66531 | 5.3 | 1 | 365 | 6.0171 | 0.17656 | 6 | 0.19363
66532 | 12.6 | 1 | 365 | 14.3047 | 0.2122 | 14 | 0.51693
66534 | 7.245 | 1 | 365 | 8.2252 | 0.84702 | 9 | 0.072237
66535 | 4.5 | 1 | 365 | 5.1088 | 0.43293 | 5 | 0.54176
66537 | 18.639 | 1 | 365 | 21.1608 | 0.9232 | 22 | 0.083978
66539 | 6.3 | 1 | 365 | 7.1524 | 0.6061 | 7 | 0.75847
66543 | 5.1 | 1 | 365 | 5.79 | 0.49065 | 6 | 0.28066
66547 | 2.4 | 1 | 365 | 2.7247 | 0.2309 | 2 | 0.95561
66558 | 13.5 | 1 | 365 | 15.3265 | 0.29879 | 15 | 0.62529
66563 | 22.12 | 1 | 365 | 25.1127 | 0.86142 | 25 | 0.97417
66564 | 12.4 | 1 | 365 | 14.0777 | 0.5263 | 14 | 0.60397
66566 | 2.943 | 1 | 365 | 3.3412 | 0.093136 | 3 | 0.43431
66567 | 10.07 | 1 | 365 | 11.4324 | 0.53547 | 11 | 0.9679
66568 | 8.8 | 1 | 365 | 9.9906 | 0.17995 | 10 | 0.17056
66569 | 7.685 | 1 | 365 | 8.7247 | 0.35601 | 9 | 0.080765
66572 | 6.3 | 1 | 365 | 7.1524 | 0.6061 | 7 | 0.75847
66573 | 10.62 | 1 | 365 | 12.0568 | 0.42171 | 12 | 0.47856
66597 | 11.772 | 1 | 365 | 13.3647 | 0.37254 | 13 | 0.73725
66600 | 7.04 | 1 | 365 | 7.9925 | 0.14396 | 8 | 0.13645
66601 | 5.83 | 1 | 365 | 6.6188 | 0.99422 | 7 | 0.61299
66602 | 9 | 1 | 365 | 10.2177 | 0.86586 | 11 | 0.083524
66603 | 9.28 | 1 | 365 | 10.5355 | 0.82613 | 11 | 0.36168
60760 | 2.5 | 1 | 365 | 2.8382 | 0.57385 | 3 | 0.41209
60191 | 9.975 | 1 | 365 | 11.3246 | 0.20966 | 11 | 0.53424
34355 | 28.449 | 0.9 | 365 | 29.0682 | 0.81029 | 29 | 0.87852
63334 | 32.76 | 0.9 | 365 | 33.4731 | 0.11656 | 33 | 0.58962
63048 | 98.1 | 1 | 365 | 111.3725 | 0.43787 | 111 | 0.81041
36652 | 200.52 | 0.9 | 365 | 204.8846 | 0.92222 | 205 | 0.80682
7472 | 506.835 | 0.9 | 365 | 517.867 | 0.38982 | 518 | 0.25679
7478 | 449.82 | 0.9 | 365 | 459.611 | 0.40811 | 460 | 0.019077
7477 | 404.43 | 0.9 | 365 | 413.233 | 0.30798 | 413 | 0.54096
35049 | 64 | 0.9 | 365 | 65.393 | 0.5415 | 65 | 0.93455
42344 | 9 | 1 | 365 | 10.2177 | 0.86586 | 11 | 0.083524
45068 | 9 | 1 | 365 | 10.2177 | 0.86586 | 11 | 0.083524
47942 | 7.8 | 1 | 365 | 8.8553 | 0.75041 | 9 | 0.60572
49160 | 4.505 | 1 | 365 | 5.1145 | 0.45008 | 5 | 0.56459
49733 | 7.56 | 1 | 365 | 8.5828 | 0.92732 | 9 | 0.51016
50983 | 11.4 | 1 | 365 | 12.9424 | 0.096756 | 13 | 0.03913
51041 | 12.825 | 1 | 365 | 14.5602 | 0.98385 | 15 | 0.54402
51538 | 13.26 | 1 | 365 | 15.054 | 0.4757 | 15 | 0.52973
62927 | 9.483 | 1 | 365 | 10.766 | 0.52233 | 11 | 0.28834
63195 | 7.15 | 1 | 365 | 8.1174 | 0.52121 | 8 | 0.63858
64799 | 8.7 | 1 | 365 | 9.8771 | 0.837 | 10 | 0.71407
65025 | 6.75 | 1 | 365 | 7.6632 | 0.1494 | 7 | 0.81264
65093 | 8.215 | 1 | 365 | 9.3265 | 0.17367 | 9 | 0.50013
65380 | 5.4 | 1 | 365 | 6.1306 | 0.51952 | 6 | 0.65011
65392 | 7.2 | 1 | 365 | 8.1741 | 0.69269 | 8 | 0.86682
65393 | 7.5 | 1 | 365 | 8.5147 | 0.72155 | 9 | 0.23627
65397 | 6.615 | 1 | 365 | 7.51 | 0.68641 | 8 | 0.19639
65403 | 16.32 | 1 | 365 | 18.528 | 0.97009 | 19 | 0.49812
65417 | 8.829 | 1 | 365 | 10.0235 | 0.27941 | 10 | 0.30294
65428 | 7.8 | 1 | 365 | 8.8553 | 0.75041 | 9 | 0.60572
65429 | 7.2 | 1 | 365 | 8.1741 | 0.69269 | 8 | 0.86682
65431 | 3.42 | 1 | 365 | 3.8827 | 0.72903 | 4 | 0.61174
65435 | 4.24 | 1 | 365 | 4.8137 | 0.54125 | 5 | 0.3549
65454 | 9.6 | 1 | 365 | 10.8988 | 0.92358 | 11 | 0.82243
65459 | 22.8 | 1 | 365 | 25.8847 | 0.19351 | 26 | 0.078261
65461 | 5.7 | 1 | 365 | 6.4712 | 0.54838 | 7 | 0.019565
65463 | 3.71 | 1 | 365 | 4.2119 | 0.72359 | 4 | 0.93554
65503 | 5.3 | 1 | 365 | 6.0171 | 0.17656 | 6 | 0.19363
65506 | 10.2 | 1 | 365 | 11.58 | 0.98131 | 12 | 0.56133
65513 | 6.5 | 1 | 365 | 7.3794 | 0.29201 | 7 | 0.67143
65517 | 2.65 | 1 | 365 | 3.0085 | 0.088281 | 3 | 0.096815
65522 | 7.2 | 1 | 365 | 8.1741 | 0.69269 | 8 | 0.86682
65537 | 5.3 | 1 | 365 | 6.0171 | 0.17656 | 6 | 0.19363
65548 | 5.4 | 1 | 365 | 6.1306 | 0.51952 | 6 | 0.65011
65769 | 7.83 | 1 | 365 | 8.8894 | 0.8533 | 9 | 0.74267
60563 | 6.76 | 1 | 365 | 7.6746 | 0.18369 | 7 | 0.85829
60735 | 8.32 | 1 | 365 | 9.4457 | 0.53377 | 9 | 0.97944
60881 | 10.66 | 1 | 365 | 12.1023 | 0.5589 | 12 | 0.66115
60932 | 5.83 | 1 | 365 | 6.6188 | 0.99422 | 7 | 0.61299
61479 | 3.315 | 1 | 365 | 3.7635 | 0.36893 | 4 | 0.13243
66606 | 6.48 | 1 | 365 | 7.3567 | 0.22342 | 7 | 0.58014
66609 | 11.04 | 1 | 365 | 12.5337 | 0.86212 | 13 | 0.39579
66636 | 7.8 | 1 | 365 | 8.8553 | 0.75041 | 9 | 0.60572
65200 | 8.7 | 1 | 365 | 9.8771 | 0.837 | 10 | 0.71407
66656 | 12.42 | 1 | 365 | 14.1004 | 0.59489 | 14 | 0.69526
66664 | 7.194 | 1 | 365 | 8.1673 | 0.67211 | 8 | 0.83943
66666 | 12.4 | 1 | 365 | 14.0777 | 0.5263 | 14 | 0.60397
66667 | 8.7 | 1 | 365 | 9.8771 | 0.837 | 10 | 0.71407
66671 | 6 | 1 | 365 | 6.8118 | 0.57724 | 7 | 0.38902
43856 | 8.4 | 1 | 365 | 9.5365 | 0.80814 | 10 | 0.34462
65916 | 6.44 | 1 | 365 | 7.3113 | 0.086238 | 7 | 0.39754
65917 | 11.2 | 1 | 365 | 12.7153 | 0.41085 | 13 | 0.12616
66257 | 7.2 | 1 | 365 | 8.1741 | 0.69269 | 8 | 0.86682
61543 | 4.5 | 1 | 365 | 5.1088 | 0.43293 | 5 | 0.54176
59608 | 24.91 | 1 | 365 | 28.2802 | 0.42984 | 28 | 0.71006
61549 | 20.4 | 1 | 365 | 23.16 | 0.96262 | 24 | 0.12265
64334 | 10.8 | 1 | 365 | 12.2612 | 0.039032 | 12 | 0.30023
66271 | 2.16 | 1 | 365 | 2.4522 | 0.40781 | 2 | 0.86005
66698 | 10.35 | 1 | 365 | 11.7503 | 0.49574 | 12 | 0.24605
66716 | 7.2 | 1 | 365 | 8.1741 | 0.69269 | 8 | 0.86682
64503 | 3.975 | 1 | 365 | 4.5128 | 0.63242 | 5 | 0.14522
63420 | 3.64 | 1 | 365 | 4.1325 | 0.48353 | 4 | 0.616
63858 | 4.77 | 1 | 365 | 5.4154 | 0.35891 | 5 | 0.77427
48228 | 7.56 | 1 | 365 | 8.5828 | 0.92732 | 9 | 0.51016
62197 | 6.93 | 1 | 365 | 7.8676 | 0.76671 | 8 | 0.63431
63869 | 6.213 | 1 | 365 | 7.0536 | 0.30773 | 7 | 0.36133
64119 | 5.355 | 1 | 365 | 6.0795 | 0.36519 | 6 | 0.4447
64683 | 9.6 | 1 | 365 | 10.8988 | 0.92358 | 11 | 0.82243
65293 | 12.06 | 1 | 365 | 13.6917 | 0.36025 | 14 | 0.051922
63573 | 10.8 | 1 | 365 | 12.2612 | 0.039032 | 12 | 0.30023
36543 | 988.35 | 1 | 365 | 1122.0698 | 0.58586 | 1122 | 0.65566
65898 | 7.155 | 1 | 365 | 8.123 | 0.53836 | 8 | 0.6614
66732 | 8.28 | 1 | 365 | 9.4003 | 0.39659 | 9 | 0.79684
64129 | 11.4 | 1 | 365 | 12.9424 | 0.096756 | 13 | 0.03913
66736 | 2.76 | 1 | 365 | 3.1334 | 0.46553 | 3 | 0.59895
66751 | 6.095 | 1 | 365 | 6.9196 | 0.90305 | 7 | 0.82268
64243 | 22.8 | 1 | 365 | 25.8847 | 0.19351 | 26 | 0.078261
66756 | 6.67 | 1 | 365 | 7.5724 | 0.87503 | 8 | 0.44746
63416 | 16.815 | 1 | 365 | 19.09 | 0.66772 | 19 | 0.75772
45247 | 9.975 | 1 | 365 | 11.3246 | 0.20966 | 11 | 0.53424
66773 | 3.45 | 1 | 365 | 3.9168 | 0.83191 | 4 | 0.74868
66446 | 12 | 1 | 365 | 13.6236 | 0.15448 | 13 | 0.77803
61320 | 16.64 | 1 | 365 | 18.8913 | 0.067546 | 18 | 0.95887
66778 | 8.28 | 1 | 365 | 9.4003 | 0.39659 | 9 | 0.79684
61405 | 9.28 | 1 | 365 | 10.5355 | 0.82613 | 11 | 0.36168
66786 | 9.6 | 1 | 365 | 10.8988 | 0.92358 | 11 | 0.82243
66811 | 11.89 | 1 | 365 | 13.4987 | 0.77723 | 14 | 0.2759
63468 | 9.3 | 1 | 365 | 10.5583 | 0.89472 | 11 | 0.45297
66281 | 15.9 | 1 | 365 | 18.0512 | 0.52969 | 18 | 0.58089
65721 | 13.395 | 1 | 365 | 15.2073 | 0.93869 | 16 | 0.14598
66288 | 5.035 | 1 | 365 | 5.7162 | 0.26773 | 5 | 0.98395
66301 | 8.1 | 1 | 365 | 9.1959 | 0.77927 | 9 | 0.97517
65724 | 8.55 | 1 | 365 | 9.7068 | 0.32257 | 10 | 0.029348
66304 | 8.96 | 1 | 365 | 10.1723 | 0.72868 | 10 | 0.90093
64152 | 4.68 | 1 | 365 | 5.3132 | 0.050247 | 5 | 0.36343
66896 | 8.829 | 1 | 365 | 10.0235 | 0.27941 | 10 | 0.30294
51227 | 6.5 | 1 | 365 | 7.3794 | 0.29201 | 7 | 0.67143
63292 | 7.95 | 1 | 365 | 9.0256 | 0.26484 | 9 | 0.29045
66919 | 4.905 | 1 | 365 | 5.5686 | 0.82189 | 6 | 0.39052
66927 | 9.81 | 1 | 365 | 11.1373 | 0.64379 | 11 | 0.78104
65352 | 12 | 1 | 365 | 13.6236 | 0.15448 | 13 | 0.77803
63973 | 13.78 | 1 | 365 | 15.6444 | 0.25906 | 15 | 0.90344
66552 | 9.69 | 1 | 365 | 11.001 | 0.23224 | 11 | 0.23326
62246 | 3.15 | 1 | 365 | 3.5762 | 0.80305 | 4 | 0.37923
66745 | 5.72 | 1 | 365 | 6.4939 | 0.61697 | 7 | 0.11086
65719 | 15.86 | 1 | 365 | 18.0058 | 0.3925 | 18 | 0.3983
66748 | 5.1 | 1 | 365 | 5.79 | 0.49065 | 6 | 0.28066
65770 | 4.32 | 1 | 365 | 4.9045 | 0.81561 | 5 | 0.72009
66639 | 8.1 | 1 | 365 | 9.1959 | 0.77927 | 9 | 0.97517
27165 | 3222.63 | 0.9 | 365 | 3292.7751 | 0.92464 | 3293 | 0.69969
59974 | 6.625 | 1 | 365 | 7.5213 | 0.7207 | 8 | 0.24204
34548 | 285 | 0.9 | 365 | 291.2034 | 0.67701 | 291 | 0.88043
64654 | 5.7 | 1 | 365 | 6.4712 | 0.54838 | 7 | 0.019565
65080 | 108.46 | 0.9 | 365 | 110.8208 | 0.77112 | 111 | 0.5919
65913 | 10.08 | 1 | 365 | 11.4438 | 0.56976 | 12 | 0.013547
66879 | 8.4 | 1 | 365 | 9.5365 | 0.80814 | 10 | 0.34462
66785 | 13.44 | 1 | 365 | 15.2584 | 0.093018 | 15 | 0.3514
44172 | 8.55 | 1 | 365 | 9.7068 | 0.32257 | 10 | 0.029348
63730 | 12.753 | 1 | 365 | 14.4784 | 0.73692 | 15 | 0.21535
63732 | 8.175 | 1 | 365 | 9.281 | 0.03649 | 9 | 0.31753
61683 | 6.3 | 1 | 365 | 7.1524 | 0.6061 | 7 | 0.75847
62235 | 12.4 | 1 | 365 | 14.0777 | 0.5263 | 14 | 0.60397
44936 | 58.14 | 0.9 | 365 | 59.4055 | 0.45411 | 59 | 0.85961
66940 | 7.8 | 1 | 365 | 8.8553 | 0.75041 | 9 | 0.60572
66942 | 4.8 | 1 | 365 | 5.4494 | 0.46179 | 5 | 0.91121
66982 | 7.56 | 1 | 365 | 8.5828 | 0.92732 | 9 | 0.51016
66984 | 12.6 | 1 | 365 | 14.3047 | 0.2122 | 14 | 0.51693
66985 | 6.54 | 1 | 365 | 7.4248 | 0.42919 | 7 | 0.85403
66986 | 7.41 | 1 | 365 | 8.4125 | 0.41289 | 8 | 0.82543
66998 | 8.96 | 1 | 365 | 10.1723 | 0.72868 | 10 | 0.90093
67007 | 8.1 | 1 | 365 | 9.1959 | 0.77927 | 9 | 0.97517
67017 | 7.95 | 1 | 365 | 9.0256 | 0.26484 | 9 | 0.29045
67018 | 14.7 | 1 | 365 | 16.6889 | 0.41424 | 17 | 0.10309
67019 | 10.8 | 1 | 365 | 12.2612 | 0.039032 | 12 | 0.30023
67024 | 12 | 1 | 365 | 13.6236 | 0.15448 | 13 | 0.77803
67025 | 7.15 | 1 | 365 | 8.1174 | 0.52121 | 8 | 0.63858
67027 | 5.3 | 1 | 365 | 6.0171 | 0.17656 | 6 | 0.19363
67029 | 6 | 1 | 365 | 6.8118 | 0.57724 | 7 | 0.38902
67030 | 14.49 | 1 | 365 | 16.4504 | 0.69403 | 17 | 0.14447
67046 | 3.64 | 1 | 365 | 4.1325 | 0.48353 | 4 | 0.616
67047 | 6.16 | 1 | 365 | 6.9934 | 0.12597 | 7 | 0.11939
64815 | 3.375 | 1 | 365 | 3.8316 | 0.5747 | 4 | 0.40632
61409 | 7.56 | 1 | 365 | 8.5828 | 0.92732 | 9 | 0.51016
35801 | 30.45 | 0.9 | 365 | 31.1128 | 0.98654 | 32 | 0.099331
66031 | 7.68 | 1 | 365 | 8.7191 | 0.33887 | 9 | 0.05794
65800 | 3.51 | 1 | 365 | 3.9849 | 0.037685 | 4 | 0.022574
63465 | 631.84 | 0.8 | 365 | 573.8603 | 0.53644 | 574 | 0.39678
57992 | 6.48 | 1 | 365 | 7.3567 | 0.22342 | 7 | 0.58014
67051 | 4.76 | 1 | 365 | 5.404 | 0.32461 | 5 | 0.72862
67053 | 5.88 | 1 | 365 | 6.6755 | 0.1657 | 6 | 0.84124
67063 | 6.72 | 1 | 365 | 7.6292 | 0.046509 | 7 | 0.6757
67016 | 12.375 | 1 | 365 | 14.0493 | 0.44056 | 14 | 0.48985
67074 | 9.3 | 1 | 365 | 10.5583 | 0.89472 | 11 | 0.45297
67077 | 9.483 | 1 | 365 | 10.766 | 0.52233 | 11 | 0.28834
67089 | 5.83 | 1 | 365 | 6.6188 | 0.99422 | 7 | 0.61299
67091 | 10.675 | 1 | 365 | 12.1193 | 0.61034 | 12 | 0.72962
67093 | 6.89 | 1 | 365 | 7.8222 | 0.62953 | 8 | 0.45172
67110 | 6.3 | 1 | 365 | 7.1524 | 0.6061 | 7 | 0.75847
67156 | 8.48 | 1 | 365 | 9.6273 | 0.082499 | 9 | 0.70981
67189 | 11.13 | 1 | 365 | 12.6358 | 0.17078 | 12 | 0.80662
67003 | 5.8 | 1 | 365 | 6.5847 | 0.89133 | 7 | 0.47605
67230 | 4.8 | 1 | 365 | 5.4494 | 0.46179 | 5 | 0.91121
67313 | 7.59 | 1 | 365 | 8.6169 | 0.030209 | 8 | 0.64711
67317 | 4.56 | 1 | 365 | 5.1769 | 0.6387 | 5 | 0.81565
67321 | 9.81 | 1 | 365 | 11.1373 | 0.64379 | 11 | 0.78104
67333 | 15.39 | 1 | 365 | 17.4722 | 0.78062 | 18 | 0.25283
67336 | 4.64 | 1 | 365 | 5.2678 | 0.91307 | 6 | 0.18084
67339 | 9.975 | 1 | 365 | 11.3246 | 0.20966 | 11 | 0.53424
67340 | 4.83 | 1 | 365 | 5.4835 | 0.56468 | 6 | 0.048158
67345 | 11.118 | 1 | 365 | 12.6222 | 0.12963 | 12 | 0.75185
67346 | 6.84 | 1 | 365 | 7.7654 | 0.45805 | 8 | 0.22348
67348 | 8.55 | 1 | 365 | 9.7068 | 0.32257 | 10 | 0.029348
67363 | 8 | 1 | 365 | 9.0824 | 0.43632 | 9 | 0.51869
64792 | 7.15 | 1 | 365 | 8.1174 | 0.52121 | 8 | 0.63858
65879 | 2.943 | 1 | 365 | 3.3412 | 0.093136 | 3 | 0.43431
64793 | 6.4 | 1 | 365 | 7.2659 | 0.94906 | 8 | 0.21495
66250 | 5.7 | 1 | 365 | 6.4712 | 0.54838 | 7 | 0.019565
64795 | 4.59 | 1 | 365 | 5.211 | 0.74159 | 5 | 0.9526
34362 | 115.758 | 0.9 | 365 | 118.2776 | 0.29702 | 118 | 0.57466
67395 | 3.9 | 1 | 365 | 4.4277 | 0.37521 | 4 | 0.80286
65662 | 10.26 | 1 | 365 | 11.6481 | 0.18708 | 11 | 0.83522
65689 | 13.34 | 1 | 365 | 15.1448 | 0.75006 | 15 | 0.89491
65693 | 13.34 | 1 | 365 | 15.1448 | 0.75006 | 15 | 0.89491
65835 | 6.48 | 1 | 365 | 7.3567 | 0.22342 | 7 | 0.58014
43249 | 384.8 | 0.9 | 365 | 393.1757 | 0.71829 | 393 | 0.894
67427 | 6.36 | 1 | 365 | 7.2205 | 0.81187 | 8 | 0.032357
67432 | 6.3 | 1 | 365 | 7.1524 | 0.6061 | 7 | 0.75847
65894 | 9.35 | 1 | 365 | 10.615 | 0.066199 | 10 | 0.68122
67435 | 7.685 | 1 | 365 | 8.7247 | 0.35601 | 9 | 0.080765
67438 | 9.69 | 1 | 365 | 11.001 | 0.23224 | 11 | 0.23326
65904 | 7.685 | 1 | 365 | 8.7247 | 0.35601 | 9 | 0.080765
67441 | 8 | 1 | 365 | 9.0824 | 0.43632 | 9 | 0.51869
67443 | 7.8 | 1 | 365 | 8.8553 | 0.75041 | 9 | 0.60572
67442 | 9.483 | 1 | 365 | 10.766 | 0.52233 | 11 | 0.28834
64521 | 2.52 | 1 | 365 | 2.8609 | 0.64244 | 3 | 0.50339
67445 | 11.7 | 1 | 365 | 13.283 | 0.12562 | 13 | 0.40858
63203 | 6 | 1 | 365 | 6.8118 | 0.57724 | 7 | 0.38902
46634 | 5 | 1 | 365 | 5.6765 | 0.1477 | 5 | 0.82418
66267 | 12 | 1 | 365 | 13.6236 | 0.15448 | 13 | 0.77803
33916 | 612.48 | 1 | 365 | 695.3461 | 0.52466 | 695 | 0.87075
67582 | 6.21 | 1 | 365 | 7.0502 | 0.29744 | 7 | 0.34763
67637 | 8.96 | 1 | 365 | 10.1723 | 0.72868 | 10 | 0.90093
67638 | 7.36 | 1 | 365 | 8.3558 | 0.24141 | 8 | 0.59719
67324 | 12.753 | 1 | 365 | 14.4784 | 0.73692 | 15 | 0.21535
67447 | 12.16 | 1 | 365 | 13.8052 | 0.70321 | 14 | 0.50841
65702 | 9.765 | 1 | 365 | 11.0862 | 0.48946 | 11 | 0.57562
67451 | 9.6 | 1 | 365 | 10.8988 | 0.92358 | 11 | 0.82243
67453 | 12.48 | 1 | 365 | 14.1685 | 0.80066 | 14 | 0.96915
67455 | 6.4 | 1 | 365 | 7.2659 | 0.94906 | 8 | 0.21495
67460 | 8.32 | 1 | 365 | 9.4457 | 0.53377 | 9 | 0.97944
67463 | 12.19 | 1 | 365 | 13.8393 | 0.80609 | 14 | 0.64535
67462 | 13.23 | 1 | 365 | 15.02 | 0.37281 | 15 | 0.39278
67465 | 9.9 | 1 | 365 | 11.2394 | 0.95245 | 12 | 0.19188
67467 | 13.8 | 1 | 365 | 15.6671 | 0.32765 | 15 | 0.99474
66607 | 8.64 | 1 | 365 | 9.809 | 0.63123 | 10 | 0.44018
67476 | 7.56 | 1 | 365 | 8.5828 | 0.92732 | 9 | 0.51016
67479 | 9.86 | 1 | 365 | 11.194 | 0.81526 | 12 | 0.009283
67480 | 8.7 | 1 | 365 | 9.8771 | 0.837 | 10 | 0.71407
67482 | 10.2 | 1 | 365 | 11.58 | 0.98131 | 12 | 0.56133
67483 | 8.06 | 1 | 365 | 9.1505 | 0.64209 | 9 | 0.79258
35266 | 31.065 | 0.9 | 365 | 31.7412 | 0.88479 | 32 | 0.62597
67485 | 6.63 | 1 | 365 | 7.527 | 0.73785 | 8 | 0.26486
67489 | 8.4 | 1 | 365 | 9.5365 | 0.80814 | 10 | 0.34462
67520 | 12.42 | 1 | 365 | 14.1004 | 0.59489 | 14 | 0.69526
67525 | 4.16 | 1 | 365 | 4.7228 | 0.26689 | 4 | 0.98972
66700 | 7.8 | 1 | 365 | 8.8553 | 0.75041 | 9 | 0.60572
67571 | 10.335 | 1 | 365 | 11.7333 | 0.4443 | 12 | 0.17758
67581 | 8.48 | 1 | 365 | 9.6273 | 0.082499 | 9 | 0.70981
66718 | 10.2 | 1 | 365 | 11.58 | 0.98131 | 12 | 0.56133
64604 | 3.92 | 1 | 365 | 4.4504 | 0.4438 | 4 | 0.89416
66719 | 11.4 | 1 | 365 | 12.9424 | 0.096756 | 13 | 0.03913
66256 | 9.9 | 1 | 365 | 11.2394 | 0.95245 | 12 | 0.19188
66721 | 11.4 | 1 | 365 | 12.9424 | 0.096756 | 13 | 0.03913
66724 | 11.34 | 1 | 365 | 12.8743 | 0.89098 | 13 | 0.76524
46333 | 9.69 | 1 | 365 | 11.001 | 0.23224 | 11 | 0.23326
67440 | 12 | 1 | 365 | 13.6236 | 0.15448 | 13 | 0.77803
67613 | 12 | 1 | 365 | 13.6236 | 0.15448 | 13 | 0.77803
67622 | 10.5 | 1 | 365 | 11.9206 | 0.01017 | 11 | 0.93078
66782 | 12 | 1 | 365 | 13.6236 | 0.15448 | 13 | 0.77803
67623 | 6.12 | 1 | 365 | 6.948 | 0.98878 | 7 | 0.9368
67624 | 11.475 | 1 | 365 | 13.0275 | 0.35397 | 13 | 0.38149
67626 | 2.75 | 1 | 365 | 3.1221 | 0.43124 | 3 | 0.5533
67629 | 6.12 | 1 | 365 | 6.948 | 0.98878 | 7 | 0.9368
67630 | 6.84 | 1 | 365 | 7.7654 | 0.45805 | 8 | 0.22348
60795 | 2.04 | 1 | 365 | 2.316 | 0.99626 | 3 | 0.31227
67631 | 4.335 | 1 | 365 | 4.9215 | 0.86706 | 5 | 0.78856
67633 | 6.72 | 1 | 365 | 7.6292 | 0.046509 | 7 | 0.6757
67636 | 4.59 | 1 | 365 | 5.211 | 0.74159 | 5 | 0.9526
67641 | 5.1 | 1 | 365 | 5.79 | 0.49065 | 6 | 0.28066
67639 | 5.175 | 1 | 365 | 5.8752 | 0.74787 | 6 | 0.62303
67644 | 6.72 | 1 | 365 | 7.6292 | 0.046509 | 7 | 0.6757
66274 | 14.56 | 1 | 365 | 16.5299 | 0.9341 | 17 | 0.46401
67645 | 7.02 | 1 | 365 | 7.9698 | 0.075371 | 8 | 0.045149
67646 | 13.12 | 1 | 365 | 14.8951 | 0.99556 | 15 | 0.89065
67648 | 10.88 | 1 | 365 | 12.352 | 0.3134 | 12 | 0.66542
67650 | 6.76 | 1 | 365 | 7.6746 | 0.18369 | 7 | 0.85829
67651 | 6.24 | 1 | 365 | 7.0842 | 0.40033 | 7 | 0.48458
67653 | 4.24 | 1 | 365 | 4.8137 | 0.54125 | 5 | 0.3549
67056 | 7.95 | 1 | 365 | 9.0256 | 0.26484 | 9 | 0.29045
67049 | 5.6 | 1 | 365 | 6.3577 | 0.20542 | 6 | 0.56308
51293 | 7.2 | 1 | 365 | 8.1741 | 0.69269 | 8 | 0.86682
61916 | 7.155 | 1 | 365 | 8.123 | 0.53836 | 8 | 0.6614
66717 | 8.19 | 1 | 365 | 9.2981 | 0.087933 | 9 | 0.38601
60709 | 6.75 | 1 | 365 | 7.6632 | 0.1494 | 7 | 0.81264
62269 | 2.65 | 1 | 365 | 3.0085 | 0.088281 | 3 | 0.096815
46626 | 5 | 1 | 365 | 5.6765 | 0.1477 | 5 | 0.82418
67092 | 13.5 | 1 | 365 | 15.3265 | 0.29879 | 15 | 0.62529
58365 | 3.64 | 1 | 365 | 4.1325 | 0.48353 | 4 | 0.616
66987 | 6.6 | 1 | 365 | 7.493 | 0.63496 | 8 | 0.12792
67458 | 12.9 | 1 | 365 | 14.6453 | 0.24107 | 14 | 0.88638
63833 | 7.5 | 1 | 365 | 8.5147 | 0.72155 | 9 | 0.23627
67216 | 3.6 | 1 | 365 | 4.0871 | 0.34634 | 4 | 0.43341
58648 | 3.975 | 1 | 365 | 4.5128 | 0.63242 | 5 | 0.14522
66252 | 7.95 | 1 | 365 | 9.0256 | 0.26484 | 9 | 0.29045
66937 | 6.555 | 1 | 365 | 7.4419 | 0.48063 | 7 | 0.9225
67112 | 9 | 1 | 365 | 10.2177 | 0.86586 | 11 | 0.083524
67145 | 9.45 | 1 | 365 | 10.7285 | 0.40915 | 11 | 0.1377
67353 | 6.4 | 1 | 365 | 7.2659 | 0.94906 | 8 | 0.21495
66192 | 1.995 | 1 | 365 | 2.2649 | 0.84193 | 3 | 0.10685
66275 | 8.745 | 1 | 365 | 9.9282 | 0.99133 | 10 | 0.91949
67487 | 6.3 | 1 | 365 | 7.1524 | 0.6061 | 7 | 0.75847
66720 | 13.34 | 1 | 365 | 15.1448 | 0.75006 | 15 | 0.89491
64443 | 12.24 | 1 | 365 | 13.896 | 0.97757 | 14 | 0.87359
64322 | 11.2 | 1 | 365 | 12.7153 | 0.41085 | 13 | 0.12616
65715 | 13.33 | 1 | 365 | 15.1335 | 0.71577 | 15 | 0.84926
62046 | 8.829 | 1 | 365 | 10.0235 | 0.27941 | 10 | 0.30294
50849 | 6.82 | 1 | 365 | 7.7427 | 0.38946 | 8 | 0.13218
50703 | 7.98 | 1 | 365 | 9.0597 | 0.36773 | 9 | 0.42739
61693 | 15.075 | 1 | 365 | 17.1146 | 0.70032 | 17 | 0.8149
66540 | 5.72 | 1 | 365 | 6.4939 | 0.61697 | 7 | 0.11086
60542 | 10.2 | 1 | 365 | 11.58 | 0.98131 | 12 | 0.56133
66524 | 12.19 | 1 | 365 | 13.8393 | 0.80609 | 14 | 0.64535
66948 | 9 | 1 | 365 | 10.2177 | 0.86586 | 11 | 0.083524
67203 | 10.865 | 1 | 365 | 12.335 | 0.26195 | 12 | 0.59694
65756 | 6.75 | 1 | 365 | 7.6632 | 0.1494 | 7 | 0.81264
66565 | 3.18 | 1 | 365 | 3.6102 | 0.90594 | 4 | 0.51618
66945 | 7.395 | 1 | 365 | 8.3955 | 0.36145 | 8 | 0.75696
66979 | 7.56 | 1 | 365 | 8.5828 | 0.92732 | 9 | 0.51016
66983 | 10.2 | 1 | 365 | 11.58 | 0.98131 | 12 | 0.56133
67264 | 8.12 | 1 | 365 | 9.2186 | 0.84786 | 10 | 0.066468
66923 | 9.135 | 1 | 365 | 10.3709 | 0.32885 | 10 | 0.69978
66980 | 10.464 | 1 | 365 | 11.8797 | 0.88671 | 12 | 0.76644
67128 | 5.12 | 1 | 365 | 5.8127 | 0.55924 | 6 | 0.37196
67133 | 9.6 | 1 | 365 | 10.8988 | 0.92358 | 11 | 0.82243
67137 | 7.28 | 1 | 365 | 8.265 | 0.96705 | 9 | 0.23201
67141 | 12.075 | 1 | 365 | 13.7087 | 0.4117 | 14 | 0.12039
67146 | 4.69 | 1 | 365 | 5.3245 | 0.084543 | 5 | 0.40908
67152 | 12.22 | 1 | 365 | 13.8733 | 0.90898 | 14 | 0.7823
67155 | 13.5 | 1 | 365 | 15.3265 | 0.29879 | 15 | 0.62529
67158 | 11.34 | 1 | 365 | 12.8743 | 0.89098 | 13 | 0.76524
67160 | 9.6 | 1 | 365 | 10.8988 | 0.92358 | 11 | 0.82243
67162 | 8.175 | 1 | 365 | 9.281 | 0.03649 | 9 | 0.31753
67165 | 9.36 | 1 | 365 | 10.6264 | 0.10049 | 10 | 0.72686
67197 | 9 | 1 | 365 | 10.2177 | 0.86586 | 11 | 0.083524
67201 | 12.24 | 1 | 365 | 13.896 | 0.97757 | 14 | 0.87359
67207 | 8.625 | 1 | 365 | 9.7919 | 0.57978 | 10 | 0.37171
67229 | 5.76 | 1 | 365 | 6.5393 | 0.75415 | 7 | 0.29346
67233 | 13.2 | 1 | 365 | 14.9859 | 0.26993 | 15 | 0.25584
67235 | 9.54 | 1 | 365 | 10.8307 | 0.71781 | 11 | 0.54854
67298 | 9.6 | 1 | 365 | 10.8988 | 0.92358 | 11 | 0.82243
67327 | 5.232 | 1 | 365 | 5.9399 | 0.94335 | 6 | 0.88322
67563 | 12.8 | 1 | 365 | 14.5318 | 0.89811 | 15 | 0.4299
67564 | 11.16 | 1 | 365 | 12.6699 | 0.27367 | 12 | 0.94357
67575 | 9.483 | 1 | 365 | 10.766 | 0.52233 | 11 | 0.28834
67620 | 9.405 | 1 | 365 | 10.6775 | 0.25482 | 10 | 0.93228
67131 | 6.72 | 1 | 365 | 7.6292 | 0.046509 | 7 | 0.6757
67288 | 11.48 | 1 | 365 | 13.0332 | 0.37112 | 13 | 0.40432
65226 | 89.32 | 0.9 | 365 | 91.2642 | 0.69386 | 91 | 0.95804
67320 | 7.194 | 1 | 365 | 8.1673 | 0.67211 | 8 | 0.83943
67477 | 6.213 | 1 | 365 | 7.0536 | 0.30773 | 7 | 0.36133
67567 | 9.81 | 1 | 365 | 11.1373 | 0.64379 | 11 | 0.78104
66878 | 12.6 | 1 | 365 | 14.3047 | 0.2122 | 14 | 0.51693
66243 | 10.8 | 1 | 365 | 12.2612 | 0.039032 | 12 | 0.30023
63724 | 10.05 | 1 | 365 | 11.4097 | 0.46688 | 11 | 0.8766
64340 | 3.35 | 1 | 365 | 3.8032 | 0.48896 | 4 | 0.2922
61697 | 6.6 | 1 | 365 | 7.493 | 0.63496 | 8 | 0.12792
61700 | 8.1 | 1 | 365 | 9.1959 | 0.77927 | 9 | 0.97517
46267 | 7.44 | 1 | 365 | 8.4466 | 0.51578 | 8 | 0.96238
66238 | 4.24 | 1 | 365 | 4.8137 | 0.54125 | 5 | 0.3549
59837 | 12.19 | 1 | 365 | 13.8393 | 0.80609 | 14 | 0.64535
66195 | 8.12 | 1 | 365 | 9.2186 | 0.84786 | 10 | 0.066468
66737 | 9.18 | 1 | 365 | 10.422 | 0.48318 | 10 | 0.90519
66775 | 11.118 | 1 | 365 | 12.6222 | 0.12963 | 12 | 0.75185
66883 | 9 | 1 | 365 | 10.2177 | 0.86586 | 11 | 0.083524
66905 | 10.137 | 1 | 365 | 11.5085 | 0.76525 | 12 | 0.27374
66904 | 15.87 | 1 | 365 | 18.0171 | 0.4268 | 18 | 0.44395
66903 | 6.867 | 1 | 365 | 7.7961 | 0.55065 | 8 | 0.34673
66772 | 5.559 | 1 | 365 | 6.3111 | 0.064813 | 6 | 0.37592
66865 | 8.502 | 1 | 365 | 9.6523 | 0.15795 | 9 | 0.81024
66868 | 8.829 | 1 | 365 | 10.0235 | 0.27941 | 10 | 0.30294
66869 | 7.848 | 1 | 365 | 8.9098 | 0.91503 | 9 | 0.82483
66885 | 10.385 | 1 | 365 | 11.79 | 0.61577 | 12 | 0.40582
67386 | 3 | 1 | 365 | 3.4059 | 0.28862 | 3 | 0.69451
67484 | 13.395 | 1 | 365 | 15.2073 | 0.93869 | 16 | 0.14598
67495 | 4.48 | 1 | 365 | 5.0861 | 0.36434 | 5 | 0.45047
64863 | 4.24 | 1 | 365 | 4.8137 | 0.54125 | 5 | 0.3549
66705 | 4.64 | 1 | 365 | 5.2678 | 0.91307 | 6 | 0.18084
66549 | 5.865 | 1 | 365 | 6.6585 | 0.11425 | 6 | 0.77276
66816 | 4.06 | 1 | 365 | 4.6093 | 0.92393 | 5 | 0.53323
66723 | 13.26 | 1 | 365 | 15.054 | 0.4757 | 15 | 0.52973
67362 | 4.83 | 1 | 365 | 5.4835 | 0.56468 | 6 | 0.048158
67367 | 4.83 | 1 | 365 | 5.4835 | 0.56468 | 6 | 0.048158
66111 | 2.6 | 1 | 365 | 2.9518 | 0.9168 | 3 | 0.86857
61092 | 6.6 | 1 | 365 | 7.493 | 0.63496 | 8 | 0.12792
65926 | 6.5 | 1 | 365 | 7.3794 | 0.29201 | 7 | 0.67143
61769 | 9.805 | 1 | 365 | 11.1316 | 0.62664 | 11 | 0.75822
61883 | 7.02 | 1 | 365 | 7.9698 | 0.075371 | 8 | 0.045149
50806 | 7.848 | 1 | 365 | 8.9098 | 0.91503 | 9 | 0.82483
62302 | 10.66 | 1 | 365 | 12.1023 | 0.5589 | 12 | 0.66115
62315 | 8.84 | 1 | 365 | 10.036 | 0.31713 | 10 | 0.35315
62341 | 7.8 | 1 | 365 | 8.8553 | 0.75041 | 9 | 0.60572
62347 | 4.42 | 1 | 365 | 5.018 | 0.15857 | 5 | 0.17658
62359 | 16.12 | 1 | 365 | 18.301 | 0.28418 | 18 | 0.58516
67186 | 7.04 | 1 | 365 | 7.9925 | 0.14396 | 8 | 0.13645
62396 | 4.335 | 1 | 365 | 4.9215 | 0.86706 | 5 | 0.78856
62405 | 5.2 | 1 | 365 | 5.9035 | 0.83361 | 6 | 0.73715
62429 | 4.16 | 1 | 365 | 4.7228 | 0.26689 | 4 | 0.98972
62452 | 9.36 | 1 | 365 | 10.6264 | 0.10049 | 10 | 0.72686
67365 | 12.16 | 1 | 365 | 13.8052 | 0.70321 | 14 | 0.50841
61812 | 9.9 | 1 | 365 | 11.2394 | 0.95245 | 12 | 0.19188
62136 | 6.9 | 1 | 365 | 7.8335 | 0.66383 | 8 | 0.49737
62391 | 9.945 | 1 | 365 | 11.2905 | 0.10678 | 11 | 0.39729
62162 | 10.175 | 1 | 365 | 11.5516 | 0.89557 | 12 | 0.44721
63128 | 10.395 | 1 | 365 | 11.8014 | 0.65007 | 12 | 0.45147
63051 | 23.94 | 1 | 365 | 27.179 | 0.10319 | 27 | 0.28217
63542 | 5.4 | 1 | 365 | 6.1306 | 0.51952 | 6 | 0.65011
33740 | 347.2 | 0.9 | 365 | 354.7573 | 0.66266 | 355 | 0.41995
64142 | 7.68 | 1 | 365 | 8.7191 | 0.33887 | 9 | 0.05794
64336 | 7.2 | 1 | 365 | 8.1741 | 0.69269 | 8 | 0.86682
34468 | 1300.005 | 0.9 | 365 | 1328.3014 | 0.57723 | 1328 | 0.87866
49975 | 7.848 | 1 | 365 | 8.9098 | 0.91503 | 9 | 0.82483
64396 | 2.7 | 1 | 365 | 3.0653 | 0.25976 | 3 | 0.32506
64430 | 12 | 1 | 365 | 13.6236 | 0.15448 | 13 | 0.77803
51029 | 7.56 | 1 | 365 | 8.5828 | 0.92732 | 9 | 0.51016
64471 | 4.69 | 1 | 365 | 5.3245 | 0.084543 | 5 | 0.40908
64475 | 7.155 | 1 | 365 | 8.123 | 0.53836 | 8 | 0.6614
64476 | 9 | 1 | 365 | 10.2177 | 0.86586 | 11 | 0.083524
64479 | 13.34 | 1 | 365 | 15.1448 | 0.75006 | 15 | 0.89491
64607 | 7.68 | 1 | 365 | 8.7191 | 0.33887 | 9 | 0.05794
64612 | 13.34 | 1 | 365 | 15.1448 | 0.75006 | 15 | 0.89491
64614 | 5.795 | 1 | 365 | 6.579 | 0.87418 | 7 | 0.45322
64576 | 5.44 | 1 | 365 | 6.176 | 0.6567 | 6 | 0.83271
64474 | 11.6 | 1 | 365 | 13.1694 | 0.78266 | 13 | 0.9521
64545 | 12.19 | 1 | 365 | 13.8393 | 0.80609 | 14 | 0.64535
64699 | 11.925 | 1 | 365 | 13.5384 | 0.89726 | 14 | 0.43567
33810 | 620.16 | 0.9 | 365 | 633.6587 | 0.17717 | 633 | 0.83582
29619 | 1309.68 | 1 | 365 | 1486.8745 | 0.59995 | 1487 | 0.47441
64713 | 10.5 | 1 | 365 | 11.9206 | 0.01017 | 11 | 0.93078
64698 | 5.4 | 1 | 365 | 6.1306 | 0.51952 | 6 | 0.65011
43653 | 14.96 | 1 | 365 | 16.984 | 0.30592 | 17 | 0.28995
44484 | 11.34 | 1 | 365 | 12.8743 | 0.89098 | 13 | 0.76524
33931 | 60.495 | 0.9 | 365 | 61.8118 | 0.72302 | 62 | 0.53478
46119 | 11.4 | 1 | 365 | 12.9424 | 0.096756 | 13 | 0.03913
64804 | 2.85 | 1 | 365 | 3.2356 | 0.77419 | 4 | 0.0097826
63328 | 43.68 | 0.9 | 365 | 44.6308 | 0.82208 | 45 | 0.45283
64805 | 7.32 | 1 | 365 | 8.3104 | 0.10423 | 8 | 0.4146
64807 | 8.1 | 1 | 365 | 9.1959 | 0.77927 | 9 | 0.97517
64831 | 10.965 | 1 | 365 | 12.4485 | 0.60491 | 13 | 0.053427
64833 | 5.2 | 1 | 365 | 5.9035 | 0.83361 | 6 | 0.73715
64606 | 9.44 | 1 | 365 | 10.7172 | 0.37486 | 11 | 0.092052
64893 | 4.41 | 1 | 365 | 5.0067 | 0.12427 | 5 | 0.13093
64920 | 5.985 | 1 | 365 | 6.7947 | 0.5258 | 7 | 0.32054
64947 | 7.685 | 1 | 365 | 8.7247 | 0.35601 | 9 | 0.080765
64088 | 4.725 | 1 | 365 | 5.3643 | 0.20458 | 5 | 0.56885
38119 | 259.875 | 1 | 365 | 295.035 | 0.25171 | 295 | 0.28676
21030 | 639.78 | 0.8 | 365 | 581.0717 | 0.32088 | 581 | 0.39262
64980 | 8.745 | 1 | 365 | 9.9282 | 0.99133 | 10 | 0.91949
64988 | 4.725 | 1 | 365 | 5.3643 | 0.20458 | 5 | 0.56885
65046 | 12.255 | 1 | 365 | 13.9131 | 0.029013 | 13 | 0.94207
64778 | 9.45 | 1 | 365 | 10.7285 | 0.40915 | 11 | 0.1377
65081 | 7.2 | 1 | 365 | 8.1741 | 0.69269 | 8 | 0.86682
65088 | 2.48 | 1 | 365 | 2.8155 | 0.50526 | 3 | 0.32079
32925 | 3953.52 | 0.9 | 365 | 4039.5739 | 0.87948 | 4040 | 0.45338
52395 | 312.32 | 0.8 | 365 | 283.6605 | 0.89115 | 284 | 0.55166
63957 | 103.74 | 0.9 | 365 | 105.998 | 0.20243 | 106 | 0.20048
36653 | 19.38 | 1 | 365 | 22.002 | 0.46449 | 22 | 0.46652
63958 | 115.32 | 0.9 | 365 | 117.8301 | 0.9451 | 118 | 0.7752
65143 | 5.72 | 1 | 365 | 6.4939 | 0.61697 | 7 | 0.11086
65147 | 4.68 | 1 | 365 | 5.3132 | 0.050247 | 5 | 0.36343
63968 | 29.76 | 0.9 | 365 | 30.4078 | 0.8568 | 31 | 0.26457
65158 | 5.565 | 1 | 365 | 6.3179 | 0.08539 | 6 | 0.40331
65165 | 9.62 | 1 | 365 | 10.9215 | 0.99217 | 11 | 0.91372
57225 | 2.385 | 1 | 365 | 2.7077 | 0.17945 | 2 | 0.88713
65213 | 11.2 | 1 | 365 | 12.7153 | 0.41085 | 13 | 0.12616
32272 | 5994.88 | 0.8 | 365 | 5444.7706 | 0.7446 | 5445 | 0.51523
32293 | 1233.86 | 0.8 | 365 | 1120.6371 | 0.25778 | 1120 | 0.89484
64361 | 319.725 | 0.9 | 365 | 326.6843 | 0.85871 | 327 | 0.54297
35125 | 302.4 | 0.9 | 365 | 308.9822 | 0.38361 | 309 | 0.36577
64200 | 216.92 | 0.9 | 365 | 221.6416 | 0.54224 | 222 | 0.1838
65218 | 7.28 | 1 | 365 | 8.265 | 0.96705 | 9 | 0.23201
63954 | 83.7 | 0.9 | 365 | 85.5218 | 0.34725 | 85 | 0.8691
64954 | 4.77 | 1 | 365 | 5.4154 | 0.35891 | 5 | 0.77427
65401 | 12.32 | 1 | 365 | 13.9868 | 0.25193 | 14 | 0.23878
65414 | 10.464 | 1 | 365 | 11.8797 | 0.88671 | 12 | 0.76644
43637 | 7.93 | 1 | 365 | 9.0029 | 0.19625 | 9 | 0.19915
63971 | 23.87 | 0.8 | 365 | 21.6796 | 0.4905 | 22 | 0.17011
48241 | 12.73 | 1 | 365 | 14.4523 | 0.65804 | 15 | 0.11036
64911 | 5.12 | 1 | 365 | 5.8127 | 0.55924 | 6 | 0.37196
64327 | 4.2 | 0.8 | 365 | 3.8146 | 0.52325 | 4 | 0.33785
65510 | 2.915 | 1 | 365 | 3.3094 | 0.99711 | 4 | 0.3065
58323 | 9.6 | 0.8 | 365 | 8.7191 | 0.33887 | 9 | 0.05794
49192 | 7.84 | 1 | 365 | 8.9007 | 0.88759 | 9 | 0.78831
65605 | 6.7 | 1 | 365 | 7.6065 | 0.97792 | 8 | 0.5844
65606 | 9 | 1 | 365 | 10.2177 | 0.86586 | 11 | 0.083524
65617 | 16.677 | 1 | 365 | 18.9333 | 0.19444 | 19 | 0.12777
62852 | 6.76 | 1 | 365 | 7.6746 | 0.18369 | 7 | 0.85829
65629 | 13.44 | 1 | 365 | 15.2584 | 0.093018 | 15 | 0.3514
65660 | 6.27 | 1 | 365 | 7.1183 | 0.50322 | 7 | 0.62152
48752 | 12.825 | 1 | 365 | 14.5602 | 0.98385 | 15 | 0.54402
65697 | 10.2 | 1 | 365 | 11.58 | 0.98131 | 12 | 0.56133
65703 | 9 | 0.8 | 365 | 8.1741 | 0.69269 | 8 | 0.86682
65712 | 3.78 | 1 | 365 | 4.2914 | 0.96366 | 5 | 0.25508
65657 | 13.34 | 1 | 365 | 15.1448 | 0.75006 | 15 | 0.89491
65723 | 6.5 | 1 | 365 | 7.3794 | 0.29201 | 7 | 0.67143
65745 | 4.16 | 1 | 365 | 4.7228 | 0.26689 | 4 | 0.98972
65743 | 5.67 | 0.8 | 365 | 5.1497 | 0.55639 | 5 | 0.7061
65777 | 6.9 | 1 | 365 | 7.8335 | 0.66383 | 8 | 0.49737
65736 | 5.886 | 1 | 365 | 6.6824 | 0.18627 | 6 | 0.86862
10933 | 995.41 | 0.7 | 365 | 791.0595 | 0.65889 | 791 | 0.71838
11354 | 995.41 | 0.7 | 365 | 791.0595 | 0.65889 | 791 | 0.71838
65795 | 9.69 | 1 | 365 | 11.001 | 0.23224 | 11 | 0.23326
65798 | 6.05 | 1 | 365 | 6.8685 | 0.74872 | 7 | 0.61726
65801 | 8.4 | 1 | 365 | 9.5365 | 0.80814 | 10 | 0.34462
65501 | 8.32 | 1 | 365 | 9.4457 | 0.53377 | 9 | 0.97944
48263 | 3.05 | 1 | 365 | 3.4627 | 0.4601 | 3 | 0.92275
65833 | 5.67 | 1 | 365 | 6.4371 | 0.44549 | 6 | 0.88262
65837 | 7.935 | 1 | 365 | 9.0086 | 0.2134 | 9 | 0.22197
65842 | 6.93 | 1 | 365 | 7.8676 | 0.76671 | 8 | 0.63431
65845 | 19.38 | 1 | 365 | 22.002 | 0.46449 | 22 | 0.46652
65854 | 13.12 | 1 | 365 | 14.8951 | 0.99556 | 15 | 0.89065
65860 | 13.734 | 1 | 365 | 15.5922 | 0.1013 | 15 | 0.69346
65867 | 4.578 | 0.8 | 365 | 4.1579 | 0.56035 | 4 | 0.71826
65870 | 8.55 | 1 | 365 | 9.7068 | 0.32257 | 10 | 0.029348
65873 | 12.42 | 0.8 | 365 | 11.2803 | 0.075909 | 11 | 0.35621
65876 | 12 | 1 | 365 | 13.6236 | 0.15448 | 13 | 0.77803
65878 | 6.38 | 1 | 365 | 7.2432 | 0.88047 | 8 | 0.12365
65834 | 9.52 | 1 | 365 | 10.808 | 0.64922 | 11 | 0.45724
65909 | 4.5 | 1 | 365 | 5.1088 | 0.43293 | 5 | 0.54176
32281 | 2261 | 0.8 | 365 | 2053.5234 | 0.35195 | 2053 | 0.87536
65915 | 3.12 | 0.8 | 365 | 2.8337 | 0.56013 | 3 | 0.39383
65934 | 9.62 | 0.8 | 365 | 8.7372 | 0.39374 | 9 | 0.13098
65941 | 6.76 | 0.8 | 365 | 6.1397 | 0.54695 | 6 | 0.68663
65945 | 2.34 | 1 | 365 | 2.6566 | 0.025124 | 2 | 0.68172
65949 | 11.22 | 1 | 365 | 12.738 | 0.47944 | 13 | 0.21746
65951 | 9.88 | 1 | 365 | 11.2167 | 0.88386 | 12 | 0.10058
65953 | 5.83 | 1 | 365 | 6.6188 | 0.99422 | 7 | 0.61299
65954 | 8.58 | 1 | 365 | 9.7408 | 0.42545 | 10 | 0.16629
65956 | 4.77 | 1 | 365 | 5.4154 | 0.35891 | 5 | 0.77427
65082 | 85.25 | 0.9 | 365 | 87.1056 | 0.13146 | 87 | 0.23704
65958 | 10.88 | 1 | 365 | 12.352 | 0.3134 | 12 | 0.66542
65347 | 7.8 | 1 | 365 | 8.8553 | 0.75041 | 9 | 0.60572
65962 | 8.28 | 0.8 | 365 | 7.5202 | 0.71727 | 8 | 0.23747
65970 | 5.1 | 0.8 | 365 | 4.632 | 0.99252 | 5 | 0.62453
65971 | 5.61 | 0.8 | 365 | 5.0952 | 0.39178 | 5 | 0.48698
65852 | 18 | 1 | 365 | 20.4353 | 0.73172 | 21 | 0.16705
65988 | 6.76 | 1 | 365 | 7.6746 | 0.18369 | 7 | 0.85829
65986 | 12.6 | 1 | 365 | 14.3047 | 0.2122 | 14 | 0.51693
65965 | 7.5 | 1 | 365 | 8.5147 | 0.72155 | 9 | 0.23627
66043 | 11.7 | 1 | 365 | 13.283 | 0.12562 | 13 | 0.40858
66045 | 7.28 | 1 | 365 | 8.265 | 0.96705 | 9 | 0.23201
66052 | 4.68 | 1 | 365 | 5.3132 | 0.050247 | 5 | 0.36343
66056 | 10.4 | 1 | 365 | 11.8071 | 0.66722 | 12 | 0.47429
66051 | 8.84 | 0.8 | 365 | 8.0288 | 0.25371 | 8 | 0.28252
66068 | 8.58 | 1 | 365 | 9.7408 | 0.42545 | 10 | 0.16629
66070 | 12.88 | 1 | 365 | 14.6226 | 0.17248 | 14 | 0.79509
63969 | 3.48 | 1 | 365 | 3.9508 | 0.9348 | 4 | 0.88563
66291 | 2.65 | 1 | 365 | 3.0085 | 0.088281 | 3 | 0.096815
67584 | 4.5 | 1 | 365 | 5.1088 | 0.43293 | 5 | 0.54176
66071 | 9.57 | 1 | 365 | 10.8648 | 0.8207 | 11 | 0.68548
66069 | 10.07 | 0.8 | 365 | 9.1459 | 0.62837 | 9 | 0.77432
12766 | 649.04 | 0.8 | 365 | 589.482 | 0.72691 | 590 | 0.20893
65959 | 8.16 | 0.8 | 365 | 7.4112 | 0.38804 | 7 | 0.79925
66078 | 12.15 | 0.8 | 365 | 11.0351 | 0.33513 | 11 | 0.37021
66079 | 5.44 | 1 | 365 | 6.176 | 0.6567 | 6 | 0.83271
65967 | 8.16 | 0.8 | 365 | 7.4112 | 0.38804 | 7 | 0.79925
66090 | 5.46 | 1 | 365 | 6.1987 | 0.72529 | 6 | 0.924
27518 | 8.16 | 1 | 365 | 9.264 | 0.98505 | 10 | 0.24906
65905 | 9.86 | 1 | 365 | 11.194 | 0.81526 | 12 | 0.009283
66114 | 11.1 | 0.8 | 365 | 10.0814 | 0.45432 | 10 | 0.53574
66116 | 3.15 | 1 | 365 | 3.5762 | 0.80305 | 4 | 0.37923
66117 | 8.84 | 1 | 365 | 10.036 | 0.31713 | 10 | 0.35315
66119 | 8.04 | 0.8 | 365 | 7.3022 | 0.058801 | 7 | 0.36103
66118 | 5.2 | 1 | 365 | 5.9035 | 0.83361 | 6 | 0.73715
66128 | 2.86 | 1 | 365 | 3.2469 | 0.80848 | 4 | 0.055431
66130 | 4.42 | 1 | 365 | 5.018 | 0.15857 | 5 | 0.17658
66131 | 11.6 | 1 | 365 | 13.1694 | 0.78266 | 13 | 0.9521
66134 | 7.28 | 1 | 365 | 8.265 | 0.96705 | 9 | 0.23201
66142 | 7.28 | 0.8 | 365 | 6.612 | 0.97364 | 7 | 0.5856
66143 | 8.32 | 1 | 365 | 9.4457 | 0.53377 | 9 | 0.97944
66148 | 11.96 | 1 | 365 | 13.5781 | 0.017298 | 13 | 0.59544
66149 | 3.64 | 0.8 | 365 | 3.306 | 0.98682 | 4 | 0.2928
66152 | 4.16 | 0.8 | 365 | 3.7783 | 0.41351 | 4 | 0.19177
66157 | 9.62 | 0.8 | 365 | 8.7372 | 0.39374 | 9 | 0.13098
66158 | 3.64 | 1 | 365 | 4.1325 | 0.48353 | 4 | 0.616
66167 | 6.44 | 0.8 | 365 | 5.849 | 0.66899 | 6 | 0.51804
66168 | 10.15 | 1 | 365 | 11.5233 | 0.80983 | 12 | 0.33309
66190 | 4.24 | 1 | 365 | 4.8137 | 0.54125 | 5 | 0.3549
66191 | 7.95 | 0.8 | 365 | 7.2205 | 0.81187 | 8 | 0.032357
66199 | 6.89 | 1 | 365 | 7.8222 | 0.62953 | 8 | 0.45172
66202 | 3.975 | 1 | 365 | 4.5128 | 0.63242 | 5 | 0.14522
66203 | 5.3 | 1 | 365 | 6.0171 | 0.17656 | 6 | 0.19363
66204 | 4.24 | 1 | 365 | 4.8137 | 0.54125 | 5 | 0.3549
66189 | 11.985 | 0.8 | 365 | 10.8852 | 0.88243 | 11 | 0.76765
65921 | 6.44 | 1 | 365 | 7.3113 | 0.086238 | 7 | 0.39754
66231 | 7.8 | 1 | 365 | 8.8553 | 0.75041 | 9 | 0.60572
66241 | 5.98 | 0.8 | 365 | 5.4313 | 0.40692 | 5 | 0.83818
66264 | 7.2 | 0.8 | 365 | 6.5393 | 0.75415 | 7 | 0.29346
66266 | 12.06 | 0.8 | 365 | 10.9533 | 0.088202 | 11 | 0.041538
65840 | 8.16 | 1 | 365 | 9.264 | 0.98505 | 10 | 0.24906
55212 | 2.45 | 1 | 365 | 2.7815 | 0.40237 | 3 | 0.18385
32269 | 1996.14 | 0.8 | 365 | 1812.9678 | 0.67358 | 1813 | 0.64139
64697 | 410.8 | 1 | 365 | 466.3796 | 0.85503 | 467 | 0.23463
31323 | 227.43 | 0.9 | 365 | 232.3803 | 0.98225 | 233 | 0.36259
49599 | 13.455 | 1 | 365 | 15.2754 | 0.14446 | 15 | 0.41987
65604 | 9.66 | 1 | 365 | 10.967 | 0.12936 | 11 | 0.096316
65699 | 7.245 | 1 | 365 | 8.2252 | 0.84702 | 9 | 0.072237
65701 | 9.66 | 1 | 365 | 10.967 | 0.12936 | 11 | 0.096316
65713 | 7.194 | 0.8 | 365 | 6.5339 | 0.73769 | 7 | 0.27154
65836 | 8.04 | 1 | 365 | 9.1278 | 0.5735 | 9 | 0.70128
65858 | 4.905 | 1 | 365 | 5.5686 | 0.82189 | 6 | 0.39052
65863 | 8.175 | 1 | 365 | 9.281 | 0.03649 | 9 | 0.31753
61319 | 3.42 | 1 | 365 | 3.8827 | 0.72903 | 4 | 0.61174
31092 | 2909.09 | 0.8 | 365 | 2642.1426 | 0.47241 | 2642 | 0.61501
62306 | 14.04 | 1 | 365 | 15.9396 | 0.15074 | 16 | 0.090297
63931 | 13.5 | 1 | 365 | 15.3265 | 0.29879 | 15 | 0.62529
64483 | 9.405 | 1 | 365 | 10.6775 | 0.25482 | 10 | 0.93228
64615 | 7.875 | 1 | 365 | 8.9405 | 0.0076275 | 8 | 0.94808
43144 | 13.86 | 1 | 365 | 15.7352 | 0.53342 | 16 | 0.26863
64619 | 93.6 | 0.9 | 365 | 95.6373 | 0.90445 | 96 | 0.54178
64700 | 9.12 | 1 | 365 | 10.3539 | 0.2774 | 10 | 0.6313
64924 | 22.2 | 1 | 365 | 25.2036 | 0.13579 | 25 | 0.33936
31327 | 238.14 | 1 | 365 | 270.3594 | 0.71066 | 271 | 0.070045
65670 | 4.64 | 1 | 365 | 5.2678 | 0.91307 | 6 | 0.18084
65711 | 13.44 | 1 | 365 | 15.2584 | 0.093018 | 15 | 0.3514
65727 | 8.12 | 1 | 365 | 9.2186 | 0.84786 | 10 | 0.066468
65785 | 5.13 | 1 | 365 | 5.8241 | 0.59354 | 6 | 0.41761
65831 | 17.98 | 1 | 365 | 20.4126 | 0.66313 | 21 | 0.075751
65871 | 5.7 | 1 | 365 | 6.4712 | 0.54838 | 7 | 0.019565
65872 | 24.96 | 1 | 365 | 28.337 | 0.60132 | 28 | 0.93831
65963 | 8.12 | 1 | 365 | 9.2186 | 0.84786 | 10 | 0.066468
65969 | 13.52 | 1 | 365 | 15.3492 | 0.36738 | 15 | 0.71658
58578 | 996.74 | 0.9 | 365 | 1018.4354 | 0.52373 | 1018 | 0.95917
66077 | 7.125 | 0.8 | 365 | 6.4712 | 0.54838 | 7 | 0.019565
66081 | 8.64 | 0.8 | 365 | 7.8472 | 0.70498 | 8 | 0.55215
66102 | 7.54 | 1 | 365 | 8.5601 | 0.85873 | 9 | 0.41886
66074 | 8.745 | 1 | 365 | 9.9282 | 0.99133 | 10 | 0.91949
65515 | 9.69 | 1 | 365 | 11.001 | 0.23224 | 11 | 0.23326
66197 | 4.505 | 1 | 365 | 5.1145 | 0.45008 | 5 | 0.56459
64870 | 9.86 | 1 | 365 | 11.194 | 0.81526 | 12 | 0.009283
31329 | 610.47 | 1 | 365 | 693.0641 | 0.63128 | 693 | 0.69543
65154 | 13.08 | 1 | 365 | 14.8497 | 0.85838 | 15 | 0.70805
36178 | 17.004 | 1 | 365 | 19.3046 | 0.3159 | 19 | 0.62047
65850 | 19.38 | 1 | 365 | 22.002 | 0.46449 | 22 | 0.46652
62687 | 4.24 | 1 | 365 | 4.8137 | 0.54125 | 5 | 0.3549
62692 | 5.565 | 1 | 365 | 6.3179 | 0.08539 | 6 | 0.40331
62961 | 3.9 | 1 | 365 | 4.4277 | 0.37521 | 4 | 0.80286
63575 | 9.765 | 1 | 365 | 11.0862 | 0.48946 | 11 | 0.57562
63961 | 13.545 | 1 | 365 | 15.3776 | 0.45312 | 15 | 0.8307
10986 | 2062.08 | 1 | 365 | 2341.0712 | 0.98584 | 2342 | 0.057019
64441 | 11.445 | 1 | 365 | 12.9935 | 0.25109 | 13 | 0.24455
64484 | 4.8 | 1 | 365 | 5.4494 | 0.46179 | 5 | 0.91121
64800 | 5.22 | 1 | 365 | 5.9262 | 0.9022 | 6 | 0.82844
65456 | 12.6 | 1 | 365 | 14.3047 | 0.2122 | 14 | 0.51693
66884 | 5.36 | 1 | 365 | 6.0852 | 0.38233 | 6 | 0.46752
64687 | 9.28 | 1 | 365 | 10.5355 | 0.82613 | 11 | 0.36168
34494 | 2568.87 | 1 | 365 | 2916.4278 | 0.04242 | 2916 | 0.47026
34447 | 249.795 | 0.9 | 365 | 255.2321 | 0.01375 | 255 | 0.24589
34478 | 154.665 | 0.9 | 365 | 158.0315 | 0.38682 | 158 | 0.41832
44120 | 5.98 | 1 | 365 | 6.7891 | 0.50865 | 7 | 0.29772
49014 | 24.14 | 1 | 365 | 27.406 | 0.7891 | 28 | 0.19514
34484 | 30.87 | 0.9 | 365 | 31.5419 | 0.28291 | 31 | 0.82484
64409 | 308 | 0.9 | 365 | 314.7041 | 0.66849 | 315 | 0.37254
64821 | 4.77 | 1 | 365 | 5.4154 | 0.35891 | 5 | 0.77427
64822 | 2.385 | 1 | 365 | 2.7077 | 0.17945 | 2 | 0.88713
64824 | 4.42 | 1 | 365 | 5.018 | 0.15857 | 5 | 0.17658
64830 | 5.355 | 1 | 365 | 6.0795 | 0.36519 | 6 | 0.4447
64832 | 3.12 | 1 | 365 | 3.5421 | 0.70016 | 4 | 0.24229
64834 | 3.64 | 1 | 365 | 4.1325 | 0.48353 | 4 | 0.616
64835 | 2.08 | 1 | 365 | 2.3614 | 0.13344 | 2 | 0.49486
64837 | 7.02 | 1 | 365 | 7.9698 | 0.075371 | 8 | 0.045149
64839 | 8.745 | 1 | 365 | 9.9282 | 0.99133 | 10 | 0.91949
64840 | 9.62 | 1 | 365 | 10.9215 | 0.99217 | 11 | 0.91372
64843 | 7.8 | 1 | 365 | 8.8553 | 0.75041 | 9 | 0.60572
64845 | 5.035 | 1 | 365 | 5.7162 | 0.26773 | 5 | 0.98395
33823 | 498.96 | 0.9 | 365 | 509.8206 | 0.082951 | 509 | 0.90351
34491 | 241.92 | 0.9 | 365 | 247.1857 | 0.70689 | 247 | 0.89261
64864 | 7.28 | 1 | 365 | 8.265 | 0.96705 | 9 | 0.23201
64865 | 5.035 | 1 | 365 | 5.7162 | 0.26773 | 5 | 0.98395
64892 | 14.31 | 1 | 365 | 16.2461 | 0.076717 | 16 | 0.3228
61607 | 13.25 | 1 | 365 | 15.0427 | 0.4414 | 15 | 0.48408
63266 | 5.565 | 1 | 365 | 6.3179 | 0.08539 | 6 | 0.40331
62211 | 5.3 | 1 | 365 | 6.0171 | 0.17656 | 6 | 0.19363
24010 | 3.9 | 1 | 365 | 4.4277 | 0.37521 | 4 | 0.80286
50902 | 3.64 | 1 | 365 | 4.1325 | 0.48353 | 4 | 0.616
64937 | 5.2 | 1 | 365 | 5.9035 | 0.83361 | 6 | 0.73715
64942 | 18.72 | 1 | 365 | 21.2527 | 0.20099 | 21 | 0.45373
64949 | 8.84 | 1 | 365 | 10.036 | 0.31713 | 10 | 0.35315
51064 | 10.4 | 1 | 365 | 11.8071 | 0.66722 | 12 | 0.47429
50824 | 5.46 | 1 | 365 | 6.1987 | 0.72529 | 6 | 0.924
22443 | 8.84 | 1 | 365 | 10.036 | 0.31713 | 10 | 0.35315
44931 | 11.7 | 1 | 365 | 13.283 | 0.12562 | 13 | 0.40858
47862 | 8.06 | 1 | 365 | 9.1505 | 0.64209 | 9 | 0.79258
64989 | 6.625 | 1 | 365 | 7.5213 | 0.7207 | 8 | 0.24204
64992 | 8.06 | 1 | 365 | 9.1505 | 0.64209 | 9 | 0.79258
65019 | 3.18 | 1 | 365 | 3.6102 | 0.90594 | 4 | 0.51618
50912 | 9.1 | 1 | 365 | 10.3312 | 0.20881 | 10 | 0.54001
22420 | 10.92 | 1 | 365 | 12.3974 | 0.45058 | 12 | 0.84801
49111 | 8.58 | 1 | 365 | 9.7408 | 0.42545 | 10 | 0.16629
46254 | 5.72 | 1 | 365 | 6.4939 | 0.61697 | 7 | 0.11086
51375 | 8.84 | 1 | 365 | 10.036 | 0.31713 | 10 | 0.35315
32351 | 8.06 | 1 | 365 | 9.1505 | 0.64209 | 9 | 0.79258
37114 | 8.32 | 1 | 365 | 9.4457 | 0.53377 | 9 | 0.97944
65030 | 6.36 | 1 | 365 | 7.2205 | 0.81187 | 8 | 0.032357
65076 | 11.4 | 1 | 365 | 12.9424 | 0.096756 | 13 | 0.03913
65029 | 68 | 0.9 | 365 | 69.4801 | 0.88785 | 70 | 0.36796
49571 | 992.07 | 0.9 | 365 | 1013.6638 | 0.10937 | 1013 | 0.77317
36725 | 645.12 | 0.8 | 365 | 585.9217 | 0.97188 | 586 | 0.8936
32538 | 639.36 | 0.8 | 365 | 580.6903 | 0.16856 | 580 | 0.85884
32541 | 4124.16 | 0.8 | 365 | 3745.7139 | 0.17735 | 3745 | 0.89123
32530 | 639.36 | 0.8 | 365 | 580.6903 | 0.16856 | 580 | 0.85884
32536 | 639.36 | 0.8 | 365 | 580.6903 | 0.16856 | 580 | 0.85884
30423 | 639.36 | 0.8 | 365 | 580.6903 | 0.16856 | 580 | 0.85884
54267 | 2.34 | 1 | 365 | 2.6566 | 0.025124 | 2 | 0.68172
56999 | 17.94 | 1 | 365 | 20.3672 | 0.52595 | 20 | 0.89316
58635 | 9.315 | 1 | 365 | 10.5753 | 0.94617 | 11 | 0.52145
65173 | 5.232 | 1 | 365 | 5.9399 | 0.94335 | 6 | 0.88322
57239 | 2.385 | 1 | 365 | 2.7077 | 0.17945 | 2 | 0.88713
52842 | 6.24 | 1 | 365 | 7.0842 | 0.40033 | 7 | 0.48458
58191 | 12.985 | 1 | 365 | 14.7418 | 0.53258 | 15 | 0.2744
65225 | 4.94 | 1 | 365 | 5.6084 | 0.94193 | 6 | 0.55029
65237 | 4.94 | 1 | 365 | 5.6084 | 0.94193 | 6 | 0.55029
65253 | 5.98 | 1 | 365 | 6.7891 | 0.50865 | 7 | 0.29772
65412 | 7.685 | 1 | 365 | 8.7247 | 0.35601 | 9 | 0.080765
65418 | 3.71 | 1 | 365 | 4.2119 | 0.72359 | 4 | 0.93554
65419 | 3.78 | 1 | 365 | 4.2914 | 0.96366 | 5 | 0.25508
65416 | 9.945 | 1 | 365 | 11.2905 | 0.10678 | 11 | 0.39729
65447 | 9.765 | 1 | 365 | 11.0862 | 0.48946 | 11 | 0.57562
65476 | 5.035 | 1 | 365 | 5.7162 | 0.26773 | 5 | 0.98395
65546 | 9.36 | 1 | 365 | 10.6264 | 0.10049 | 10 | 0.72686
65568 | 5.3 | 1 | 365 | 6.0171 | 0.17656 | 6 | 0.19363
65574 | 7.155 | 1 | 365 | 8.123 | 0.53836 | 8 | 0.6614
65578 | 10.92 | 1 | 365 | 12.3974 | 0.45058 | 12 | 0.84801
65586 | 3.64 | 1 | 365 | 4.1325 | 0.48353 | 4 | 0.616
65589 | 4.24 | 1 | 365 | 4.8137 | 0.54125 | 5 | 0.3549
65595 | 5.985 | 1 | 365 | 6.7947 | 0.5258 | 7 | 0.32054
65599 | 10.07 | 1 | 365 | 11.4324 | 0.53547 | 11 | 0.9679
65603 | 3.06 | 0.8 | 365 | 2.7792 | 0.39551 | 3 | 0.17472
65634 | 6.89 | 0.8 | 365 | 6.2578 | 0.90362 | 7 | 0.16138
63412 | 67.5 | 0.9 | 365 | 68.9692 | 0.34456 | 69 | 0.31379
34783 | 75.64 | 1 | 365 | 85.8738 | 0.41041 | 86 | 0.2842
37612 | 13.52 | 1 | 365 | 15.3492 | 0.36738 | 15 | 0.71658
66594 | 10.56 | 1 | 365 | 11.9887 | 0.21594 | 12 | 0.20467
61500 | 6.03 | 1 | 365 | 6.8458 | 0.68013 | 7 | 0.52596
60837 | 10.24 | 1 | 365 | 11.6254 | 0.11849 | 11 | 0.74392
63559 | 14.4 | 1 | 365 | 16.3483 | 0.38538 | 16 | 0.73364
67315 | 9.92 | 1 | 365 | 11.2621 | 0.021037 | 11 | 0.28317
63866 | 564.48 | 0.8 | 365 | 512.6815 | 0.72539 | 513 | 0.4069
67494 | 8.375 | 1 | 365 | 9.5081 | 0.7224 | 10 | 0.2305
63749 | 184 | 0.9 | 365 | 188.005 | 0.93182 | 188 | 0.93684
50684 | 6.615 | 1 | 365 | 7.51 | 0.68641 | 8 | 0.19639
64661 | 7.28 | 1 | 365 | 8.265 | 0.96705 | 9 | 0.23201
64663 | 13.8 | 1 | 365 | 15.6671 | 0.32765 | 15 | 0.99474
64669 | 16.8 | 1 | 365 | 19.073 | 0.61627 | 19 | 0.68924
64670 | 12.075 | 1 | 365 | 13.7087 | 0.4117 | 14 | 0.12039
34428 | 646.38 | 0.8 | 365 | 587.0661 | 0.42885 | 587 | 0.49495
33800 | 645.84 | 0.8 | 365 | 586.5757 | 0.94729 | 587 | 0.52295
64763 | 2.745 | 1 | 365 | 3.1164 | 0.41409 | 3 | 0.53047
64766 | 6.82 | 1 | 365 | 7.7427 | 0.38946 | 8 | 0.13218
64781 | 6.325 | 1 | 365 | 7.1807 | 0.69184 | 7 | 0.87259
64782 | 11.52 | 1 | 365 | 13.0786 | 0.5083 | 13 | 0.58691
64789 | 8 | 1 | 365 | 9.0824 | 0.43632 | 9 | 0.51869
64790 | 8.64 | 1 | 365 | 9.809 | 0.63123 | 10 | 0.44018
64796 | 6.72 | 1 | 365 | 7.6292 | 0.046509 | 7 | 0.6757
64811 | 7.56 | 1 | 365 | 8.5828 | 0.92732 | 9 | 0.51016
64797 | 7.8 | 1 | 365 | 8.8553 | 0.75041 | 9 | 0.60572
64794 | 5.49 | 1 | 365 | 6.2328 | 0.82817 | 7 | 0.06095
64901 | 8.68 | 1 | 365 | 9.8544 | 0.76841 | 10 | 0.62278
64906 | 7.84 | 1 | 365 | 8.9007 | 0.88759 | 9 | 0.78831
64912 | 9.75 | 1 | 365 | 11.0691 | 0.43801 | 11 | 0.50715
63841 | 4.8 | 1 | 365 | 5.4494 | 0.46179 | 5 | 0.91121
64917 | 10.26 | 1 | 365 | 11.6481 | 0.18708 | 11 | 0.83522
64921 | 9.765 | 1 | 365 | 11.0862 | 0.48946 | 11 | 0.57562
64930 | 6.93 | 1 | 365 | 7.8676 | 0.76671 | 8 | 0.63431
64936 | 4.5 | 1 | 365 | 5.1088 | 0.43293 | 5 | 0.54176
64939 | 4.48 | 1 | 365 | 5.0861 | 0.36434 | 5 | 0.45047
50839 | 5.04 | 1 | 365 | 5.7219 | 0.28488 | 6 | 0.0067734
46266 | 8.505 | 1 | 365 | 9.6557 | 0.16824 | 9 | 0.82393
49597 | 5.04 | 1 | 365 | 5.7219 | 0.28488 | 6 | 0.0067734
35033 | 187.044 | 0.9 | 365 | 191.1153 | 0.32739 | 191 | 0.44267
65641 | 2.915 | 1 | 365 | 3.3094 | 0.99711 | 4 | 0.3065
65642 | 7.875 | 1 | 365 | 8.9405 | 0.0076275 | 8 | 0.94808
65644 | 4.68 | 1 | 365 | 5.3132 | 0.050247 | 5 | 0.36343
65646 | 7.685 | 0.8 | 365 | 6.9798 | 0.084812 | 7 | 0.064612
65648 | 4.24 | 1 | 365 | 4.8137 | 0.54125 | 5 | 0.3549
65649 | 8.745 | 1 | 365 | 9.9282 | 0.99133 | 10 | 0.91949
65650 | 5.83 | 1 | 365 | 6.6188 | 0.99422 | 7 | 0.61299
65653 | 4.59 | 0.8 | 365 | 4.1688 | 0.59327 | 4 | 0.76208
65665 | 7.54 | 0.8 | 365 | 6.8481 | 0.68699 | 7 | 0.53509
65667 | 6.36 | 0.8 | 365 | 5.7764 | 0.4495 | 6 | 0.22589
51274 | 10.05 | 1 | 365 | 11.4097 | 0.46688 | 11 | 0.8766
65134 | 9 | 1 | 365 | 10.2177 | 0.86586 | 11 | 0.083524
65166 | 6.72 | 1 | 365 | 7.6292 | 0.046509 | 7 | 0.6757
37098 | 5564.79 | 0.8 | 365 | 5054.1471 | 0.73592 | 5054 | 0.88298
33269 | 767 | 0.9 | 365 | 783.6948 | 0.41146 | 784 | 0.10629
34946 | 762.12 | 1 | 365 | 865.2318 | 0.72102 | 865 | 0.95281
23634 | 748.775 | 0.9 | 365 | 765.0731 | 0.15843 | 765 | 0.23157
34481 | 155.62 | 0.9 | 365 | 159.0073 | 0.33451 | 159 | 0.3418
65152 | 30.35 | 1 | 365 | 34.4562 | 0.086539 | 34 | 0.54277
65271 | 8.1 | 1 | 365 | 9.1959 | 0.77927 | 9 | 0.97517
65272 | 4.32 | 1 | 365 | 4.9045 | 0.81561 | 5 | 0.72009
65274 | 4.725 | 1 | 365 | 5.3643 | 0.20458 | 5 | 0.56885
65297 | 9.92 | 1 | 365 | 11.2621 | 0.021037 | 11 | 0.28317
65319 | 11.7 | 1 | 365 | 13.283 | 0.12562 | 13 | 0.40858
65326 | 10.56 | 1 | 365 | 11.9887 | 0.21594 | 12 | 0.20467
65288 | 24.9 | 1 | 365 | 28.2689 | 0.39555 | 28 | 0.66442
65351 | 10.07 | 1 | 365 | 11.4324 | 0.53547 | 11 | 0.9679
65353 | 9.275 | 1 | 365 | 10.5299 | 0.80898 | 11 | 0.33885
65354 | 4.77 | 1 | 365 | 5.4154 | 0.35891 | 5 | 0.77427
65357 | 4.24 | 1 | 365 | 4.8137 | 0.54125 | 5 | 0.3549
65361 | 4.24 | 1 | 365 | 4.8137 | 0.54125 | 5 | 0.3549
65362 | 4.24 | 1 | 365 | 4.8137 | 0.54125 | 5 | 0.3549
65363 | 6.625 | 1 | 365 | 7.5213 | 0.7207 | 8 | 0.24204
65370 | 14.04 | 1 | 365 | 15.9396 | 0.15074 | 16 | 0.090297
65375 | 8.745 | 1 | 365 | 9.9282 | 0.99133 | 10 | 0.91949
65360 | 9 | 1 | 365 | 10.2177 | 0.86586 | 11 | 0.083524
65378 | 14.84 | 1 | 365 | 16.8478 | 0.89437 | 17 | 0.74217
65384 | 6.095 | 1 | 365 | 6.9196 | 0.90305 | 7 | 0.82268
65390 | 7.95 | 1 | 365 | 9.0256 | 0.26484 | 9 | 0.29045
65395 | 5.83 | 1 | 365 | 6.6188 | 0.99422 | 7 | 0.61299
65299 | 7.28 | 1 | 365 | 8.265 | 0.96705 | 9 | 0.23201
65400 | 6.36 | 1 | 365 | 7.2205 | 0.81187 | 8 | 0.032357
65434 | 5.035 | 1 | 365 | 5.7162 | 0.26773 | 5 | 0.98395
65437 | 2.915 | 1 | 365 | 3.3094 | 0.99711 | 4 | 0.3065
65443 | 5.83 | 1 | 365 | 6.6188 | 0.99422 | 7 | 0.61299
65446 | 10.335 | 1 | 365 | 11.7333 | 0.4443 | 12 | 0.17758
65452 | 7.95 | 1 | 365 | 9.0256 | 0.26484 | 9 | 0.29045
65462 | 5.83 | 1 | 365 | 6.6188 | 0.99422 | 7 | 0.61299
65364 | 10.791 | 1 | 365 | 12.251 | 0.0081661 | 12 | 0.25915
65377 | 10.791 | 1 | 365 | 12.251 | 0.0081661 | 12 | 0.25915
65464 | 3.18 | 1 | 365 | 3.6102 | 0.90594 | 4 | 0.51618
65335 | 10.64 | 1 | 365 | 12.0795 | 0.49031 | 12 | 0.56986
65465 | 11.96 | 1 | 365 | 13.5781 | 0.017298 | 13 | 0.59544
65467 | 10.64 | 1 | 365 | 12.0795 | 0.49031 | 12 | 0.56986
65475 | 8.96 | 1 | 365 | 10.1723 | 0.72868 | 10 | 0.90093
65479 | 12.255 | 1 | 365 | 13.9131 | 0.029013 | 13 | 0.94207
65481 | 5.7 | 1 | 365 | 6.4712 | 0.54838 | 7 | 0.019565
65483 | 5.88 | 1 | 365 | 6.6755 | 0.1657 | 6 | 0.84124
65484 | 10.36 | 1 | 365 | 11.7617 | 0.53003 | 12 | 0.2917
65486 | 5.88 | 1 | 365 | 6.6755 | 0.1657 | 6 | 0.84124
65488 | 6.44 | 1 | 365 | 7.3113 | 0.086238 | 7 | 0.39754
65491 | 6.63 | 1 | 365 | 7.527 | 0.73785 | 8 | 0.26486
65492 | 5.46 | 1 | 365 | 6.1987 | 0.72529 | 6 | 0.924
65497 | 10.88 | 1 | 365 | 12.352 | 0.3134 | 12 | 0.66542
65499 | 3.18 | 1 | 365 | 3.6102 | 0.90594 | 4 | 0.51618
65507 | 10.6 | 1 | 365 | 12.0341 | 0.35312 | 12 | 0.38726
65514 | 8.48 | 1 | 365 | 9.6273 | 0.082499 | 9 | 0.70981
65519 | 7.44 | 1 | 365 | 8.4466 | 0.51578 | 8 | 0.96238
65520 | 7.155 | 1 | 365 | 8.123 | 0.53836 | 8 | 0.6614
65523 | 9.01 | 1 | 365 | 10.229 | 0.90016 | 11 | 0.12917
65533 | 11.66 | 1 | 365 | 13.2376 | 0.98844 | 14 | 0.22599
65536 | 4.24 | 1 | 365 | 4.8137 | 0.54125 | 5 | 0.3549
65538 | 9.275 | 1 | 365 | 10.5299 | 0.80898 | 11 | 0.33885
65543 | 8.7 | 1 | 365 | 9.8771 | 0.837 | 10 | 0.71407
65545 | 11.14 | 1 | 365 | 12.6472 | 0.20508 | 12 | 0.85227
65547 | 11.16 | 1 | 365 | 12.6699 | 0.27367 | 12 | 0.94357
65550 | 9.805 | 1 | 365 | 11.1316 | 0.62664 | 11 | 0.75822
59060 | 7.28 | 1 | 365 | 8.265 | 0.96705 | 9 | 0.23201
65554 | 7.44 | 1 | 365 | 8.4466 | 0.51578 | 8 | 0.96238
65556 | 3.18 | 1 | 365 | 3.6102 | 0.90594 | 4 | 0.51618
65560 | 10.07 | 1 | 365 | 11.4324 | 0.53547 | 11 | 0.9679
65559 | 10.35 | 1 | 365 | 11.7503 | 0.49574 | 12 | 0.24605
65566 | 5.035 | 1 | 365 | 5.7162 | 0.26773 | 5 | 0.98395
65570 | 5.83 | 1 | 365 | 6.6188 | 0.99422 | 7 | 0.61299
65572 | 4.24 | 1 | 365 | 4.8137 | 0.54125 | 5 | 0.3549
65576 | 12.19 | 1 | 365 | 13.8393 | 0.80609 | 14 | 0.64535
65577 | 5.83 | 1 | 365 | 6.6188 | 0.99422 | 7 | 0.61299
65581 | 4.77 | 1 | 365 | 5.4154 | 0.35891 | 5 | 0.77427
65591 | 6.095 | 1 | 365 | 6.9196 | 0.90305 | 7 | 0.82268
65592 | 10.2 | 1 | 365 | 11.58 | 0.98131 | 12 | 0.56133
65618 | 10.07 | 1 | 365 | 11.4324 | 0.53547 | 11 | 0.9679
65614 | 9.805 | 1 | 365 | 11.1316 | 0.62664 | 11 | 0.75822
65619 | 11.66 | 1 | 365 | 13.2376 | 0.98844 | 14 | 0.22599
58672 | 3.975 | 1 | 365 | 4.5128 | 0.63242 | 5 | 0.14522
65622 | 6.625 | 1 | 365 | 7.5213 | 0.7207 | 8 | 0.24204
65624 | 12.48 | 1 | 365 | 14.1685 | 0.80066 | 14 | 0.96915
65625 | 13.25 | 1 | 365 | 15.0427 | 0.4414 | 15 | 0.48408
65627 | 7.42 | 1 | 365 | 8.4239 | 0.44719 | 8 | 0.87108
63165 | 3.18 | 1 | 365 | 3.6102 | 0.90594 | 4 | 0.51618
65628 | 13.78 | 1 | 365 | 15.6444 | 0.25906 | 15 | 0.90344
63546 | 7.155 | 1 | 365 | 8.123 | 0.53836 | 8 | 0.6614
63549 | 9.54 | 1 | 365 | 10.8307 | 0.71781 | 11 | 0.54854
63443 | 6.625 | 1 | 365 | 7.5213 | 0.7207 | 8 | 0.24204
63440 | 7.155 | 1 | 365 | 8.123 | 0.53836 | 8 | 0.6614
63329 | 8.745 | 1 | 365 | 9.9282 | 0.99133 | 10 | 0.91949
63436 | 4.24 | 1 | 365 | 4.8137 | 0.54125 | 5 | 0.3549
63434 | 3.18 | 1 | 365 | 3.6102 | 0.90594 | 4 | 0.51618
63552 | 3.18 | 1 | 365 | 3.6102 | 0.90594 | 4 | 0.51618
63438 | 12.985 | 1 | 365 | 14.7418 | 0.53258 | 15 | 0.2744
63544 | 4.24 | 1 | 365 | 4.8137 | 0.54125 | 5 | 0.3549
63338 | 6.89 | 1 | 365 | 7.8222 | 0.62953 | 8 | 0.45172
63444 | 8.745 | 1 | 365 | 9.9282 | 0.99133 | 10 | 0.91949
63437 | 7.155 | 1 | 365 | 8.123 | 0.53836 | 8 | 0.6614
65672 | 13.395 | 1 | 365 | 15.2073 | 0.93869 | 16 | 0.14598
65686 | 10.385 | 1 | 365 | 11.79 | 0.61577 | 12 | 0.40582
65682 | 7.98 | 1 | 365 | 9.0597 | 0.36773 | 9 | 0.42739
65692 | 4.16 | 1 | 365 | 4.7228 | 0.26689 | 4 | 0.98972
65695 | 4.68 | 1 | 365 | 5.3132 | 0.050247 | 5 | 0.36343
65696 | 3.38 | 1 | 365 | 3.8373 | 0.59185 | 4 | 0.42915
50853 | 20.8 | 1 | 365 | 23.6142 | 0.33443 | 23 | 0.94859
65730 | 7.125 | 1 | 365 | 8.089 | 0.43547 | 8 | 0.52446
65733 | 4.68 | 1 | 365 | 5.3132 | 0.050247 | 5 | 0.36343
65734 | 6.63 | 1 | 365 | 7.527 | 0.73785 | 8 | 0.26486
65684 | 9.01 | 1 | 365 | 10.229 | 0.90016 | 11 | 0.12917
65742 | 7.68 | 1 | 365 | 8.7191 | 0.33887 | 9 | 0.05794
65762 | 13.26 | 0.8 | 365 | 12.0432 | 0.38056 | 12 | 0.42378
65298 | 7.54 | 1 | 365 | 8.5601 | 0.85873 | 9 | 0.41886
65796 | 7.54 | 1 | 365 | 8.5601 | 0.85873 | 9 | 0.41886
65813 | 5.1 | 1 | 365 | 5.79 | 0.49065 | 6 | 0.28066
65874 | 7.695 | 1 | 365 | 8.7361 | 0.39031 | 9 | 0.12641
65885 | 5.04 | 1 | 365 | 5.7219 | 0.28488 | 6 | 0.0067734
65889 | 6.84 | 1 | 365 | 7.7654 | 0.45805 | 8 | 0.22348
65901 | 11.97 | 1 | 365 | 13.5895 | 0.051594 | 13 | 0.64109
65903 | 2.745 | 1 | 365 | 3.1164 | 0.41409 | 3 | 0.53047
65907 | 6.405 | 1 | 365 | 7.2716 | 0.9662 | 8 | 0.23777
65928 | 6.5 | 1 | 365 | 7.3794 | 0.29201 | 7 | 0.67143
65930 | 13.78 | 1 | 365 | 15.6444 | 0.25906 | 15 | 0.90344
65932 | 3.71 | 1 | 365 | 4.2119 | 0.72359 | 4 | 0.93554
65933 | 8.58 | 1 | 365 | 9.7408 | 0.42545 | 10 | 0.16629
65935 | 2.86 | 1 | 365 | 3.2469 | 0.80848 | 4 | 0.055431
65938 | 3.64 | 0.8 | 365 | 3.306 | 0.98682 | 4 | 0.2928
65939 | 3.78 | 1 | 365 | 4.2914 | 0.96366 | 5 | 0.25508
65940 | 7.875 | 1 | 365 | 8.9405 | 0.0076275 | 8 | 0.94808
65942 | 5.985 | 0.8 | 365 | 5.4358 | 0.42064 | 5 | 0.85643
65944 | 4.725 | 0.8 | 365 | 4.2914 | 0.96366 | 5 | 0.25508
65946 | 2.6 | 1 | 365 | 2.9518 | 0.9168 | 3 | 0.86857
65947 | 9.88 | 0.8 | 365 | 8.9734 | 0.10708 | 9 | 0.080464
66112 | 9.62 | 1 | 365 | 10.9215 | 0.99217 | 11 | 0.91372
66166 | 5.98 | 1 | 365 | 6.7891 | 0.50865 | 7 | 0.29772
65072 | 8.64 | 1 | 365 | 9.809 | 0.63123 | 10 | 0.44018
63462 | 5.7 | 1 | 365 | 6.4712 | 0.54838 | 7 | 0.019565
64465 | 8.745 | 1 | 365 | 9.9282 | 0.99133 | 10 | 0.91949
64036 | 6.36 | 1 | 365 | 7.2205 | 0.81187 | 8 | 0.032357
65639 | 5.7 | 1 | 365 | 6.4712 | 0.54838 | 7 | 0.019565
49121 | 5.5 | 1 | 365 | 6.2441 | 0.86247 | 7 | 0.1066
64564 | 5.83 | 1 | 365 | 6.6188 | 0.99422 | 7 | 0.61299
62314 | 11.52 | 1 | 365 | 13.0786 | 0.5083 | 13 | 0.58691
60182 | 4.95 | 1 | 365 | 5.6197 | 0.97622 | 6 | 0.59594
65891 | 10.35 | 1 | 365 | 11.7503 | 0.49574 | 12 | 0.24605
66193 | 11.66 | 1 | 365 | 13.2376 | 0.98844 | 14 | 0.22599
61895 | 19.08 | 1 | 365 | 21.6614 | 0.43562 | 22 | 0.097071
65068 | 5.67 | 1 | 365 | 6.4371 | 0.44549 | 6 | 0.88262
53954 | 64.89 | 0.9 | 365 | 66.3024 | 0.28857 | 66 | 0.59099
62484 | 3.12 | 1 | 365 | 3.5421 | 0.70016 | 4 | 0.24229
62150 | 10.2 | 1 | 365 | 11.58 | 0.98131 | 12 | 0.56133
63032 | 6.93 | 1 | 365 | 7.8676 | 0.76671 | 8 | 0.63431
62783 | 5.83 | 1 | 365 | 6.6188 | 0.99422 | 7 | 0.61299
62966 | 17.1 | 1 | 365 | 19.4136 | 0.64513 | 20 | 0.058696
63029 | 3.38 | 1 | 365 | 3.8373 | 0.59185 | 4 | 0.42915
63226 | 8.55 | 1 | 365 | 9.7068 | 0.32257 | 10 | 0.029348
62964 | 10.83 | 1 | 365 | 12.2953 | 0.14192 | 12 | 0.43717
63138 | 6 | 1 | 365 | 6.8118 | 0.57724 | 7 | 0.38902
63645 | 14.76 | 1 | 365 | 16.757 | 0.62001 | 17 | 0.37698
63851 | 11.2 | 1 | 365 | 12.7153 | 0.41085 | 13 | 0.12616
63980 | 9.1 | 1 | 365 | 10.3312 | 0.20881 | 10 | 0.54001
64132 | 3.12 | 1 | 365 | 3.5421 | 0.70016 | 4 | 0.24229
64642 | 6.3 | 1 | 365 | 7.1524 | 0.6061 | 7 | 0.75847
65948 | 8.06 | 0.8 | 365 | 7.3204 | 0.11367 | 7 | 0.43406
64548 | 8.1 | 1 | 365 | 9.1959 | 0.77927 | 9 | 0.97517
65201 | 6.27 | 1 | 365 | 7.1183 | 0.50322 | 7 | 0.62152
30742 | 10.92 | 1 | 365 | 12.3974 | 0.45058 | 12 | 0.84801
65007 | 4.275 | 1 | 365 | 4.8534 | 0.66128 | 5 | 0.51467
63835 | 50.96 | 0.9 | 365 | 52.0692 | 0.29242 | 52 | 0.36164
32523 | 639.36 | 0.8 | 365 | 580.6903 | 0.16856 | 580 | 0.85884
65204 | 7 | 1 | 365 | 7.9471 | 0.00678 | 7 | 0.95385
65468 | 4.24 | 1 | 365 | 4.8137 | 0.54125 | 5 | 0.3549
65205 | 8.64 | 1 | 365 | 9.809 | 0.63123 | 10 | 0.44018
65209 | 7.84 | 1 | 365 | 8.9007 | 0.88759 | 9 | 0.78831
65211 | 8.12 | 1 | 365 | 9.2186 | 0.84786 | 10 | 0.066468
65212 | 3.38 | 1 | 365 | 3.8373 | 0.59185 | 4 | 0.42915
65950 | 7.54 | 0.8 | 365 | 6.8481 | 0.68699 | 7 | 0.53509
65508 | 8.16 | 1 | 365 | 9.264 | 0.98505 | 10 | 0.24906
65957 | 13.395 | 1 | 365 | 15.2073 | 0.93869 | 16 | 0.14598
65989 | 10.83 | 1 | 365 | 12.2953 | 0.14192 | 12 | 0.43717
65990 | 2.85 | 1 | 365 | 3.2356 | 0.77419 | 4 | 0.0097826
65992 | 9.405 | 0.8 | 365 | 8.542 | 0.80386 | 9 | 0.34583
65998 | 6.615 | 1 | 365 | 7.51 | 0.68641 | 8 | 0.19639
65999 | 20.16 | 1 | 365 | 22.8876 | 0.13953 | 23 | 0.027094
66000 | 7.56 | 1 | 365 | 8.5828 | 0.92732 | 9 | 0.51016
66003 | 21.105 | 1 | 365 | 23.9604 | 0.38044 | 24 | 0.34086
66004 | 14.805 | 1 | 365 | 16.8081 | 0.77434 | 17 | 0.5824
66006 | 13.52 | 0.8 | 365 | 12.2794 | 0.093905 | 12 | 0.37327
66012 | 10.14 | 1 | 365 | 11.5119 | 0.77554 | 12 | 0.28744
66017 | 4.16 | 1 | 365 | 4.7228 | 0.26689 | 4 | 0.98972
66016 | 24.75 | 1 | 365 | 28.0986 | 0.88111 | 28 | 0.97969
66018 | 5.2 | 1 | 365 | 5.9035 | 0.83361 | 6 | 0.73715
66019 | 4.77 | 1 | 365 | 5.4154 | 0.35891 | 5 | 0.77427
66020 | 6.095 | 0.8 | 365 | 5.5357 | 0.72244 | 6 | 0.25814
66021 | 7.685 | 0.8 | 365 | 6.9798 | 0.084812 | 7 | 0.064612
66023 | 4.42 | 1 | 365 | 5.018 | 0.15857 | 5 | 0.17658
66029 | 4.725 | 0.8 | 365 | 4.2914 | 0.96366 | 5 | 0.25508
66030 | 5.49 | 1 | 365 | 6.2328 | 0.82817 | 7 | 0.06095
66035 | 3.66 | 1 | 365 | 4.1552 | 0.55212 | 4 | 0.7073
66037 | 7.84 | 1 | 365 | 8.9007 | 0.88759 | 9 | 0.78831
66040 | 21.12 | 1 | 365 | 23.9775 | 0.43188 | 24 | 0.40934
66041 | 6.84 | 1 | 365 | 7.7654 | 0.45805 | 8 | 0.22348
66042 | 13.395 | 1 | 365 | 15.2073 | 0.93869 | 16 | 0.14598
66044 | 4.77 | 1 | 365 | 5.4154 | 0.35891 | 5 | 0.77427
66047 | 5.985 | 1 | 365 | 6.7947 | 0.5258 | 7 | 0.32054
66050 | 8.835 | 0.8 | 365 | 8.0243 | 0.23999 | 8 | 0.26426
66053 | 3.135 | 1 | 365 | 3.5592 | 0.75161 | 4 | 0.31076
66054 | 4.275 | 1 | 365 | 4.8534 | 0.66128 | 5 | 0.51467
66057 | 2.28 | 1 | 365 | 2.5885 | 0.81935 | 3 | 0.40783
66058 | 3.705 | 1 | 365 | 4.2063 | 0.70645 | 4 | 0.91272
66060 | 9.405 | 1 | 365 | 10.6775 | 0.25482 | 10 | 0.93228
66061 | 9.69 | 1 | 365 | 11.001 | 0.23224 | 11 | 0.23326
66062 | 4.56 | 0.8 | 365 | 4.1416 | 0.51096 | 4 | 0.65252
66063 | 5.13 | 1 | 365 | 5.8241 | 0.59354 | 6 | 0.41761
66064 | 5.7 | 1 | 365 | 6.4712 | 0.54838 | 7 | 0.019565
66066 | 3.99 | 1 | 365 | 4.5298 | 0.68386 | 5 | 0.2137
66067 | 10.26 | 1 | 365 | 11.6481 | 0.18708 | 11 | 0.83522
66072 | 9.69 | 1 | 365 | 11.001 | 0.23224 | 11 | 0.23326
66084 | 5.7 | 0.8 | 365 | 5.1769 | 0.6387 | 5 | 0.81565
66085 | 7.695 | 0.8 | 365 | 6.9889 | 0.11225 | 7 | 0.10113
33452 | 7.8 | 1 | 365 | 8.8553 | 0.75041 | 9 | 0.60572
48707 | 13.26 | 1 | 365 | 15.054 | 0.4757 | 15 | 0.52973
66087 | 7.14 | 0.8 | 365 | 6.4848 | 0.58953 | 7 | 0.074343
66096 | 13.26 | 0.8 | 365 | 12.0432 | 0.38056 | 12 | 0.42378
66106 | 11.2 | 1 | 365 | 12.7153 | 0.41085 | 13 | 0.12616
65406 | 7.95 | 1 | 365 | 9.0256 | 0.26484 | 9 | 0.29045
66123 | 13.11 | 1 | 365 | 14.8837 | 0.96127 | 15 | 0.845
66127 | 4.2 | 1 | 365 | 4.7682 | 0.40407 | 5 | 0.17231
66135 | 7.98 | 0.8 | 365 | 7.2477 | 0.89418 | 8 | 0.14191
66141 | 9.975 | 1 | 365 | 11.3246 | 0.20966 | 11 | 0.53424
66144 | 3.99 | 1 | 365 | 4.5298 | 0.68386 | 5 | 0.2137
66145 | 9.12 | 1 | 365 | 10.3539 | 0.2774 | 10 | 0.6313
66146 | 10.66 | 1 | 365 | 12.1023 | 0.5589 | 12 | 0.66115
66147 | 8.265 | 1 | 365 | 9.3832 | 0.34515 | 9 | 0.72837
66150 | 7.695 | 1 | 365 | 8.7361 | 0.39031 | 9 | 0.12641
66151 | 10.26 | 1 | 365 | 11.6481 | 0.18708 | 11 | 0.83522
66153 | 2.85 | 1 | 365 | 3.2356 | 0.77419 | 4 | 0.0097826
66154 | 8.55 | 1 | 365 | 9.7068 | 0.32257 | 10 | 0.029348
66159 | 6.84 | 1 | 365 | 7.7654 | 0.45805 | 8 | 0.22348
66164 | 11.4 | 1 | 365 | 12.9424 | 0.096756 | 13 | 0.03913
66165 | 5.985 | 1 | 365 | 6.7947 | 0.5258 | 7 | 0.32054
66169 | 7.695 | 0.8 | 365 | 6.9889 | 0.11225 | 7 | 0.10113
66172 | 14.88 | 1 | 365 | 16.8932 | 0.031555 | 16 | 0.92476
66177 | 9.01 | 1 | 365 | 10.229 | 0.90016 | 11 | 0.12917
66178 | 5.46 | 1 | 365 | 6.1987 | 0.72529 | 6 | 0.924
66181 | 6.5 | 1 | 365 | 7.3794 | 0.29201 | 7 | 0.67143
66183 | 2.6 | 1 | 365 | 2.9518 | 0.9168 | 3 | 0.86857
65474 | 7.42 | 1 | 365 | 8.4239 | 0.44719 | 8 | 0.87108
55810 | 10.4 | 1 | 365 | 11.8071 | 0.66722 | 12 | 0.47429
54777 | 5.46 | 1 | 365 | 6.1987 | 0.72529 | 6 | 0.924
56943 | 11.7 | 1 | 365 | 13.283 | 0.12562 | 13 | 0.40858
65583 | 4.94 | 1 | 365 | 5.6084 | 0.94193 | 6 | 0.55029
66208 | 6.76 | 0.8 | 365 | 6.1397 | 0.54695 | 6 | 0.68663
66210 | 6.5 | 0.8 | 365 | 5.9035 | 0.83361 | 6 | 0.73715
66225 | 13.005 | 1 | 365 | 14.7645 | 0.60117 | 15 | 0.36569
66230 | 3.9 | 1 | 365 | 4.4277 | 0.37521 | 4 | 0.80286
65596 | 5.035 | 1 | 365 | 5.7162 | 0.26773 | 5 | 0.98395
64820 | 5.13 | 1 | 365 | 5.8241 | 0.59354 | 6 | 0.41761
66239 | 6.625 | 0.8 | 365 | 6.0171 | 0.17656 | 6 | 0.19363
54220 | 5.72 | 1 | 365 | 6.4939 | 0.61697 | 7 | 0.11086
66246 | 7.56 | 1 | 365 | 8.5828 | 0.92732 | 9 | 0.51016
66249 | 8.16 | 0.8 | 365 | 7.4112 | 0.38804 | 7 | 0.79925
66253 | 3.38 | 0.8 | 365 | 3.0698 | 0.27348 | 3 | 0.34332
51602 | 14.3 | 1 | 365 | 16.2347 | 0.042422 | 16 | 0.27715
66268 | 11.66 | 0.8 | 365 | 10.59 | 0.99075 | 11 | 0.58079
66269 | 2.86 | 0.8 | 365 | 2.5976 | 0.84679 | 3 | 0.44434
59156 | 14.04 | 1 | 365 | 15.9396 | 0.15074 | 16 | 0.090297
66289 | 14.04 | 1 | 365 | 15.9396 | 0.15074 | 16 | 0.090297
66287 | 11.44 | 1 | 365 | 12.9878 | 0.23394 | 13 | 0.22172
27446 | 12.455 | 1 | 365 | 14.1401 | 0.71492 | 14 | 0.85503
30972 | 11.96 | 1 | 365 | 13.5781 | 0.017298 | 13 | 0.59544
66299 | 2.6 | 1 | 365 | 2.9518 | 0.9168 | 3 | 0.86857
66296 | 6.76 | 1 | 365 | 7.6746 | 0.18369 | 7 | 0.85829
50560 | 2.34 | 1 | 365 | 2.6566 | 0.025124 | 2 | 0.68172
66309 | 8.58 | 1 | 365 | 9.7408 | 0.42545 | 10 | 0.16629
66314 | 5.46 | 1 | 365 | 6.1987 | 0.72529 | 6 | 0.924
66316 | 6.24 | 1 | 365 | 7.0842 | 0.40033 | 7 | 0.48458
34055 | 861 | 1 | 365 | 977.4899 | 0.83394 | 978 | 0.3238
34268 | 647.46 | 0.8 | 365 | 588.047 | 0.39197 | 588 | 0.43897
36171 | 35.316 | 0.9 | 365 | 36.0847 | 0.0058712 | 36 | 0.090573
38514 | 266.4 | 0.9 | 365 | 272.1986 | 0.26651 | 272 | 0.46508
40516 | 426.24 | 0.9 | 365 | 435.5177 | 0.62642 | 436 | 0.14413
64976 | 26.24 | 0.9 | 365 | 26.8112 | 0.99202 | 27 | 0.80317
66317 | 5.46 | 1 | 365 | 6.1987 | 0.72529 | 6 | 0.924
66303 | 7.02 | 1 | 365 | 7.9698 | 0.075371 | 8 | 0.045149
66321 | 9.945 | 1 | 365 | 11.2905 | 0.10678 | 11 | 0.39729
66320 | 7.14 | 1 | 365 | 8.106 | 0.48692 | 8 | 0.59293
39697 | 4.68 | 1 | 365 | 5.3132 | 0.050247 | 5 | 0.36343
66323 | 6.24 | 1 | 365 | 7.0842 | 0.40033 | 7 | 0.48458
66326 | 6.5 | 1 | 365 | 7.3794 | 0.29201 | 7 | 0.67143
66327 | 9.945 | 1 | 365 | 11.2905 | 0.10678 | 11 | 0.39729
34553 | 349.74 | 0.9 | 365 | 357.3526 | 0.50259 | 357 | 0.85517
35982 | 10.35 | 0.8 | 365 | 9.4003 | 0.39659 | 9 | 0.79684
66560 | 6.12 | 1 | 365 | 6.948 | 0.98878 | 7 | 0.9368
66781 | 9.81 | 1 | 365 | 11.1373 | 0.64379 | 11 | 0.78104
66777 | 6.54 | 1 | 365 | 7.4248 | 0.42919 | 7 | 0.85403
62500 | 10.2 | 1 | 365 | 11.58 | 0.98131 | 12 | 0.56133
35306 | 69.36 | 0.8 | 365 | 62.9953 | 0.29832 | 63 | 0.29362
64905 | 9 | 1 | 365 | 10.2177 | 0.86586 | 11 | 0.083524
64953 | 7.685 | 1 | 365 | 8.7247 | 0.35601 | 9 | 0.080765
65168 | 6.89 | 1 | 365 | 7.8222 | 0.62953 | 8 | 0.45172
65186 | 10.6 | 1 | 365 | 12.0341 | 0.35312 | 12 | 0.38726
65190 | 6.625 | 1 | 365 | 7.5213 | 0.7207 | 8 | 0.24204
65196 | 10.6 | 1 | 365 | 12.0341 | 0.35312 | 12 | 0.38726
65282 | 4.8 | 1 | 365 | 5.4494 | 0.46179 | 5 | 0.91121
65920 | 9.72 | 1 | 365 | 11.0351 | 0.33513 | 11 | 0.37021
65997 | 5.7 | 1 | 365 | 6.4712 | 0.54838 | 7 | 0.019565
66008 | 7.705 | 1 | 365 | 8.7475 | 0.42461 | 9 | 0.17206
66034 | 8.64 | 1 | 365 | 9.809 | 0.63123 | 10 | 0.44018
66139 | 12.96 | 1 | 365 | 14.7134 | 0.44684 | 15 | 0.16027
66171 | 12.4 | 1 | 365 | 14.0777 | 0.5263 | 14 | 0.60397
65797 | 23.04 | 1 | 365 | 26.1572 | 0.016602 | 26 | 0.17382
46287 | 43.82 | 0.9 | 365 | 44.7738 | 0.2542 | 45 | 0.028002
63423 | 9.275 | 1 | 365 | 10.5299 | 0.80898 | 11 | 0.33885
65235 | 123.82 | 0.9 | 365 | 126.5151 | 0.18108 | 126 | 0.69619
61496 | 6 | 1 | 365 | 6.8118 | 0.57724 | 7 | 0.38902
63273 | 7.2 | 1 | 365 | 8.1741 | 0.69269 | 8 | 0.86682
65652 | 7.28 | 1 | 365 | 8.265 | 0.96705 | 9 | 0.23201
32083 | 5.72 | 1 | 365 | 6.4939 | 0.61697 | 7 | 0.11086
63301 | 5.16 | 1 | 365 | 5.8581 | 0.69643 | 6 | 0.55455
65238 | 5.565 | 1 | 365 | 6.3179 | 0.08539 | 6 | 0.40331
64508 | 8.625 | 1 | 365 | 9.7919 | 0.57978 | 10 | 0.37171
65415 | 5.3 | 1 | 365 | 6.0171 | 0.17656 | 6 | 0.19363
65449 | 7.42 | 1 | 365 | 8.4239 | 0.44719 | 8 | 0.87108
65451 | 5.565 | 1 | 365 | 6.3179 | 0.08539 | 6 | 0.40331
65455 | 5.2 | 1 | 365 | 5.9035 | 0.83361 | 6 | 0.73715
65502 | 5.3 | 1 | 365 | 6.0171 | 0.17656 | 6 | 0.19363
65511 | 5.3 | 1 | 365 | 6.0171 | 0.17656 | 6 | 0.19363
65528 | 5.3 | 1 | 365 | 6.0171 | 0.17656 | 6 | 0.19363
65535 | 3.18 | 1 | 365 | 3.6102 | 0.90594 | 4 | 0.51618
59157 | 2.12 | 1 | 365 | 2.4068 | 0.27062 | 2 | 0.67745
65571 | 5.565 | 1 | 365 | 6.3179 | 0.08539 | 6 | 0.40331
65579 | 9.805 | 1 | 365 | 11.1316 | 0.62664 | 11 | 0.75822
62696 | 8.48 | 1 | 365 | 9.6273 | 0.082499 | 9 | 0.70981
62850 | 6.625 | 1 | 365 | 7.5213 | 0.7207 | 8 | 0.24204
65630 | 10.335 | 1 | 365 | 11.7333 | 0.4443 | 12 | 0.17758
64268 | 3.71 | 1 | 365 | 4.2119 | 0.72359 | 4 | 0.93554
65633 | 2.52 | 1 | 365 | 2.8609 | 0.64244 | 3 | 0.50339
65635 | 10.335 | 1 | 365 | 11.7333 | 0.4443 | 12 | 0.17758
63554 | 2.12 | 1 | 365 | 2.4068 | 0.27062 | 2 | 0.67745
56743 | 2.08 | 1 | 365 | 2.3614 | 0.13344 | 2 | 0.49486
65705 | 24.885 | 1 | 365 | 28.2518 | 0.3441 | 28 | 0.59594
65714 | 8.415 | 0.8 | 365 | 7.6428 | 0.087663 | 7 | 0.73048
65908 | 6.825 | 1 | 365 | 7.7484 | 0.40661 | 8 | 0.15501
65923 | 5.4 | 1 | 365 | 6.1306 | 0.51952 | 6 | 0.65011
65489 | 2.835 | 1 | 365 | 3.2186 | 0.72275 | 3 | 0.94131
66088 | 9.805 | 0.8 | 365 | 8.9053 | 0.90131 | 9 | 0.80657
66092 | 6.84 | 0.8 | 365 | 6.2123 | 0.76644 | 6 | 0.97878
62154 | 14.061 | 1 | 365 | 15.9634 | 0.22276 | 16 | 0.18616
65902 | 8.125 | 0.8 | 365 | 7.3794 | 0.29201 | 7 | 0.67143
66194 | 5.2 | 0.8 | 365 | 4.7228 | 0.26689 | 4 | 0.98972
59671 | 8.48 | 1 | 365 | 9.6273 | 0.082499 | 9 | 0.70981
66206 | 2.34 | 1 | 365 | 2.6566 | 0.025124 | 2 | 0.68172
64507 | 8.625 | 1 | 365 | 9.7919 | 0.57978 | 10 | 0.37171
65611 | 9.275 | 1 | 365 | 10.5299 | 0.80898 | 11 | 0.33885
59898 | 2.65 | 1 | 365 | 3.0085 | 0.088281 | 3 | 0.096815
59920 | 5.3 | 1 | 365 | 6.0171 | 0.17656 | 6 | 0.19363
60092 | 3.18 | 1 | 365 | 3.6102 | 0.90594 | 4 | 0.51618
60097 | 4.77 | 1 | 365 | 5.4154 | 0.35891 | 5 | 0.77427
59687 | 3.18 | 1 | 365 | 3.6102 | 0.90594 | 4 | 0.51618
57092 | 2.12 | 1 | 365 | 2.4068 | 0.27062 | 2 | 0.67745
29181 | 2.34 | 1 | 365 | 2.6566 | 0.025124 | 2 | 0.68172
57494 | 2.08 | 1 | 365 | 2.3614 | 0.13344 | 2 | 0.49486
34258 | 2.34 | 1 | 365 | 2.6566 | 0.025124 | 2 | 0.68172
66305 | 11.44 | 1 | 365 | 12.9878 | 0.23394 | 13 | 0.22172
66324 | 2.08 | 1 | 365 | 2.3614 | 0.13344 | 2 | 0.49486
65587 | 4.76 | 0.8 | 365 | 4.3232 | 0.059688 | 4 | 0.3829
65588 | 10.36 | 0.8 | 365 | 9.4093 | 0.42403 | 9 | 0.83336
65656 | 7.56 | 0.8 | 365 | 6.8663 | 0.74186 | 7 | 0.60813
65590 | 7.28 | 0.8 | 365 | 6.612 | 0.97364 | 7 | 0.5856
65704 | 10.08 | 0.8 | 365 | 9.155 | 0.65581 | 9 | 0.81084
65706 | 3.08 | 0.8 | 365 | 2.7974 | 0.45039 | 3 | 0.24776
65708 | 11.115 | 0.8 | 365 | 10.0951 | 0.49547 | 10 | 0.59052
65709 | 11.2 | 0.8 | 365 | 10.1723 | 0.72868 | 10 | 0.90093
65710 | 11.2 | 0.8 | 365 | 10.1723 | 0.72868 | 10 | 0.90093
65731 | 7.65 | 0.8 | 365 | 6.948 | 0.98878 | 7 | 0.9368
65774 | 5.88 | 0.8 | 365 | 5.3404 | 0.13256 | 5 | 0.47299
65790 | 3.92 | 0.8 | 365 | 3.5603 | 0.75504 | 4 | 0.31533
65794 | 9.01 | 0.8 | 365 | 8.1832 | 0.72012 | 8 | 0.90334
67199 | 9.315 | 1 | 365 | 10.5753 | 0.94617 | 11 | 0.52145
66086 | 3.71 | 0.8 | 365 | 3.3696 | 0.17887 | 3 | 0.54843
66091 | 5.88 | 0.8 | 365 | 5.3404 | 0.13256 | 5 | 0.47299
66095 | 5.04 | 0.8 | 365 | 4.5775 | 0.82791 | 5 | 0.40542
66097 | 6.44 | 0.8 | 365 | 5.849 | 0.66899 | 6 | 0.51804
66099 | 6.89 | 0.8 | 365 | 6.2578 | 0.90362 | 7 | 0.16138
66100 | 6.885 | 0.8 | 365 | 6.2532 | 0.88991 | 7 | 0.14312
66105 | 9.24 | 0.8 | 365 | 8.3921 | 0.35116 | 8 | 0.74327
67318 | 12.47 | 1 | 365 | 14.1571 | 0.76636 | 14 | 0.9235
66107 | 10.36 | 0.8 | 365 | 9.4093 | 0.42403 | 9 | 0.83336
66212 | 7.84 | 0.8 | 365 | 7.1206 | 0.51007 | 7 | 0.63065
66214 | 6.72 | 0.8 | 365 | 6.1034 | 0.43721 | 6 | 0.54056
66215 | 11.2 | 0.8 | 365 | 10.1723 | 0.72868 | 10 | 0.90093
64253 | 5.13 | 1 | 365 | 5.8241 | 0.59354 | 6 | 0.41761
66216 | 7.28 | 0.8 | 365 | 6.612 | 0.97364 | 7 | 0.5856
66217 | 3.36 | 0.8 | 365 | 3.0517 | 0.2186 | 3 | 0.27028
57082 | 8.84 | 1 | 365 | 10.036 | 0.31713 | 10 | 0.35315
66218 | 7.28 | 0.8 | 365 | 6.612 | 0.97364 | 7 | 0.5856
65478 | 3.71 | 1 | 365 | 4.2119 | 0.72359 | 4 | 0.93554
66219 | 3.18 | 0.8 | 365 | 2.8882 | 0.72475 | 3 | 0.61294
65615 | 4.505 | 1 | 365 | 5.1145 | 0.45008 | 5 | 0.56459
66220 | 6.16 | 0.8 | 365 | 5.5947 | 0.90077 | 6 | 0.49551
66221 | 10.36 | 0.8 | 365 | 9.4093 | 0.42403 | 9 | 0.83336
66222 | 6.3 | 0.8 | 365 | 5.7219 | 0.28488 | 6 | 0.0067734
66223 | 13.5 | 0.8 | 365 | 12.2612 | 0.039032 | 12 | 0.30023
66224 | 6.76 | 0.8 | 365 | 6.1397 | 0.54695 | 6 | 0.68663
66226 | 8.32 | 0.8 | 365 | 7.5565 | 0.82702 | 8 | 0.38355
66227 | 6.89 | 0.8 | 365 | 6.2578 | 0.90362 | 7 | 0.16138
66228 | 10.4 | 0.8 | 365 | 9.4457 | 0.53377 | 9 | 0.97944
64489 | 4.16 | 1 | 365 | 4.7228 | 0.26689 | 4 | 0.98972
65645 | 13.25 | 0.8 | 365 | 12.0341 | 0.35312 | 12 | 0.38726
65658 | 4.505 | 0.8 | 365 | 4.0916 | 0.36006 | 4 | 0.45167
65659 | 5.72 | 0.8 | 365 | 5.1951 | 0.69358 | 5 | 0.88869
65737 | 6.095 | 0.8 | 365 | 5.5357 | 0.72244 | 6 | 0.25814
65738 | 10.07 | 0.8 | 365 | 9.1459 | 0.62837 | 9 | 0.77432
65739 | 6.36 | 0.8 | 365 | 5.7764 | 0.4495 | 6 | 0.22589
65832 | 9.805 | 0.8 | 365 | 8.9053 | 0.90131 | 9 | 0.80657
66319 | 4.42 | 1 | 365 | 5.018 | 0.15857 | 5 | 0.17658
66329 | 6.24 | 1 | 365 | 7.0842 | 0.40033 | 7 | 0.48458
66330 | 6.375 | 1 | 365 | 7.2375 | 0.86332 | 8 | 0.10083
66334 | 8.32 | 1 | 365 | 9.4457 | 0.53377 | 9 | 0.97944
50619 | 20.4 | 1 | 365 | 23.16 | 0.96262 | 24 | 0.12265
66337 | 6.885 | 1 | 365 | 7.8165 | 0.61238 | 8 | 0.4289
66338 | 6.5 | 1 | 365 | 7.3794 | 0.29201 | 7 | 0.67143
66340 | 5.72 | 1 | 365 | 6.4939 | 0.61697 | 7 | 0.11086
66344 | 5.035 | 1 | 365 | 5.7162 | 0.26773 | 5 | 0.98395
66347 | 6.89 | 1 | 365 | 7.8222 | 0.62953 | 8 | 0.45172
66349 | 11.7 | 1 | 365 | 13.283 | 0.12562 | 13 | 0.40858
40232 | 8.06 | 1 | 365 | 9.1505 | 0.64209 | 9 | 0.79258
65895 | 4.24 | 1 | 365 | 4.8137 | 0.54125 | 5 | 0.3549
65899 | 11.2 | 1 | 365 | 12.7153 | 0.41085 | 13 | 0.12616
66361 | 5.3 | 1 | 365 | 6.0171 | 0.17656 | 6 | 0.19363
50429 | 4.34 | 1 | 365 | 4.9272 | 0.8842 | 5 | 0.81139
66362 | 4.24 | 1 | 365 | 4.8137 | 0.54125 | 5 | 0.3549
66368 | 5.565 | 1 | 365 | 6.3179 | 0.08539 | 6 | 0.40331
66366 | 4.845 | 1 | 365 | 5.5005 | 0.61612 | 6 | 0.11663
66364 | 5.865 | 0.8 | 365 | 5.3268 | 0.091402 | 5 | 0.41821
66371 | 6.24 | 1 | 365 | 7.0842 | 0.40033 | 7 | 0.48458
66369 | 5.46 | 1 | 365 | 6.1987 | 0.72529 | 6 | 0.924
66376 | 4.16 | 1 | 365 | 4.7228 | 0.26689 | 4 | 0.98972
66374 | 5.61 | 1 | 365 | 6.369 | 0.23972 | 6 | 0.60873
66380 | 8.84 | 1 | 365 | 10.036 | 0.31713 | 10 | 0.35315
66383 | 8.06 | 1 | 365 | 9.1505 | 0.64209 | 9 | 0.79258
66278 | 11.52 | 1 | 365 | 13.0786 | 0.5083 | 13 | 0.58691
66370 | 10.5 | 0.8 | 365 | 9.5365 | 0.80814 | 10 | 0.34462
66382 | 9.36 | 1 | 365 | 10.6264 | 0.10049 | 10 | 0.72686
66386 | 2.86 | 1 | 365 | 3.2469 | 0.80848 | 4 | 0.055431
66384 | 4.24 | 1 | 365 | 4.8137 | 0.54125 | 5 | 0.3549
66387 | 5.83 | 1 | 365 | 6.6188 | 0.99422 | 7 | 0.61299
66389 | 6.24 | 1 | 365 | 7.0842 | 0.40033 | 7 | 0.48458
66393 | 4.94 | 1 | 365 | 5.6084 | 0.94193 | 6 | 0.55029
66397 | 6.36 | 1 | 365 | 7.2205 | 0.81187 | 8 | 0.032357
66395 | 8.215 | 1 | 365 | 9.3265 | 0.17367 | 9 | 0.50013
66400 | 7.95 | 1 | 365 | 9.0256 | 0.26484 | 9 | 0.29045
66402 | 2.6 | 1 | 365 | 2.9518 | 0.9168 | 3 | 0.86857
66403 | 8.4 | 1 | 365 | 9.5365 | 0.80814 | 10 | 0.34462
66406 | 7.54 | 0.8 | 365 | 6.8481 | 0.68699 | 7 | 0.53509
66407 | 5.72 | 1 | 365 | 6.4939 | 0.61697 | 7 | 0.11086
66408 | 4.94 | 1 | 365 | 5.6084 | 0.94193 | 6 | 0.55029
66412 | 7.28 | 1 | 365 | 8.265 | 0.96705 | 9 | 0.23201
66414 | 3.975 | 1 | 365 | 4.5128 | 0.63242 | 5 | 0.14522
66417 | 9.36 | 0.8 | 365 | 8.5011 | 0.6804 | 9 | 0.18149
66418 | 6.36 | 1 | 365 | 7.2205 | 0.81187 | 8 | 0.032357
66421 | 4.94 | 1 | 365 | 5.6084 | 0.94193 | 6 | 0.55029
66424 | 7.42 | 0.8 | 365 | 6.7391 | 0.35775 | 7 | 0.096866
60126 | 8.06 | 1 | 365 | 9.1505 | 0.64209 | 9 | 0.79258
65814 | 9.54 | 1 | 365 | 10.8307 | 0.71781 | 11 | 0.54854
66426 | 6.36 | 1 | 365 | 7.2205 | 0.81187 | 8 | 0.032357
66427 | 4.77 | 1 | 365 | 5.4154 | 0.35891 | 5 | 0.77427
66429 | 5.035 | 0.8 | 365 | 4.573 | 0.81419 | 5 | 0.38716
66428 | 5.565 | 1 | 365 | 6.3179 | 0.08539 | 6 | 0.40331
66431 | 5.3 | 1 | 365 | 6.0171 | 0.17656 | 6 | 0.19363
66432 | 6.89 | 1 | 365 | 7.8222 | 0.62953 | 8 | 0.45172
66434 | 3.975 | 1 | 365 | 4.5128 | 0.63242 | 5 | 0.14522
66435 | 4.505 | 1 | 365 | 5.1145 | 0.45008 | 5 | 0.56459
66436 | 3.64 | 1 | 365 | 4.1325 | 0.48353 | 4 | 0.616
66438 | 7.42 | 1 | 365 | 8.4239 | 0.44719 | 8 | 0.87108
66439 | 6.095 | 1 | 365 | 6.9196 | 0.90305 | 7 | 0.82268
66440 | 6.095 | 1 | 365 | 6.9196 | 0.90305 | 7 | 0.82268
66445 | 6.5 | 1 | 365 | 7.3794 | 0.29201 | 7 | 0.67143
66449 | 4.68 | 0.8 | 365 | 4.2505 | 0.8402 | 5 | 0.090746
18624 | 17.94 | 1 | 365 | 20.3672 | 0.52595 | 20 | 0.89316
66451 | 6.76 | 0.8 | 365 | 6.1397 | 0.54695 | 6 | 0.68663
66447 | 9.805 | 1 | 365 | 11.1316 | 0.62664 | 11 | 0.75822
55468 | 5.2 | 1 | 365 | 5.9035 | 0.83361 | 6 | 0.73715
66454 | 6.5 | 1 | 365 | 7.3794 | 0.29201 | 7 | 0.67143
66450 | 5.2 | 0.8 | 365 | 4.7228 | 0.26689 | 4 | 0.98972
66456 | 5.2 | 1 | 365 | 5.9035 | 0.83361 | 6 | 0.73715
66455 | 6.16 | 1 | 365 | 6.9934 | 0.12597 | 7 | 0.11939
66457 | 3.975 | 1 | 365 | 4.5128 | 0.63242 | 5 | 0.14522
61172 | 4.505 | 1 | 365 | 5.1145 | 0.45008 | 5 | 0.56459
66458 | 10.6 | 1 | 365 | 12.0341 | 0.35312 | 12 | 0.38726
66461 | 6.615 | 0.8 | 365 | 6.008 | 0.14913 | 6 | 0.15711
66448 | 4.24 | 1 | 365 | 4.8137 | 0.54125 | 5 | 0.3549
66464 | 7.28 | 1 | 365 | 8.265 | 0.96705 | 9 | 0.23201
66463 | 6.76 | 1 | 365 | 7.6746 | 0.18369 | 7 | 0.85829
66466 | 9.1 | 0.8 | 365 | 8.265 | 0.96705 | 9 | 0.23201
66467 | 3.18 | 0.8 | 365 | 2.8882 | 0.72475 | 3 | 0.61294
66470 | 4.41 | 1 | 365 | 5.0067 | 0.12427 | 5 | 0.13093
66472 | 9.36 | 0.8 | 365 | 8.5011 | 0.6804 | 9 | 0.18149
66471 | 9.45 | 1 | 365 | 10.7285 | 0.40915 | 11 | 0.1377
66473 | 5.46 | 1 | 365 | 6.1987 | 0.72529 | 6 | 0.924
66475 | 6.24 | 1 | 365 | 7.0842 | 0.40033 | 7 | 0.48458
66477 | 8.06 | 0.8 | 365 | 7.3204 | 0.11367 | 7 | 0.43406
66482 | 6.24 | 0.8 | 365 | 5.6674 | 0.12026 | 5 | 0.78766
66486 | 6.93 | 1 | 365 | 7.8676 | 0.76671 | 8 | 0.63431
66489 | 9.135 | 0.8 | 365 | 8.2967 | 0.063078 | 8 | 0.35982
66491 | 6.625 | 0.8 | 365 | 6.0171 | 0.17656 | 6 | 0.19363
66507 | 8.215 | 1 | 365 | 9.3265 | 0.17367 | 9 | 0.50013
66009 | 4.24 | 1 | 365 | 4.8137 | 0.54125 | 5 | 0.3549
66010 | 10.24 | 1 | 365 | 11.6254 | 0.11849 | 11 | 0.74392
66011 | 11.2 | 1 | 365 | 12.7153 | 0.41085 | 13 | 0.12616
66518 | 2.34 | 1 | 365 | 2.6566 | 0.025124 | 2 | 0.68172
66517 | 5.46 | 1 | 365 | 6.1987 | 0.72529 | 6 | 0.924
61444 | 11.13 | 1 | 365 | 12.6358 | 0.17078 | 12 | 0.80662
66521 | 5.04 | 1 | 365 | 5.7219 | 0.28488 | 6 | 0.0067734
66522 | 6.5 | 1 | 365 | 7.3794 | 0.29201 | 7 | 0.67143
61458 | 15.86 | 1 | 365 | 18.0058 | 0.3925 | 18 | 0.3983
66523 | 4.24 | 0.8 | 365 | 3.8509 | 0.633 | 4 | 0.48392
66525 | 8.58 | 1 | 365 | 9.7408 | 0.42545 | 10 | 0.16629
66527 | 22.95 | 0.8 | 365 | 20.844 | 0.96635 | 21 | 0.81039
66538 | 4.77 | 0.8 | 365 | 4.3323 | 0.087125 | 4 | 0.41941
66548 | 13 | 0.8 | 365 | 11.8071 | 0.66722 | 12 | 0.47429
66039 | 12.6 | 1 | 365 | 14.3047 | 0.2122 | 14 | 0.51693
66546 | 6.21 | 0.8 | 365 | 5.6402 | 0.037955 | 5 | 0.67811
66550 | 6.375 | 0.8 | 365 | 5.79 | 0.49065 | 6 | 0.28066
66065 | 6.72 | 1 | 365 | 7.6292 | 0.046509 | 7 | 0.6757
66556 | 6.3 | 0.8 | 365 | 5.7219 | 0.28488 | 6 | 0.0067734
66554 | 6 | 0.8 | 365 | 5.4494 | 0.46179 | 5 | 0.91121
66557 | 12.915 | 1 | 365 | 14.6623 | 0.29251 | 14 | 0.95486
66561 | 5.7 | 1 | 365 | 6.4712 | 0.54838 | 7 | 0.019565
61575 | 4.16 | 1 | 365 | 4.7228 | 0.26689 | 4 | 0.98972
66132 | 10.2 | 1 | 365 | 11.58 | 0.98131 | 12 | 0.56133
66137 | 5.04 | 0.8 | 365 | 4.5775 | 0.82791 | 5 | 0.40542
65311 | 11.1 | 1 | 365 | 12.6018 | 0.067894 | 12 | 0.66968
40915 | 11.118 | 1 | 365 | 12.6222 | 0.12963 | 12 | 0.75185
65680 | 9.805 | 1 | 365 | 11.1316 | 0.62664 | 11 | 0.75822
66578 | 7.36 | 1 | 365 | 8.3558 | 0.24141 | 8 | 0.59719
66579 | 4.05 | 1 | 365 | 4.5979 | 0.88964 | 5 | 0.48759
66580 | 11.96 | 1 | 365 | 13.5781 | 0.017298 | 13 | 0.59544
66581 | 5.04 | 1 | 365 | 5.7219 | 0.28488 | 6 | 0.0067734
66582 | 10.08 | 1 | 365 | 11.4438 | 0.56976 | 12 | 0.013547
66583 | 7.695 | 1 | 365 | 8.7361 | 0.39031 | 9 | 0.12641
66592 | 10.15 | 1 | 365 | 11.5233 | 0.80983 | 12 | 0.33309
66595 | 12.426 | 1 | 365 | 14.1072 | 0.61546 | 14 | 0.72265
50296 | 7.95 | 1 | 365 | 9.0256 | 0.26484 | 9 | 0.29045
66596 | 10.5 | 1 | 365 | 11.9206 | 0.01017 | 11 | 0.93078
66610 | 11.13 | 1 | 365 | 12.6358 | 0.17078 | 12 | 0.80662
66613 | 7.695 | 0.8 | 365 | 6.9889 | 0.11225 | 7 | 0.10113
66612 | 5.355 | 0.8 | 365 | 4.8636 | 0.69215 | 5 | 0.55576
66616 | 5.72 | 0.8 | 365 | 5.1951 | 0.69358 | 5 | 0.88869
66618 | 6.36 | 0.8 | 365 | 5.7764 | 0.4495 | 6 | 0.22589
66619 | 9.01 | 0.8 | 365 | 8.1832 | 0.72012 | 8 | 0.90334
66623 | 4.94 | 0.8 | 365 | 4.4867 | 0.55354 | 5 | 0.040232
66622 | 9.62 | 0.8 | 365 | 8.7372 | 0.39374 | 9 | 0.13098
66625 | 5.46 | 0.8 | 365 | 4.959 | 0.98023 | 5 | 0.9392
66627 | 13.545 | 0.8 | 365 | 12.3021 | 0.1625 | 12 | 0.46456
65632 | 4.505 | 1 | 365 | 5.1145 | 0.45008 | 5 | 0.56459
66628 | 4.16 | 0.8 | 365 | 3.7783 | 0.41351 | 4 | 0.19177
66626 | 9.805 | 0.8 | 365 | 8.9053 | 0.90131 | 9 | 0.80657
66630 | 10.66 | 0.8 | 365 | 9.6818 | 0.24712 | 9 | 0.92892
66632 | 8.16 | 0.8 | 365 | 7.4112 | 0.38804 | 7 | 0.79925
66631 | 2.6 | 0.8 | 365 | 2.3614 | 0.13344 | 2 | 0.49486
66634 | 6.76 | 0.8 | 365 | 6.1397 | 0.54695 | 6 | 0.68663
66637 | 4.68 | 0.8 | 365 | 4.2505 | 0.8402 | 5 | 0.090746
66638 | 6.36 | 1 | 365 | 7.2205 | 0.81187 | 8 | 0.032357
66641 | 18.24 | 1 | 365 | 20.7078 | 0.55481 | 21 | 0.26261
66642 | 8.4 | 1 | 365 | 9.5365 | 0.80814 | 10 | 0.34462
66651 | 8.58 | 0.8 | 365 | 7.7927 | 0.54036 | 8 | 0.33303
66647 | 7.44 | 0.8 | 365 | 6.7573 | 0.41262 | 7 | 0.1699
66655 | 7.28 | 0.8 | 365 | 6.612 | 0.97364 | 7 | 0.5856
66658 | 7.28 | 0.8 | 365 | 6.612 | 0.97364 | 7 | 0.5856
66660 | 5.72 | 0.8 | 365 | 5.1951 | 0.69358 | 5 | 0.88869
66662 | 4.68 | 0.8 | 365 | 4.2505 | 0.8402 | 5 | 0.090746
66663 | 7.125 | 0.8 | 365 | 6.4712 | 0.54838 | 7 | 0.019565
66672 | 12 | 1 | 365 | 13.6236 | 0.15448 | 13 | 0.77803
66673 | 4.8 | 1 | 365 | 5.4494 | 0.46179 | 5 | 0.91121
66677 | 6.6 | 1 | 365 | 7.493 | 0.63496 | 8 | 0.12792
66678 | 8.4 | 1 | 365 | 9.5365 | 0.80814 | 10 | 0.34462
65283 | 12.6 | 1 | 365 | 14.3047 | 0.2122 | 14 | 0.51693
66683 | 3.9 | 0.8 | 365 | 3.5421 | 0.70016 | 4 | 0.24229
49726 | 9.735 | 1 | 365 | 11.0521 | 0.38657 | 11 | 0.43868
66684 | 9.36 | 0.8 | 365 | 8.5011 | 0.6804 | 9 | 0.18149
66685 | 8.82 | 0.8 | 365 | 8.0106 | 0.19883 | 8 | 0.20948
65355 | 10.03 | 1 | 365 | 11.387 | 0.39829 | 11 | 0.78531
66686 | 10.14 | 0.8 | 365 | 9.2095 | 0.82043 | 10 | 0.02995
66689 | 2.415 | 1 | 365 | 2.7417 | 0.28234 | 3 | 0.024079
66691 | 4.578 | 1 | 365 | 5.1974 | 0.70043 | 5 | 0.89782
66694 | 4.69 | 1 | 365 | 5.3245 | 0.084543 | 5 | 0.40908
66695 | 11.66 | 1 | 365 | 13.2376 | 0.98844 | 14 | 0.22599
66696 | 4.59 | 1 | 365 | 5.211 | 0.74159 | 5 | 0.9526
66138 | 3.64 | 0.8 | 365 | 3.306 | 0.98682 | 4 | 0.2928
66701 | 5.7 | 0.8 | 365 | 5.1769 | 0.6387 | 5 | 0.81565
66703 | 6 | 0.8 | 365 | 5.4494 | 0.46179 | 5 | 0.91121
66704 | 6.27 | 1 | 365 | 7.1183 | 0.50322 | 7 | 0.62152
66709 | 8.58 | 0.8 | 365 | 7.7927 | 0.54036 | 8 | 0.33303
66711 | 5.565 | 0.8 | 365 | 5.0543 | 0.26831 | 5 | 0.32265
66714 | 5.98 | 0.8 | 365 | 5.4313 | 0.40692 | 5 | 0.83818
66715 | 4.68 | 0.8 | 365 | 4.2505 | 0.8402 | 5 | 0.090746
66725 | 6.36 | 0.8 | 365 | 5.7764 | 0.4495 | 6 | 0.22589
66728 | 4.42 | 0.8 | 365 | 4.0144 | 0.12685 | 4 | 0.14126
66726 | 13.23 | 0.8 | 365 | 12.016 | 0.29825 | 12 | 0.31422
66730 | 8.32 | 0.8 | 365 | 7.5565 | 0.82702 | 8 | 0.38355
66729 | 5.76 | 0.8 | 365 | 5.2314 | 0.80332 | 6 | 0.034764
66734 | 3.38 | 0.8 | 365 | 3.0698 | 0.27348 | 3 | 0.34332
66752 | 13.545 | 0.8 | 365 | 12.3021 | 0.1625 | 12 | 0.46456
66753 | 3.38 | 1 | 365 | 3.8373 | 0.59185 | 4 | 0.42915
66754 | 6.24 | 0.8 | 365 | 5.6674 | 0.12026 | 5 | 0.78766
66755 | 4.68 | 0.8 | 365 | 4.2505 | 0.8402 | 5 | 0.090746
66757 | 8.505 | 0.8 | 365 | 7.7246 | 0.33459 | 8 | 0.059144
66759 | 10.14 | 0.8 | 365 | 9.2095 | 0.82043 | 10 | 0.02995
66760 | 4.68 | 1 | 365 | 5.3132 | 0.050247 | 5 | 0.36343
66761 | 11.96 | 0.8 | 365 | 10.8625 | 0.81384 | 11 | 0.67635
66762 | 5.035 | 1 | 365 | 5.7162 | 0.26773 | 5 | 0.98395
66763 | 7.56 | 0.8 | 365 | 6.8663 | 0.74186 | 7 | 0.60813
66764 | 6.24 | 0.8 | 365 | 5.6674 | 0.12026 | 5 | 0.78766
66765 | 12.6 | 0.8 | 365 | 11.4438 | 0.56976 | 12 | 0.013547
66766 | 9.52 | 0.8 | 365 | 8.6464 | 0.11938 | 8 | 0.76579
66767 | 4.24 | 0.8 | 365 | 3.8509 | 0.633 | 4 | 0.48392
66768 | 5.1 | 1 | 365 | 5.79 | 0.49065 | 6 | 0.28066
66774 | 4.355 | 1 | 365 | 4.9442 | 0.93565 | 5 | 0.87986
66776 | 6 | 1 | 365 | 6.8118 | 0.57724 | 7 | 0.38902
66779 | 10.92 | 1 | 365 | 12.3974 | 0.45058 | 12 | 0.84801
66784 | 8.97 | 1 | 365 | 10.1836 | 0.76297 | 10 | 0.94658
66788 | 3.38 | 0.8 | 365 | 3.0698 | 0.27348 | 3 | 0.34332
66789 | 10.6 | 0.8 | 365 | 9.6273 | 0.082499 | 9 | 0.70981
66790 | 5.72 | 0.8 | 365 | 5.1951 | 0.69358 | 5 | 0.88869
66792 | 7.02 | 0.8 | 365 | 6.3758 | 0.2603 | 6 | 0.63612
66791 | 7.15 | 1 | 365 | 8.1174 | 0.52121 | 8 | 0.63858
66795 | 6.5 | 0.8 | 365 | 5.9035 | 0.83361 | 6 | 0.73715
66796 | 5.355 | 0.8 | 365 | 4.8636 | 0.69215 | 5 | 0.55576
66409 | 5.865 | 0.8 | 365 | 5.3268 | 0.091402 | 5 | 0.41821
66798 | 8.32 | 0.8 | 365 | 7.5565 | 0.82702 | 8 | 0.38355
66797 | 5.12 | 1 | 365 | 5.8127 | 0.55924 | 6 | 0.37196
66799 | 11.7 | 0.8 | 365 | 10.6264 | 0.10049 | 10 | 0.72686
66800 | 6.625 | 0.8 | 365 | 6.0171 | 0.17656 | 6 | 0.19363
65408 | 8.58 | 1 | 365 | 9.7408 | 0.42545 | 10 | 0.16629
65383 | 11.055 | 1 | 365 | 12.5507 | 0.91356 | 13 | 0.46426
66080 | 9.045 | 1 | 365 | 10.2688 | 0.020189 | 10 | 0.28894
66802 | 9.275 | 0.8 | 365 | 8.4239 | 0.44719 | 8 | 0.87108
66807 | 6.24 | 0.8 | 365 | 5.6674 | 0.12026 | 5 | 0.78766
66808 | 5.13 | 0.8 | 365 | 4.6593 | 0.074832 | 4 | 0.73409
66812 | 7.245 | 1 | 365 | 8.2252 | 0.84702 | 9 | 0.072237
66815 | 5.76 | 1 | 365 | 6.5393 | 0.75415 | 7 | 0.29346
66818 | 11.4 | 1 | 365 | 12.9424 | 0.096756 | 13 | 0.03913
66817 | 3.52 | 1 | 365 | 3.9962 | 0.071981 | 4 | 0.068223
65032 | 7.41 | 1 | 365 | 8.4125 | 0.41289 | 8 | 0.82543
66820 | 13.395 | 1 | 365 | 15.2073 | 0.93869 | 16 | 0.14598
66822 | 6.76 | 0.8 | 365 | 6.1397 | 0.54695 | 6 | 0.68663
66823 | 3.9 | 0.8 | 365 | 3.5421 | 0.70016 | 4 | 0.24229
66824 | 7.98 | 0.8 | 365 | 7.2477 | 0.89418 | 8 | 0.14191
66828 | 5.7 | 0.8 | 365 | 5.1769 | 0.6387 | 5 | 0.81565
66830 | 7.125 | 0.8 | 365 | 6.4712 | 0.54838 | 7 | 0.019565
66831 | 13.395 | 0.8 | 365 | 12.1658 | 0.75095 | 12 | 0.91678
66834 | 6.555 | 0.8 | 365 | 5.9535 | 0.98451 | 6 | 0.938
66836 | 5.7 | 0.8 | 365 | 5.1769 | 0.6387 | 5 | 0.81565
66838 | 11.7 | 0.8 | 365 | 10.6264 | 0.10049 | 10 | 0.72686
66840 | 3.77 | 0.8 | 365 | 3.4241 | 0.34349 | 3 | 0.76755
66841 | 7.41 | 0.8 | 365 | 6.73 | 0.33031 | 7 | 0.060348
66842 | 4.24 | 0.8 | 365 | 3.8509 | 0.633 | 4 | 0.48392
66845 | 6.84 | 0.8 | 365 | 6.2123 | 0.76644 | 6 | 0.97878
66846 | 5.67 | 0.8 | 365 | 5.1497 | 0.55639 | 5 | 0.7061
66847 | 10.83 | 0.8 | 365 | 9.8362 | 0.71353 | 10 | 0.54974
66848 | 7.28 | 0.8 | 365 | 6.612 | 0.97364 | 7 | 0.5856
66849 | 6.5 | 0.8 | 365 | 5.9035 | 0.83361 | 6 | 0.73715
66850 | 3.705 | 0.8 | 365 | 3.365 | 0.16516 | 3 | 0.53017
66852 | 3.99 | 0.8 | 365 | 3.6239 | 0.94709 | 4 | 0.57096
66853 | 12.54 | 0.8 | 365 | 11.3893 | 0.40515 | 11 | 0.79443
66854 | 8.55 | 0.8 | 365 | 7.7654 | 0.45805 | 8 | 0.22348
66855 | 5.7 | 0.8 | 365 | 5.1769 | 0.6387 | 5 | 0.81565
66856 | 3.9 | 0.8 | 365 | 3.5421 | 0.70016 | 4 | 0.24229
66857 | 5.415 | 0.8 | 365 | 4.9181 | 0.85677 | 5 | 0.77487
66858 | 13.395 | 0.8 | 365 | 12.1658 | 0.75095 | 12 | 0.91678
66859 | 6.84 | 0.8 | 365 | 6.2123 | 0.76644 | 6 | 0.97878
66860 | 10.44 | 0.8 | 365 | 9.482 | 0.64352 | 10 | 0.12551
66861 | 2.6 | 0.8 | 365 | 2.3614 | 0.13344 | 2 | 0.49486
66862 | 11.4 | 0.8 | 365 | 10.3539 | 0.2774 | 10 | 0.6313
66863 | 7.695 | 0.8 | 365 | 6.9889 | 0.11225 | 7 | 0.10113
59622 | 8.4 | 1 | 365 | 9.5365 | 0.80814 | 10 | 0.34462
66866 | 4.94 | 0.8 | 365 | 4.4867 | 0.55354 | 5 | 0.040232
66870 | 8.19 | 0.8 | 365 | 7.4385 | 0.47035 | 7 | 0.90881
66874 | 7.685 | 1 | 365 | 8.7247 | 0.35601 | 9 | 0.080765
66872 | 4.77 | 0.8 | 365 | 4.3323 | 0.087125 | 4 | 0.41941
66333 | 8.58 | 1 | 365 | 9.7408 | 0.42545 | 10 | 0.16629
66880 | 10.695 | 1 | 365 | 12.142 | 0.67893 | 12 | 0.82092
66886 | 3.975 | 0.8 | 365 | 3.6102 | 0.90594 | 4 | 0.51618
66888 | 11.18 | 0.8 | 365 | 10.1541 | 0.67381 | 10 | 0.82789
66890 | 7.92 | 1 | 365 | 8.9915 | 0.16196 | 9 | 0.1535
66882 | 8.64 | 1 | 365 | 9.809 | 0.63123 | 10 | 0.44018
66892 | 7.2 | 1 | 365 | 8.1741 | 0.69269 | 8 | 0.86682
66893 | 6.27 | 1 | 365 | 7.1183 | 0.50322 | 7 | 0.62152
66895 | 9.69 | 1 | 365 | 11.001 | 0.23224 | 11 | 0.23326
66899 | 12.96 | 1 | 365 | 14.7134 | 0.44684 | 15 | 0.16027
66900 | 9.76 | 1 | 365 | 11.0805 | 0.47231 | 11 | 0.5528
36797 | 35.316 | 0.9 | 365 | 36.0847 | 0.0058712 | 36 | 0.090573
64812 | 12.48 | 1 | 365 | 14.1685 | 0.80066 | 14 | 0.96915
66780 | 10.26 | 1 | 365 | 11.6481 | 0.18708 | 11 | 0.83522
66908 | 3.71 | 0.8 | 365 | 3.3696 | 0.17887 | 3 | 0.54843
66914 | 7.155 | 0.8 | 365 | 6.4984 | 0.63069 | 7 | 0.12912
65740 | 15.36 | 1 | 365 | 17.4381 | 0.67773 | 18 | 0.11588
66916 | 4.16 | 1 | 365 | 4.7228 | 0.26689 | 4 | 0.98972
47877 | 48.36 | 0.9 | 365 | 49.4126 | 0.2673 | 49 | 0.67992
66918 | 3.38 | 1 | 365 | 3.8373 | 0.59185 | 4 | 0.42915
43098 | 34.21 | 0.9 | 365 | 34.9546 | 0.59211 | 35 | 0.54674
66922 | 25 | 1 | 365 | 28.3824 | 0.7385 | 29 | 0.1209
66920 | 13.25 | 0.8 | 365 | 12.0341 | 0.35312 | 12 | 0.38726
66926 | 5.83 | 0.8 | 365 | 5.295 | 0.99537 | 6 | 0.2904
66928 | 6.89 | 0.8 | 365 | 6.2578 | 0.90362 | 7 | 0.16138
66932 | 8.745 | 0.8 | 365 | 7.9425 | 0.99306 | 8 | 0.93559
66575 | 3.135 | 1 | 365 | 3.5592 | 0.75161 | 4 | 0.31076
67086 | 5.2 | 0.8 | 365 | 4.7228 | 0.26689 | 4 | 0.98972
66814 | 9.28 | 1 | 365 | 10.5355 | 0.82613 | 11 | 0.36168
62205 | 16.99 | 1 | 365 | 19.2887 | 0.26788 | 19 | 0.55656
66832 | 6.54 | 0.8 | 365 | 5.9399 | 0.94335 | 6 | 0.88322
66747 | 6.36 | 0.8 | 365 | 5.7764 | 0.4495 | 6 | 0.22589
36944 | 15.045 | 1 | 365 | 17.0805 | 0.59743 | 17 | 0.67796
45582 | 9.62 | 1 | 365 | 10.9215 | 0.99217 | 11 | 0.91372
63687 | 5.3 | 1 | 365 | 6.0171 | 0.17656 | 6 | 0.19363
59784 | 8.55 | 1 | 365 | 9.7068 | 0.32257 | 10 | 0.029348
61932 | 110.88 | 0.9 | 365 | 113.2935 | 0.24066 | 113 | 0.53411
29686 | 595.68 | 0.9 | 365 | 608.6458 | 0.61755 | 609 | 0.26336
65194 | 10.6 | 1 | 365 | 12.0341 | 0.35312 | 12 | 0.38726
34497 | 1918.44 | 1 | 365 | 2177.9973 | 0.36672 | 2178 | 0.36398
66001 | 8.64 | 1 | 365 | 9.809 | 0.63123 | 10 | 0.44018
50838 | 5.72 | 1 | 365 | 6.4939 | 0.61697 | 7 | 0.11086
65496 | 8.06 | 1 | 365 | 9.1505 | 0.64209 | 9 | 0.79258
65500 | 6.24 | 1 | 365 | 7.0842 | 0.40033 | 7 | 0.48458
65552 | 12.72 | 1 | 365 | 14.441 | 0.62375 | 15 | 0.064714
65830 | 4.24 | 0.8 | 365 | 3.8509 | 0.633 | 4 | 0.48392
65732 | 9 | 1 | 365 | 10.2177 | 0.86586 | 11 | 0.083524
65900 | 10.26 | 1 | 365 | 11.6481 | 0.18708 | 11 | 0.83522
66015 | 5.04 | 1 | 365 | 5.7219 | 0.28488 | 6 | 0.0067734
66055 | 5.415 | 1 | 365 | 6.1476 | 0.57096 | 6 | 0.71859
66093 | 7.41 | 1 | 365 | 8.4125 | 0.41289 | 8 | 0.82543
66160 | 4.845 | 1 | 365 | 5.5005 | 0.61612 | 6 | 0.11663
65558 | 9.9 | 1 | 365 | 11.2394 | 0.95245 | 12 | 0.19188
66743 | 5.1 | 1 | 365 | 5.79 | 0.49065 | 6 | 0.28066
66738 | 6.6 | 1 | 365 | 7.493 | 0.63496 | 8 | 0.12792
63650 | 7.54 | 1 | 365 | 8.5601 | 0.85873 | 9 | 0.41886
66680 | 11.34 | 1 | 365 | 12.8743 | 0.89098 | 13 | 0.76524
66679 | 11.34 | 1 | 365 | 12.8743 | 0.89098 | 13 | 0.76524
66643 | 6.63 | 1 | 365 | 7.527 | 0.73785 | 8 | 0.26486
27723 | 3.57 | 1 | 365 | 4.053 | 0.24346 | 4 | 0.29646
39043 | 6.375 | 1 | 365 | 7.2375 | 0.86332 | 8 | 0.10083
63177 | 3.975 | 1 | 365 | 4.5128 | 0.63242 | 5 | 0.14522
46917 | 7.705 | 0.8 | 365 | 6.998 | 0.13968 | 7 | 0.13765
67355 | 10.92 | 0.8 | 365 | 9.9179 | 0.96046 | 10 | 0.87841
51273 | 7.8 | 1 | 365 | 8.8553 | 0.75041 | 9 | 0.60572
66901 | 11.2 | 1 | 365 | 12.7153 | 0.41085 | 13 | 0.12616
65402 | 7.56 | 1 | 365 | 8.5828 | 0.92732 | 9 | 0.51016
31502 | 2598.97 | 0.8 | 365 | 2360.4802 | 0.61726 | 2361 | 0.097455
63505 | 9.88 | 1 | 365 | 11.2167 | 0.88386 | 12 | 0.10058
65741 | 3.445 | 0.8 | 365 | 3.1289 | 0.45181 | 3 | 0.58069
59429 | 5.72 | 1 | 365 | 6.4939 | 0.61697 | 7 | 0.11086
58527 | 10.66 | 1 | 365 | 12.1023 | 0.5589 | 12 | 0.66115
63163 | 2.6 | 1 | 365 | 2.9518 | 0.9168 | 3 | 0.86857
63377 | 4.24 | 1 | 365 | 4.8137 | 0.54125 | 5 | 0.3549
63069 | 8.32 | 1 | 365 | 9.4457 | 0.53377 | 9 | 0.97944
62884 | 5.83 | 1 | 365 | 6.6188 | 0.99422 | 7 | 0.61299
62807 | 5.46 | 1 | 365 | 6.1987 | 0.72529 | 6 | 0.924
62691 | 3.975 | 1 | 365 | 4.5128 | 0.63242 | 5 | 0.14522
62685 | 7.14 | 1 | 365 | 8.106 | 0.48692 | 8 | 0.59293
62702 | 7.155 | 1 | 365 | 8.123 | 0.53836 | 8 | 0.6614
59575 | 9.435 | 1 | 365 | 10.7115 | 0.35771 | 11 | 0.069228
59535 | 2.34 | 1 | 365 | 2.6566 | 0.025124 | 2 | 0.68172
48243 | 12.6 | 1 | 365 | 14.3047 | 0.2122 | 14 | 0.51693
66939 | 4.16 | 0.8 | 365 | 3.7783 | 0.41351 | 4 | 0.19177
66941 | 9.275 | 0.8 | 365 | 8.4239 | 0.44719 | 8 | 0.87108
66943 | 8.06 | 0.8 | 365 | 7.3204 | 0.11367 | 7 | 0.43406
66946 | 5.565 | 0.8 | 365 | 5.0543 | 0.26831 | 5 | 0.32265
66953 | 4.77 | 0.8 | 365 | 4.3323 | 0.087125 | 4 | 0.41941
66952 | 11.13 | 0.8 | 365 | 10.1087 | 0.53662 | 10 | 0.6453
66957 | 4.505 | 0.8 | 365 | 4.0916 | 0.36006 | 4 | 0.45167
66960 | 6.36 | 0.8 | 365 | 5.7764 | 0.4495 | 6 | 0.22589
66961 | 6.12 | 0.8 | 365 | 5.5584 | 0.79103 | 6 | 0.34944
66962 | 2.915 | 0.8 | 365 | 2.6475 | 0.99769 | 3 | 0.6452
66965 | 6.48 | 0.8 | 365 | 5.8854 | 0.77874 | 6 | 0.66411
66967 | 6.625 | 0.8 | 365 | 6.0171 | 0.17656 | 6 | 0.19363
66966 | 4.77 | 0.8 | 365 | 4.3323 | 0.087125 | 4 | 0.41941
66964 | 3.9 | 0.8 | 365 | 3.5421 | 0.70016 | 4 | 0.24229
66970 | 10.865 | 0.8 | 365 | 9.868 | 0.80956 | 10 | 0.67755
66971 | 13 | 0.8 | 365 | 11.8071 | 0.66722 | 12 | 0.47429
66972 | 4.86 | 0.8 | 365 | 4.414 | 0.33405 | 4 | 0.74808
66968 | 3.445 | 0.8 | 365 | 3.1289 | 0.45181 | 3 | 0.58069
66974 | 3.9 | 0.8 | 365 | 3.5421 | 0.70016 | 4 | 0.24229
66978 | 4.16 | 0.8 | 365 | 3.7783 | 0.41351 | 4 | 0.19177
66989 | 5.46 | 0.8 | 365 | 4.959 | 0.98023 | 5 | 0.9392
66991 | 3.18 | 0.8 | 365 | 2.8882 | 0.72475 | 3 | 0.61294
66994 | 6.89 | 0.8 | 365 | 6.2578 | 0.90362 | 7 | 0.16138
66995 | 5.46 | 0.8 | 365 | 4.959 | 0.98023 | 5 | 0.9392
66997 | 5.72 | 0.8 | 365 | 5.1951 | 0.69358 | 5 | 0.88869
66999 | 5.04 | 0.8 | 365 | 4.5775 | 0.82791 | 5 | 0.40542
67005 | 7.02 | 0.8 | 365 | 6.3758 | 0.2603 | 6 | 0.63612
66783 | 6.4 | 1 | 365 | 7.2659 | 0.94906 | 8 | 0.21495
63966 | 42.16 | 0.9 | 365 | 43.0777 | 0.13047 | 43 | 0.20814
63986 | 25.11 | 0.9 | 365 | 25.6566 | 0.50417 | 26 | 0.16073
45580 | 25.2 | 0.9 | 365 | 25.7485 | 0.78197 | 26 | 0.53048
67026 | 12.985 | 0.8 | 365 | 11.7935 | 0.62606 | 12 | 0.41952
66981 | 4.59 | 0.8 | 365 | 4.1688 | 0.59327 | 4 | 0.76208
67035 | 6.24 | 0.8 | 365 | 5.6674 | 0.12026 | 5 | 0.78766
67036 | 4.86 | 0.8 | 365 | 4.414 | 0.33405 | 4 | 0.74808
67037 | 9.62 | 0.8 | 365 | 8.7372 | 0.39374 | 9 | 0.13098
67038 | 4.48 | 0.8 | 365 | 4.0689 | 0.29147 | 4 | 0.36037
67039 | 4.24 | 0.8 | 365 | 3.8509 | 0.633 | 4 | 0.48392
67040 | 7.95 | 0.8 | 365 | 7.2205 | 0.81187 | 8 | 0.032357
67045 | 9.36 | 0.8 | 365 | 8.5011 | 0.6804 | 9 | 0.18149
67052 | 15.105 | 0.8 | 365 | 13.7189 | 0.44256 | 14 | 0.16148
67058 | 6.36 | 0.8 | 365 | 5.7764 | 0.4495 | 6 | 0.22589
67064 | 6.095 | 0.8 | 365 | 5.5357 | 0.72244 | 6 | 0.25814
67067 | 11.44 | 0.8 | 365 | 10.3902 | 0.38715 | 10 | 0.77738
67070 | 6.3 | 0.8 | 365 | 5.7219 | 0.28488 | 6 | 0.0067734
67073 | 8.505 | 0.8 | 365 | 7.7246 | 0.33459 | 8 | 0.059144
67075 | 8.4 | 0.8 | 365 | 7.6292 | 0.046509 | 7 | 0.6757
67076 | 13.545 | 0.8 | 365 | 12.3021 | 0.1625 | 12 | 0.46456
67078 | 6.93 | 0.8 | 365 | 6.2941 | 0.01337 | 6 | 0.30745
67079 | 8.84 | 0.8 | 365 | 8.0288 | 0.25371 | 8 | 0.28252
67080 | 9.765 | 1 | 365 | 11.0862 | 0.48946 | 11 | 0.57562
67081 | 6.76 | 0.8 | 365 | 6.1397 | 0.54695 | 6 | 0.68663
67082 | 7.54 | 0.8 | 365 | 6.8481 | 0.68699 | 7 | 0.53509
67083 | 9.45 | 0.8 | 365 | 8.5828 | 0.92732 | 9 | 0.51016
67084 | 6.76 | 0.8 | 365 | 6.1397 | 0.54695 | 6 | 0.68663
67085 | 12.74 | 0.8 | 365 | 11.5709 | 0.95387 | 12 | 0.52481
67087 | 5.98 | 0.8 | 365 | 5.4313 | 0.40692 | 5 | 0.83818
67088 | 12.285 | 0.8 | 365 | 11.1577 | 0.70552 | 11 | 0.86321
67094 | 3.975 | 0.8 | 365 | 3.6102 | 0.90594 | 4 | 0.51618
67095 | 8.48 | 0.8 | 365 | 7.7018 | 0.266 | 7 | 0.96785
67096 | 4.68 | 0.8 | 365 | 4.2505 | 0.8402 | 5 | 0.090746
67097 | 11.44 | 0.8 | 365 | 10.3902 | 0.38715 | 10 | 0.77738
67098 | 9.62 | 0.8 | 365 | 8.7372 | 0.39374 | 9 | 0.13098
67099 | 6.76 | 0.8 | 365 | 6.1397 | 0.54695 | 6 | 0.68663
67100 | 5.72 | 1 | 365 | 6.4939 | 0.61697 | 7 | 0.11086
67102 | 8.48 | 0.8 | 365 | 7.7018 | 0.266 | 7 | 0.96785
67103 | 9.18 | 0.8 | 365 | 8.3376 | 0.18654 | 8 | 0.52416
67105 | 3.975 | 1 | 365 | 4.5128 | 0.63242 | 5 | 0.14522
67106 | 3.71 | 1 | 365 | 4.2119 | 0.72359 | 4 | 0.93554
63279 | 7.28 | 1 | 365 | 8.265 | 0.96705 | 9 | 0.23201
67108 | 7.42 | 1 | 365 | 8.4239 | 0.44719 | 8 | 0.87108
66342 | 8.84 | 1 | 365 | 10.036 | 0.31713 | 10 | 0.35315
67111 | 6.615 | 0.8 | 365 | 6.008 | 0.14913 | 6 | 0.15711
67113 | 5.2 | 0.8 | 365 | 4.7228 | 0.26689 | 4 | 0.98972
67114 | 8.505 | 0.8 | 365 | 7.7246 | 0.33459 | 8 | 0.059144
67116 | 2.6 | 0.8 | 365 | 2.3614 | 0.13344 | 2 | 0.49486
67117 | 5.46 | 0.8 | 365 | 4.959 | 0.98023 | 5 | 0.9392
67121 | 7.54 | 0.8 | 365 | 6.8481 | 0.68699 | 7 | 0.53509
67118 | 8.19 | 1 | 365 | 9.2981 | 0.087933 | 9 | 0.38601
67119 | 7.28 | 0.8 | 365 | 6.612 | 0.97364 | 7 | 0.5856
67122 | 9.45 | 0.8 | 365 | 8.5828 | 0.92732 | 9 | 0.51016
67123 | 8.06 | 0.8 | 365 | 7.3204 | 0.11367 | 7 | 0.43406
67126 | 8.19 | 0.8 | 365 | 7.4385 | 0.47035 | 7 | 0.90881
67124 | 5.72 | 0.8 | 365 | 5.1951 | 0.69358 | 5 | 0.88869
67132 | 11.395 | 1 | 365 | 12.9367 | 0.079608 | 13 | 0.016306
67130 | 8.32 | 1 | 365 | 9.4457 | 0.53377 | 9 | 0.97944
67134 | 13.25 | 1 | 365 | 15.0427 | 0.4414 | 15 | 0.48408
67135 | 8.91 | 0.8 | 365 | 8.0924 | 0.44576 | 8 | 0.53815
67138 | 8.32 | 1 | 365 | 9.4457 | 0.53377 | 9 | 0.97944
67142 | 4.505 | 0.8 | 365 | 4.0916 | 0.36006 | 4 | 0.45167
67144 | 8.58 | 1 | 365 | 9.7408 | 0.42545 | 10 | 0.16629
61036 | 8.745 | 1 | 365 | 9.9282 | 0.99133 | 10 | 0.91949
67147 | 6.625 | 1 | 365 | 7.5213 | 0.7207 | 8 | 0.24204
67151 | 5.565 | 0.8 | 365 | 5.0543 | 0.26831 | 5 | 0.32265
67150 | 6.36 | 0.8 | 365 | 5.7764 | 0.4495 | 6 | 0.22589
67154 | 4.24 | 0.8 | 365 | 3.8509 | 0.633 | 4 | 0.48392
67159 | 7.29 | 0.8 | 365 | 6.621 | 0.0010773 | 6 | 0.62212
67164 | 7.42 | 0.8 | 365 | 6.7391 | 0.35775 | 7 | 0.096866
67166 | 10.865 | 0.8 | 365 | 9.868 | 0.80956 | 10 | 0.67755
67168 | 6.625 | 0.8 | 365 | 6.0171 | 0.17656 | 6 | 0.19363
67170 | 8.48 | 1 | 365 | 9.6273 | 0.082499 | 9 | 0.70981
67171 | 12.42 | 0.8 | 365 | 11.2803 | 0.075909 | 11 | 0.35621
67172 | 3.78 | 0.8 | 365 | 3.4331 | 0.37093 | 3 | 0.80406
67173 | 5.035 | 0.8 | 365 | 4.573 | 0.81419 | 5 | 0.38716
67180 | 7.42 | 0.8 | 365 | 6.7391 | 0.35775 | 7 | 0.096866
67181 | 5.2 | 0.8 | 365 | 4.7228 | 0.26689 | 4 | 0.98972
67183 | 4.24 | 0.8 | 365 | 3.8509 | 0.633 | 4 | 0.48392
67184 | 8.06 | 0.8 | 365 | 7.3204 | 0.11367 | 7 | 0.43406
67193 | 8.96 | 1 | 365 | 10.1723 | 0.72868 | 10 | 0.90093
67200 | 15.68 | 1 | 365 | 17.8014 | 0.77519 | 18 | 0.57663
67205 | 13.25 | 0.8 | 365 | 12.0341 | 0.35312 | 12 | 0.38726
52000 | 4.68 | 1 | 365 | 5.3132 | 0.050247 | 5 | 0.36343
67214 | 10.6 | 0.8 | 365 | 9.6273 | 0.082499 | 9 | 0.70981
67212 | 6.72 | 1 | 365 | 7.6292 | 0.046509 | 7 | 0.6757
67215 | 7.68 | 1 | 365 | 8.7191 | 0.33887 | 9 | 0.05794
67218 | 5.83 | 0.8 | 365 | 5.295 | 0.99537 | 6 | 0.2904
67219 | 7.695 | 1 | 365 | 8.7361 | 0.39031 | 9 | 0.12641
67221 | 7.15 | 1 | 365 | 8.1174 | 0.52121 | 8 | 0.63858
67222 | 14.4 | 1 | 365 | 16.3483 | 0.38538 | 16 | 0.73364
34885 | 466.83 | 0.9 | 365 | 476.9912 | 0.91094 | 477 | 0.90215
60478 | 150.04 | 0.9 | 365 | 153.3058 | 0.11136 | 153 | 0.41719
35337 | 65.96 | 0.9 | 365 | 67.3957 | 0.59121 | 67 | 0.98692
45091 | 34.8 | 0.9 | 365 | 35.5575 | 0.41319 | 35 | 0.97066
67306 | 27 | 0.9 | 365 | 27.5877 | 0.33782 | 27 | 0.92551
67307 | 27 | 0.9 | 365 | 27.5877 | 0.33782 | 27 | 0.92551
67308 | 27 | 0.9 | 365 | 27.5877 | 0.33782 | 27 | 0.92551
67224 | 4.86 | 0.8 | 365 | 4.414 | 0.33405 | 4 | 0.74808
67246 | 5.355 | 0.8 | 365 | 4.8636 | 0.69215 | 5 | 0.55576
67206 | 11.2 | 1 | 365 | 12.7153 | 0.41085 | 13 | 0.12616
66969 | 6.24 | 0.8 | 365 | 5.6674 | 0.12026 | 5 | 0.78766
63281 | 12.22 | 1 | 365 | 13.8733 | 0.90898 | 14 | 0.7823
66506 | 7.875 | 0.8 | 365 | 7.1524 | 0.6061 | 7 | 0.75847
66793 | 7.875 | 0.8 | 365 | 7.1524 | 0.6061 | 7 | 0.75847
67606 | 8.1 | 0.8 | 365 | 7.3567 | 0.22342 | 7 | 0.58014
63710 | 5.2 | 1 | 365 | 5.9035 | 0.83361 | 6 | 0.73715
63009 | 7.02 | 1 | 365 | 7.9698 | 0.075371 | 8 | 0.045149
66007 | 8.25 | 1 | 365 | 9.3662 | 0.29371 | 9 | 0.6599
67902 | 8.37 | 0.8 | 365 | 7.6019 | 0.9642 | 8 | 0.56614
66617 | 3.38 | 0.8 | 365 | 3.0698 | 0.27348 | 3 | 0.34332
67814 | 9 | 0.8 | 365 | 8.1741 | 0.69269 | 8 | 0.86682
66355 | 13.25 | 1 | 365 | 15.0427 | 0.4414 | 15 | 0.48408
67739 | 12.19 | 0.8 | 365 | 11.0714 | 0.44487 | 11 | 0.51628
40836 | 11.772 | 1 | 365 | 13.3647 | 0.37254 | 13 | 0.73725
66420 | 7.8 | 0.8 | 365 | 7.0842 | 0.40033 | 7 | 0.48458
67136 | 7.42 | 0.8 | 365 | 6.7391 | 0.35775 | 7 | 0.096866
67227 | 4.16 | 0.8 | 365 | 3.7783 | 0.41351 | 4 | 0.19177
67293 | 6.21 | 0.8 | 365 | 5.6402 | 0.037955 | 5 | 0.67811
66577 | 9.28 | 1 | 365 | 10.5355 | 0.82613 | 11 | 0.36168
67228 | 4.77 | 0.8 | 365 | 4.3323 | 0.087125 | 4 | 0.41941
67232 | 4.59 | 0.8 | 365 | 4.1688 | 0.59327 | 4 | 0.76208
66033 | 3.2 | 1 | 365 | 3.6329 | 0.97453 | 4 | 0.60748
61579 | 6.36 | 1 | 365 | 7.2205 | 0.81187 | 8 | 0.032357
66336 | 3.825 | 1 | 365 | 4.3425 | 0.11799 | 4 | 0.4605
67751 | 8.1 | 0.8 | 365 | 7.3567 | 0.22342 | 7 | 0.58014
65914 | 7.08 | 1 | 365 | 8.0379 | 0.28114 | 8 | 0.31904
66013 | 7.56 | 1 | 365 | 8.5828 | 0.92732 | 9 | 0.51016
67240 | 5.67 | 0.8 | 365 | 5.1497 | 0.55639 | 5 | 0.7061
66917 | 11.61 | 0.8 | 365 | 10.5446 | 0.85357 | 11 | 0.3982
67242 | 13.78 | 0.8 | 365 | 12.5155 | 0.80725 | 13 | 0.32275
67618 | 8.4 | 1 | 365 | 9.5365 | 0.80814 | 10 | 0.34462
67839 | 3.445 | 0.8 | 365 | 3.1289 | 0.45181 | 3 | 0.58069
67243 | 5.98 | 0.8 | 365 | 5.4313 | 0.40692 | 5 | 0.83818
67245 | 3.64 | 0.8 | 365 | 3.306 | 0.98682 | 4 | 0.2928
66401 | 3.12 | 1 | 365 | 3.5421 | 0.70016 | 4 | 0.24229
67827 | 13.5 | 0.8 | 365 | 12.2612 | 0.039032 | 12 | 0.30023
67248 | 9.72 | 0.8 | 365 | 8.8281 | 0.6681 | 9 | 0.49616
67249 | 3.78 | 0.8 | 365 | 3.4331 | 0.37093 | 3 | 0.80406
67251 | 14.04 | 0.8 | 365 | 12.7516 | 0.52059 | 13 | 0.27224
60832 | 5.565 | 1 | 365 | 6.3179 | 0.08539 | 6 | 0.40331
67250 | 5.94 | 0.8 | 365 | 5.3949 | 0.29717 | 5 | 0.6921
58559 | 11.7 | 1 | 365 | 13.283 | 0.12562 | 13 | 0.40858
67260 | 5.94 | 0.8 | 365 | 5.3949 | 0.29717 | 5 | 0.6921
67261 | 13.78 | 0.8 | 365 | 12.5155 | 0.80725 | 13 | 0.32275
67263 | 2.65 | 0.8 | 365 | 2.4068 | 0.27062 | 2 | 0.67745
67266 | 5.46 | 0.8 | 365 | 4.959 | 0.98023 | 5 | 0.9392
67265 | 14.04 | 0.8 | 365 | 12.7516 | 0.52059 | 13 | 0.27224
67157 | 7.29 | 0.8 | 365 | 6.621 | 0.0010773 | 6 | 0.62212
64836 | 9.135 | 1 | 365 | 10.3709 | 0.32885 | 10 | 0.69978
64853 | 11.7 | 1 | 365 | 13.283 | 0.12562 | 13 | 0.40858
64848 | 3.38 | 1 | 365 | 3.8373 | 0.59185 | 4 | 0.42915
64571 | 5.67 | 1 | 365 | 6.4371 | 0.44549 | 6 | 0.88262
66551 | 4.16 | 1 | 365 | 4.7228 | 0.26689 | 4 | 0.98972
64520 | 5.72 | 1 | 365 | 6.4939 | 0.61697 | 7 | 0.11086
50831 | 9.3 | 0.8 | 365 | 8.4466 | 0.51578 | 8 | 0.96238
64531 | 9.18 | 1 | 365 | 10.422 | 0.48318 | 10 | 0.90519
66367 | 8.4 | 0.8 | 365 | 7.6292 | 0.046509 | 7 | 0.6757
67797 | 5.94 | 0.8 | 365 | 5.3949 | 0.29717 | 5 | 0.6921
67812 | 5.46 | 0.8 | 365 | 4.959 | 0.98023 | 5 | 0.9392
64400 | 14.04 | 1 | 365 | 15.9396 | 0.15074 | 16 | 0.090297
62449 | 3.57 | 1 | 365 | 4.053 | 0.24346 | 4 | 0.29646
67897 | 8.19 | 0.8 | 365 | 7.4385 | 0.47035 | 7 | 0.90881
64164 | 5.565 | 1 | 365 | 6.3179 | 0.08539 | 6 | 0.40331
67903 | 9.12 | 0.8 | 365 | 8.2831 | 0.021924 | 8 | 0.30504
63694 | 5.72 | 1 | 365 | 6.4939 | 0.61697 | 7 | 0.11086
67975 | 5.4 | 0.8 | 365 | 4.9045 | 0.81561 | 5 | 0.72009
63042 | 3.71 | 1 | 365 | 4.2119 | 0.72359 | 4 | 0.93554
63990 | 7.02 | 1 | 365 | 7.9698 | 0.075371 | 8 | 0.045149
65471 | 3.71 | 1 | 365 | 4.2119 | 0.72359 | 4 | 0.93554
63943 | 6.24 | 1 | 365 | 7.0842 | 0.40033 | 7 | 0.48458
63913 | 5.035 | 1 | 365 | 5.7162 | 0.26773 | 5 | 0.98395
63796 | 4.725 | 1 | 365 | 5.3643 | 0.20458 | 5 | 0.56885
67275 | 5.72 | 0.8 | 365 | 5.1951 | 0.69358 | 5 | 0.88869
67276 | 9.45 | 0.8 | 365 | 8.5828 | 0.92732 | 9 | 0.51016
63790 | 14.04 | 1 | 365 | 15.9396 | 0.15074 | 16 | 0.090297
48865 | 7.695 | 1 | 365 | 8.7361 | 0.39031 | 9 | 0.12641
67268 | 5.72 | 0.8 | 365 | 5.1951 | 0.69358 | 5 | 0.88869
67277 | 6.48 | 0.8 | 365 | 5.8854 | 0.77874 | 6 | 0.66411
60969 | 5.035 | 1 | 365 | 5.7162 | 0.26773 | 5 | 0.98395
67278 | 11.88 | 0.8 | 365 | 10.7899 | 0.59435 | 11 | 0.3842
67280 | 4.42 | 0.8 | 365 | 4.0144 | 0.12685 | 4 | 0.14126
67267 | 8.1 | 0.8 | 365 | 7.3567 | 0.22342 | 7 | 0.58014
67282 | 3.24 | 0.8 | 365 | 2.9427 | 0.88937 | 3 | 0.83205
67269 | 12.15 | 0.8 | 365 | 11.0351 | 0.33513 | 11 | 0.37021
67271 | 7.8 | 0.8 | 365 | 7.0842 | 0.40033 | 7 | 0.48458
67283 | 7.8 | 0.8 | 365 | 7.0842 | 0.40033 | 7 | 0.48458
67287 | 4.59 | 0.8 | 365 | 4.1688 | 0.59327 | 4 | 0.76208
67273 | 5.83 | 0.8 | 365 | 5.295 | 0.99537 | 6 | 0.2904
67291 | 4.59 | 0.8 | 365 | 4.1688 | 0.59327 | 4 | 0.76208
66955 | 12.15 | 0.8 | 365 | 11.0351 | 0.33513 | 11 | 0.37021
67295 | 6.625 | 0.8 | 365 | 6.0171 | 0.17656 | 6 | 0.19363
42446 | 8.415 | 1 | 365 | 9.5535 | 0.85958 | 10 | 0.41309
67294 | 2.28 | 0.8 | 365 | 2.0708 | 0.25548 | 2 | 0.32626
67297 | 12.15 | 0.8 | 365 | 11.0351 | 0.33513 | 11 | 0.37021
67302 | 12.6 | 0.8 | 365 | 11.4438 | 0.56976 | 12 | 0.013547
67303 | 11.34 | 0.8 | 365 | 10.2994 | 0.11279 | 10 | 0.41219
67304 | 5.7 | 1 | 365 | 6.4712 | 0.54838 | 7 | 0.019565
67310 | 3.24 | 0.8 | 365 | 2.9427 | 0.88937 | 3 | 0.83205
61033 | 2.915 | 1 | 365 | 3.3094 | 0.99711 | 4 | 0.3065
67312 | 14.85 | 0.8 | 365 | 13.4873 | 0.74294 | 14 | 0.23025
67314 | 7.02 | 0.8 | 365 | 6.3758 | 0.2603 | 6 | 0.63612
66934 | 10.26 | 0.8 | 365 | 9.3185 | 0.14966 | 9 | 0.46817
65637 | 15.105 | 0.8 | 365 | 13.7189 | 0.44256 | 14 | 0.16148
67322 | 6.89 | 0.8 | 365 | 6.2578 | 0.90362 | 7 | 0.16138
63357 | 5.035 | 1 | 365 | 5.7162 | 0.26773 | 5 | 0.98395
67325 | 4.32 | 0.8 | 365 | 3.9236 | 0.85249 | 4 | 0.77607
65631 | 13.25 | 1 | 365 | 15.0427 | 0.4414 | 15 | 0.48408
62828 | 4.505 | 1 | 365 | 5.1145 | 0.45008 | 5 | 0.56459
62273 | 14.045 | 1 | 365 | 15.9452 | 0.16789 | 16 | 0.11312
67332 | 4.32 | 0.8 | 365 | 3.9236 | 0.85249 | 4 | 0.77607
67335 | 3.18 | 0.8 | 365 | 2.8882 | 0.72475 | 3 | 0.61294
61067 | 5.3 | 1 | 365 | 6.0171 | 0.17656 | 6 | 0.19363
67343 | 4.68 | 0.8 | 365 | 4.2505 | 0.8402 | 5 | 0.090746
67349 | 3.51 | 0.8 | 365 | 3.1879 | 0.63015 | 3 | 0.81806
67350 | 8.19 | 0.8 | 365 | 7.4385 | 0.47035 | 7 | 0.90881
67352 | 4.24 | 0.8 | 365 | 3.8509 | 0.633 | 4 | 0.48392
46628 | 5 | 1 | 365 | 5.6765 | 0.1477 | 5 | 0.82418
67354 | 12.72 | 0.8 | 365 | 11.5528 | 0.899 | 12 | 0.45177
67358 | 4.24 | 0.8 | 365 | 3.8509 | 0.633 | 4 | 0.48392
67359 | 5.83 | 0.8 | 365 | 5.295 | 0.99537 | 6 | 0.2904
67366 | 11.34 | 0.8 | 365 | 10.2994 | 0.11279 | 10 | 0.41219
67375 | 6.21 | 0.8 | 365 | 5.6402 | 0.037955 | 5 | 0.67811
67376 | 4.32 | 0.8 | 365 | 3.9236 | 0.85249 | 4 | 0.77607
67377 | 7.56 | 0.8 | 365 | 6.8663 | 0.74186 | 7 | 0.60813
67380 | 6.36 | 0.8 | 365 | 5.7764 | 0.4495 | 6 | 0.22589
67381 | 7.02 | 0.8 | 365 | 6.3758 | 0.2603 | 6 | 0.63612
67383 | 6.75 | 0.8 | 365 | 6.1306 | 0.51952 | 6 | 0.65011
67385 | 3.18 | 0.8 | 365 | 2.8882 | 0.72475 | 3 | 0.61294
67405 | 6.93 | 1 | 365 | 7.8676 | 0.76671 | 8 | 0.63431
67406 | 8.8 | 1 | 365 | 9.9906 | 0.17995 | 10 | 0.17056
67407 | 3.6 | 1 | 365 | 4.0871 | 0.34634 | 4 | 0.43341
67396 | 8.4 | 1 | 365 | 9.5365 | 0.80814 | 10 | 0.34462
66794 | 4.16 | 1 | 365 | 4.7228 | 0.26689 | 4 | 0.98972
67401 | 7.56 | 1 | 365 | 8.5828 | 0.92732 | 9 | 0.51016
67393 | 5.1 | 1 | 365 | 5.79 | 0.49065 | 6 | 0.28066
67412 | 3.24 | 1 | 365 | 3.6784 | 0.11171 | 3 | 0.79007
67414 | 3.975 | 1 | 365 | 4.5128 | 0.63242 | 5 | 0.14522
67416 | 8.06 | 0.8 | 365 | 7.3204 | 0.11367 | 7 | 0.43406
67417 | 4.76 | 0.8 | 365 | 4.3232 | 0.059688 | 4 | 0.3829
67418 | 5.12 | 0.8 | 365 | 4.6502 | 0.047396 | 4 | 0.69757
67421 | 4.578 | 0.8 | 365 | 4.1579 | 0.56035 | 4 | 0.71826
67422 | 24.852 | 0.8 | 365 | 22.5715 | 0.18474 | 22 | 0.75624
67423 | 4.41 | 0.8 | 365 | 4.0053 | 0.099417 | 4 | 0.10474
67424 | 7.36 | 0.8 | 365 | 6.6846 | 0.19313 | 6 | 0.87775
67425 | 4.8 | 0.8 | 365 | 4.3595 | 0.16943 | 4 | 0.52897
67426 | 8.68 | 0.8 | 365 | 7.8835 | 0.81473 | 8 | 0.69822
67403 | 10.5 | 1 | 365 | 11.9206 | 0.01017 | 11 | 0.93078
67305 | 9.6 | 1 | 365 | 10.8988 | 0.92358 | 11 | 0.82243
67431 | 9.9 | 1 | 365 | 11.2394 | 0.95245 | 12 | 0.19188
67433 | 6.6 | 1 | 365 | 7.493 | 0.63496 | 8 | 0.12792
67434 | 14.49 | 1 | 365 | 16.4504 | 0.69403 | 17 | 0.14447
67437 | 4.32 | 0.8 | 365 | 3.9236 | 0.85249 | 4 | 0.77607
67428 | 7.68 | 1 | 365 | 8.7191 | 0.33887 | 9 | 0.05794
67429 | 4.77 | 1 | 365 | 5.4154 | 0.35891 | 5 | 0.77427
67430 | 6.08 | 1 | 365 | 6.9026 | 0.8516 | 7 | 0.7542
49088 | 4.615 | 1 | 365 | 5.2394 | 0.82733 | 6 | 0.066718
67167 | 3.24 | 0.8 | 365 | 2.9427 | 0.88937 | 3 | 0.83205
67456 | 3.24 | 0.8 | 365 | 2.9427 | 0.88937 | 3 | 0.83205
67459 | 8.32 | 0.8 | 365 | 7.5565 | 0.82702 | 8 | 0.38355
67466 | 4.41 | 0.8 | 365 | 4.0053 | 0.099417 | 4 | 0.10474
67502 | 8.64 | 0.8 | 365 | 7.8472 | 0.70498 | 8 | 0.55215
67504 | 11.96 | 0.8 | 365 | 10.8625 | 0.81384 | 11 | 0.67635
67505 | 8.68 | 0.8 | 365 | 7.8835 | 0.81473 | 8 | 0.69822
67506 | 5.04 | 0.8 | 365 | 4.5775 | 0.82791 | 5 | 0.40542
67507 | 8.32 | 0.8 | 365 | 7.5565 | 0.82702 | 8 | 0.38355
67508 | 5.27 | 1 | 365 | 5.983 | 0.073676 | 6 | 0.056686
67509 | 7.685 | 0.8 | 365 | 6.9798 | 0.084812 | 7 | 0.064612
67510 | 7.155 | 0.8 | 365 | 6.4984 | 0.63069 | 7 | 0.12912
48308 | 5.035 | 1 | 365 | 5.7162 | 0.26773 | 5 | 0.98395
67514 | 5.04 | 0.8 | 365 | 4.5775 | 0.82791 | 5 | 0.40542
48859 | 24.885 | 1 | 365 | 28.2518 | 0.3441 | 28 | 0.59594
67518 | 3.78 | 0.8 | 365 | 3.4331 | 0.37093 | 3 | 0.80406
67519 | 7.245 | 0.8 | 365 | 6.5802 | 0.87761 | 7 | 0.45779
67522 | 4.86 | 0.8 | 365 | 4.414 | 0.33405 | 4 | 0.74808
67521 | 6.625 | 0.8 | 365 | 6.0171 | 0.17656 | 6 | 0.19363
67528 | 2.616 | 0.8 | 365 | 2.3759 | 0.17734 | 2 | 0.55329
67532 | 4.32 | 0.8 | 365 | 3.9236 | 0.85249 | 4 | 0.77607
43645 | 14.96 | 0.8 | 365 | 13.5872 | 0.044735 | 13 | 0.63196
67540 | 2.97 | 0.8 | 365 | 2.6975 | 0.14859 | 2 | 0.84605
67541 | 5.83 | 0.8 | 365 | 5.295 | 0.99537 | 6 | 0.2904
67544 | 6.615 | 0.8 | 365 | 6.008 | 0.14913 | 6 | 0.15711
67546 | 2.85 | 0.8 | 365 | 2.5885 | 0.81935 | 3 | 0.40783
67547 | 9.8 | 0.8 | 365 | 8.9007 | 0.88759 | 9 | 0.78831
67551 | 6.72 | 0.8 | 365 | 6.1034 | 0.43721 | 6 | 0.54056
67552 | 7.41 | 0.8 | 365 | 6.73 | 0.33031 | 7 | 0.060348
67555 | 7.155 | 0.8 | 365 | 6.4984 | 0.63069 | 7 | 0.12912
67558 | 6.405 | 1 | 365 | 7.2716 | 0.9662 | 8 | 0.23777
67560 | 6.36 | 1 | 365 | 7.2205 | 0.81187 | 8 | 0.032357
67561 | 5.232 | 1 | 365 | 5.9399 | 0.94335 | 6 | 0.88322
67562 | 4.578 | 1 | 365 | 5.1974 | 0.70043 | 5 | 0.89782
60222 | 3.08 | 1 | 365 | 3.4967 | 0.56298 | 4 | 0.059695
67500 | 10.14 | 0.8 | 365 | 9.2095 | 0.82043 | 10 | 0.02995
62669 | 3.12 | 1 | 365 | 3.5421 | 0.70016 | 4 | 0.24229
67586 | 3.18 | 0.8 | 365 | 2.8882 | 0.72475 | 3 | 0.61294
67589 | 7.29 | 0.8 | 365 | 6.621 | 0.0010773 | 6 | 0.62212
67590 | 3 | 0.8 | 365 | 2.7247 | 0.2309 | 2 | 0.95561
67592 | 6.75 | 0.8 | 365 | 6.1306 | 0.51952 | 6 | 0.65011
67591 | 8.64 | 0.8 | 365 | 7.8472 | 0.70498 | 8 | 0.55215
67596 | 11.07 | 0.8 | 365 | 10.0542 | 0.37201 | 10 | 0.42619
67598 | 10.72 | 0.8 | 365 | 9.7363 | 0.41174 | 10 | 0.14803
67600 | 4.68 | 0.8 | 365 | 4.2505 | 0.8402 | 5 | 0.090746
67602 | 4.02 | 0.8 | 365 | 3.6511 | 0.029401 | 3 | 0.68051
67601 | 5.98 | 0.8 | 365 | 5.4313 | 0.40692 | 5 | 0.83818
67604 | 9.88 | 0.8 | 365 | 8.9734 | 0.10708 | 9 | 0.080464
67605 | 5.4 | 0.8 | 365 | 4.9045 | 0.81561 | 5 | 0.72009
67609 | 9.975 | 0.8 | 365 | 9.0597 | 0.36773 | 9 | 0.42739
67611 | 3.99 | 0.8 | 365 | 3.6239 | 0.94709 | 4 | 0.57096
67610 | 6.54 | 1 | 365 | 7.4248 | 0.42919 | 7 | 0.85403
67615 | 6.375 | 0.8 | 365 | 5.79 | 0.49065 | 6 | 0.28066
67616 | 7.695 | 1 | 365 | 8.7361 | 0.39031 | 9 | 0.12641
67614 | 4.251 | 0.8 | 365 | 3.8609 | 0.66318 | 4 | 0.52409
67617 | 9.6 | 1 | 365 | 10.8988 | 0.92358 | 11 | 0.82243
67642 | 10.545 | 0.8 | 365 | 9.5774 | 0.9316 | 10 | 0.50896
67643 | 3.825 | 0.8 | 365 | 3.474 | 0.49439 | 3 | 0.9684
67659 | 9.275 | 0.8 | 365 | 8.4239 | 0.44719 | 8 | 0.87108
67663 | 10.6 | 1 | 365 | 12.0341 | 0.35312 | 12 | 0.38726
67667 | 5.72 | 0.8 | 365 | 5.1951 | 0.69358 | 5 | 0.88869
67666 | 5.13 | 0.8 | 365 | 4.6593 | 0.074832 | 4 | 0.73409
67669 | 7.02 | 0.8 | 365 | 6.3758 | 0.2603 | 6 | 0.63612
66977 | 11.34 | 1 | 365 | 12.8743 | 0.89098 | 13 | 0.76524
66947 | 6.76 | 1 | 365 | 7.6746 | 0.18369 | 7 | 0.85829
66924 | 9.61 | 0.8 | 365 | 8.7282 | 0.3663 | 9 | 0.094459
67515 | 9.6 | 0.8 | 365 | 8.7191 | 0.33887 | 9 | 0.05794
67022 | 10.545 | 1 | 365 | 11.9717 | 0.1645 | 12 | 0.1362
64935 | 4.68 | 1 | 365 | 5.3132 | 0.050247 | 5 | 0.36343
67262 | 7.29 | 0.8 | 365 | 6.621 | 0.0010773 | 6 | 0.62212
62383 | 7.28 | 1 | 365 | 8.265 | 0.96705 | 9 | 0.23201
63975 | 7.02 | 1 | 365 | 7.9698 | 0.075371 | 8 | 0.045149
67225 | 3.975 | 0.8 | 365 | 3.6102 | 0.90594 | 4 | 0.51618
45375 | 9.88 | 1 | 365 | 11.2167 | 0.88386 | 12 | 0.10058
50453 | 9.69 | 0.8 | 365 | 8.8008 | 0.58579 | 9 | 0.38661
33886 | 1483.76 | 0.9 | 365 | 1516.0561 | 0.75284 | 1516 | 0.80896
67671 | 3.24 | 0.8 | 365 | 2.9427 | 0.88937 | 3 | 0.83205
67672 | 10.53 | 0.8 | 365 | 9.5637 | 0.89044 | 10 | 0.45418
67889 | 7.28 | 0.8 | 365 | 6.612 | 0.97364 | 7 | 0.5856
67677 | 8.64 | 0.8 | 365 | 7.8472 | 0.70498 | 8 | 0.55215
67678 | 9.72 | 0.8 | 365 | 8.8281 | 0.6681 | 9 | 0.49616
67679 | 4.77 | 0.8 | 365 | 4.3323 | 0.087125 | 4 | 0.41941
67680 | 8.215 | 0.8 | 365 | 7.4612 | 0.53894 | 8 | 0.00010219
31364 | 1295.91 | 1 | 365 | 1471.2414 | 0.37518 | 1471 | 0.61662
34656 | 585 | 0.9 | 365 | 597.7333 | 0.65281 | 598 | 0.38615
67681 | 4.05 | 0.8 | 365 | 3.6784 | 0.11171 | 3 | 0.79007
67686 | 11.4 | 0.8 | 365 | 10.3539 | 0.2774 | 10 | 0.6313
67687 | 5.355 | 0.8 | 365 | 4.8636 | 0.69215 | 5 | 0.55576
67688 | 8.06 | 0.8 | 365 | 7.3204 | 0.11367 | 7 | 0.43406
67690 | 8.215 | 0.8 | 365 | 7.4612 | 0.53894 | 8 | 0.00010219
67691 | 5.98 | 0.8 | 365 | 5.4313 | 0.40692 | 5 | 0.83818
67695 | 5.035 | 0.8 | 365 | 4.573 | 0.81419 | 5 | 0.38716
67696 | 3.975 | 0.8 | 365 | 3.6102 | 0.90594 | 4 | 0.51618
67697 | 5.2 | 0.8 | 365 | 4.7228 | 0.26689 | 4 | 0.98972
67698 | 3.38 | 0.8 | 365 | 3.0698 | 0.27348 | 3 | 0.34332
67699 | 7.8 | 0.8 | 365 | 7.0842 | 0.40033 | 7 | 0.48458
67704 | 9.45 | 0.8 | 365 | 8.5828 | 0.92732 | 9 | 0.51016
67705 | 7.56 | 0.8 | 365 | 6.8663 | 0.74186 | 7 | 0.60813
29155 | 6.5 | 1 | 365 | 7.3794 | 0.29201 | 7 | 0.67143
67706 | 7.29 | 0.8 | 365 | 6.621 | 0.0010773 | 6 | 0.62212
36340 | 5.355 | 1 | 365 | 6.0795 | 0.36519 | 6 | 0.4447
63445 | 7.155 | 1 | 365 | 8.123 | 0.53836 | 8 | 0.6614
67708 | 12.22 | 0.8 | 365 | 11.0987 | 0.52718 | 11 | 0.62584
67709 | 7.56 | 0.8 | 365 | 6.8663 | 0.74186 | 7 | 0.60813
67710 | 5.67 | 0.8 | 365 | 5.1497 | 0.55639 | 5 | 0.7061
67712 | 6.625 | 0.8 | 365 | 6.0171 | 0.17656 | 6 | 0.19363
67713 | 6.54 | 0.8 | 365 | 5.9399 | 0.94335 | 6 | 0.88322
67714 | 5.565 | 0.8 | 365 | 5.0543 | 0.26831 | 5 | 0.32265
67718 | 7.54 | 0.8 | 365 | 6.8481 | 0.68699 | 7 | 0.53509
67717 | 8.64 | 0.8 | 365 | 7.8472 | 0.70498 | 8 | 0.55215
67720 | 7.54 | 0.8 | 365 | 6.8481 | 0.68699 | 7 | 0.53509
67721 | 3.445 | 1 | 365 | 3.9111 | 0.81477 | 4 | 0.72586
67724 | 11.2 | 0.8 | 365 | 10.1723 | 0.72868 | 10 | 0.90093
67726 | 9.72 | 0.8 | 365 | 8.8281 | 0.6681 | 9 | 0.49616
67473 | 7.95 | 1 | 365 | 9.0256 | 0.26484 | 9 | 0.29045
67491 | 5.12 | 1 | 365 | 5.8127 | 0.55924 | 6 | 0.37196
67492 | 9.9 | 1 | 365 | 11.2394 | 0.95245 | 12 | 0.19188
67496 | 9.66 | 1 | 365 | 10.967 | 0.12936 | 11 | 0.096316
67534 | 4.77 | 0.8 | 365 | 4.3323 | 0.087125 | 4 | 0.41941
67572 | 4.2 | 1 | 365 | 4.7682 | 0.40407 | 5 | 0.17231
67574 | 9.57 | 1 | 365 | 10.8648 | 0.8207 | 11 | 0.68548
39066 | 15.86 | 0.8 | 365 | 14.4046 | 0.514 | 14 | 0.91864
67728 | 4.86 | 0.8 | 365 | 4.414 | 0.33405 | 4 | 0.74808
67730 | 8.64 | 0.8 | 365 | 7.8472 | 0.70498 | 8 | 0.55215
67731 | 7.56 | 0.8 | 365 | 6.8663 | 0.74186 | 7 | 0.60813
67733 | 13.23 | 0.8 | 365 | 12.016 | 0.29825 | 12 | 0.31422
48612 | 3.9 | 1 | 365 | 4.4277 | 0.37521 | 4 | 0.80286
67741 | 8.215 | 0.8 | 365 | 7.4612 | 0.53894 | 8 | 0.00010219
67743 | 4.68 | 0.8 | 365 | 4.2505 | 0.8402 | 5 | 0.090746
67744 | 9.62 | 0.8 | 365 | 8.7372 | 0.39374 | 9 | 0.13098
67745 | 9.135 | 0.8 | 365 | 8.2967 | 0.063078 | 8 | 0.35982
67746 | 6.24 | 0.8 | 365 | 5.6674 | 0.12026 | 5 | 0.78766
67747 | 9.18 | 0.8 | 365 | 8.3376 | 0.18654 | 8 | 0.52416
67749 | 9.805 | 0.8 | 365 | 8.9053 | 0.90131 | 9 | 0.80657
67754 | 9.18 | 0.8 | 365 | 8.3376 | 0.18654 | 8 | 0.52416
67755 | 9.6 | 0.8 | 365 | 8.7191 | 0.33887 | 9 | 0.05794
67760 | 6.867 | 0.8 | 365 | 6.2369 | 0.84052 | 7 | 0.077383
67766 | 7.29 | 0.8 | 365 | 6.621 | 0.0010773 | 6 | 0.62212
67775 | 4.59 | 0.8 | 365 | 4.1688 | 0.59327 | 4 | 0.76208
67776 | 8.4 | 1 | 365 | 9.5365 | 0.80814 | 10 | 0.34462
67777 | 7.04 | 1 | 365 | 7.9925 | 0.14396 | 8 | 0.13645
67779 | 8.84 | 1 | 365 | 10.036 | 0.31713 | 10 | 0.35315
67780 | 4.83 | 1 | 365 | 5.4835 | 0.56468 | 6 | 0.048158
67781 | 12.426 | 1 | 365 | 14.1072 | 0.61546 | 14 | 0.72265
67783 | 11.4 | 1 | 365 | 12.9424 | 0.096756 | 13 | 0.03913
67784 | 4.8 | 1 | 365 | 5.4494 | 0.46179 | 5 | 0.91121
67792 | 7.54 | 1 | 365 | 8.5601 | 0.85873 | 9 | 0.41886
67793 | 5.76 | 1 | 365 | 6.5393 | 0.75415 | 7 | 0.29346
67794 | 15.41 | 1 | 365 | 17.4949 | 0.84921 | 18 | 0.34412
67798 | 9.54 | 0.8 | 365 | 8.6646 | 0.17425 | 8 | 0.83883
67800 | 6 | 0.8 | 365 | 5.4494 | 0.46179 | 5 | 0.91121
67801 | 11.2 | 0.8 | 365 | 10.1723 | 0.72868 | 10 | 0.90093
63315 | 22.1 | 1 | 365 | 25.09 | 0.79283 | 25 | 0.88288
25775 | 3.9 | 1 | 365 | 4.4277 | 0.37521 | 4 | 0.80286
67816 | 7.02 | 1 | 365 | 7.9698 | 0.075371 | 8 | 0.045149
67818 | 10.865 | 0.8 | 365 | 9.868 | 0.80956 | 10 | 0.67755
67821 | 11.66 | 0.8 | 365 | 10.59 | 0.99075 | 11 | 0.58079
67823 | 3.24 | 0.8 | 365 | 2.9427 | 0.88937 | 3 | 0.83205
67824 | 7.56 | 0.8 | 365 | 6.8663 | 0.74186 | 7 | 0.60813
67825 | 4.86 | 0.8 | 365 | 4.414 | 0.33405 | 4 | 0.74808
67829 | 7.42 | 0.8 | 365 | 6.7391 | 0.35775 | 7 | 0.096866
67832 | 4.505 | 0.8 | 365 | 4.0916 | 0.36006 | 4 | 0.45167
67833 | 4.77 | 0.8 | 365 | 4.3323 | 0.087125 | 4 | 0.41941
67834 | 7.2 | 1 | 365 | 8.1741 | 0.69269 | 8 | 0.86682
67835 | 13.25 | 0.8 | 365 | 12.0341 | 0.35312 | 12 | 0.38726
67841 | 13.5 | 0.8 | 365 | 12.2612 | 0.039032 | 12 | 0.30023
67844 | 3.445 | 0.8 | 365 | 3.1289 | 0.45181 | 3 | 0.58069
67845 | 6.72 | 0.8 | 365 | 6.1034 | 0.43721 | 6 | 0.54056
67847 | 9.8 | 0.8 | 365 | 8.9007 | 0.88759 | 9 | 0.78831
67850 | 5.04 | 0.8 | 365 | 4.5775 | 0.82791 | 5 | 0.40542
67852 | 8.64 | 0.8 | 365 | 7.8472 | 0.70498 | 8 | 0.55215
67853 | 2.6 | 0.8 | 365 | 2.3614 | 0.13344 | 2 | 0.49486
67854 | 7.7 | 0.8 | 365 | 6.9934 | 0.12597 | 7 | 0.11939
67859 | 9.36 | 0.8 | 365 | 8.5011 | 0.6804 | 9 | 0.18149
67860 | 22.5 | 0.8 | 365 | 20.4353 | 0.73172 | 21 | 0.16705
67861 | 8 | 0.8 | 365 | 7.2659 | 0.94906 | 8 | 0.21495
67862 | 13.5 | 0.8 | 365 | 12.2612 | 0.039032 | 12 | 0.30023
67863 | 2.88 | 0.8 | 365 | 2.6157 | 0.90166 | 3 | 0.51738
67866 | 6.21 | 0.8 | 365 | 5.6402 | 0.037955 | 5 | 0.67811
67867 | 4.32 | 0.8 | 365 | 3.9236 | 0.85249 | 4 | 0.77607
67868 | 7.95 | 0.8 | 365 | 7.2205 | 0.81187 | 8 | 0.032357
67869 | 8.37 | 0.8 | 365 | 7.6019 | 0.9642 | 8 | 0.56614
67871 | 7.83 | 0.8 | 365 | 7.1115 | 0.48264 | 7 | 0.59413
67872 | 12.24 | 0.8 | 365 | 11.1168 | 0.58206 | 11 | 0.69887
67874 | 3.18 | 0.8 | 365 | 2.8882 | 0.72475 | 3 | 0.61294
67875 | 9.88 | 0.8 | 365 | 8.9734 | 0.10708 | 9 | 0.080464
67876 | 4.48 | 1 | 365 | 5.0861 | 0.36434 | 5 | 0.45047
67878 | 5.565 | 0.8 | 365 | 5.0543 | 0.26831 | 5 | 0.32265
67883 | 7.56 | 0.8 | 365 | 6.8663 | 0.74186 | 7 | 0.60813
67884 | 7.02 | 0.8 | 365 | 6.3758 | 0.2603 | 6 | 0.63612
67886 | 5.94 | 0.8 | 365 | 5.3949 | 0.29717 | 5 | 0.6921
67890 | 8.91 | 0.8 | 365 | 8.0924 | 0.44576 | 8 | 0.53815
67891 | 9.45 | 0.8 | 365 | 8.5828 | 0.92732 | 9 | 0.51016
68031 | 7.56 | 0.8 | 365 | 6.8663 | 0.74186 | 7 | 0.60813
68032 | 5.88 | 0.8 | 365 | 5.3404 | 0.13256 | 5 | 0.47299
68033 | 7.41 | 0.8 | 365 | 6.73 | 0.33031 | 7 | 0.060348
68034 | 10.64 | 0.8 | 365 | 9.6636 | 0.19224 | 9 | 0.85588
68036 | 13.08 | 1 | 365 | 14.8497 | 0.85838 | 15 | 0.70805
68038 | 12.16 | 1 | 365 | 13.8052 | 0.70321 | 14 | 0.50841
65259 | 48 | 0.9 | 365 | 49.0448 | 0.15613 | 49 | 0.20092
63422 | 144 | 0.9 | 365 | 147.1344 | 0.46838 | 147 | 0.60275
68039 | 7.68 | 0.8 | 365 | 6.9753 | 0.071094 | 7 | 0.046352
68040 | 4.32 | 0.8 | 365 | 3.9236 | 0.85249 | 4 | 0.77607
68041 | 7.2 | 1 | 365 | 8.1741 | 0.69269 | 8 | 0.86682
68045 | 6.625 | 0.8 | 365 | 6.0171 | 0.17656 | 6 | 0.19363
68047 | 6.38 | 0.8 | 365 | 5.7946 | 0.50437 | 6 | 0.29892
68046 | 13.475 | 0.8 | 365 | 12.2385 | 0.97044 | 13 | 0.20893
68048 | 8.91 | 0.8 | 365 | 8.0924 | 0.44576 | 8 | 0.53815
68049 | 4.5 | 0.8 | 365 | 4.0871 | 0.34634 | 4 | 0.43341
65116 | 37.12 | 0.9 | 365 | 37.928 | 0.57407 | 38 | 0.50204
65008 | 27.36 | 0.9 | 365 | 27.9555 | 0.44899 | 28 | 0.40452
65683 | 7.875 | 1 | 365 | 8.9405 | 0.0076275 | 8 | 0.94808
67879 | 7.82 | 0.8 | 365 | 7.1024 | 0.4552 | 7 | 0.55761
68055 | 5.88 | 0.8 | 365 | 5.3404 | 0.13256 | 5 | 0.47299
68056 | 9.52 | 0.8 | 365 | 8.6464 | 0.11938 | 8 | 0.76579
67413 | 10.07 | 1 | 365 | 11.4324 | 0.53547 | 11 | 0.9679
68058 | 11.895 | 0.8 | 365 | 10.8035 | 0.6355 | 11 | 0.43898
66343 | 7.56 | 1 | 365 | 8.5828 | 0.92732 | 9 | 0.51016
66460 | 5.1 | 1 | 365 | 5.79 | 0.49065 | 6 | 0.28066
66604 | 12.753 | 1 | 365 | 14.4784 | 0.73692 | 15 | 0.21535
66615 | 7.56 | 0.8 | 365 | 6.8663 | 0.74186 | 7 | 0.60813
63707 | 49.5 | 0.9 | 365 | 50.5774 | 0.78601 | 51 | 0.36344
66722 | 7.68 | 1 | 365 | 8.7191 | 0.33887 | 9 | 0.05794
66912 | 8.829 | 0.8 | 365 | 8.0188 | 0.22353 | 8 | 0.24235
66929 | 7.68 | 0.8 | 365 | 6.9753 | 0.071094 | 7 | 0.046352
66839 | 5.985 | 0.8 | 365 | 5.4358 | 0.42064 | 5 | 0.85643
66851 | 7.125 | 0.8 | 365 | 6.4712 | 0.54838 | 7 | 0.019565
66819 | 4.56 | 0.8 | 365 | 4.1416 | 0.51096 | 4 | 0.65252
67044 | 11.445 | 0.8 | 365 | 10.3948 | 0.40087 | 10 | 0.79564
67050 | 11.2 | 1 | 365 | 12.7153 | 0.41085 | 13 | 0.12616
67054 | 6.44 | 0.8 | 365 | 5.849 | 0.66899 | 6 | 0.51804
67055 | 8.4 | 1 | 365 | 9.5365 | 0.80814 | 10 | 0.34462
67057 | 11.2 | 1 | 365 | 12.7153 | 0.41085 | 13 | 0.12616
67059 | 11.2 | 1 | 365 | 12.7153 | 0.41085 | 13 | 0.12616
67061 | 5.88 | 1 | 365 | 6.6755 | 0.1657 | 6 | 0.84124
67066 | 3.9 | 1 | 365 | 4.4277 | 0.37521 | 4 | 0.80286
67174 | 5.232 | 0.8 | 365 | 4.7519 | 0.35468 | 5 | 0.10658
67179 | 10.791 | 0.8 | 365 | 9.8008 | 0.60653 | 10 | 0.40732
65182 | 28.665 | 0.9 | 365 | 29.2889 | 0.47699 | 29 | 0.76592
67736 | 10.26 | 0.8 | 365 | 9.3185 | 0.14966 | 9 | 0.46817
67734 | 6.38 | 0.8 | 365 | 5.7946 | 0.50437 | 6 | 0.29892
67257 | 7.2 | 0.8 | 365 | 6.5393 | 0.75415 | 7 | 0.29346
48235 | 8.04 | 0.8 | 365 | 7.3022 | 0.058801 | 7 | 0.36103
67331 | 17.28 | 0.8 | 365 | 15.6943 | 0.40996 | 16 | 0.10429
67334 | 15 | 1 | 365 | 17.0294 | 0.4431 | 17 | 0.47254
67338 | 8.55 | 0.8 | 365 | 7.7654 | 0.45805 | 8 | 0.22348
67341 | 7.41 | 1 | 365 | 8.4125 | 0.41289 | 8 | 0.82543
67342 | 5.865 | 0.8 | 365 | 5.3268 | 0.091402 | 5 | 0.41821
67351 | 5.36 | 0.8 | 365 | 4.8681 | 0.70587 | 5 | 0.57402
67361 | 13.42 | 1 | 365 | 15.2357 | 0.024427 | 15 | 0.2601
67378 | 6.76 | 1 | 365 | 7.6746 | 0.18369 | 7 | 0.85829
67410 | 5.1 | 1 | 365 | 5.79 | 0.49065 | 6 | 0.28066
67411 | 8.48 | 1 | 365 | 9.6273 | 0.082499 | 9 | 0.70981
67457 | 5.565 | 1 | 365 | 6.3179 | 0.08539 | 6 | 0.40331
46976 | 3.84 | 1 | 365 | 4.3595 | 0.16943 | 4 | 0.52897
67548 | 8.1 | 1 | 365 | 9.1959 | 0.77927 | 9 | 0.97517
67550 | 3.3 | 0.8 | 365 | 2.9972 | 0.053986 | 3 | 0.051167
67580 | 11.025 | 0.8 | 365 | 10.0133 | 0.24854 | 10 | 0.26185
67603 | 5.4 | 1 | 365 | 6.1306 | 0.51952 | 6 | 0.65011
67612 | 6.84 | 0.8 | 365 | 6.2123 | 0.76644 | 6 | 0.97878
66949 | 5.7 | 1 | 365 | 6.4712 | 0.54838 | 7 | 0.019565
67436 | 11.84 | 0.8 | 365 | 10.7535 | 0.4846 | 11 | 0.23813
44531 | 7.41 | 0.8 | 365 | 6.73 | 0.33031 | 7 | 0.060348
67196 | 10.865 | 1 | 365 | 12.335 | 0.26195 | 12 | 0.59694
67685 | 5.1 | 0.8 | 365 | 4.632 | 0.99252 | 5 | 0.62453
67700 | 12.06 | 0.8 | 365 | 10.9533 | 0.088202 | 11 | 0.041538
67701 | 9.315 | 0.8 | 365 | 8.4602 | 0.55693 | 9 | 0.017158
67148 | 9.483 | 1 | 365 | 10.766 | 0.52233 | 11 | 0.28834
67702 | 11.055 | 0.8 | 365 | 10.0406 | 0.33085 | 10 | 0.37141
67470 | 7.13 | 0.8 | 365 | 6.4757 | 0.5621 | 7 | 0.037825
67469 | 12.3 | 1 | 365 | 13.9641 | 0.18334 | 14 | 0.14748
67570 | 8.71 | 1 | 365 | 9.8884 | 0.87129 | 10 | 0.75972
67577 | 12.426 | 1 | 365 | 14.1072 | 0.61546 | 14 | 0.72265
67579 | 8.45 | 1 | 365 | 9.5933 | 0.97961 | 10 | 0.57286
67368 | 6.9 | 1 | 365 | 7.8335 | 0.66383 | 8 | 0.49737
65839 | 10.08 | 1 | 365 | 11.4438 | 0.56976 | 12 | 0.013547
67684 | 5.13 | 1 | 365 | 5.8241 | 0.59354 | 6 | 0.41761
67729 | 6.24 | 0.8 | 365 | 5.6674 | 0.12026 | 5 | 0.78766
67732 | 14.25 | 0.8 | 365 | 12.9424 | 0.096756 | 13 | 0.03913
67737 | 5.7 | 0.8 | 365 | 5.1769 | 0.6387 | 5 | 0.81565
67738 | 2.6 | 0.8 | 365 | 2.3614 | 0.13344 | 2 | 0.49486
67740 | 3.99 | 0.8 | 365 | 3.6239 | 0.94709 | 4 | 0.57096
67756 | 11.115 | 0.8 | 365 | 10.0951 | 0.49547 | 10 | 0.59052
65127 | 9.69 | 1 | 365 | 11.001 | 0.23224 | 11 | 0.23326
67761 | 8.84 | 0.8 | 365 | 8.0288 | 0.25371 | 8 | 0.28252
67759 | 8.1 | 1 | 365 | 9.1959 | 0.77927 | 9 | 0.97517
67762 | 4.56 | 0.8 | 365 | 4.1416 | 0.51096 | 4 | 0.65252
67763 | 3.975 | 0.8 | 365 | 3.6102 | 0.90594 | 4 | 0.51618
67764 | 2.86 | 0.8 | 365 | 2.5976 | 0.84679 | 3 | 0.44434
67765 | 4.42 | 0.8 | 365 | 4.0144 | 0.12685 | 4 | 0.14126
67767 | 4.275 | 0.8 | 365 | 3.8827 | 0.72903 | 4 | 0.61174
67769 | 4.845 | 0.8 | 365 | 4.4004 | 0.2929 | 4 | 0.6933
67770 | 11.115 | 0.8 | 365 | 10.0951 | 0.49547 | 10 | 0.59052
67771 | 4.56 | 0.8 | 365 | 4.1416 | 0.51096 | 4 | 0.65252
67772 | 13.395 | 0.8 | 365 | 12.1658 | 0.75095 | 12 | 0.91678
67773 | 7.25 | 0.8 | 365 | 6.5847 | 0.89133 | 7 | 0.47605
67788 | 9.275 | 1 | 365 | 10.5299 | 0.80898 | 11 | 0.33885
67809 | 13.25 | 0.8 | 365 | 12.0341 | 0.35312 | 12 | 0.38726
67810 | 11.385 | 0.8 | 365 | 10.3403 | 0.23625 | 10 | 0.57653
67873 | 16.2 | 0.8 | 365 | 14.7134 | 0.44684 | 15 | 0.16027
67893 | 4.32 | 0.8 | 365 | 3.9236 | 0.85249 | 4 | 0.77607
67894 | 7.29 | 0.8 | 365 | 6.621 | 0.0010773 | 6 | 0.62212
67896 | 7.8 | 0.8 | 365 | 7.0842 | 0.40033 | 7 | 0.48458
67898 | 5.94 | 0.8 | 365 | 5.3949 | 0.29717 | 5 | 0.6921
67900 | 4.5 | 0.8 | 365 | 4.0871 | 0.34634 | 4 | 0.43341
67901 | 9.1 | 0.8 | 365 | 8.265 | 0.96705 | 9 | 0.23201
67904 | 4.77 | 0.8 | 365 | 4.3323 | 0.087125 | 4 | 0.41941
67905 | 7.15 | 0.8 | 365 | 6.4939 | 0.61697 | 7 | 0.11086
67906 | 5.83 | 0.8 | 365 | 5.295 | 0.99537 | 6 | 0.2904
67907 | 9.45 | 0.8 | 365 | 8.5828 | 0.92732 | 9 | 0.51016
67909 | 4.68 | 0.8 | 365 | 4.2505 | 0.8402 | 5 | 0.090746
67908 | 7.15 | 0.8 | 365 | 6.4939 | 0.61697 | 7 | 0.11086
67913 | 5.6 | 0.8 | 365 | 5.0861 | 0.36434 | 5 | 0.45047
67912 | 10.92 | 0.8 | 365 | 9.9179 | 0.96046 | 10 | 0.87841
67914 | 9.52 | 0.8 | 365 | 8.6464 | 0.11938 | 8 | 0.76579
67915 | 8.68 | 0.8 | 365 | 7.8835 | 0.81473 | 8 | 0.69822
67916 | 8.4 | 0.8 | 365 | 7.6292 | 0.046509 | 7 | 0.6757
67917 | 9.975 | 0.8 | 365 | 9.0597 | 0.36773 | 9 | 0.42739
67919 | 8.835 | 0.8 | 365 | 8.0243 | 0.23999 | 8 | 0.26426
67920 | 7.56 | 0.8 | 365 | 6.8663 | 0.74186 | 7 | 0.60813
67922 | 6.72 | 0.8 | 365 | 6.1034 | 0.43721 | 6 | 0.54056
67923 | 7.155 | 0.8 | 365 | 6.4984 | 0.63069 | 7 | 0.12912
67925 | 8.4 | 0.8 | 365 | 7.6292 | 0.046509 | 7 | 0.6757
67927 | 9.12 | 0.8 | 365 | 8.2831 | 0.021924 | 8 | 0.30504
67928 | 8.06 | 0.8 | 365 | 7.3204 | 0.11367 | 7 | 0.43406
67934 | 8.48 | 0.8 | 365 | 7.7018 | 0.266 | 7 | 0.96785
67935 | 5.13 | 0.8 | 365 | 4.6593 | 0.074832 | 4 | 0.73409
67936 | 6.095 | 0.8 | 365 | 5.5357 | 0.72244 | 6 | 0.25814
67931 | 8.67 | 0.8 | 365 | 7.8744 | 0.78729 | 8 | 0.6617
67937 | 8.68 | 0.8 | 365 | 7.8835 | 0.81473 | 8 | 0.69822
67938 | 5.415 | 0.8 | 365 | 4.9181 | 0.85677 | 5 | 0.77487
67939 | 6.375 | 0.8 | 365 | 5.79 | 0.49065 | 6 | 0.28066
67941 | 11.97 | 0.8 | 365 | 10.8716 | 0.84128 | 11 | 0.71287
67943 | 9.135 | 0.8 | 365 | 8.2967 | 0.063078 | 8 | 0.35982
67944 | 5.2 | 0.8 | 365 | 4.7228 | 0.26689 | 4 | 0.98972
67945 | 7.56 | 0.8 | 365 | 6.8663 | 0.74186 | 7 | 0.60813
31836 | 221.445 | 0.9 | 365 | 226.2651 | 0.50904 | 226 | 0.7741
34887 | 239.4 | 0.9 | 365 | 244.6109 | 0.92869 | 245 | 0.53956
67409 | 5.1 | 1 | 365 | 5.79 | 0.49065 | 6 | 0.28066
67471 | 11.772 | 1 | 365 | 13.3647 | 0.37254 | 13 | 0.73725
67475 | 4.578 | 1 | 365 | 5.1974 | 0.70043 | 5 | 0.89782
67635 | 8.502 | 1 | 365 | 9.6523 | 0.15795 | 9 | 0.81024
67948 | 5.1 | 0.8 | 365 | 4.632 | 0.99252 | 5 | 0.62453
67950 | 10.08 | 1 | 365 | 11.4438 | 0.56976 | 12 | 0.013547
67947 | 10.66 | 0.8 | 365 | 9.6818 | 0.24712 | 9 | 0.92892
67953 | 5.886 | 0.8 | 365 | 5.3459 | 0.14902 | 5 | 0.4949
67952 | 12.6 | 0.8 | 365 | 11.4438 | 0.56976 | 12 | 0.013547
67959 | 8.215 | 0.8 | 365 | 7.4612 | 0.53894 | 8 | 0.00010219
67960 | 4.16 | 0.8 | 365 | 3.7783 | 0.41351 | 4 | 0.19177
67962 | 13 | 0.8 | 365 | 11.8071 | 0.66722 | 12 | 0.47429
67964 | 11.395 | 0.8 | 365 | 10.3494 | 0.26369 | 10 | 0.61304
67966 | 12.42 | 0.8 | 365 | 11.2803 | 0.075909 | 11 | 0.35621
67967 | 5.67 | 0.8 | 365 | 5.1497 | 0.55639 | 5 | 0.7061
67969 | 13.545 | 0.8 | 365 | 12.3021 | 0.1625 | 12 | 0.46456
67970 | 13.78 | 0.8 | 365 | 12.5155 | 0.80725 | 13 | 0.32275
67971 | 2.835 | 0.8 | 365 | 2.5749 | 0.7782 | 3 | 0.35305
67972 | 9.36 | 0.8 | 365 | 8.5011 | 0.6804 | 9 | 0.18149
67973 | 5.12 | 0.8 | 365 | 4.6502 | 0.047396 | 4 | 0.69757
67976 | 4.68 | 0.8 | 365 | 4.2505 | 0.8402 | 5 | 0.090746
67977 | 11.025 | 0.8 | 365 | 10.0133 | 0.24854 | 10 | 0.26185
67978 | 3.975 | 0.8 | 365 | 3.6102 | 0.90594 | 4 | 0.51618
67979 | 10.24 | 0.8 | 365 | 9.3003 | 0.094792 | 9 | 0.39514
67983 | 12.8 | 1 | 365 | 14.5318 | 0.89811 | 15 | 0.4299
67984 | 6.12 | 0.8 | 365 | 5.5584 | 0.79103 | 6 | 0.34944
67985 | 4.68 | 0.8 | 365 | 4.2505 | 0.8402 | 5 | 0.090746
67991 | 11.34 | 0.8 | 365 | 10.2994 | 0.11279 | 10 | 0.41219
67994 | 8.12 | 0.8 | 365 | 7.3749 | 0.27829 | 7 | 0.65317
67993 | 12.22 | 0.8 | 365 | 11.0987 | 0.52718 | 11 | 0.62584
67997 | 2.6 | 1 | 365 | 2.9518 | 0.9168 | 3 | 0.86857
67995 | 6.93 | 0.8 | 365 | 6.2941 | 0.01337 | 6 | 0.30745
67999 | 7.155 | 0.8 | 365 | 6.4984 | 0.63069 | 7 | 0.12912
68001 | 7.28 | 0.8 | 365 | 6.612 | 0.97364 | 7 | 0.5856
68002 | 6.93 | 0.8 | 365 | 6.2941 | 0.01337 | 6 | 0.30745
68004 | 4.095 | 0.8 | 365 | 3.7192 | 0.23517 | 3 | 0.9544
67870 | 18.9 | 0.8 | 365 | 17.1657 | 0.85464 | 18 | 0.02032
68008 | 7.42 | 0.8 | 365 | 6.7391 | 0.35775 | 7 | 0.096866
68006 | 5.94 | 0.8 | 365 | 5.3949 | 0.29717 | 5 | 0.6921
68010 | 4.68 | 0.8 | 365 | 4.2505 | 0.8402 | 5 | 0.090746
35285 | 1033.01 | 0.9 | 365 | 1055.4949 | 0.4742 | 1055 | 0.96911
68012 | 5.98 | 0.8 | 365 | 5.4313 | 0.40692 | 5 | 0.83818
68011 | 9.36 | 0.8 | 365 | 8.5011 | 0.6804 | 9 | 0.18149
68013 | 4.24 | 0.8 | 365 | 3.8509 | 0.633 | 4 | 0.48392
68014 | 8.12 | 0.8 | 365 | 7.3749 | 0.27829 | 7 | 0.65317
68015 | 7.84 | 0.8 | 365 | 7.1206 | 0.51007 | 7 | 0.63065
47679 | 24.852 | 1 | 365 | 28.2144 | 0.23093 | 28 | 0.4453
68018 | 7.155 | 0.8 | 365 | 6.4984 | 0.63069 | 7 | 0.12912
68020 | 11.18 | 0.8 | 365 | 10.1541 | 0.67381 | 10 | 0.82789
48259 | 5.52 | 0.8 | 365 | 5.0135 | 0.14485 | 5 | 0.15832
65115 | 26.56 | 0.9 | 365 | 27.1381 | 0.97972 | 28 | 0.11784
68021 | 12 | 0.8 | 365 | 10.8988 | 0.92358 | 11 | 0.82243
68024 | 5.3 | 0.8 | 365 | 4.8137 | 0.54125 | 5 | 0.3549
68025 | 8.7 | 0.8 | 365 | 7.9017 | 0.8696 | 8 | 0.77126
67963 | 18.285 | 0.8 | 365 | 16.6071 | 0.16731 | 16 | 0.77442
68030 | 6.27 | 0.8 | 365 | 5.6946 | 0.20257 | 5 | 0.89722
66391 | 2.43 | 1 | 365 | 2.7588 | 0.33378 | 3 | 0.092551
66394 | 1.82 | 1 | 365 | 2.0662 | 0.24176 | 2 | 0.308
66392 | 10.14 | 1 | 365 | 11.5119 | 0.77554 | 12 | 0.28744
66410 | 2.08 | 1 | 365 | 2.3614 | 0.13344 | 2 | 0.49486
66441 | 1.82 | 1 | 365 | 2.0662 | 0.24176 | 2 | 0.308
61521 | 4.505 | 1 | 365 | 5.1145 | 0.45008 | 5 | 0.56459
66608 | 2.34 | 0.8 | 365 | 2.1253 | 0.4201 | 2 | 0.54537
66621 | 2.08 | 0.8 | 365 | 1.8891 | 0.70675 | 2 | 0.59589
66688 | 9.52 | 1 | 365 | 10.808 | 0.64922 | 11 | 0.45724
65273 | 8.4 | 1 | 365 | 9.5365 | 0.80814 | 10 | 0.34462
66692 | 9.9 | 1 | 365 | 11.2394 | 0.95245 | 12 | 0.19188
66712 | 2.12 | 0.8 | 365 | 1.9255 | 0.8165 | 2 | 0.74196
66825 | 2.34 | 0.8 | 365 | 2.1253 | 0.4201 | 2 | 0.54537
66877 | 6.095 | 0.8 | 365 | 5.5357 | 0.72244 | 6 | 0.25814
65912 | 5.4 | 1 | 365 | 6.1306 | 0.51952 | 6 | 0.65011
66907 | 3.975 | 1 | 365 | 4.5128 | 0.63242 | 5 | 0.14522
64275 | 4.77 | 1 | 365 | 5.4154 | 0.35891 | 5 | 0.77427
59306 | 2.86 | 1 | 365 | 3.2469 | 0.80848 | 4 | 0.055431
61518 | 5.035 | 1 | 365 | 5.7162 | 0.26773 | 5 | 0.98395
62675 | 2.08 | 1 | 365 | 2.3614 | 0.13344 | 2 | 0.49486
62427 | 1.59 | 1 | 365 | 1.8051 | 0.45297 | 2 | 0.25809
62326 | 2.385 | 1 | 365 | 2.7077 | 0.17945 | 2 | 0.88713
62488 | 4.68 | 1 | 365 | 5.3132 | 0.050247 | 5 | 0.36343
59951 | 2.385 | 1 | 365 | 2.7077 | 0.17945 | 2 | 0.88713
60894 | 1.59 | 1 | 365 | 1.8051 | 0.45297 | 2 | 0.25809
66933 | 2.56 | 1 | 365 | 2.9064 | 0.77962 | 3 | 0.68598
66944 | 6.75 | 0.8 | 365 | 6.1306 | 0.51952 | 6 | 0.65011
66951 | 7.685 | 1 | 365 | 8.7247 | 0.35601 | 9 | 0.080765
66956 | 3.975 | 0.8 | 365 | 3.6102 | 0.90594 | 4 | 0.51618
66973 | 4.505 | 0.8 | 365 | 4.0916 | 0.36006 | 4 | 0.45167
66992 | 2.12 | 0.8 | 365 | 1.9255 | 0.8165 | 2 | 0.74196
67001 | 1.56 | 0.8 | 365 | 1.4168 | 0.28007 | 1 | 0.69692
67034 | 4.05 | 0.8 | 365 | 3.6784 | 0.11171 | 3 | 0.79007
67041 | 6.89 | 0.8 | 365 | 6.2578 | 0.90362 | 7 | 0.16138
67109 | 3.12 | 0.8 | 365 | 2.8337 | 0.56013 | 3 | 0.39383
67182 | 2.08 | 0.8 | 365 | 1.8891 | 0.70675 | 2 | 0.59589
67190 | 2.97 | 0.8 | 365 | 2.6975 | 0.14859 | 2 | 0.84605
67195 | 2.16 | 0.8 | 365 | 1.9618 | 0.92625 | 2 | 0.88804
67198 | 5.67 | 0.8 | 365 | 5.1497 | 0.55639 | 5 | 0.7061
67208 | 4.59 | 0.8 | 365 | 4.1688 | 0.59327 | 4 | 0.76208
67210 | 3.78 | 0.8 | 365 | 3.4331 | 0.37093 | 3 | 0.80406
67223 | 4.94 | 0.8 | 365 | 4.4867 | 0.55354 | 5 | 0.040232
60638 | 242.11 | 0.9 | 365 | 247.3799 | 0.29334 | 247 | 0.6732
67231 | 4.24 | 0.8 | 365 | 3.8509 | 0.633 | 4 | 0.48392
67234 | 4.86 | 0.8 | 365 | 4.414 | 0.33405 | 4 | 0.74808
67252 | 4.32 | 0.8 | 365 | 3.9236 | 0.85249 | 4 | 0.77607
67253 | 5.035 | 0.8 | 365 | 4.573 | 0.81419 | 5 | 0.38716
66379 | 3.06 | 1 | 365 | 3.474 | 0.49439 | 3 | 0.9684
66708 | 5.46 | 1 | 365 | 6.1987 | 0.72529 | 6 | 0.924
62992 | 3.9 | 1 | 365 | 4.4277 | 0.37521 | 4 | 0.80286
67002 | 4.275 | 0.8 | 365 | 3.8827 | 0.72903 | 4 | 0.61174
67188 | 4.86 | 0.8 | 365 | 4.414 | 0.33405 | 4 | 0.74808
64573 | 2.6 | 1 | 365 | 2.9518 | 0.9168 | 3 | 0.86857
64404 | 2.34 | 1 | 365 | 2.6566 | 0.025124 | 2 | 0.68172
64517 | 4.94 | 1 | 365 | 5.6084 | 0.94193 | 6 | 0.55029
64367 | 1.855 | 1 | 365 | 2.106 | 0.3618 | 2 | 0.46777
64209 | 4.94 | 1 | 365 | 5.6084 | 0.94193 | 6 | 0.55029
64223 | 2.08 | 1 | 365 | 2.3614 | 0.13344 | 2 | 0.49486
63496 | 2.08 | 1 | 365 | 2.3614 | 0.13344 | 2 | 0.49486
63977 | 2.08 | 1 | 365 | 2.3614 | 0.13344 | 2 | 0.49486
63891 | 2.08 | 1 | 365 | 2.3614 | 0.13344 | 2 | 0.49486
63849 | 2.34 | 1 | 365 | 2.6566 | 0.025124 | 2 | 0.68172
67272 | 7.02 | 0.8 | 365 | 6.3758 | 0.2603 | 6 | 0.63612
67274 | 3.51 | 0.8 | 365 | 3.1879 | 0.63015 | 3 | 0.81806
67279 | 3.445 | 0.8 | 365 | 3.1289 | 0.45181 | 3 | 0.58069
67042 | 5.94 | 0.8 | 365 | 5.3949 | 0.29717 | 5 | 0.6921
67299 | 4.24 | 0.8 | 365 | 3.8509 | 0.633 | 4 | 0.48392
67300 | 6.21 | 0.8 | 365 | 5.6402 | 0.037955 | 5 | 0.67811
67337 | 6.21 | 0.8 | 365 | 5.6402 | 0.037955 | 5 | 0.67811
67364 | 3.78 | 0.8 | 365 | 3.4331 | 0.37093 | 3 | 0.80406
67370 | 5.94 | 0.8 | 365 | 5.3949 | 0.29717 | 5 | 0.6921
67371 | 2.43 | 0.8 | 365 | 2.207 | 0.66703 | 2 | 0.87404
67372 | 4.32 | 0.8 | 365 | 3.9236 | 0.85249 | 4 | 0.77607
67379 | 8.32 | 1 | 365 | 9.4457 | 0.53377 | 9 | 0.97944
67446 | 2.97 | 0.8 | 365 | 2.6975 | 0.14859 | 2 | 0.84605
67448 | 3.24 | 0.8 | 365 | 2.9427 | 0.88937 | 3 | 0.83205
67512 | 11.025 | 0.8 | 365 | 10.0133 | 0.24854 | 10 | 0.26185
67527 | 10.8 | 0.8 | 365 | 9.809 | 0.63123 | 10 | 0.44018
67529 | 8.1 | 0.8 | 365 | 7.3567 | 0.22342 | 7 | 0.58014
67535 | 4.86 | 0.8 | 365 | 4.414 | 0.33405 | 4 | 0.74808
67539 | 6.48 | 0.8 | 365 | 5.8854 | 0.77874 | 6 | 0.66411
62471 | 6.095 | 1 | 365 | 6.9196 | 0.90305 | 7 | 0.82268
67588 | 5.4 | 0.8 | 365 | 4.9045 | 0.81561 | 5 | 0.72009
67594 | 6.21 | 0.8 | 365 | 5.6402 | 0.037955 | 5 | 0.67811
67660 | 4.505 | 1 | 365 | 5.1145 | 0.45008 | 5 | 0.56459
65425 | 7.8 | 1 | 365 | 8.8553 | 0.75041 | 9 | 0.60572
65542 | 5.565 | 1 | 365 | 6.3179 | 0.08539 | 6 | 0.40331
65210 | 1.855 | 1 | 365 | 2.106 | 0.3618 | 2 | 0.46777
65232 | 14.04 | 1 | 365 | 15.9396 | 0.15074 | 16 | 0.090297
66913 | 7.29 | 0.8 | 365 | 6.621 | 0.0010773 | 6 | 0.62212
67888 | 10.07 | 0.8 | 365 | 9.1459 | 0.62837 | 9 | 0.77432
67674 | 2.7 | 0.8 | 365 | 2.4522 | 0.40781 | 2 | 0.86005
67675 | 4.32 | 0.8 | 365 | 3.9236 | 0.85249 | 4 | 0.77607
67682 | 7.56 | 0.8 | 365 | 6.8663 | 0.74186 | 7 | 0.60813
67694 | 1.82 | 0.8 | 365 | 1.653 | 0.99341 | 2 | 0.6464
67748 | 5.13 | 0.8 | 365 | 4.6593 | 0.074832 | 4 | 0.73409
67750 | 7.29 | 0.8 | 365 | 6.621 | 0.0010773 | 6 | 0.62212
67752 | 3.24 | 0.8 | 365 | 2.9427 | 0.88937 | 3 | 0.83205
67815 | 12 | 0.8 | 365 | 10.8988 | 0.92358 | 11 | 0.82243
67851 | 3.825 | 0.8 | 365 | 3.474 | 0.49439 | 3 | 0.9684
67885 | 12.455 | 0.8 | 365 | 11.3121 | 0.17194 | 11 | 0.48403
67992 | 4.16 | 0.8 | 365 | 3.7783 | 0.41351 | 4 | 0.19177
68000 | 12 | 0.8 | 365 | 10.8988 | 0.92358 | 11 | 0.82243
68007 | 1.855 | 0.8 | 365 | 1.6848 | 0.089437 | 1 | 0.77422
68016 | 2.34 | 0.8 | 365 | 2.1253 | 0.4201 | 2 | 0.54537
46467 | 10.5 | 1 | 365 | 11.9206 | 0.01017 | 11 | 0.93078
68043 | 6.365 | 0.8 | 365 | 5.7809 | 0.46322 | 6 | 0.24414
60815 | 2.12 | 1 | 365 | 2.4068 | 0.27062 | 2 | 0.67745
66346 | 5.565 | 1 | 365 | 6.3179 | 0.08539 | 6 | 0.40331
66351 | 5.3 | 1 | 365 | 6.0171 | 0.17656 | 6 | 0.19363
66360 | 5.565 | 1 | 365 | 6.3179 | 0.08539 | 6 | 0.40331
60993 | 2.12 | 1 | 365 | 2.4068 | 0.27062 | 2 | 0.67745
66875 | 2.65 | 1 | 365 | 3.0085 | 0.088281 | 3 | 0.096815
66911 | 5.3 | 0.8 | 365 | 4.8137 | 0.54125 | 5 | 0.3549
62135 | 5.3 | 1 | 365 | 6.0171 | 0.17656 | 6 | 0.19363
64741 | 5.565 | 1 | 365 | 6.3179 | 0.08539 | 6 | 0.40331
24328 | 7.8 | 1 | 365 | 8.8553 | 0.75041 | 9 | 0.60572
63148 | 2.385 | 1 | 365 | 2.7077 | 0.17945 | 2 | 0.88713
61806 | 2.12 | 1 | 365 | 2.4068 | 0.27062 | 2 | 0.67745
61619 | 2.12 | 1 | 365 | 2.4068 | 0.27062 | 2 | 0.67745
66935 | 2.385 | 0.8 | 365 | 2.1661 | 0.54356 | 2 | 0.70971
66950 | 5.3 | 0.8 | 365 | 4.8137 | 0.54125 | 5 | 0.3549
66959 | 5.3 | 0.8 | 365 | 4.8137 | 0.54125 | 5 | 0.3549
67028 | 5.035 | 0.8 | 365 | 4.573 | 0.81419 | 5 | 0.38716
67217 | 2.16 | 0.8 | 365 | 1.9618 | 0.92625 | 2 | 0.88804
67220 | 2.43 | 0.8 | 365 | 2.207 | 0.66703 | 2 | 0.87404
67236 | 2.7 | 0.8 | 365 | 2.4522 | 0.40781 | 2 | 0.86005
67255 | 2.16 | 0.8 | 365 | 1.9618 | 0.92625 | 2 | 0.88804
63342 | 2.385 | 1 | 365 | 2.7077 | 0.17945 | 2 | 0.88713
67319 | 5.13 | 0.8 | 365 | 4.6593 | 0.074832 | 4 | 0.73409
67329 | 5.3 | 0.8 | 365 | 4.8137 | 0.54125 | 5 | 0.3549
67373 | 2.43 | 0.8 | 365 | 2.207 | 0.66703 | 2 | 0.87404
67390 | 5.4 | 0.8 | 365 | 4.9045 | 0.81561 | 5 | 0.72009
67444 | 5.4 | 0.8 | 365 | 4.9045 | 0.81561 | 5 | 0.72009
67454 | 2.16 | 0.8 | 365 | 1.9618 | 0.92625 | 2 | 0.88804
67517 | 2.7 | 0.8 | 365 | 2.4522 | 0.40781 | 2 | 0.86005
67533 | 2.43 | 0.8 | 365 | 2.207 | 0.66703 | 2 | 0.87404
67536 | 2.12 | 0.8 | 365 | 1.9255 | 0.8165 | 2 | 0.74196
67676 | 5.4 | 0.8 | 365 | 4.9045 | 0.81561 | 5 | 0.72009
67753 | 5.4 | 0.8 | 365 | 4.9045 | 0.81561 | 5 | 0.72009
67820 | 5.13 | 0.8 | 365 | 4.6593 | 0.074832 | 4 | 0.73409
67828 | 5.4 | 0.8 | 365 | 4.9045 | 0.81561 | 5 | 0.72009
67837 | 5.4 | 0.8 | 365 | 4.9045 | 0.81561 | 5 | 0.72009
67846 | 5.3 | 0.8 | 365 | 4.8137 | 0.54125 | 5 | 0.3549
60818 | 8.06 | 1 | 365 | 9.1505 | 0.64209 | 9 | 0.79258
54984 | 3.12 | 1 | 365 | 3.5421 | 0.70016 | 4 | 0.24229
62938 | 2.915 | 1 | 365 | 3.3094 | 0.99711 | 4 | 0.3065
64097 | 7.42 | 1 | 365 | 8.4239 | 0.44719 | 8 | 0.87108
62836 | 2.12 | 1 | 365 | 2.4068 | 0.27062 | 2 | 0.67745
62825 | 5.565 | 1 | 365 | 6.3179 | 0.08539 | 6 | 0.40331
64762 | 3.975 | 1 | 365 | 4.5128 | 0.63242 | 5 | 0.14522
64759 | 3.975 | 1 | 365 | 4.5128 | 0.63242 | 5 | 0.14522
64720 | 5.565 | 1 | 365 | 6.3179 | 0.08539 | 6 | 0.40331
64704 | 5.3 | 1 | 365 | 6.0171 | 0.17656 | 6 | 0.19363
58629 | 2.6 | 1 | 365 | 2.9518 | 0.9168 | 3 | 0.86857
57103 | 2.6 | 1 | 365 | 2.9518 | 0.9168 | 3 | 0.86857
62230 | 5.035 | 1 | 365 | 5.7162 | 0.26773 | 5 | 0.98395
63311 | 10.4 | 1 | 365 | 11.8071 | 0.66722 | 12 | 0.47429
63313 | 5.3 | 1 | 365 | 6.0171 | 0.17656 | 6 | 0.19363
63310 | 5.565 | 1 | 365 | 6.3179 | 0.08539 | 6 | 0.40331
63154 | 12.985 | 1 | 365 | 14.7418 | 0.53258 | 15 | 0.2744
52292 | 4.16 | 1 | 365 | 4.7228 | 0.26689 | 4 | 0.98972
62688 | 5.035 | 1 | 365 | 5.7162 | 0.26773 | 5 | 0.98395
61563 | 4.24 | 1 | 365 | 4.8137 | 0.54125 | 5 | 0.3549
64089 | 7.42 | 1 | 365 | 8.4239 | 0.44719 | 8 | 0.87108
67177 | 6.7 | 0.8 | 365 | 6.0852 | 0.38233 | 6 | 0.46752
50926 | 8.58 | 1 | 365 | 9.7408 | 0.42545 | 10 | 0.16629
66835 | 4.845 | 0.8 | 365 | 4.4004 | 0.2929 | 4 | 0.6933
66837 | 8.58 | 0.8 | 365 | 7.7927 | 0.54036 | 8 | 0.33303
49063 | 8.06 | 1 | 365 | 9.1505 | 0.64209 | 9 | 0.79258
60183 | 7.8 | 1 | 365 | 8.8553 | 0.75041 | 9 | 0.60572
52940 | 4.42 | 1 | 365 | 5.018 | 0.15857 | 5 | 0.17658
50882 | 13 | 1 | 365 | 14.7588 | 0.58402 | 15 | 0.34287
66876 | 17.94 | 1 | 365 | 20.3672 | 0.52595 | 20 | 0.89316
62847 | 10.865 | 1 | 365 | 12.335 | 0.26195 | 12 | 0.59694
62934 | 5.3 | 1 | 365 | 6.0171 | 0.17656 | 6 | 0.19363
64711 | 5.2 | 1 | 365 | 5.9035 | 0.83361 | 6 | 0.73715
52173 | 5.2 | 1 | 365 | 5.9035 | 0.83361 | 6 | 0.73715
67523 | 6.48 | 0.8 | 365 | 5.8854 | 0.77874 | 6 | 0.66411
52164 | 5.72 | 1 | 365 | 6.4939 | 0.61697 | 7 | 0.11086
62926 | 7.685 | 1 | 365 | 8.7247 | 0.35601 | 9 | 0.080765
66990 | 9.24 | 0.8 | 365 | 8.3921 | 0.35116 | 8 | 0.74327
66993 | 6.12 | 0.8 | 365 | 5.5584 | 0.79103 | 6 | 0.34944
67048 | 8.4 | 1 | 365 | 9.5365 | 0.80814 | 10 | 0.34462
67394 | 24.57 | 1 | 365 | 27.8942 | 0.2638 | 28 | 0.15802
67807 | 5.94 | 1 | 365 | 6.7437 | 0.37147 | 7 | 0.11513
53765 | 12.48 | 0.8 | 365 | 11.3348 | 0.24053 | 11 | 0.57532
53763 | 11.2 | 0.8 | 365 | 10.1723 | 0.72868 | 10 | 0.90093
43829 | 6.9 | 0.8 | 365 | 6.2668 | 0.93106 | 7 | 0.19789
66804 | 6 | 1 | 365 | 6.8118 | 0.57724 | 7 | 0.38902
66805 | 6.96 | 1 | 365 | 7.9017 | 0.8696 | 8 | 0.77126
65893 | 8.04 | 1 | 365 | 9.1278 | 0.5735 | 9 | 0.70128
63697 | 2.08 | 1 | 365 | 2.3614 | 0.13344 | 2 | 0.49486
63659 | 2.385 | 1 | 365 | 2.7077 | 0.17945 | 2 | 0.88713
32244 | 3.12 | 1 | 365 | 3.5421 | 0.70016 | 4 | 0.24229
47349 | 5.2 | 1 | 365 | 5.9035 | 0.83361 | 6 | 0.73715
64055 | 7.155 | 1 | 365 | 8.123 | 0.53836 | 8 | 0.6614
65208 | 7.42 | 1 | 365 | 8.4239 | 0.44719 | 8 | 0.87108
66280 | 9.425 | 1 | 365 | 10.7002 | 0.32341 | 11 | 0.023579
36395 | 4.16 | 1 | 365 | 4.7228 | 0.26689 | 4 | 0.98972
32302 | 4.94 | 1 | 365 | 5.6084 | 0.94193 | 6 | 0.55029
63580 | 2.86 | 1 | 365 | 3.2469 | 0.80848 | 4 | 0.055431
41174 | 5.46 | 1 | 365 | 6.1987 | 0.72529 | 6 | 0.924
67727 | 5.36 | 1 | 365 | 6.0852 | 0.38233 | 6 | 0.46752
67785 | 8.32 | 1 | 365 | 9.4457 | 0.53377 | 9 | 0.97944
67789 | 7.04 | 1 | 365 | 7.9925 | 0.14396 | 8 | 0.13645
67790 | 9.6 | 1 | 365 | 10.8988 | 0.92358 | 11 | 0.82243
67817 | 5.98 | 1 | 365 | 6.7891 | 0.50865 | 7 | 0.29772
43654 | 11.96 | 1 | 365 | 13.5781 | 0.017298 | 13 | 0.59544
31838 | 612.36 | 1 | 365 | 695.2099 | 0.11311 | 695 | 0.32297
67998 | 9.1 | 1 | 365 | 10.3312 | 0.20881 | 10 | 0.54001
36800 | 200.64 | 0.9 | 365 | 205.0072 | 0.29262 | 205 | 0.29983
47891 | 37.8 | 0.9 | 365 | 38.6228 | 0.67295 | 39 | 0.29572
66843 | 12.6 | 0.8 | 365 | 11.4438 | 0.56976 | 12 | 0.013547
65270 | 2.56 | 1 | 365 | 2.9064 | 0.77962 | 3 | 0.68598
66404 | 3.57 | 0.8 | 365 | 3.2424 | 0.79477 | 4 | 0.037172
66419 | 11.2 | 0.8 | 365 | 10.1723 | 0.72868 | 10 | 0.90093
66465 | 9.52 | 0.8 | 365 | 8.6464 | 0.11938 | 8 | 0.76579
65886 | 8.97 | 1 | 365 | 10.1836 | 0.76297 | 10 | 0.94658
66480 | 10.64 | 0.8 | 365 | 9.6636 | 0.19224 | 9 | 0.85588
66488 | 3.64 | 0.8 | 365 | 3.306 | 0.98682 | 4 | 0.2928
50017 | 14.4 | 1 | 365 | 16.3483 | 0.38538 | 16 | 0.73364
66492 | 6.89 | 0.8 | 365 | 6.2578 | 0.90362 | 7 | 0.16138
66496 | 3.64 | 0.8 | 365 | 3.306 | 0.98682 | 4 | 0.2928
66497 | 5.46 | 0.8 | 365 | 4.959 | 0.98023 | 5 | 0.9392
66501 | 8.12 | 0.8 | 365 | 7.3749 | 0.27829 | 7 | 0.65317
66505 | 3.92 | 0.8 | 365 | 3.5603 | 0.75504 | 4 | 0.31533
66510 | 2.8 | 0.8 | 365 | 2.5431 | 0.68217 | 3 | 0.22523
66645 | 7.56 | 0.8 | 365 | 6.8663 | 0.74186 | 7 | 0.60813
66646 | 7.84 | 0.8 | 365 | 7.1206 | 0.51007 | 7 | 0.63065
66652 | 6.76 | 0.8 | 365 | 6.1397 | 0.54695 | 6 | 0.68663
66661 | 4.16 | 0.8 | 365 | 3.7783 | 0.41351 | 4 | 0.19177
66702 | 4.68 | 0.8 | 365 | 4.2505 | 0.8402 | 5 | 0.090746
66032 | 24.885 | 1 | 365 | 28.2518 | 0.3441 | 28 | 0.59594
66073 | 11.34 | 1 | 365 | 12.8743 | 0.89098 | 13 | 0.76524
66574 | 9.61 | 1 | 365 | 10.9102 | 0.95788 | 11 | 0.86807
66593 | 7.68 | 1 | 365 | 8.7191 | 0.33887 | 9 | 0.05794
64810 | 7.2 | 1 | 365 | 8.1741 | 0.69269 | 8 | 0.86682
66739 | 3.71 | 0.8 | 365 | 3.3696 | 0.17887 | 3 | 0.54843
66742 | 8.215 | 0.8 | 365 | 7.4612 | 0.53894 | 8 | 0.00010219
66746 | 7.56 | 0.8 | 365 | 6.8663 | 0.74186 | 7 | 0.60813
66806 | 5.04 | 0.8 | 365 | 4.5775 | 0.82791 | 5 | 0.40542
66809 | 7.56 | 0.8 | 365 | 6.8663 | 0.74186 | 7 | 0.60813
66827 | 12.255 | 0.8 | 365 | 11.1304 | 0.62321 | 11 | 0.75365
66829 | 5.13 | 0.8 | 365 | 4.6593 | 0.074832 | 4 | 0.73409
66833 | 5.4 | 0.8 | 365 | 4.9045 | 0.81561 | 5 | 0.72009
66996 | 7.28 | 0.8 | 365 | 6.612 | 0.97364 | 7 | 0.5856
67000 | 7.695 | 0.8 | 365 | 6.9889 | 0.11225 | 7 | 0.10113
67004 | 9.52 | 0.8 | 365 | 8.6464 | 0.11938 | 8 | 0.76579
67006 | 3.42 | 0.8 | 365 | 3.1062 | 0.38322 | 3 | 0.48939
68042 | 11.16 | 0.8 | 365 | 10.1359 | 0.61893 | 10 | 0.75486
67578 | 12 | 1 | 365 | 13.6236 | 0.15448 | 13 | 0.77803
65269 | 13.28 | 1 | 365 | 15.0767 | 0.54429 | 15 | 0.62102
51283 | 8.55 | 1 | 365 | 9.7068 | 0.32257 | 10 | 0.029348
67559 | 4.59 | 1 | 365 | 5.211 | 0.74159 | 5 | 0.9526
67778 | 18 | 1 | 365 | 20.4353 | 0.73172 | 21 | 0.16705
67795 | 12.15 | 0.8 | 365 | 11.0351 | 0.33513 | 11 | 0.37021
67796 | 4.86 | 0.8 | 365 | 4.414 | 0.33405 | 4 | 0.74808
67802 | 9.45 | 0.8 | 365 | 8.5828 | 0.92732 | 9 | 0.51016
67974 | 7.2 | 0.8 | 365 | 6.5393 | 0.75415 | 7 | 0.29346
67989 | 1.59 | 0.8 | 365 | 1.4441 | 0.36237 | 1 | 0.80647
67382 | 6.54 | 1 | 365 | 7.4248 | 0.42919 | 7 | 0.85403
67389 | 10.8 | 1 | 365 | 12.2612 | 0.039032 | 12 | 0.30023
66740 | 13.5 | 1 | 365 | 15.3265 | 0.29879 | 15 | 0.62529
66681 | 15.39 | 1 | 365 | 17.4722 | 0.78062 | 18 | 0.25283
66867 | 18.312 | 1 | 365 | 20.7895 | 0.80174 | 21 | 0.59128
63716 | 3.9 | 1 | 365 | 4.4277 | 0.37521 | 4 | 0.80286
55399 | 13.005 | 1 | 365 | 14.7645 | 0.60117 | 15 | 0.36569
63854 | 7.65 | 1 | 365 | 8.685 | 0.23598 | 8 | 0.921
66909 | 5.83 | 0.8 | 365 | 5.295 | 0.99537 | 6 | 0.2904
66910 | 6.36 | 0.8 | 365 | 5.7764 | 0.4495 | 6 | 0.22589
66931 | 4.505 | 0.8 | 365 | 4.0916 | 0.36006 | 4 | 0.45167
65169 | 5.83 | 1 | 365 | 6.6188 | 0.99422 | 7 | 0.61299
66697 | 12.8 | 1 | 365 | 14.5318 | 0.89811 | 15 | 0.4299
66272 | 5.985 | 1 | 365 | 6.7947 | 0.5258 | 7 | 0.32054
67023 | 15.125 | 1 | 365 | 17.1714 | 0.87179 | 18 | 0.043145
67161 | 23.65 | 1 | 365 | 26.8498 | 0.10862 | 26 | 0.95837
67501 | 8.96 | 0.8 | 365 | 8.1378 | 0.58294 | 8 | 0.72074
68044 | 4.24 | 1 | 365 | 4.8137 | 0.54125 | 5 | 0.3549
66273 | 2.44 | 1 | 365 | 2.7701 | 0.36808 | 3 | 0.1382
59793 | 11.13 | 1 | 365 | 12.6358 | 0.17078 | 12 | 0.80662
60569 | 11.13 | 1 | 365 | 12.6358 | 0.17078 | 12 | 0.80662
59744 | 10.4 | 1 | 365 | 11.8071 | 0.66722 | 12 | 0.47429
59881 | 10.865 | 1 | 365 | 12.335 | 0.26195 | 12 | 0.59694
60044 | 11.66 | 1 | 365 | 13.2376 | 0.98844 | 14 | 0.22599
60212 | 10.4 | 1 | 365 | 11.8071 | 0.66722 | 12 | 0.47429
60311 | 10.07 | 1 | 365 | 11.4324 | 0.53547 | 11 | 0.9679
60574 | 10.4 | 1 | 365 | 11.8071 | 0.66722 | 12 | 0.47429
60739 | 10.4 | 1 | 365 | 11.8071 | 0.66722 | 12 | 0.47429
60749 | 10.335 | 1 | 365 | 11.7333 | 0.4443 | 12 | 0.17758
60934 | 10.07 | 1 | 365 | 11.4324 | 0.53547 | 11 | 0.9679
61023 | 11.7 | 1 | 365 | 13.283 | 0.12562 | 13 | 0.40858
61062 | 10.335 | 1 | 365 | 11.7333 | 0.4443 | 12 | 0.17758
61121 | 11.18 | 1 | 365 | 12.6926 | 0.34226 | 13 | 0.034866
61221 | 11.395 | 1 | 365 | 12.9367 | 0.079608 | 13 | 0.016306
61229 | 12.985 | 1 | 365 | 14.7418 | 0.53258 | 15 | 0.2744
61363 | 10.335 | 1 | 365 | 11.7333 | 0.4443 | 12 | 0.17758
61485 | 10.07 | 1 | 365 | 11.4324 | 0.53547 | 11 | 0.9679
61760 | 11.44 | 1 | 365 | 12.9878 | 0.23394 | 13 | 0.22172
61888 | 12.22 | 1 | 365 | 13.8733 | 0.90898 | 14 | 0.7823
62011 | 10.6 | 1 | 365 | 12.0341 | 0.35312 | 12 | 0.38726
62236 | 14.82 | 1 | 365 | 16.8251 | 0.82578 | 17 | 0.65087
62329 | 11.925 | 1 | 365 | 13.5384 | 0.89726 | 14 | 0.43567
62414 | 11.44 | 1 | 365 | 12.9878 | 0.23394 | 13 | 0.22172
62465 | 12.19 | 1 | 365 | 13.8393 | 0.80609 | 14 | 0.64535
62461 | 10.6 | 1 | 365 | 12.0341 | 0.35312 | 12 | 0.38726
62664 | 12.455 | 1 | 365 | 14.1401 | 0.71492 | 14 | 0.85503
62681 | 11.13 | 1 | 365 | 12.6358 | 0.17078 | 12 | 0.80662
62680 | 11.66 | 1 | 365 | 13.2376 | 0.98844 | 14 | 0.22599
62779 | 15.6 | 1 | 365 | 17.7106 | 0.50082 | 18 | 0.21144
62858 | 10.14 | 1 | 365 | 11.5119 | 0.77554 | 12 | 0.28744
62951 | 10.92 | 1 | 365 | 12.3974 | 0.45058 | 12 | 0.84801
62952 | 11.44 | 1 | 365 | 12.9878 | 0.23394 | 13 | 0.22172
62956 | 11.96 | 1 | 365 | 13.5781 | 0.017298 | 13 | 0.59544
63057 | 11.96 | 1 | 365 | 13.5781 | 0.017298 | 13 | 0.59544
63090 | 11.44 | 1 | 365 | 12.9878 | 0.23394 | 13 | 0.22172
63168 | 11.925 | 1 | 365 | 13.5384 | 0.89726 | 14 | 0.43567
63234 | 10.14 | 1 | 365 | 11.5119 | 0.77554 | 12 | 0.28744
63670 | 11.475 | 1 | 365 | 13.0275 | 0.35397 | 13 | 0.38149
63705 | 11.96 | 1 | 365 | 13.5781 | 0.017298 | 13 | 0.59544
63709 | 10.6 | 1 | 365 | 12.0341 | 0.35312 | 12 | 0.38726
63712 | 10.14 | 1 | 365 | 11.5119 | 0.77554 | 12 | 0.28744
63729 | 11.18 | 1 | 365 | 12.6926 | 0.34226 | 13 | 0.034866
63760 | 12.48 | 1 | 365 | 14.1685 | 0.80066 | 14 | 0.96915
63773 | 10.4 | 1 | 365 | 11.8071 | 0.66722 | 12 | 0.47429
63850 | 10.92 | 1 | 365 | 12.3974 | 0.45058 | 12 | 0.84801
63889 | 11.7 | 1 | 365 | 13.283 | 0.12562 | 13 | 0.40858
63945 | 10.4 | 1 | 365 | 11.8071 | 0.66722 | 12 | 0.47429
63965 | 10.4 | 1 | 365 | 11.8071 | 0.66722 | 12 | 0.47429
63996 | 10.92 | 1 | 365 | 12.3974 | 0.45058 | 12 | 0.84801
64026 | 10.335 | 1 | 365 | 11.7333 | 0.4443 | 12 | 0.17758
64018 | 11.44 | 1 | 365 | 12.9878 | 0.23394 | 13 | 0.22172
64183 | 11.395 | 1 | 365 | 12.9367 | 0.079608 | 13 | 0.016306
64196 | 10.08 | 1 | 365 | 11.4438 | 0.56976 | 12 | 0.013547
64532 | 10.07 | 1 | 365 | 11.4324 | 0.53547 | 11 | 0.9679
64568 | 11.13 | 1 | 365 | 12.6358 | 0.17078 | 12 | 0.80662
64579 | 10.07 | 1 | 365 | 11.4324 | 0.53547 | 11 | 0.9679
64584 | 11.13 | 1 | 365 | 12.6358 | 0.17078 | 12 | 0.80662
64742 | 10.4 | 1 | 365 | 11.8071 | 0.66722 | 12 | 0.47429
64929 | 10.14 | 1 | 365 | 11.5119 | 0.77554 | 12 | 0.28744
65137 | 10.07 | 1 | 365 | 11.4324 | 0.53547 | 11 | 0.9679
62455 | 10.07 | 1 | 365 | 11.4324 | 0.53547 | 11 | 0.9679
66180 | 14.56 | 1 | 365 | 16.5299 | 0.9341 | 17 | 0.46401
62192 | 7.035 | 1 | 365 | 7.9868 | 0.12681 | 8 | 0.11362
62996 | 82.16 | 0.9 | 365 | 83.9483 | 0.59391 | 84 | 0.54223
68059 | 5.985 | 1 | 365 | 6.7947 | 0.5258 | 7 | 0.32054
68060 | 12.8 | 0.8 | 365 | 11.6254 | 0.11849 | 11 | 0.74392
68061 | 12.65 | 0.8 | 365 | 11.4892 | 0.70694 | 12 | 0.19614
68054 | 9.156 | 1 | 365 | 10.3948 | 0.40087 | 10 | 0.79564
68062 | 9.9 | 0.8 | 365 | 8.9915 | 0.16196 | 9 | 0.1535
68068 | 12.915 | 0.8 | 365 | 11.7299 | 0.43401 | 12 | 0.16389
63979 | 37.8 | 0.9 | 365 | 38.6228 | 0.67295 | 39 | 0.29572
67988 | 13.25 | 1 | 365 | 15.0427 | 0.4414 | 15 | 0.48408
64269 | 35.34 | 0.9 | 365 | 36.1092 | 0.079949 | 36 | 0.18917
64709 | 261.44 | 0.9 | 365 | 267.1306 | 0.95704 | 268 | 0.087651
51516 | 265.2 | 0.9 | 365 | 270.9724 | 0.56261 | 271 | 0.53506
67954 | 9.69 | 1 | 365 | 11.001 | 0.23224 | 11 | 0.23326
44932 | 9.9 | 1 | 365 | 11.2394 | 0.95245 | 12 | 0.19188
66750 | 11.34 | 1 | 365 | 12.8743 | 0.89098 | 13 | 0.76524
54562 | 28.6 | 0.9 | 365 | 29.2225 | 0.27636 | 29 | 0.49888
54565 | 28.6 | 0.9 | 365 | 29.2225 | 0.27636 | 29 | 0.49888
43094 | 7.54 | 1 | 365 | 8.5601 | 0.85873 | 9 | 0.41886
68078 | 13.5 | 0.8 | 365 | 12.2612 | 0.039032 | 12 | 0.30023
68079 | 10.8 | 0.8 | 365 | 9.809 | 0.63123 | 10 | 0.44018
68080 | 13 | 0.8 | 365 | 11.8071 | 0.66722 | 12 | 0.47429
68082 | 4.76 | 0.8 | 365 | 4.3232 | 0.059688 | 4 | 0.3829
68083 | 6.71 | 0.8 | 365 | 6.0943 | 0.40977 | 6 | 0.50404
68085 | 4.68 | 0.8 | 365 | 4.2505 | 0.8402 | 5 | 0.090746
68086 | 9.975 | 0.8 | 365 | 9.0597 | 0.36773 | 9 | 0.42739
68087 | 5.2 | 0.8 | 365 | 4.7228 | 0.26689 | 4 | 0.98972
68088 | 6.3 | 0.8 | 365 | 5.7219 | 0.28488 | 6 | 0.0067734
68091 | 5.67 | 0.8 | 365 | 5.1497 | 0.55639 | 5 | 0.7061
64028 | 55.8 | 0.9 | 365 | 57.0146 | 0.2315 | 57 | 0.24606
68092 | 13.5 | 0.8 | 365 | 12.2612 | 0.039032 | 12 | 0.30023
68094 | 11.61 | 0.8 | 365 | 10.5446 | 0.85357 | 11 | 0.3982
68095 | 6.05 | 0.8 | 365 | 5.4948 | 0.59897 | 6 | 0.093806
68096 | 5.985 | 0.8 | 365 | 5.4358 | 0.42064 | 5 | 0.85643
68066 | 7.56 | 0.8 | 365 | 6.8663 | 0.74186 | 7 | 0.60813
68097 | 24.96 | 1 | 365 | 28.337 | 0.60132 | 28 | 0.93831
68098 | 7.68 | 0.8 | 365 | 6.9753 | 0.071094 | 7 | 0.046352
68099 | 12.15 | 0.8 | 365 | 11.0351 | 0.33513 | 11 | 0.37021
68084 | 5.88 | 1 | 365 | 6.6755 | 0.1657 | 6 | 0.84124
67619 | 12.96 | 1 | 365 | 14.7134 | 0.44684 | 15 | 0.16027
68101 | 5.12 | 1 | 365 | 5.8127 | 0.55924 | 6 | 0.37196
68102 | 10.36 | 0.8 | 365 | 9.4093 | 0.42403 | 9 | 0.83336
68103 | 7 | 0.8 | 365 | 6.3577 | 0.20542 | 6 | 0.56308
68104 | 5.76 | 0.8 | 365 | 5.2314 | 0.80332 | 6 | 0.034764
68106 | 3.92 | 0.8 | 365 | 3.5603 | 0.75504 | 4 | 0.31533
68100 | 11.34 | 0.8 | 365 | 10.2994 | 0.11279 | 10 | 0.41219
68107 | 5.1 | 0.8 | 365 | 4.632 | 0.99252 | 5 | 0.62453
68109 | 5.04 | 0.8 | 365 | 4.5775 | 0.82791 | 5 | 0.40542
68110 | 3.64 | 0.8 | 365 | 3.306 | 0.98682 | 4 | 0.2928
68112 | 3.51 | 0.8 | 365 | 3.1879 | 0.63015 | 3 | 0.81806
65922 | 6.63 | 1 | 365 | 7.527 | 0.73785 | 8 | 0.26486
65983 | 13.78 | 0.8 | 365 | 12.5155 | 0.80725 | 13 | 0.32275
65924 | 10.92 | 0.8 | 365 | 9.9179 | 0.96046 | 10 | 0.87841
64866 | 13 | 1 | 365 | 14.7588 | 0.58402 | 15 | 0.34287
65929 | 10.4 | 1 | 365 | 11.8071 | 0.66722 | 12 | 0.47429
65943 | 10.4 | 0.8 | 365 | 9.4457 | 0.53377 | 9 | 0.97944
66026 | 10.4 | 1 | 365 | 11.8071 | 0.66722 | 12 | 0.47429
66027 | 10.07 | 0.8 | 365 | 9.1459 | 0.62837 | 9 | 0.77432
66186 | 10.14 | 0.8 | 365 | 9.2095 | 0.82043 | 10 | 0.02995
66372 | 11.22 | 1 | 365 | 12.738 | 0.47944 | 13 | 0.21746
66405 | 11.18 | 1 | 365 | 12.6926 | 0.34226 | 13 | 0.034866
66469 | 12.48 | 0.8 | 365 | 11.3348 | 0.24053 | 11 | 0.57532
66479 | 10.4 | 0.8 | 365 | 9.4457 | 0.53377 | 9 | 0.97944
66493 | 10.08 | 0.8 | 365 | 9.155 | 0.65581 | 9 | 0.81084
66733 | 10.08 | 0.8 | 365 | 9.155 | 0.65581 | 9 | 0.81084
63981 | 12.22 | 1 | 365 | 13.8733 | 0.90898 | 14 | 0.7823
67356 | 10.865 | 0.8 | 365 | 9.868 | 0.80956 | 10 | 0.67755
67662 | 11.66 | 0.8 | 365 | 10.59 | 0.99075 | 11 | 0.58079
67838 | 11.18 | 0.8 | 365 | 10.1541 | 0.67381 | 10 | 0.82789
67880 | 10.08 | 0.8 | 365 | 9.155 | 0.65581 | 9 | 0.81084
68116 | 4.68 | 0.8 | 365 | 4.2505 | 0.8402 | 5 | 0.090746
67486 | 10.05 | 1 | 365 | 11.4097 | 0.46688 | 11 | 0.8766
67478 | 8 | 1 | 365 | 9.0824 | 0.43632 | 9 | 0.51869
66089 | 12.22 | 1 | 365 | 13.8733 | 0.90898 | 14 | 0.7823
66098 | 11.13 | 1 | 365 | 12.6358 | 0.17078 | 12 | 0.80662
66184 | 9.36 | 0.8 | 365 | 8.5011 | 0.6804 | 9 | 0.18149
66255 | 9.805 | 0.8 | 365 | 8.9053 | 0.90131 | 9 | 0.80657
39717 | 14.535 | 1 | 365 | 16.5015 | 0.84836 | 17 | 0.34989
68123 | 12.255 | 0.8 | 365 | 11.1304 | 0.62321 | 11 | 0.75365
68125 | 7.41 | 0.8 | 365 | 6.73 | 0.33031 | 7 | 0.060348
68126 | 8.68 | 0.8 | 365 | 7.8835 | 0.81473 | 8 | 0.69822
66205 | 12.19 | 1 | 365 | 13.8393 | 0.80609 | 14 | 0.64535
67400 | 10.8 | 1 | 365 | 12.2612 | 0.039032 | 12 | 0.30023
68127 | 5.32 | 0.8 | 365 | 4.8318 | 0.59612 | 5 | 0.42794
66325 | 17.34 | 1 | 365 | 19.686 | 0.46822 | 20 | 0.15426
42200 | 6.5 | 1 | 365 | 7.3794 | 0.29201 | 7 | 0.67143
66300 | 13 | 1 | 365 | 14.7588 | 0.58402 | 15 | 0.34287
66485 | 7.155 | 1 | 365 | 8.123 | 0.53836 | 8 | 0.6614
66516 | 10.6 | 1 | 365 | 12.0341 | 0.35312 | 12 | 0.38726
68081 | 7.04 | 1 | 365 | 7.9925 | 0.14396 | 8 | 0.13645
68135 | 12.96 | 0.8 | 365 | 11.7707 | 0.55747 | 12 | 0.32822
68137 | 7.29 | 0.8 | 365 | 6.621 | 0.0010773 | 6 | 0.62212
68139 | 4.86 | 0.8 | 365 | 4.414 | 0.33405 | 4 | 0.74808
68143 | 6.48 | 0.8 | 365 | 5.8854 | 0.77874 | 6 | 0.66411
68144 | 4.505 | 0.8 | 365 | 4.0916 | 0.36006 | 4 | 0.45167
68145 | 4.59 | 0.8 | 365 | 4.1688 | 0.59327 | 4 | 0.76208
68146 | 5.94 | 0.8 | 365 | 5.3949 | 0.29717 | 5 | 0.6921
68148 | 15.6 | 0.8 | 365 | 14.1685 | 0.80066 | 14 | 0.96915
68108 | 6 | 0.8 | 365 | 5.4494 | 0.46179 | 5 | 0.91121
68149 | 8.91 | 0.8 | 365 | 8.0924 | 0.44576 | 8 | 0.53815
68151 | 5.355 | 0.8 | 365 | 4.8636 | 0.69215 | 5 | 0.55576
68152 | 6.6 | 0.8 | 365 | 5.9944 | 0.10797 | 6 | 0.10233
68154 | 10.71 | 0.8 | 365 | 9.7272 | 0.3843 | 10 | 0.11151
68156 | 7.875 | 0.8 | 365 | 7.1524 | 0.6061 | 7 | 0.75847
68157 | 7.29 | 0.8 | 365 | 6.621 | 0.0010773 | 6 | 0.62212
68158 | 6.84 | 0.8 | 365 | 6.2123 | 0.76644 | 6 | 0.97878
68159 | 3 | 0.8 | 365 | 2.7247 | 0.2309 | 2 | 0.95561
68160 | 6.44 | 0.8 | 365 | 5.849 | 0.66899 | 6 | 0.51804
68161 | 5.67 | 0.8 | 365 | 5.1497 | 0.55639 | 5 | 0.7061
68162 | 9.405 | 0.8 | 365 | 8.542 | 0.80386 | 9 | 0.34583
68163 | 5.7 | 0.8 | 365 | 5.1769 | 0.6387 | 5 | 0.81565
68165 | 10.8 | 0.8 | 365 | 9.809 | 0.63123 | 10 | 0.44018
68166 | 8.96 | 0.8 | 365 | 8.1378 | 0.58294 | 8 | 0.72074
68169 | 3.78 | 0.8 | 365 | 3.4331 | 0.37093 | 3 | 0.80406
68170 | 5.98 | 0.8 | 365 | 5.4313 | 0.40692 | 5 | 0.83818
68171 | 8.265 | 0.8 | 365 | 7.5066 | 0.67612 | 8 | 0.1827
68172 | 13.25 | 0.8 | 365 | 12.0341 | 0.35312 | 12 | 0.38726
68173 | 6.84 | 0.8 | 365 | 6.2123 | 0.76644 | 6 | 0.97878
67493 | 9.156 | 1 | 365 | 10.3948 | 0.40087 | 10 | 0.79564
68114 | 7.395 | 0.8 | 365 | 6.7164 | 0.28916 | 7 | 0.0055698
68180 | 11.66 | 0.8 | 365 | 10.59 | 0.99075 | 11 | 0.58079
68179 | 4.68 | 0.8 | 365 | 4.2505 | 0.8402 | 5 | 0.090746
55315 | 342.68 | 0.9 | 365 | 350.1389 | 0.71129 | 350 | 0.8502
68181 | 12.025 | 1 | 365 | 13.6519 | 0.24022 | 13 | 0.89215
68182 | 15.39 | 0.8 | 365 | 13.9778 | 0.2245 | 14 | 0.20226
68183 | 12.426 | 0.8 | 365 | 11.2858 | 0.092371 | 11 | 0.37812
31438 | 5024.52 | 0.8 | 365 | 4563.454 | 0.43386 | 4563 | 0.88782
68184 | 10.865 | 0.8 | 365 | 9.868 | 0.80956 | 10 | 0.67755
68186 | 6.71 | 0.8 | 365 | 6.0943 | 0.40977 | 6 | 0.50404
68185 | 13.25 | 0.8 | 365 | 12.0341 | 0.35312 | 12 | 0.38726
68187 | 5.985 | 0.8 | 365 | 5.4358 | 0.42064 | 5 | 0.85643
68189 | 4.485 | 0.8 | 365 | 4.0734 | 0.30519 | 4 | 0.37863
31484 | 646.38 | 0.8 | 365 | 587.0661 | 0.42885 | 587 | 0.49495
34518 | 529.72 | 0.8 | 365 | 481.1112 | 0.35674 | 481 | 0.46794
34515 | 503.88 | 0.8 | 365 | 457.6424 | 0.46129 | 458 | 0.10365
68195 | 5.76 | 1 | 365 | 6.5393 | 0.75415 | 7 | 0.29346
68197 | 11.34 | 0.8 | 365 | 10.2994 | 0.11279 | 10 | 0.41219
68201 | 6 | 0.8 | 365 | 5.4494 | 0.46179 | 5 | 0.91121
68202 | 12.69 | 0.8 | 365 | 11.5255 | 0.81669 | 12 | 0.34222
68204 | 9.135 | 0.8 | 365 | 8.2967 | 0.063078 | 8 | 0.35982
68206 | 12.825 | 0.8 | 365 | 11.6481 | 0.18708 | 11 | 0.83522
68207 | 7.15 | 0.8 | 365 | 6.4939 | 0.61697 | 7 | 0.11086
68208 | 2.16 | 0.8 | 365 | 1.9618 | 0.92625 | 2 | 0.88804
68209 | 6.36 | 0.8 | 365 | 5.7764 | 0.4495 | 6 | 0.22589
68211 | 5.025 | 1 | 365 | 5.7049 | 0.23344 | 5 | 0.9383
68212 | 10.695 | 0.8 | 365 | 9.7136 | 0.34314 | 10 | 0.056737
68214 | 9.81 | 0.8 | 365 | 8.9098 | 0.91503 | 9 | 0.82483
68216 | 14.85 | 0.8 | 365 | 13.4873 | 0.74294 | 14 | 0.23025
68217 | 13.25 | 1 | 365 | 15.0427 | 0.4414 | 15 | 0.48408
68223 | 7.685 | 0.8 | 365 | 6.9798 | 0.084812 | 7 | 0.064612
68224 | 12.255 | 0.8 | 365 | 11.1304 | 0.62321 | 11 | 0.75365
68225 | 3.42 | 0.8 | 365 | 3.1062 | 0.38322 | 3 | 0.48939
68226 | 6.16 | 0.8 | 365 | 5.5947 | 0.90077 | 6 | 0.49551
68227 | 11.115 | 0.8 | 365 | 10.0951 | 0.49547 | 10 | 0.59052
68237 | 9.135 | 0.8 | 365 | 8.2967 | 0.063078 | 8 | 0.35982
68239 | 15.3 | 0.8 | 365 | 13.896 | 0.97757 | 14 | 0.87359
68245 | 12.75 | 1 | 365 | 14.475 | 0.72663 | 15 | 0.20166
68246 | 10.335 | 0.8 | 365 | 9.3866 | 0.35544 | 9 | 0.74206
68248 | 8 | 1 | 365 | 9.0824 | 0.43632 | 9 | 0.51869
68251 | 7.8 | 0.8 | 365 | 7.0842 | 0.40033 | 7 | 0.48458
68257 | 4.32 | 0.8 | 365 | 3.9236 | 0.85249 | 4 | 0.77607
68249 | 7.28 | 0.8 | 365 | 6.612 | 0.97364 | 7 | 0.5856
68260 | 11.07 | 0.8 | 365 | 10.0542 | 0.37201 | 10 | 0.42619
68259 | 5.83 | 0.8 | 365 | 5.295 | 0.99537 | 6 | 0.2904
68261 | 9 | 0.8 | 365 | 8.1741 | 0.69269 | 8 | 0.86682
68268 | 6.6 | 1 | 365 | 7.493 | 0.63496 | 8 | 0.12792
68265 | 8.7 | 0.8 | 365 | 7.9017 | 0.8696 | 8 | 0.77126
68270 | 9.54 | 1 | 365 | 10.8307 | 0.71781 | 11 | 0.54854
68271 | 6.93 | 0.8 | 365 | 6.2941 | 0.01337 | 6 | 0.30745
68272 | 11.7 | 0.8 | 365 | 10.6264 | 0.10049 | 10 | 0.72686
68273 | 8.1 | 1 | 365 | 9.1959 | 0.77927 | 9 | 0.97517
68274 | 7.84 | 0.8 | 365 | 7.1206 | 0.51007 | 7 | 0.63065
68276 | 3.36 | 0.8 | 365 | 3.0517 | 0.2186 | 3 | 0.27028
60016 | 44.16 | 1 | 365 | 50.1347 | 0.44849 | 50 | 0.58316
46713 | 12.22 | 1 | 365 | 13.8733 | 0.90898 | 14 | 0.7823
66385 | 4.59 | 1 | 365 | 5.211 | 0.74159 | 5 | 0.9526
68293 | 4.2 | 0.8 | 365 | 3.8146 | 0.52325 | 4 | 0.33785
68294 | 7.56 | 0.8 | 365 | 6.8663 | 0.74186 | 7 | 0.60813
68023 | 5.5 | 1 | 365 | 6.2441 | 0.86247 | 7 | 0.1066
68028 | 9.72 | 1 | 365 | 11.0351 | 0.33513 | 11 | 0.37021
68073 | 8.28 | 1 | 365 | 9.4003 | 0.39659 | 9 | 0.79684
68074 | 5.886 | 1 | 365 | 6.6824 | 0.18627 | 6 | 0.86862
68218 | 4.251 | 0.8 | 365 | 3.8609 | 0.66318 | 4 | 0.52409
68228 | 8.829 | 0.8 | 365 | 8.0188 | 0.22353 | 8 | 0.24235
68244 | 6.36 | 1 | 365 | 7.2205 | 0.81187 | 8 | 0.032357
68254 | 8.64 | 0.8 | 365 | 7.8472 | 0.70498 | 8 | 0.55215
68297 | 13.25 | 0.8 | 365 | 12.0341 | 0.35312 | 12 | 0.38726
68269 | 5.76 | 0.8 | 365 | 5.2314 | 0.80332 | 6 | 0.034764
68275 | 5.12 | 1 | 365 | 5.8127 | 0.55924 | 6 | 0.37196
68279 | 8.96 | 1 | 365 | 10.1723 | 0.72868 | 10 | 0.90093
68282 | 4.905 | 1 | 365 | 5.5686 | 0.82189 | 6 | 0.39052
68299 | 10.8 | 0.8 | 365 | 9.809 | 0.63123 | 10 | 0.44018
68284 | 7.848 | 1 | 365 | 8.9098 | 0.91503 | 9 | 0.82483
68300 | 2.7 | 0.8 | 365 | 2.4522 | 0.40781 | 2 | 0.86005
68303 | 8.28 | 0.8 | 365 | 7.5202 | 0.71727 | 8 | 0.23747
68305 | 12.15 | 0.8 | 365 | 11.0351 | 0.33513 | 11 | 0.37021
68306 | 2.16 | 0.8 | 365 | 1.9618 | 0.92625 | 2 | 0.88804
68308 | 5.035 | 0.8 | 365 | 4.573 | 0.81419 | 5 | 0.38716
68309 | 3.78 | 0.8 | 365 | 3.4331 | 0.37093 | 3 | 0.80406
68310 | 3.51 | 0.8 | 365 | 3.1879 | 0.63015 | 3 | 0.81806
68311 | 2.7 | 0.8 | 365 | 2.4522 | 0.40781 | 2 | 0.86005
68250 | 7.41 | 0.8 | 365 | 6.73 | 0.33031 | 7 | 0.060348
67918 | 6.48 | 0.8 | 365 | 5.8854 | 0.77874 | 6 | 0.66411
68117 | 6.867 | 0.8 | 365 | 6.2369 | 0.84052 | 7 | 0.077383
68118 | 10.05 | 0.8 | 365 | 9.1278 | 0.5735 | 9 | 0.70128
68119 | 5.22 | 1 | 365 | 5.9262 | 0.9022 | 6 | 0.82844
68121 | 10.05 | 0.8 | 365 | 9.1278 | 0.5735 | 9 | 0.70128
68122 | 6.9 | 0.8 | 365 | 6.2668 | 0.93106 | 7 | 0.19789
68133 | 9.8 | 0.8 | 365 | 8.9007 | 0.88759 | 9 | 0.78831
68134 | 8.502 | 0.8 | 365 | 7.7218 | 0.32636 | 8 | 0.048189
68136 | 9.38 | 0.8 | 365 | 8.5193 | 0.73527 | 9 | 0.25453
68138 | 5.04 | 0.8 | 365 | 4.5775 | 0.82791 | 5 | 0.40542
68141 | 6.27 | 0.8 | 365 | 5.6946 | 0.20257 | 5 | 0.89722
65344 | 58.206 | 0.9 | 365 | 59.4729 | 0.65782 | 60 | 0.13076
68289 | 7.848 | 0.8 | 365 | 7.1278 | 0.53202 | 7 | 0.65987
68290 | 4.76 | 0.8 | 365 | 4.3232 | 0.059688 | 4 | 0.3829
68291 | 10.15 | 0.8 | 365 | 9.2186 | 0.84786 | 10 | 0.066468
68317 | 6.095 | 0.8 | 365 | 5.5357 | 0.72244 | 6 | 0.25814
68316 | 5.355 | 1 | 365 | 6.0795 | 0.36519 | 6 | 0.4447
68318 | 9.01 | 0.8 | 365 | 8.1832 | 0.72012 | 8 | 0.90334
68312 | 4.24 | 0.8 | 365 | 3.8509 | 0.633 | 4 | 0.48392
68322 | 8.12 | 0.8 | 365 | 7.3749 | 0.27829 | 7 | 0.65317
68255 | 2.7 | 0.8 | 365 | 2.4522 | 0.40781 | 2 | 0.86005
68323 | 8.1 | 0.8 | 365 | 7.3567 | 0.22342 | 7 | 0.58014
68326 | 4.68 | 1 | 365 | 5.3132 | 0.050247 | 5 | 0.36343
68325 | 8.1 | 0.8 | 365 | 7.3567 | 0.22342 | 7 | 0.58014
68327 | 5.76 | 0.8 | 365 | 5.2314 | 0.80332 | 6 | 0.034764
68329 | 3.15 | 0.8 | 365 | 2.8609 | 0.64244 | 3 | 0.50339
68330 | 4.8 | 0.8 | 365 | 4.3595 | 0.16943 | 4 | 0.52897
68332 | 9.15 | 0.8 | 365 | 8.3104 | 0.10423 | 8 | 0.4146
68334 | 12.6 | 0.8 | 365 | 11.4438 | 0.56976 | 12 | 0.013547
68335 | 6.375 | 0.8 | 365 | 5.79 | 0.49065 | 6 | 0.28066
68336 | 9.38 | 0.8 | 365 | 8.5193 | 0.73527 | 9 | 0.25453
68341 | 5.7 | 0.8 | 365 | 5.1769 | 0.6387 | 5 | 0.81565
64155 | 54.6 | 0.9 | 365 | 55.7884 | 0.5276 | 56 | 0.31604
68344 | 13.115 | 0.8 | 365 | 11.9115 | 0.98273 | 12 | 0.89426
68349 | 12 | 1 | 365 | 13.6236 | 0.15448 | 13 | 0.77803
68350 | 13.23 | 1 | 365 | 15.02 | 0.37281 | 15 | 0.39278
68351 | 5.13 | 0.8 | 365 | 4.6593 | 0.074832 | 4 | 0.73409
68352 | 4.251 | 1 | 365 | 4.8261 | 0.57897 | 5 | 0.40512
68354 | 7.848 | 1 | 365 | 8.9098 | 0.91503 | 9 | 0.82483
68356 | 7.2 | 0.8 | 365 | 6.5393 | 0.75415 | 7 | 0.29346
68358 | 7.848 | 1 | 365 | 8.9098 | 0.91503 | 9 | 0.82483
68359 | 8.375 | 1 | 365 | 9.5081 | 0.7224 | 10 | 0.2305
68360 | 10.865 | 0.8 | 365 | 9.868 | 0.80956 | 10 | 0.67755
68361 | 5.175 | 0.8 | 365 | 4.7001 | 0.1983 | 4 | 0.89842
68362 | 5.565 | 0.8 | 365 | 5.0543 | 0.26831 | 5 | 0.32265
68363 | 4.86 | 0.8 | 365 | 4.414 | 0.33405 | 4 | 0.74808
68367 | 2.97 | 0.8 | 365 | 2.6975 | 0.14859 | 2 | 0.84605
68370 | 9.69 | 0.8 | 365 | 8.8008 | 0.58579 | 9 | 0.38661
68371 | 5.98 | 0.8 | 365 | 5.4313 | 0.40692 | 5 | 0.83818
68372 | 6.05 | 1 | 365 | 6.8685 | 0.74872 | 7 | 0.61726
68373 | 11.655 | 0.8 | 365 | 10.5855 | 0.97703 | 11 | 0.56253
68375 | 24.885 | 1 | 365 | 28.2518 | 0.3441 | 28 | 0.59594
68374 | 9.435 | 0.8 | 365 | 8.5692 | 0.88617 | 9 | 0.45538
68377 | 5.88 | 0.8 | 365 | 5.3404 | 0.13256 | 5 | 0.47299
68378 | 3.78 | 0.8 | 365 | 3.4331 | 0.37093 | 3 | 0.80406
68381 | 8.12 | 0.8 | 365 | 7.3749 | 0.27829 | 7 | 0.65317
68382 | 8.7 | 0.8 | 365 | 7.9017 | 0.8696 | 8 | 0.77126
68385 | 2.12 | 0.8 | 365 | 1.9255 | 0.8165 | 2 | 0.74196
68384 | 14.4 | 0.8 | 365 | 13.0786 | 0.5083 | 13 | 0.58691
68386 | 10.464 | 0.8 | 365 | 9.5038 | 0.70937 | 10 | 0.21316
68387 | 5.4 | 0.8 | 365 | 4.9045 | 0.81561 | 5 | 0.72009
68390 | 12 | 0.8 | 365 | 10.8988 | 0.92358 | 11 | 0.82243
68389 | 5.7 | 0.8 | 365 | 5.1769 | 0.6387 | 5 | 0.81565
68391 | 4.42 | 0.8 | 365 | 4.0144 | 0.12685 | 4 | 0.14126
68392 | 4.94 | 0.8 | 365 | 4.4867 | 0.55354 | 5 | 0.040232
68393 | 5.72 | 0.8 | 365 | 5.1951 | 0.69358 | 5 | 0.88869
68394 | 9.45 | 0.8 | 365 | 8.5828 | 0.92732 | 9 | 0.51016
68395 | 8.28 | 0.8 | 365 | 7.5202 | 0.71727 | 8 | 0.23747
68396 | 7.695 | 0.8 | 365 | 6.9889 | 0.11225 | 7 | 0.10113
68397 | 9.72 | 0.8 | 365 | 8.8281 | 0.6681 | 9 | 0.49616
68398 | 9.8 | 0.8 | 365 | 8.9007 | 0.88759 | 9 | 0.78831
68400 | 7.035 | 0.8 | 365 | 6.3894 | 0.30145 | 6 | 0.6909
68401 | 6.48 | 1 | 365 | 7.3567 | 0.22342 | 7 | 0.58014
68402 | 12.505 | 0.8 | 365 | 11.3575 | 0.30912 | 11 | 0.66662
68403 | 6 | 0.8 | 365 | 5.4494 | 0.46179 | 5 | 0.91121
68404 | 2.24 | 0.8 | 365 | 2.0345 | 0.14574 | 2 | 0.18019
68405 | 3.66 | 0.8 | 365 | 3.3241 | 0.041693 | 3 | 0.36584
68406 | 11.655 | 0.8 | 365 | 10.5855 | 0.97703 | 11 | 0.56253
68407 | 9.81 | 1 | 365 | 11.1373 | 0.64379 | 11 | 0.78104
51288 | 7.14 | 1 | 365 | 8.106 | 0.48692 | 8 | 0.59293
68410 | 5.32 | 0.8 | 365 | 4.8318 | 0.59612 | 5 | 0.42794
68411 | 5.83 | 0.8 | 365 | 5.295 | 0.99537 | 6 | 0.2904
68383 | 5.12 | 0.8 | 365 | 4.6502 | 0.047396 | 4 | 0.69757
68420 | 24.4 | 0.8 | 365 | 22.161 | 0.94462 | 23 | 0.1056
68232 | 19.8 | 1 | 365 | 22.4789 | 0.90489 | 23 | 0.38375
65911 | 3.9 | 1 | 365 | 4.4277 | 0.37521 | 4 | 0.80286
65931 | 5.04 | 1 | 365 | 5.7219 | 0.28488 | 6 | 0.0067734
65411 | 5.3 | 1 | 365 | 6.0171 | 0.17656 | 6 | 0.19363
64927 | 13 | 1 | 365 | 14.7588 | 0.58402 | 15 | 0.34287
63924 | 5.1 | 1 | 365 | 5.79 | 0.49065 | 6 | 0.28066
67987 | 3.3 | 0.8 | 365 | 2.9972 | 0.053986 | 3 | 0.051167
65972 | 3.12 | 1 | 365 | 3.5421 | 0.70016 | 4 | 0.24229
68422 | 4.05 | 0.8 | 365 | 3.6784 | 0.11171 | 3 | 0.79007
65925 | 5.2 | 1 | 365 | 5.9035 | 0.83361 | 6 | 0.73715
68424 | 6.21 | 0.8 | 365 | 5.6402 | 0.037955 | 5 | 0.67811
66113 | 12.455 | 0.8 | 365 | 11.3121 | 0.17194 | 11 | 0.48403
68427 | 5.4 | 0.8 | 365 | 4.9045 | 0.81561 | 5 | 0.72009
65973 | 13.26 | 0.8 | 365 | 12.0432 | 0.38056 | 12 | 0.42378
68430 | 3.2 | 0.8 | 365 | 2.9064 | 0.77962 | 3 | 0.68598
66528 | 2.08 | 0.8 | 365 | 1.8891 | 0.70675 | 2 | 0.59589
68432 | 8.625 | 0.8 | 365 | 7.8335 | 0.66383 | 8 | 0.49737
66094 | 2.6 | 0.8 | 365 | 2.3614 | 0.13344 | 2 | 0.49486
68433 | 11.4 | 0.8 | 365 | 10.3539 | 0.2774 | 10 | 0.6313
39721 | 2.6 | 1 | 365 | 2.9518 | 0.9168 | 3 | 0.86857
66611 | 12.285 | 0.8 | 365 | 11.1577 | 0.70552 | 11 | 0.86321
68431 | 9 | 1 | 365 | 10.2177 | 0.86586 | 11 | 0.083524
68434 | 7.2 | 0.8 | 365 | 6.5393 | 0.75415 | 7 | 0.29346
66339 | 11.44 | 1 | 365 | 12.9878 | 0.23394 | 13 | 0.22172
68436 | 12.6 | 0.8 | 365 | 11.4438 | 0.56976 | 12 | 0.013547
68438 | 19.2 | 0.8 | 365 | 17.4381 | 0.67773 | 18 | 0.11588
68439 | 4.725 | 0.8 | 365 | 4.2914 | 0.96366 | 5 | 0.25508
66614 | 12.22 | 0.8 | 365 | 11.0987 | 0.52718 | 11 | 0.62584
68437 | 11.1 | 0.8 | 365 | 10.0814 | 0.45432 | 10 | 0.53574
67982 | 8.67 | 1 | 365 | 9.843 | 0.73411 | 10 | 0.57713
68190 | 11.52 | 1 | 365 | 13.0786 | 0.5083 | 13 | 0.58691
67139 | 8.505 | 0.8 | 365 | 7.7246 | 0.33459 | 8 | 0.059144
68191 | 4.27 | 1 | 365 | 4.8477 | 0.64414 | 5 | 0.49185
68442 | 8.4 | 0.8 | 365 | 7.6292 | 0.046509 | 7 | 0.6757
67990 | 5.985 | 0.8 | 365 | 5.4358 | 0.42064 | 5 | 0.85643
67498 | 8.64 | 1 | 365 | 9.809 | 0.63123 | 10 | 0.44018
68443 | 8.525 | 0.8 | 365 | 7.7427 | 0.38946 | 8 | 0.13218
67284 | 6.89 | 0.8 | 365 | 6.2578 | 0.90362 | 7 | 0.16138
68193 | 11.025 | 1 | 365 | 12.5166 | 0.81068 | 13 | 0.32732
67543 | 8.32 | 0.8 | 365 | 7.5565 | 0.82702 | 8 | 0.38355
68194 | 8.4 | 1 | 365 | 9.5365 | 0.80814 | 10 | 0.34462
68210 | 10.5 | 1 | 365 | 11.9206 | 0.01017 | 11 | 0.93078
68199 | 5.7 | 1 | 365 | 6.4712 | 0.54838 | 7 | 0.019565
68445 | 7.155 | 1 | 365 | 8.123 | 0.53836 | 8 | 0.6614
68213 | 8.4 | 1 | 365 | 9.5365 | 0.80814 | 10 | 0.34462
68200 | 8.505 | 1 | 365 | 9.6557 | 0.16824 | 9 | 0.82393
68215 | 7.75 | 1 | 365 | 8.7985 | 0.57893 | 9 | 0.37748
68220 | 9.6 | 1 | 365 | 10.8988 | 0.92358 | 11 | 0.82243
68221 | 7.04 | 1 | 365 | 7.9925 | 0.14396 | 8 | 0.13645
68233 | 4.725 | 1 | 365 | 5.3643 | 0.20458 | 5 | 0.56885
68240 | 11.025 | 0.8 | 365 | 10.0133 | 0.24854 | 10 | 0.26185
68243 | 3.05 | 0.8 | 365 | 2.7701 | 0.36808 | 3 | 0.1382
68446 | 9.975 | 0.8 | 365 | 9.0597 | 0.36773 | 9 | 0.42739
68339 | 13.68 | 0.8 | 365 | 12.4247 | 0.53289 | 12 | 0.95757
68441 | 5.4 | 0.8 | 365 | 4.9045 | 0.81561 | 5 | 0.72009
68453 | 8.1 | 0.8 | 365 | 7.3567 | 0.22342 | 7 | 0.58014
68454 | 4.94 | 0.8 | 365 | 4.4867 | 0.55354 | 5 | 0.040232
68455 | 8.64 | 0.8 | 365 | 7.8472 | 0.70498 | 8 | 0.55215
68456 | 8.64 | 0.8 | 365 | 7.8472 | 0.70498 | 8 | 0.55215
68457 | 11.02 | 0.8 | 365 | 10.0088 | 0.23482 | 10 | 0.24359
68458 | 5.83 | 0.8 | 365 | 5.295 | 0.99537 | 6 | 0.2904
68302 | 5.4 | 0.8 | 365 | 4.9045 | 0.81561 | 5 | 0.72009
68460 | 8.64 | 0.8 | 365 | 7.8472 | 0.70498 | 8 | 0.55215
68461 | 9.6 | 0.8 | 365 | 8.7191 | 0.33887 | 9 | 0.05794
68463 | 3.66 | 0.8 | 365 | 3.3241 | 0.041693 | 3 | 0.36584
68464 | 5.44 | 0.8 | 365 | 4.9408 | 0.92536 | 5 | 0.86617
68467 | 7.56 | 0.8 | 365 | 6.8663 | 0.74186 | 7 | 0.60813
68469 | 4.485 | 0.8 | 365 | 4.0734 | 0.30519 | 4 | 0.37863
68470 | 10.08 | 0.8 | 365 | 9.155 | 0.65581 | 9 | 0.81084
68471 | 7.5 | 0.8 | 365 | 6.8118 | 0.57724 | 7 | 0.38902
68473 | 4.5 | 0.8 | 365 | 4.0871 | 0.34634 | 4 | 0.43341
68474 | 12 | 0.8 | 365 | 10.8988 | 0.92358 | 11 | 0.82243
68475 | 4.68 | 0.8 | 365 | 4.2505 | 0.8402 | 5 | 0.090746
68476 | 10.965 | 0.8 | 365 | 9.9588 | 0.083925 | 10 | 0.042741
68477 | 9.24 | 0.8 | 365 | 8.3921 | 0.35116 | 8 | 0.74327
68478 | 3.92 | 0.8 | 365 | 3.5603 | 0.75504 | 4 | 0.31533
68480 | 5.415 | 0.8 | 365 | 4.9181 | 0.85677 | 5 | 0.77487
68481 | 4.08 | 0.8 | 365 | 3.7056 | 0.19402 | 3 | 0.89962
68485 | 7.8 | 0.8 | 365 | 7.0842 | 0.40033 | 7 | 0.48458
68486 | 2.08 | 0.8 | 365 | 1.8891 | 0.70675 | 2 | 0.59589
68487 | 8.58 | 0.8 | 365 | 7.7927 | 0.54036 | 8 | 0.33303
68490 | 16.64 | 0.8 | 365 | 15.1131 | 0.65404 | 15 | 0.7671
68491 | 5.035 | 0.8 | 365 | 4.573 | 0.81419 | 5 | 0.38716
68493 | 7.28 | 0.8 | 365 | 6.612 | 0.97364 | 7 | 0.5856
68494 | 7.42 | 0.8 | 365 | 6.7391 | 0.35775 | 7 | 0.096866
68495 | 7.8 | 0.8 | 365 | 7.0842 | 0.40033 | 7 | 0.48458
68497 | 7.8 | 0.8 | 365 | 7.0842 | 0.40033 | 7 | 0.48458
68499 | 11.44 | 0.8 | 365 | 10.3902 | 0.38715 | 10 | 0.77738
68505 | 6.48 | 0.8 | 365 | 5.8854 | 0.77874 | 6 | 0.66411
68509 | 13.23 | 0.8 | 365 | 12.016 | 0.29825 | 12 | 0.31422
68510 | 11.025 | 0.8 | 365 | 10.0133 | 0.24854 | 10 | 0.26185
68511 | 7.54 | 0.8 | 365 | 6.8481 | 0.68699 | 7 | 0.53509
68517 | 6.555 | 1 | 365 | 7.4419 | 0.48063 | 7 | 0.9225
68368 | 10.05 | 0.8 | 365 | 9.1278 | 0.5735 | 9 | 0.70128
68516 | 5.355 | 0.8 | 365 | 4.8636 | 0.69215 | 5 | 0.55576
68520 | 6.213 | 1 | 365 | 7.0536 | 0.30773 | 7 | 0.36133
68521 | 4.48 | 0.8 | 365 | 4.0689 | 0.29147 | 4 | 0.36037
68522 | 9.88 | 0.8 | 365 | 8.9734 | 0.10708 | 9 | 0.080464
68525 | 13.44 | 1 | 365 | 15.2584 | 0.093018 | 15 | 0.3514
68519 | 4.69 | 1 | 365 | 5.3245 | 0.084543 | 5 | 0.40908
68524 | 3.36 | 0.8 | 365 | 3.0517 | 0.2186 | 3 | 0.27028
68526 | 3.78 | 0.8 | 365 | 3.4331 | 0.37093 | 3 | 0.80406
68529 | 12.72 | 1 | 365 | 14.441 | 0.62375 | 15 | 0.064714
68532 | 5.2 | 0.8 | 365 | 4.7228 | 0.26689 | 4 | 0.98972
68530 | 11.655 | 1 | 365 | 13.2319 | 0.97129 | 14 | 0.20316
68531 | 10.08 | 0.8 | 365 | 9.155 | 0.65581 | 9 | 0.81084
68533 | 11.385 | 1 | 365 | 12.9253 | 0.045313 | 12 | 0.97066
68534 | 9.315 | 1 | 365 | 10.5753 | 0.94617 | 11 | 0.52145
68535 | 3.84 | 1 | 365 | 4.3595 | 0.16943 | 4 | 0.52897
68537 | 8.96 | 1 | 365 | 10.1723 | 0.72868 | 10 | 0.90093
68538 | 6.095 | 0.8 | 365 | 5.5357 | 0.72244 | 6 | 0.25814
68539 | 6.5 | 0.8 | 365 | 5.9035 | 0.83361 | 6 | 0.73715
68540 | 8.06 | 0.8 | 365 | 7.3204 | 0.11367 | 7 | 0.43406
68542 | 9.765 | 0.8 | 365 | 8.8689 | 0.79157 | 9 | 0.6605
68544 | 8.505 | 0.8 | 365 | 7.7246 | 0.33459 | 8 | 0.059144
68545 | 3.9 | 0.8 | 365 | 3.5421 | 0.70016 | 4 | 0.24229
68546 | 3.38 | 0.8 | 365 | 3.0698 | 0.27348 | 3 | 0.34332
68547 | 4.8 | 0.8 | 365 | 4.3595 | 0.16943 | 4 | 0.52897
68550 | 6.08 | 1 | 365 | 6.9026 | 0.8516 | 7 | 0.7542
64771 | 88.04 | 0.9 | 365 | 89.9563 | 0.74303 | 90 | 0.69935
68552 | 11.4 | 0.8 | 365 | 10.3539 | 0.2774 | 10 | 0.6313
68553 | 12.915 | 0.8 | 365 | 11.7299 | 0.43401 | 12 | 0.16389
68554 | 12.19 | 0.8 | 365 | 11.0714 | 0.44487 | 11 | 0.51628
68555 | 10.865 | 0.8 | 365 | 9.868 | 0.80956 | 10 | 0.67755
26453 | 696.96 | 1 | 365 | 791.2559 | 0.2522 | 791 | 0.5081
68557 | 7.43 | 1 | 365 | 8.4352 | 0.48148 | 8 | 0.91673
68559 | 13.5 | 0.8 | 365 | 12.2612 | 0.039032 | 12 | 0.30023
68560 | 9.86 | 1 | 365 | 11.194 | 0.81526 | 12 | 0.009283
68549 | 5.13 | 0.8 | 365 | 4.6593 | 0.074832 | 4 | 0.73409
68565 | 7.56 | 1 | 365 | 8.5828 | 0.92732 | 9 | 0.51016
68566 | 2.12 | 1 | 365 | 2.4068 | 0.27062 | 2 | 0.67745
68567 | 8.68 | 0.8 | 365 | 7.8835 | 0.81473 | 8 | 0.69822
68568 | 8.55 | 0.8 | 365 | 7.7654 | 0.45805 | 8 | 0.22348
68569 | 6.09 | 1 | 365 | 6.914 | 0.8859 | 7 | 0.79985
68570 | 11.2 | 0.8 | 365 | 10.1723 | 0.72868 | 10 | 0.90093
68574 | 3.36 | 0.8 | 365 | 3.0517 | 0.2186 | 3 | 0.27028
68575 | 8.45 | 0.8 | 365 | 7.6746 | 0.18369 | 7 | 0.85829
68577 | 5.04 | 0.8 | 365 | 4.5775 | 0.82791 | 5 | 0.40542
68579 | 11.6 | 1 | 365 | 13.1694 | 0.78266 | 13 | 0.9521
68580 | 5.46 | 0.8 | 365 | 4.959 | 0.98023 | 5 | 0.9392
68581 | 13.5 | 1 | 365 | 15.3265 | 0.29879 | 15 | 0.62529
68583 | 5.88 | 0.8 | 365 | 5.3404 | 0.13256 | 5 | 0.47299
68585 | 12.426 | 0.8 | 365 | 11.2858 | 0.092371 | 11 | 0.37812
68586 | 4.94 | 0.8 | 365 | 4.4867 | 0.55354 | 5 | 0.040232
68589 | 4.68 | 0.8 | 365 | 4.2505 | 0.8402 | 5 | 0.090746
68590 | 7.68 | 0.8 | 365 | 6.9753 | 0.071094 | 7 | 0.046352
68591 | 8 | 0.8 | 365 | 7.2659 | 0.94906 | 8 | 0.21495
68592 | 14 | 0.8 | 365 | 12.7153 | 0.41085 | 13 | 0.12616
68597 | 9.45 | 0.8 | 365 | 8.5828 | 0.92732 | 9 | 0.51016
68598 | 11.76 | 0.8 | 365 | 10.6809 | 0.26511 | 10 | 0.94598
68601 | 10.08 | 0.8 | 365 | 9.155 | 0.65581 | 9 | 0.81084
68602 | 5.04 | 0.8 | 365 | 4.5775 | 0.82791 | 5 | 0.40542
68603 | 6.72 | 0.8 | 365 | 6.1034 | 0.43721 | 6 | 0.54056
68604 | 7.84 | 0.8 | 365 | 7.1206 | 0.51007 | 7 | 0.63065
68605 | 7.56 | 0.8 | 365 | 6.8663 | 0.74186 | 7 | 0.60813
68606 | 9.45 | 0.8 | 365 | 8.5828 | 0.92732 | 9 | 0.51016
68607 | 7.84 | 0.8 | 365 | 7.1206 | 0.51007 | 7 | 0.63065
68608 | 6.447 | 0.8 | 365 | 5.8554 | 0.6882 | 6 | 0.5436
68609 | 6.76 | 0.8 | 365 | 6.1397 | 0.54695 | 6 | 0.68663
68610 | 7.65 | 0.8 | 365 | 6.948 | 0.98878 | 7 | 0.9368
68611 | 13.26 | 0.8 | 365 | 12.0432 | 0.38056 | 12 | 0.42378
68612 | 5.98 | 0.8 | 365 | 5.4313 | 0.40692 | 5 | 0.83818
68613 | 10.92 | 0.8 | 365 | 9.9179 | 0.96046 | 10 | 0.87841
68614 | 7.54 | 0.8 | 365 | 6.8481 | 0.68699 | 7 | 0.53509
68616 | 13.25 | 0.8 | 365 | 12.0341 | 0.35312 | 12 | 0.38726
68617 | 2.16 | 0.8 | 365 | 1.9618 | 0.92625 | 2 | 0.88804
52343 | 3.12 | 1 | 365 | 3.5421 | 0.70016 | 4 | 0.24229
68622 | 7.125 | 0.8 | 365 | 6.4712 | 0.54838 | 7 | 0.019565
68623 | 11.13 | 0.8 | 365 | 10.1087 | 0.53662 | 10 | 0.6453
68625 | 9.52 | 0.8 | 365 | 8.6464 | 0.11938 | 8 | 0.76579
68626 | 8.4 | 0.8 | 365 | 7.6292 | 0.046509 | 7 | 0.6757
68627 | 2.24 | 0.8 | 365 | 2.0345 | 0.14574 | 2 | 0.18019
68628 | 5.67 | 0.8 | 365 | 5.1497 | 0.55639 | 5 | 0.7061
68365 | 4.64 | 0.8 | 365 | 4.2142 | 0.73045 | 4 | 0.94467
68629 | 12.075 | 1 | 365 | 13.7087 | 0.4117 | 14 | 0.12039
68630 | 2.86 | 0.8 | 365 | 2.5976 | 0.84679 | 3 | 0.44434
68631 | 5.2 | 0.8 | 365 | 4.7228 | 0.26689 | 4 | 0.98972
68632 | 7 | 0.8 | 365 | 6.3577 | 0.20542 | 6 | 0.56308
68635 | 7.56 | 0.8 | 365 | 6.8663 | 0.74186 | 7 | 0.60813
68637 | 2.08 | 0.8 | 365 | 1.8891 | 0.70675 | 2 | 0.59589
68638 | 9.135 | 0.8 | 365 | 8.2967 | 0.063078 | 8 | 0.35982
68642 | 8.19 | 0.8 | 365 | 7.4385 | 0.47035 | 7 | 0.90881
68641 | 5.88 | 0.8 | 365 | 5.3404 | 0.13256 | 5 | 0.47299
68643 | 10.64 | 0.8 | 365 | 9.6636 | 0.19224 | 9 | 0.85588
68644 | 5.72 | 0.8 | 365 | 5.1951 | 0.69358 | 5 | 0.88869
68646 | 3.36 | 0.8 | 365 | 3.0517 | 0.2186 | 3 | 0.27028
63316 | 75.6 | 0.9 | 365 | 77.2455 | 0.3459 | 77 | 0.59144
68648 | 6.325 | 0.8 | 365 | 5.7446 | 0.35347 | 6 | 0.09807
64881 | 68.48 | 0.9 | 365 | 69.9706 | 0.36941 | 70 | 0.33997
68651 | 6.03 | 0.8 | 365 | 5.4767 | 0.5441 | 6 | 0.020769
68652 | 4.95 | 0.8 | 365 | 4.4958 | 0.58098 | 5 | 0.076751
68653 | 8.96 | 0.8 | 365 | 8.1378 | 0.58294 | 8 | 0.72074
64033 | 74.4 | 0.9 | 365 | 76.0194 | 0.642 | 76 | 0.66142
64225 | 253.44 | 0.9 | 365 | 258.9565 | 0.26436 | 259 | 0.22083
68654 | 4.93 | 0.8 | 365 | 4.4776 | 0.52611 | 5 | 0.0037132
68655 | 3.71 | 0.8 | 365 | 3.3696 | 0.17887 | 3 | 0.54843
68659 | 8.1 | 0.8 | 365 | 7.3567 | 0.22342 | 7 | 0.58014
68661 | 5.415 | 0.8 | 365 | 4.9181 | 0.85677 | 5 | 0.77487
68663 | 4.42 | 0.8 | 365 | 4.0144 | 0.12685 | 4 | 0.14126
68667 | 5.76 | 0.8 | 365 | 5.2314 | 0.80332 | 6 | 0.034764
68666 | 7.125 | 0.8 | 365 | 6.4712 | 0.54838 | 7 | 0.019565
66363 | 7.68 | 1 | 365 | 8.7191 | 0.33887 | 9 | 0.05794
68669 | 12.255 | 0.8 | 365 | 11.1304 | 0.62321 | 11 | 0.75365
66285 | 5.52 | 1 | 365 | 6.2668 | 0.93106 | 7 | 0.19789
68670 | 11.4 | 0.8 | 365 | 10.3539 | 0.2774 | 10 | 0.6313
68671 | 12.74 | 0.8 | 365 | 11.5709 | 0.95387 | 12 | 0.52481
68672 | 2.385 | 1 | 365 | 2.7077 | 0.17945 | 2 | 0.88713
68673 | 11.2 | 0.8 | 365 | 10.1723 | 0.72868 | 10 | 0.90093
68674 | 5.12 | 0.8 | 365 | 4.6502 | 0.047396 | 4 | 0.69757
68676 | 9.315 | 0.8 | 365 | 8.4602 | 0.55693 | 9 | 0.017158
68678 | 19.62 | 0.8 | 365 | 17.8196 | 0.83006 | 18 | 0.64967
68679 | 2.205 | 0.8 | 365 | 2.0027 | 0.049709 | 2 | 0.052371
68681 | 4.16 | 0.8 | 365 | 3.7783 | 0.41351 | 4 | 0.19177
68680 | 15.12 | 0.8 | 365 | 13.7325 | 0.48372 | 14 | 0.21626
68682 | 5.1 | 0.8 | 365 | 4.632 | 0.99252 | 5 | 0.62453
68683 | 8.96 | 0.8 | 365 | 8.1378 | 0.58294 | 8 | 0.72074
68684 | 9.8 | 0.8 | 365 | 8.9007 | 0.88759 | 9 | 0.78831
68686 | 4.2 | 0.8 | 365 | 3.8146 | 0.52325 | 4 | 0.33785
68687 | 7.245 | 0.8 | 365 | 6.5802 | 0.87761 | 7 | 0.45779
68689 | 10.56 | 0.8 | 365 | 9.591 | 0.97275 | 10 | 0.56373
68688 | 7.02 | 0.8 | 365 | 6.3758 | 0.2603 | 6 | 0.63612
68690 | 5.72 | 0.8 | 365 | 5.1951 | 0.69358 | 5 | 0.88869
68691 | 6.48 | 0.8 | 365 | 5.8854 | 0.77874 | 6 | 0.66411
68694 | 7 | 0.8 | 365 | 6.3577 | 0.20542 | 6 | 0.56308
68696 | 14.04 | 0.8 | 365 | 12.7516 | 0.52059 | 13 | 0.27224
68697 | 4.42 | 0.8 | 365 | 4.0144 | 0.12685 | 4 | 0.14126
68698 | 14 | 0.8 | 365 | 12.7153 | 0.41085 | 13 | 0.12616
68699 | 1.96 | 0.8 | 365 | 1.7801 | 0.37752 | 2 | 0.15766
68700 | 7.28 | 0.8 | 365 | 6.612 | 0.97364 | 7 | 0.5856
68701 | 9.36 | 0.8 | 365 | 8.5011 | 0.6804 | 9 | 0.18149
68702 | 5.67 | 0.8 | 365 | 5.1497 | 0.55639 | 5 | 0.7061
68703 | 8.505 | 0.8 | 365 | 7.7246 | 0.33459 | 8 | 0.059144
68704 | 7.56 | 0.8 | 365 | 6.8663 | 0.74186 | 7 | 0.60813
68705 | 6.76 | 0.8 | 365 | 6.1397 | 0.54695 | 6 | 0.68663
68706 | 4.48 | 0.8 | 365 | 4.0689 | 0.29147 | 4 | 0.36037
68708 | 3.64 | 0.8 | 365 | 3.306 | 0.98682 | 4 | 0.2928
68709 | 13.78 | 0.8 | 365 | 12.5155 | 0.80725 | 13 | 0.32275
68710 | 8.32 | 0.8 | 365 | 7.5565 | 0.82702 | 8 | 0.38355
68711 | 8.82 | 0.8 | 365 | 8.0106 | 0.19883 | 8 | 0.20948
68712 | 6.5 | 0.8 | 365 | 5.9035 | 0.83361 | 6 | 0.73715
68713 | 13.44 | 0.8 | 365 | 12.2067 | 0.87441 | 13 | 0.081117
68714 | 8.82 | 0.8 | 365 | 8.0106 | 0.19883 | 8 | 0.20948
68716 | 6.615 | 0.8 | 365 | 6.008 | 0.14913 | 6 | 0.15711
65620 | 7.95 | 0.8 | 365 | 7.2205 | 0.81187 | 8 | 0.032357
68722 | 2.43 | 0.8 | 365 | 2.207 | 0.66703 | 2 | 0.87404
68723 | 6.75 | 0.8 | 365 | 6.1306 | 0.51952 | 6 | 0.65011
66290 | 7.95 | 1 | 365 | 9.0256 | 0.26484 | 9 | 0.29045
66352 | 5.72 | 1 | 365 | 6.4939 | 0.61697 | 7 | 0.11086
66399 | 7.54 | 1 | 365 | 8.5601 | 0.85873 | 9 | 0.41886
66430 | 9.01 | 1 | 365 | 10.229 | 0.90016 | 11 | 0.12917
67033 | 7.56 | 0.8 | 365 | 6.8663 | 0.74186 | 7 | 0.60813
68465 | 9.3 | 0.8 | 365 | 8.4466 | 0.51578 | 8 | 0.96238
68832 | 5.36 | 0.8 | 365 | 4.8681 | 0.70587 | 5 | 0.57402
68167 | 5.4 | 0.8 | 365 | 4.9045 | 0.81561 | 5 | 0.72009
68064 | 12 | 0.8 | 365 | 10.8988 | 0.92358 | 11 | 0.82243
68198 | 6.405 | 1 | 365 | 7.2716 | 0.9662 | 8 | 0.23777
68429 | 21.06 | 0.8 | 365 | 19.1275 | 0.78089 | 19 | 0.90836
68111 | 4.59 | 0.8 | 365 | 4.1688 | 0.59327 | 4 | 0.76208
68287 | 15.96 | 0.8 | 365 | 14.4955 | 0.78837 | 15 | 0.28383
68675 | 14.84 | 0.8 | 365 | 13.4782 | 0.7155 | 14 | 0.19373
68192 | 6.3 | 1 | 365 | 7.1524 | 0.6061 | 7 | 0.75847
67292 | 9.275 | 1 | 365 | 10.5299 | 0.80898 | 11 | 0.33885
68707 | 12.74 | 0.8 | 365 | 11.5709 | 0.95387 | 12 | 0.52481
45560 | 13.16 | 0.8 | 365 | 11.9524 | 0.1062 | 12 | 0.058593
66378 | 6.24 | 1 | 365 | 7.0842 | 0.40033 | 7 | 0.48458
68745 | 7.43 | 1 | 365 | 8.4352 | 0.48148 | 8 | 0.91673
39503 | 7.54 | 1 | 365 | 8.5601 | 0.85873 | 9 | 0.41886
34793 | 111.51 | 0.9 | 365 | 113.9372 | 0.1852 | 114 | 0.12238
55058 | 8.215 | 1 | 365 | 9.3265 | 0.17367 | 9 | 0.50013
67758 | 9.57 | 0.8 | 365 | 8.6918 | 0.25656 | 8 | 0.94838
68115 | 7.14 | 0.8 | 365 | 6.4848 | 0.58953 | 7 | 0.074343
68128 | 13.395 | 0.8 | 365 | 12.1658 | 0.75095 | 12 | 0.91678
68399 | 8.04 | 1 | 365 | 9.1278 | 0.5735 | 9 | 0.70128
68447 | 11.76 | 0.8 | 365 | 10.6809 | 0.26511 | 10 | 0.94598
68649 | 6.84 | 1 | 365 | 7.7654 | 0.45805 | 8 | 0.22348
68770 | 7.2 | 1 | 365 | 8.1741 | 0.69269 | 8 | 0.86682
68488 | 5.565 | 0.8 | 365 | 5.0543 | 0.26831 | 5 | 0.32265
59618 | 759.78 | 1 | 365 | 862.5752 | 0.6959 | 863 | 0.2711
45410 | 7.98 | 0.8 | 365 | 7.2477 | 0.89418 | 8 | 0.14191
67799 | 11.7 | 1 | 365 | 13.283 | 0.12562 | 13 | 0.40858
68203 | 7.98 | 0.8 | 365 | 7.2477 | 0.89418 | 8 | 0.14191
68234 | 6.3 | 1 | 365 | 7.1524 | 0.6061 | 7 | 0.75847
68425 | 9.6 | 0.8 | 365 | 8.7191 | 0.33887 | 9 | 0.05794
68496 | 7.8 | 1 | 365 | 8.8553 | 0.75041 | 9 | 0.60572
68615 | 11.96 | 0.8 | 365 | 10.8625 | 0.81384 | 11 | 0.67635
68726 | 5.94 | 0.8 | 365 | 5.3949 | 0.29717 | 5 | 0.6921
68728 | 9.275 | 0.8 | 365 | 8.4239 | 0.44719 | 8 | 0.87108
68729 | 11.13 | 0.8 | 365 | 10.1087 | 0.53662 | 10 | 0.6453
68732 | 4.32 | 0.8 | 365 | 3.9236 | 0.85249 | 4 | 0.77607
68733 | 11.07 | 0.8 | 365 | 10.0542 | 0.37201 | 10 | 0.42619
68734 | 11.66 | 0.8 | 365 | 10.59 | 0.99075 | 11 | 0.58079
68735 | 6.095 | 0.8 | 365 | 5.5357 | 0.72244 | 6 | 0.25814
62225 | 56.1 | 0.9 | 365 | 57.3211 | 0.15747 | 57 | 0.47857
68740 | 3.975 | 0.8 | 365 | 3.6102 | 0.90594 | 4 | 0.51618
68743 | 13.52 | 0.8 | 365 | 12.2794 | 0.093905 | 12 | 0.37327
68747 | 3.315 | 0.8 | 365 | 3.0108 | 0.09514 | 3 | 0.10595
68748 | 11.2 | 0.8 | 365 | 10.1723 | 0.72868 | 10 | 0.90093
68750 | 9.52 | 0.8 | 365 | 8.6464 | 0.11938 | 8 | 0.76579
53158 | 44.28 | 0.8 | 365 | 40.2167 | 0.48802 | 40 | 0.70475
68558 | 12.88 | 1 | 365 | 14.6226 | 0.17248 | 14 | 0.79509
68752 | 2.34 | 0.8 | 365 | 2.1253 | 0.4201 | 2 | 0.54537
65245 | 28.56 | 0.7 | 365 | 22.6968 | 0.56336 | 23 | 0.2602
49191 | 31.185 | 0.7 | 365 | 24.7829 | 0.86514 | 25 | 0.64809
68725 | 7.155 | 0.8 | 365 | 6.4984 | 0.63069 | 7 | 0.12912
68753 | 9.45 | 0.8 | 365 | 8.5828 | 0.92732 | 9 | 0.51016
68578 | 4.275 | 0.8 | 365 | 3.8827 | 0.72903 | 4 | 0.61174
68754 | 9.36 | 0.8 | 365 | 8.5011 | 0.6804 | 9 | 0.18149
68755 | 9.135 | 0.8 | 365 | 8.2967 | 0.063078 | 8 | 0.35982
68757 | 12.9 | 0.8 | 365 | 11.7163 | 0.39285 | 12 | 0.10911
68758 | 6.16 | 0.8 | 365 | 5.5947 | 0.90077 | 6 | 0.49551
68760 | 7.56 | 0.8 | 365 | 6.8663 | 0.74186 | 7 | 0.60813
68761 | 5.32 | 0.8 | 365 | 4.8318 | 0.59612 | 5 | 0.42794
68763 | 3.975 | 0.8 | 365 | 3.6102 | 0.90594 | 4 | 0.51618
68765 | 9.6 | 0.8 | 365 | 8.7191 | 0.33887 | 9 | 0.05794
68767 | 16.75 | 0.8 | 365 | 15.213 | 0.95584 | 16 | 0.1688
68768 | 5.1 | 0.8 | 365 | 4.632 | 0.99252 | 5 | 0.62453
68769 | 7.68 | 0.8 | 365 | 6.9753 | 0.071094 | 7 | 0.046352
68772 | 6.36 | 0.8 | 365 | 5.7764 | 0.4495 | 6 | 0.22589
68773 | 3.36 | 0.8 | 365 | 3.0517 | 0.2186 | 3 | 0.27028
64042 | 108 | 0.7 | 365 | 85.8284 | 0.27322 | 86 | 0.1016
68774 | 12.825 | 0.8 | 365 | 11.6481 | 0.18708 | 11 | 0.83522
68775 | 12.04 | 0.8 | 365 | 10.9352 | 0.033329 | 10 | 0.9685
68776 | 5.565 | 0.8 | 365 | 5.0543 | 0.26831 | 5 | 0.32265
68634 | 10.26 | 1 | 365 | 11.6481 | 0.18708 | 11 | 0.83522
68777 | 6.16 | 0.8 | 365 | 5.5947 | 0.90077 | 6 | 0.49551
68779 | 9.6 | 0.8 | 365 | 8.7191 | 0.33887 | 9 | 0.05794
68778 | 12.915 | 0.8 | 365 | 11.7299 | 0.43401 | 12 | 0.16389
68780 | 2.915 | 0.8 | 365 | 2.6475 | 0.99769 | 3 | 0.6452
35243 | 159.48 | 0.9 | 365 | 162.9513 | 0.24874 | 163 | 0.20004
68782 | 4.86 | 0.8 | 365 | 4.414 | 0.33405 | 4 | 0.74808
68784 | 9.54 | 0.8 | 365 | 8.6646 | 0.17425 | 8 | 0.83883
68787 | 5.035 | 0.8 | 365 | 4.573 | 0.81419 | 5 | 0.38716
68788 | 10.335 | 0.8 | 365 | 9.3866 | 0.35544 | 9 | 0.74206
68792 | 8.96 | 0.8 | 365 | 8.1378 | 0.58294 | 8 | 0.72074
68256 | 4.8 | 0.8 | 365 | 4.3595 | 0.16943 | 4 | 0.52897
68795 | 3.08 | 0.8 | 365 | 2.7974 | 0.45039 | 3 | 0.24776
68794 | 7.56 | 0.8 | 365 | 6.8663 | 0.74186 | 7 | 0.60813
68793 | 5.76 | 0.8 | 365 | 5.2314 | 0.80332 | 6 | 0.034764
68796 | 4.25 | 0.8 | 365 | 3.86 | 0.66044 | 4 | 0.52044
68798 | 4.56 | 0.8 | 365 | 4.1416 | 0.51096 | 4 | 0.65252
68799 | 5.13 | 0.8 | 365 | 4.6593 | 0.074832 | 4 | 0.73409
68800 | 3.38 | 0.8 | 365 | 3.0698 | 0.27348 | 3 | 0.34332
68801 | 6.21 | 0.8 | 365 | 5.6402 | 0.037955 | 5 | 0.67811
68802 | 7.28 | 0.8 | 365 | 6.612 | 0.97364 | 7 | 0.5856
68803 | 7.935 | 0.8 | 365 | 7.2069 | 0.77072 | 7 | 0.97758
68804 | 8.4 | 0.8 | 365 | 7.6292 | 0.046509 | 7 | 0.6757
68805 | 8.4 | 0.8 | 365 | 7.6292 | 0.046509 | 7 | 0.6757
68806 | 3.05 | 0.8 | 365 | 2.7701 | 0.36808 | 3 | 0.1382
68807 | 11.2 | 0.8 | 365 | 10.1723 | 0.72868 | 10 | 0.90093
68808 | 8.75 | 0.8 | 365 | 7.9471 | 0.00678 | 7 | 0.95385
68809 | 11.97 | 0.8 | 365 | 10.8716 | 0.84128 | 11 | 0.71287
65410 | 24.255 | 0.8 | 365 | 22.0293 | 0.54679 | 22 | 0.57608
68811 | 8.82 | 0.8 | 365 | 8.0106 | 0.19883 | 8 | 0.20948
66586 | 11.772 | 0.8 | 365 | 10.6918 | 0.29804 | 10 | 0.9898
68812 | 8.12 | 1 | 365 | 9.2186 | 0.84786 | 10 | 0.066468
68814 | 3.12 | 0.8 | 365 | 2.8337 | 0.56013 | 3 | 0.39383
68815 | 9.765 | 0.8 | 365 | 8.8689 | 0.79157 | 9 | 0.6605
68819 | 4.56 | 0.8 | 365 | 4.1416 | 0.51096 | 4 | 0.65252
68817 | 7.84 | 0.8 | 365 | 7.1206 | 0.51007 | 7 | 0.63065
68820 | 6.555 | 0.8 | 365 | 5.9535 | 0.98451 | 6 | 0.938
68824 | 10.08 | 0.8 | 365 | 9.155 | 0.65581 | 9 | 0.81084
68826 | 5.32 | 0.8 | 365 | 4.8318 | 0.59612 | 5 | 0.42794
64031 | 118.96 | 0.9 | 365 | 121.5493 | 0.18027 | 121 | 0.7296
64040 | 446.16 | 0.9 | 365 | 455.8713 | 0.11121 | 455 | 0.98251
68829 | 12.6 | 0.8 | 365 | 11.4438 | 0.56976 | 12 | 0.013547
64266 | 81.9 | 0.9 | 365 | 83.6827 | 0.79139 | 84 | 0.47406
64032 | 156.24 | 0.9 | 365 | 159.6408 | 0.2482 | 159 | 0.88898
68833 | 11.44 | 0.8 | 365 | 10.3902 | 0.38715 | 10 | 0.77738
68834 | 11.88 | 0.8 | 365 | 10.7899 | 0.59435 | 11 | 0.3842
68835 | 9.6 | 0.8 | 365 | 8.7191 | 0.33887 | 9 | 0.05794
68836 | 7.41 | 0.8 | 365 | 6.73 | 0.33031 | 7 | 0.060348
46889 | 10.08 | 0.8 | 365 | 9.155 | 0.65581 | 9 | 0.81084
68837 | 11.2 | 0.8 | 365 | 10.1723 | 0.72868 | 10 | 0.90093
68839 | 3.6 | 0.8 | 365 | 3.2697 | 0.87708 | 4 | 0.14673
68841 | 9.45 | 0.8 | 365 | 8.5828 | 0.92732 | 9 | 0.51016
68842 | 5.94 | 0.8 | 365 | 5.3949 | 0.29717 | 5 | 0.6921
68843 | 13.23 | 0.8 | 365 | 12.016 | 0.29825 | 12 | 0.31422
62512 | 146.28 | 0.9 | 365 | 149.464 | 0.5058 | 149 | 0.96979
68844 | 6.08 | 1 | 365 | 6.9026 | 0.8516 | 7 | 0.7542
68845 | 9.88 | 0.8 | 365 | 8.9734 | 0.10708 | 9 | 0.080464
68846 | 10.88 | 0.8 | 365 | 9.8816 | 0.85072 | 10 | 0.73233
68848 | 7.98 | 0.8 | 365 | 7.2477 | 0.89418 | 8 | 0.14191
68851 | 4.32 | 0.8 | 365 | 3.9236 | 0.85249 | 4 | 0.77607
68852 | 12.825 | 0.8 | 365 | 11.6481 | 0.18708 | 11 | 0.83522
68853 | 4.275 | 0.8 | 365 | 3.8827 | 0.72903 | 4 | 0.61174
68855 | 7.56 | 0.8 | 365 | 6.8663 | 0.74186 | 7 | 0.60813
68857 | 4.68 | 0.8 | 365 | 4.2505 | 0.8402 | 5 | 0.090746
68859 | 2.86 | 0.8 | 365 | 2.5976 | 0.84679 | 3 | 0.44434
68860 | 5.7 | 0.8 | 365 | 5.1769 | 0.6387 | 5 | 0.81565
68861 | 5.8 | 0.8 | 365 | 5.2678 | 0.91307 | 6 | 0.18084
68863 | 6.72 | 0.8 | 365 | 6.1034 | 0.43721 | 6 | 0.54056
68864 | 9.405 | 0.8 | 365 | 8.542 | 0.80386 | 9 | 0.34583
68865 | 7.98 | 0.8 | 365 | 7.2477 | 0.89418 | 8 | 0.14191
68866 | 11.34 | 0.8 | 365 | 10.2994 | 0.11279 | 10 | 0.41219
68867 | 4.76 | 0.8 | 365 | 4.3232 | 0.059688 | 4 | 0.3829
68868 | 2.565 | 0.8 | 365 | 2.3296 | 0.037416 | 2 | 0.36704
68874 | 3.99 | 0.8 | 365 | 3.6239 | 0.94709 | 4 | 0.57096
68875 | 6.555 | 0.8 | 365 | 5.9535 | 0.98451 | 6 | 0.938
68876 | 14.58 | 0.8 | 365 | 13.2421 | 0.0021546 | 13 | 0.24425
68877 | 10.14 | 0.8 | 365 | 9.2095 | 0.82043 | 10 | 0.02995
68880 | 6.555 | 0.8 | 365 | 5.9535 | 0.98451 | 6 | 0.938
68881 | 9.765 | 0.8 | 365 | 8.8689 | 0.79157 | 9 | 0.6605
68882 | 10.92 | 0.8 | 365 | 9.9179 | 0.96046 | 10 | 0.87841
68883 | 6.93 | 0.8 | 365 | 6.2941 | 0.01337 | 6 | 0.30745
68884 | 4.275 | 0.8 | 365 | 3.8827 | 0.72903 | 4 | 0.61174
68886 | 10.545 | 0.8 | 365 | 9.5774 | 0.9316 | 10 | 0.50896
68892 | 5.6 | 0.8 | 365 | 5.0861 | 0.36434 | 5 | 0.45047
68872 | 8.835 | 0.8 | 365 | 8.0243 | 0.23999 | 8 | 0.26426
68889 | 4.41 | 0.8 | 365 | 4.0053 | 0.099417 | 4 | 0.10474
68878 | 5.415 | 0.8 | 365 | 4.9181 | 0.85677 | 5 | 0.77487
47961 | 11 | 0.8 | 365 | 9.9906 | 0.17995 | 10 | 0.17056
68893 | 4.68 | 0.8 | 365 | 4.2505 | 0.8402 | 5 | 0.090746
68894 | 7.875 | 0.8 | 365 | 7.1524 | 0.6061 | 7 | 0.75847
68895 | 8.96 | 0.8 | 365 | 8.1378 | 0.58294 | 8 | 0.72074
68896 | 3.12 | 0.8 | 365 | 2.8337 | 0.56013 | 3 | 0.39383
68897 | 5.2 | 0.8 | 365 | 4.7228 | 0.26689 | 4 | 0.98972
68899 | 9.88 | 0.8 | 365 | 8.9734 | 0.10708 | 9 | 0.080464
68900 | 6.76 | 0.8 | 365 | 6.1397 | 0.54695 | 6 | 0.68663
68901 | 4.48 | 0.8 | 365 | 4.0689 | 0.29147 | 4 | 0.36037
68902 | 12.455 | 0.8 | 365 | 11.3121 | 0.17194 | 11 | 0.48403
68904 | 10.4 | 0.8 | 365 | 9.4457 | 0.53377 | 9 | 0.97944
68905 | 9.8 | 1 | 365 | 11.1259 | 0.60949 | 11 | 0.73539
68906 | 7.02 | 0.8 | 365 | 6.3758 | 0.2603 | 6 | 0.63612
68911 | 13.8 | 0.8 | 365 | 12.5337 | 0.86212 | 13 | 0.39579
68908 | 9.38 | 0.8 | 365 | 8.5193 | 0.73527 | 9 | 0.25453
68916 | 6.21 | 0.8 | 365 | 5.6402 | 0.037955 | 5 | 0.67811
68920 | 5.67 | 0.8 | 365 | 5.1497 | 0.55639 | 5 | 0.7061
68919 | 14.28 | 1 | 365 | 16.212 | 0.97383 | 17 | 0.18586
68923 | 11.4 | 1 | 365 | 12.9424 | 0.096756 | 13 | 0.03913
68924 | 10.73 | 0.8 | 365 | 9.7454 | 0.43917 | 10 | 0.18455
68932 | 8.25 | 0.8 | 365 | 7.493 | 0.63496 | 8 | 0.12792
68935 | 6.09 | 0.8 | 365 | 5.5312 | 0.70872 | 6 | 0.23988
68936 | 5.04 | 0.8 | 365 | 4.5775 | 0.82791 | 5 | 0.40542
68933 | 8.215 | 0.8 | 365 | 7.4612 | 0.53894 | 8 | 0.00010219
53767 | 302.08 | 1 | 365 | 342.9502 | 0.99544 | 343 | 0.94566
68940 | 3.78 | 0.8 | 365 | 3.4331 | 0.37093 | 3 | 0.80406
68942 | 2.34 | 0.8 | 365 | 2.1253 | 0.4201 | 2 | 0.54537
68943 | 10.4 | 0.8 | 365 | 9.4457 | 0.53377 | 9 | 0.97944
64718 | 75.6 | 0.9 | 365 | 77.2455 | 0.3459 | 77 | 0.59144
64038 | 150.255 | 0.9 | 365 | 153.5255 | 0.77498 | 154 | 0.30049
13235 | 1797.12 | 0.8 | 365 | 1632.2105 | 0.63594 | 1632 | 0.84646
68479 | 11 | 0.8 | 365 | 9.9906 | 0.17995 | 10 | 0.17056
68242 | 12.2 | 0.8 | 365 | 11.0805 | 0.47231 | 11 | 0.5528
67593 | 10.26 | 0.8 | 365 | 9.3185 | 0.14966 | 9 | 0.46817
67658 | 4.77 | 1 | 365 | 5.4154 | 0.35891 | 5 | 0.77427
49223 | 6.76 | 1 | 365 | 7.6746 | 0.18369 | 7 | 0.85829
67831 | 4.59 | 0.8 | 365 | 4.1688 | 0.59327 | 4 | 0.76208
67924 | 5.4 | 0.8 | 365 | 4.9045 | 0.81561 | 5 | 0.72009
68093 | 5.94 | 0.8 | 365 | 5.3949 | 0.29717 | 5 | 0.6921
68132 | 7.56 | 1 | 365 | 8.5828 | 0.92732 | 9 | 0.51016
68140 | 8.64 | 0.8 | 365 | 7.8472 | 0.70498 | 8 | 0.55215
68147 | 8.91 | 0.8 | 365 | 8.0924 | 0.44576 | 8 | 0.53815
68153 | 6.16 | 0.8 | 365 | 5.5947 | 0.90077 | 6 | 0.49551
68188 | 11.4 | 0.8 | 365 | 10.3539 | 0.2774 | 10 | 0.6313
68205 | 4.05 | 0.8 | 365 | 3.6784 | 0.11171 | 3 | 0.79007
68258 | 4.32 | 0.8 | 365 | 3.9236 | 0.85249 | 4 | 0.77607
68262 | 4.32 | 0.8 | 365 | 3.9236 | 0.85249 | 4 | 0.77607
68267 | 9 | 1 | 365 | 10.2177 | 0.86586 | 11 | 0.083524
68285 | 8.4 | 1 | 365 | 9.5365 | 0.80814 | 10 | 0.34462
68301 | 6.48 | 0.8 | 365 | 5.8854 | 0.77874 | 6 | 0.66411
68307 | 4.93 | 0.8 | 365 | 4.4776 | 0.52611 | 5 | 0.0037132
68314 | 4.5 | 0.8 | 365 | 4.0871 | 0.34634 | 4 | 0.43341
68337 | 5.13 | 0.8 | 365 | 4.6593 | 0.074832 | 4 | 0.73409
68338 | 4.32 | 0.8 | 365 | 3.9236 | 0.85249 | 4 | 0.77607
68345 | 8.82 | 0.8 | 365 | 8.0106 | 0.19883 | 8 | 0.20948
68366 | 3.24 | 0.8 | 365 | 2.9427 | 0.88937 | 3 | 0.83205
68423 | 5.4 | 0.8 | 365 | 4.9045 | 0.81561 | 5 | 0.72009
68426 | 4.32 | 0.8 | 365 | 3.9236 | 0.85249 | 4 | 0.77607
68435 | 16.5 | 1 | 365 | 18.7324 | 0.58741 | 19 | 0.31979
68230 | 11.34 | 1 | 365 | 12.8743 | 0.89098 | 13 | 0.76524
68235 | 10.675 | 0.8 | 365 | 9.6954 | 0.28827 | 9 | 0.9837
68452 | 4.24 | 0.8 | 365 | 3.8509 | 0.633 | 4 | 0.48392
68462 | 5.12 | 0.8 | 365 | 4.6502 | 0.047396 | 4 | 0.69757
68468 | 8.37 | 0.8 | 365 | 7.6019 | 0.9642 | 8 | 0.56614
68472 | 7.2 | 0.8 | 365 | 6.5393 | 0.75415 | 7 | 0.29346
68482 | 5.355 | 1 | 365 | 6.0795 | 0.36519 | 6 | 0.4447
68484 | 12 | 1 | 365 | 13.6236 | 0.15448 | 13 | 0.77803
68450 | 12.925 | 0.8 | 365 | 11.739 | 0.46144 | 12 | 0.2004
68379 | 9.975 | 1 | 365 | 11.3246 | 0.20966 | 11 | 0.53424
68556 | 5.13 | 0.8 | 365 | 4.6593 | 0.074832 | 4 | 0.73409
68561 | 3.51 | 1 | 365 | 3.9849 | 0.037685 | 4 | 0.022574
68595 | 11.05 | 0.8 | 365 | 10.036 | 0.31713 | 10 | 0.35315
66248 | 446.4 | 0.9 | 365 | 456.1165 | 0.85199 | 456 | 0.96851
68658 | 4.86 | 0.8 | 365 | 4.414 | 0.33405 | 4 | 0.74808
68660 | 2.16 | 0.8 | 365 | 1.9618 | 0.92625 | 2 | 0.88804
68664 | 6.38 | 0.8 | 365 | 5.7946 | 0.50437 | 6 | 0.29892
68693 | 8.1 | 0.8 | 365 | 7.3567 | 0.22342 | 7 | 0.58014
68620 | 5.13 | 1 | 365 | 5.8241 | 0.59354 | 6 | 0.41761
68762 | 9 | 0.8 | 365 | 8.1741 | 0.69269 | 8 | 0.86682
68790 | 7.83 | 0.8 | 365 | 7.1115 | 0.48264 | 7 | 0.59413
68870 | 3.71 | 1 | 365 | 4.2119 | 0.72359 | 4 | 0.93554
59613 | 948.72 | 1 | 365 | 1077.078 | 0.67319 | 1077 | 0.75121
68945 | 6.76 | 0.8 | 365 | 6.1397 | 0.54695 | 6 | 0.68663
68947 | 5.72 | 0.8 | 365 | 5.1951 | 0.69358 | 5 | 0.88869
68948 | 4.48 | 0.8 | 365 | 4.0689 | 0.29147 | 4 | 0.36037
68950 | 4.48 | 0.8 | 365 | 4.0689 | 0.29147 | 4 | 0.36037
68951 | 1.68 | 0.8 | 365 | 1.5258 | 0.6093 | 2 | 0.13514
68952 | 14.3 | 0.8 | 365 | 12.9878 | 0.23394 | 13 | 0.22172
68949 | 6.3 | 0.8 | 365 | 5.7219 | 0.28488 | 6 | 0.0067734
68953 | 11.2 | 0.8 | 365 | 10.1723 | 0.72868 | 10 | 0.90093
68958 | 10.2 | 0.8 | 365 | 9.264 | 0.98505 | 10 | 0.24906
68959 | 5.04 | 0.8 | 365 | 4.5775 | 0.82791 | 5 | 0.40542
68962 | 7.28 | 0.8 | 365 | 6.612 | 0.97364 | 7 | 0.5856
68963 | 13.44 | 0.8 | 365 | 12.2067 | 0.87441 | 13 | 0.081117
68966 | 4.41 | 0.8 | 365 | 4.0053 | 0.099417 | 4 | 0.10474
68967 | 6.48 | 0.8 | 365 | 5.8854 | 0.77874 | 6 | 0.66411
68968 | 12 | 0.8 | 365 | 10.8988 | 0.92358 | 11 | 0.82243
68971 | 6.48 | 0.8 | 365 | 5.8854 | 0.77874 | 6 | 0.66411
68972 | 6.6 | 0.8 | 365 | 5.9944 | 0.10797 | 6 | 0.10233
49061 | 10.2 | 0.8 | 365 | 9.264 | 0.98505 | 10 | 0.24906
68975 | 14.04 | 0.8 | 365 | 12.7516 | 0.52059 | 13 | 0.27224
68976 | 5.985 | 1 | 365 | 6.7947 | 0.5258 | 7 | 0.32054
47859 | 76.44 | 0.9 | 365 | 78.1038 | 0.93863 | 79 | 0.042457
68979 | 2.52 | 0.8 | 365 | 2.2888 | 0.91395 | 3 | 0.20271
68980 | 11.18 | 0.8 | 365 | 10.1541 | 0.67381 | 10 | 0.82789
68981 | 11.655 | 0.8 | 365 | 10.5855 | 0.97703 | 11 | 0.56253
68982 | 5.88 | 0.8 | 365 | 5.3404 | 0.13256 | 5 | 0.47299
68983 | 8.58 | 0.8 | 365 | 7.7927 | 0.54036 | 8 | 0.33303
68984 | 5.2 | 0.8 | 365 | 4.7228 | 0.26689 | 4 | 0.98972
68985 | 3.12 | 0.8 | 365 | 2.8337 | 0.56013 | 3 | 0.39383
68986 | 10.92 | 0.8 | 365 | 9.9179 | 0.96046 | 10 | 0.87841
68989 | 5.6 | 0.8 | 365 | 5.0861 | 0.36434 | 5 | 0.45047
68988 | 9.8 | 0.8 | 365 | 8.9007 | 0.88759 | 9 | 0.78831
68990 | 5.04 | 0.8 | 365 | 4.5775 | 0.82791 | 5 | 0.40542
68991 | 5.32 | 0.8 | 365 | 4.8318 | 0.59612 | 5 | 0.42794
68992 | 4.59 | 0.8 | 365 | 4.1688 | 0.59327 | 4 | 0.76208
68993 | 6 | 0.8 | 365 | 5.4494 | 0.46179 | 5 | 0.91121
68994 | 6 | 0.8 | 365 | 5.4494 | 0.46179 | 5 | 0.91121
68996 | 9.435 | 0.8 | 365 | 8.5692 | 0.88617 | 9 | 0.45538
69001 | 9.92 | 0.8 | 365 | 9.0097 | 0.21683 | 9 | 0.22654
69005 | 8.32 | 0.8 | 365 | 7.5565 | 0.82702 | 8 | 0.38355
69011 | 10.35 | 0.8 | 365 | 9.4003 | 0.39659 | 9 | 0.79684
69013 | 9.81 | 0.8 | 365 | 8.9098 | 0.91503 | 9 | 0.82483
69016 | 8.125 | 0.8 | 365 | 7.3794 | 0.29201 | 7 | 0.67143
69017 | 5.04 | 0.8 | 365 | 4.5775 | 0.82791 | 5 | 0.40542
69014 | 14.04 | 0.8 | 365 | 12.7516 | 0.52059 | 13 | 0.27224
69022 | 7.848 | 0.8 | 365 | 7.1278 | 0.53202 | 7 | 0.65987
69023 | 6.12 | 0.8 | 365 | 5.5584 | 0.79103 | 6 | 0.34944
69024 | 11.96 | 0.8 | 365 | 10.8625 | 0.81384 | 11 | 0.67635
69025 | 7.245 | 0.8 | 365 | 6.5802 | 0.87761 | 7 | 0.45779
69026 | 10.66 | 0.8 | 365 | 9.6818 | 0.24712 | 9 | 0.92892
69029 | 5.44 | 0.8 | 365 | 4.9408 | 0.92536 | 5 | 0.86617
69028 | 5.8 | 1 | 365 | 6.5847 | 0.89133 | 7 | 0.47605
69030 | 6.7 | 0.8 | 365 | 6.0852 | 0.38233 | 6 | 0.46752
69031 | 6.7 | 0.8 | 365 | 6.0852 | 0.38233 | 6 | 0.46752
69032 | 3.6 | 0.8 | 365 | 3.2697 | 0.87708 | 4 | 0.14673
69033 | 13 | 0.8 | 365 | 11.8071 | 0.66722 | 12 | 0.47429
69034 | 21.375 | 0.8 | 365 | 19.4136 | 0.64513 | 20 | 0.058696
69036 | 11.13 | 0.8 | 365 | 10.1087 | 0.53662 | 10 | 0.6453
69038 | 3.3 | 0.8 | 365 | 2.9972 | 0.053986 | 3 | 0.051167
69037 | 6.48 | 1 | 365 | 7.3567 | 0.22342 | 7 | 0.58014
68929 | 10.8 | 0.8 | 365 | 9.809 | 0.63123 | 10 | 0.44018
69044 | 8.1 | 0.8 | 365 | 7.3567 | 0.22342 | 7 | 0.58014
69047 | 7.2 | 0.8 | 365 | 6.5393 | 0.75415 | 7 | 0.29346
69046 | 24.795 | 0.8 | 365 | 22.5197 | 0.028355 | 22 | 0.54809
69049 | 11.16 | 0.8 | 365 | 10.1359 | 0.61893 | 10 | 0.75486
69050 | 7.8 | 0.8 | 365 | 7.0842 | 0.40033 | 7 | 0.48458
67285 | 5.2 | 0.8 | 365 | 4.7228 | 0.26689 | 4 | 0.98972
69053 | 4.8 | 0.8 | 365 | 4.3595 | 0.16943 | 4 | 0.52897
69056 | 7.2 | 0.8 | 365 | 6.5393 | 0.75415 | 7 | 0.29346
69057 | 12.69 | 0.8 | 365 | 11.5255 | 0.81669 | 12 | 0.34222
69058 | 6.76 | 0.8 | 365 | 6.1397 | 0.54695 | 6 | 0.68663
69060 | 5.355 | 0.8 | 365 | 4.8636 | 0.69215 | 5 | 0.55576
69059 | 18.9 | 1 | 365 | 21.4571 | 0.81831 | 22 | 0.2754
69061 | 7.68 | 0.8 | 365 | 6.9753 | 0.071094 | 7 | 0.046352
69062 | 9 | 0.8 | 365 | 8.1741 | 0.69269 | 8 | 0.86682
69064 | 13.26 | 0.8 | 365 | 12.0432 | 0.38056 | 12 | 0.42378
69065 | 12.8 | 0.8 | 365 | 11.6254 | 0.11849 | 11 | 0.74392
69066 | 8.84 | 0.8 | 365 | 8.0288 | 0.25371 | 8 | 0.28252
69063 | 8.32 | 0.8 | 365 | 7.5565 | 0.82702 | 8 | 0.38355
69067 | 6.3 | 0.8 | 365 | 5.7219 | 0.28488 | 6 | 0.0067734
69069 | 7.28 | 0.8 | 365 | 6.612 | 0.97364 | 7 | 0.5856
69071 | 5.2 | 0.8 | 365 | 4.7228 | 0.26689 | 4 | 0.98972
69072 | 5.6 | 0.8 | 365 | 5.0861 | 0.36434 | 5 | 0.45047
69073 | 2.86 | 0.8 | 365 | 2.5976 | 0.84679 | 3 | 0.44434
49458 | 8.82 | 0.8 | 365 | 8.0106 | 0.19883 | 8 | 0.20948
69074 | 7.28 | 0.8 | 365 | 6.612 | 0.97364 | 7 | 0.5856
69075 | 9.24 | 0.8 | 365 | 8.3921 | 0.35116 | 8 | 0.74327
69076 | 10.07 | 0.8 | 365 | 9.1459 | 0.62837 | 9 | 0.77432
69077 | 5.67 | 0.8 | 365 | 5.1497 | 0.55639 | 5 | 0.7061
69078 | 3.64 | 0.8 | 365 | 3.306 | 0.98682 | 4 | 0.2928
69079 | 6.27 | 0.8 | 365 | 5.6946 | 0.20257 | 5 | 0.89722
69081 | 6.72 | 0.8 | 365 | 6.1034 | 0.43721 | 6 | 0.54056
69082 | 8.375 | 0.8 | 365 | 7.6065 | 0.97792 | 8 | 0.5844
68910 | 12.06 | 0.8 | 365 | 10.9533 | 0.088202 | 11 | 0.041538
69083 | 10.26 | 0.8 | 365 | 9.3185 | 0.14966 | 9 | 0.46817
69085 | 10.05 | 0.8 | 365 | 9.1278 | 0.5735 | 9 | 0.70128
69088 | 7.521 | 0.8 | 365 | 6.8308 | 0.63486 | 7 | 0.46571
69089 | 9.81 | 0.8 | 365 | 8.9098 | 0.91503 | 9 | 0.82483
69091 | 8.4 | 0.8 | 365 | 7.6292 | 0.046509 | 7 | 0.6757
59565 | 98.45 | 0.9 | 365 | 100.5929 | 0.87439 | 101 | 0.46729
69093 | 5.3 | 1 | 365 | 6.0171 | 0.17656 | 6 | 0.19363
69096 | 4.2 | 1 | 365 | 4.7682 | 0.40407 | 5 | 0.17231
69098 | 8.1 | 1 | 365 | 9.1959 | 0.77927 | 9 | 0.97517
69099 | 6.6 | 0.8 | 365 | 5.9944 | 0.10797 | 6 | 0.10233
65275 | 39 | 0.7 | 365 | 30.9936 | 0.62644 | 31 | 0.62002
69105 | 7.245 | 0.8 | 365 | 6.5802 | 0.87761 | 7 | 0.45779
69106 | 11.025 | 0.8 | 365 | 10.0133 | 0.24854 | 10 | 0.26185
69107 | 3.42 | 0.8 | 365 | 3.1062 | 0.38322 | 3 | 0.48939
69109 | 2.16 | 0.8 | 365 | 1.9618 | 0.92625 | 2 | 0.88804
69110 | 10.36 | 0.8 | 365 | 9.4093 | 0.42403 | 9 | 0.83336
69111 | 8.06 | 1 | 365 | 9.1505 | 0.64209 | 9 | 0.79258
69113 | 2.08 | 0.8 | 365 | 1.8891 | 0.70675 | 2 | 0.59589
69112 | 5.04 | 0.8 | 365 | 4.5775 | 0.82791 | 5 | 0.40542
36728 | 576 | 1 | 365 | 653.9305 | 0.41504 | 654 | 0.34554
69120 | 4.68 | 0.8 | 365 | 4.2505 | 0.8402 | 5 | 0.090746
69122 | 3.92 | 0.8 | 365 | 3.5603 | 0.75504 | 4 | 0.31533
69126 | 5.46 | 0.8 | 365 | 4.959 | 0.98023 | 5 | 0.9392
69128 | 6.75 | 1 | 365 | 7.6632 | 0.1494 | 7 | 0.81264
69124 | 8 | 0.8 | 365 | 7.2659 | 0.94906 | 8 | 0.21495
69129 | 11.6 | 1 | 365 | 13.1694 | 0.78266 | 13 | 0.9521
69130 | 13.545 | 0.8 | 365 | 12.3021 | 0.1625 | 12 | 0.46456
69132 | 4.41 | 0.8 | 365 | 4.0053 | 0.099417 | 4 | 0.10474
66245 | 30.16 | 0.9 | 365 | 30.8165 | 0.091434 | 30 | 0.90791
67857 | 3.71 | 0.8 | 365 | 3.3696 | 0.17887 | 3 | 0.54843
67664 | 12.74 | 0.8 | 365 | 11.5709 | 0.95387 | 12 | 0.52481
67692 | 5.67 | 0.8 | 365 | 5.1497 | 0.55639 | 5 | 0.7061
67608 | 8.58 | 0.8 | 365 | 7.7927 | 0.54036 | 8 | 0.33303
67892 | 4.32 | 0.8 | 365 | 3.9236 | 0.85249 | 4 | 0.77607
67060 | 3.78 | 0.8 | 365 | 3.4331 | 0.37093 | 3 | 0.80406
62219 | 3.12 | 1 | 365 | 3.5421 | 0.70016 | 4 | 0.24229
67542 | 5.67 | 0.8 | 365 | 5.1497 | 0.55639 | 5 | 0.7061
56378 | 2.6 | 1 | 365 | 2.9518 | 0.9168 | 3 | 0.86857
67237 | 5.94 | 0.8 | 365 | 5.3949 | 0.29717 | 5 | 0.6921
63289 | 17.755 | 1 | 365 | 20.1572 | 0.89148 | 21 | 0.048663
67323 | 17.755 | 0.8 | 365 | 16.1257 | 0.71319 | 16 | 0.83893
66963 | 7.54 | 0.8 | 365 | 6.8481 | 0.68699 | 7 | 0.53509
66938 | 2.65 | 0.8 | 365 | 2.4068 | 0.27062 | 2 | 0.67745
66954 | 4.505 | 0.8 | 365 | 4.0916 | 0.36006 | 4 | 0.45167
66958 | 4.24 | 0.8 | 365 | 3.8509 | 0.633 | 4 | 0.48392
66975 | 7.42 | 0.8 | 365 | 6.7391 | 0.35775 | 7 | 0.096866
67357 | 5.4 | 0.8 | 365 | 4.9045 | 0.81561 | 5 | 0.72009
68771 | 6.27 | 0.8 | 365 | 5.6946 | 0.20257 | 5 | 0.89722
68364 | 9.81 | 0.8 | 365 | 8.9098 | 0.91503 | 9 | 0.82483
69027 | 10.92 | 0.8 | 365 | 9.9179 | 0.96046 | 10 | 0.87841
68964 | 2.88 | 0.8 | 365 | 2.6157 | 0.90166 | 3 | 0.51738
69380 | 4.64 | 0.8 | 365 | 4.2142 | 0.73045 | 4 | 0.94467
60221 | 271.675 | 1 | 365 | 308.4315 | 0.72028 | 309 | 0.15182
66649 | 8.96 | 0.8 | 365 | 8.1378 | 0.58294 | 8 | 0.72074
66902 | 12.42 | 0.8 | 365 | 11.2803 | 0.075909 | 11 | 0.35621
67787 | 10.08 | 0.8 | 365 | 9.155 | 0.65581 | 9 | 0.81084
59685 | 307.56 | 0.9 | 365 | 314.2545 | 0.31039 | 314 | 0.56486
64991 | 71.25 | 0.9 | 365 | 72.8009 | 0.91925 | 73 | 0.72011
69133 | 8.82 | 0.8 | 365 | 8.0106 | 0.19883 | 8 | 0.20948
69134 | 7.2 | 0.8 | 365 | 6.5393 | 0.75415 | 7 | 0.29346
69135 | 7.685 | 0.8 | 365 | 6.9798 | 0.084812 | 7 | 0.064612
69121 | 2.385 | 0.8 | 365 | 2.1661 | 0.54356 | 2 | 0.70971
69140 | 2.12 | 0.8 | 365 | 1.9255 | 0.8165 | 2 | 0.74196
69141 | 9.275 | 0.8 | 365 | 8.4239 | 0.44719 | 8 | 0.87108
69143 | 5.94 | 0.8 | 365 | 5.3949 | 0.29717 | 5 | 0.6921
69144 | 7.54 | 0.8 | 365 | 6.8481 | 0.68699 | 7 | 0.53509
69145 | 5.94 | 0.8 | 365 | 5.3949 | 0.29717 | 5 | 0.6921
69147 | 8.68 | 0.8 | 365 | 7.8835 | 0.81473 | 8 | 0.69822
69148 | 24.3 | 1 | 365 | 27.5877 | 0.33782 | 27 | 0.92551
69149 | 3.84 | 0.8 | 365 | 3.4876 | 0.53555 | 4 | 0.023176
69150 | 2.24 | 0.8 | 365 | 2.0345 | 0.14574 | 2 | 0.18019
69151 | 8.28 | 0.8 | 365 | 7.5202 | 0.71727 | 8 | 0.23747
69152 | 8.7 | 0.8 | 365 | 7.9017 | 0.8696 | 8 | 0.77126
69153 | 12.3 | 0.8 | 365 | 11.1713 | 0.74667 | 11 | 0.91799
69154 | 6.93 | 0.8 | 365 | 6.2941 | 0.01337 | 6 | 0.30745
69155 | 9.72 | 0.8 | 365 | 8.8281 | 0.6681 | 9 | 0.49616
69156 | 8.19 | 0.8 | 365 | 7.4385 | 0.47035 | 7 | 0.90881
69157 | 7.245 | 0.8 | 365 | 6.5802 | 0.87761 | 7 | 0.45779
69158 | 10.98 | 0.8 | 365 | 9.9724 | 0.12508 | 10 | 0.097519
69159 | 8.19 | 0.8 | 365 | 7.4385 | 0.47035 | 7 | 0.90881
68928 | 5.695 | 0.8 | 365 | 5.1724 | 0.62498 | 5 | 0.79739
69164 | 10.88 | 0.8 | 365 | 9.8816 | 0.85072 | 10 | 0.73233
69165 | 3.6 | 0.8 | 365 | 3.2697 | 0.87708 | 4 | 0.14673
69101 | 21.6 | 0.8 | 365 | 19.6179 | 0.26245 | 19 | 0.88037
69167 | 7.56 | 1 | 365 | 8.5828 | 0.92732 | 9 | 0.51016
69168 | 10.965 | 1 | 365 | 12.4485 | 0.60491 | 13 | 0.053427
69169 | 7.37 | 0.8 | 365 | 6.6937 | 0.22057 | 6 | 0.91427
29593 | 2609.84 | 0.8 | 365 | 2370.3527 | 0.44054 | 2370 | 0.79327
69171 | 10.44 | 0.8 | 365 | 9.482 | 0.64352 | 10 | 0.12551
69175 | 11.76 | 0.8 | 365 | 10.6809 | 0.26511 | 10 | 0.94598
69176 | 6.4 | 0.8 | 365 | 5.8127 | 0.55924 | 6 | 0.37196
69177 | 5.025 | 0.8 | 365 | 4.5639 | 0.78675 | 5 | 0.35064
69178 | 4.578 | 0.8 | 365 | 4.1579 | 0.56035 | 4 | 0.71826
69170 | 6.48 | 0.8 | 365 | 5.8854 | 0.77874 | 6 | 0.66411
69179 | 8.1 | 0.8 | 365 | 7.3567 | 0.22342 | 7 | 0.58014
69180 | 13.395 | 0.8 | 365 | 12.1658 | 0.75095 | 12 | 0.91678
69181 | 11.16 | 0.8 | 365 | 10.1359 | 0.61893 | 10 | 0.75486
68969 | 11.97 | 1 | 365 | 13.5895 | 0.051594 | 13 | 0.64109
69183 | 7.8 | 0.8 | 365 | 7.0842 | 0.40033 | 7 | 0.48458
69185 | 6.89 | 0.8 | 365 | 6.2578 | 0.90362 | 7 | 0.16138
69187 | 7.04 | 0.8 | 365 | 6.394 | 0.31517 | 6 | 0.70916
69188 | 2.52 | 0.8 | 365 | 2.2888 | 0.91395 | 3 | 0.20271
69189 | 10.08 | 0.8 | 365 | 9.155 | 0.65581 | 9 | 0.81084
69186 | 6.24 | 0.8 | 365 | 5.6674 | 0.12026 | 5 | 0.78766
69191 | 6.36 | 0.8 | 365 | 5.7764 | 0.4495 | 6 | 0.22589
69195 | 6.72 | 0.8 | 365 | 6.1034 | 0.43721 | 6 | 0.54056
69119 | 8.91 | 0.8 | 365 | 8.0924 | 0.44576 | 8 | 0.53815
69199 | 3.77 | 0.8 | 365 | 3.4241 | 0.34349 | 3 | 0.76755
69200 | 9.86 | 0.8 | 365 | 8.9552 | 0.052212 | 9 | 0.0074264
69201 | 6.36 | 0.8 | 365 | 5.7764 | 0.4495 | 6 | 0.22589
69202 | 4.505 | 0.8 | 365 | 4.0916 | 0.36006 | 4 | 0.45167
69203 | 5.12 | 0.8 | 365 | 4.6502 | 0.047396 | 4 | 0.69757
69206 | 10.05 | 0.8 | 365 | 9.1278 | 0.5735 | 9 | 0.70128
69210 | 5.035 | 0.8 | 365 | 4.573 | 0.81419 | 5 | 0.38716
69212 | 7.875 | 0.8 | 365 | 7.1524 | 0.6061 | 7 | 0.75847
69215 | 6.095 | 0.8 | 365 | 5.5357 | 0.72244 | 6 | 0.25814
69216 | 5.04 | 0.8 | 365 | 4.5775 | 0.82791 | 5 | 0.40542
69217 | 3.38 | 0.8 | 365 | 3.0698 | 0.27348 | 3 | 0.34332
69219 | 9.975 | 0.8 | 365 | 9.0597 | 0.36773 | 9 | 0.42739
65812 | 362.56 | 0.8 | 365 | 329.2903 | 0.73122 | 330 | 0.021552
26543 | 287.37 | 0.8 | 365 | 261 | 0.43753 | 261 | 0.43754
69220 | 8.265 | 0.8 | 365 | 7.5066 | 0.67612 | 8 | 0.1827
69221 | 5.7 | 0.8 | 365 | 5.1769 | 0.6387 | 5 | 0.81565
36121 | 3.64 | 0.8 | 365 | 3.306 | 0.98682 | 4 | 0.2928
69222 | 3.99 | 0.8 | 365 | 3.6239 | 0.94709 | 4 | 0.57096
69223 | 3.42 | 0.8 | 365 | 3.1062 | 0.38322 | 3 | 0.48939
69224 | 5.985 | 0.8 | 365 | 5.4358 | 0.42064 | 5 | 0.85643
69225 | 2.85 | 0.8 | 365 | 2.5885 | 0.81935 | 3 | 0.40783
69226 | 6.96 | 0.8 | 365 | 6.3213 | 0.095679 | 6 | 0.41701
69227 | 10.83 | 0.8 | 365 | 9.8362 | 0.71353 | 10 | 0.54974
69228 | 7.41 | 0.8 | 365 | 6.73 | 0.33031 | 7 | 0.060348
69229 | 5.7 | 0.8 | 365 | 5.1769 | 0.6387 | 5 | 0.81565
69231 | 9.405 | 0.8 | 365 | 8.542 | 0.80386 | 9 | 0.34583
69232 | 6.555 | 0.8 | 365 | 5.9535 | 0.98451 | 6 | 0.938
69233 | 4.845 | 0.8 | 365 | 4.4004 | 0.2929 | 4 | 0.6933
69230 | 6.84 | 0.8 | 365 | 6.2123 | 0.76644 | 6 | 0.97878
69234 | 8.96 | 0.8 | 365 | 8.1378 | 0.58294 | 8 | 0.72074
69235 | 5.415 | 0.8 | 365 | 4.9181 | 0.85677 | 5 | 0.77487
69236 | 10.545 | 0.8 | 365 | 9.5774 | 0.9316 | 10 | 0.50896
69237 | 7.125 | 0.8 | 365 | 6.4712 | 0.54838 | 7 | 0.019565
69238 | 5.985 | 0.8 | 365 | 5.4358 | 0.42064 | 5 | 0.85643
69239 | 8.265 | 0.8 | 365 | 7.5066 | 0.67612 | 8 | 0.1827
69240 | 5.415 | 0.8 | 365 | 4.9181 | 0.85677 | 5 | 0.77487
69241 | 3.42 | 0.8 | 365 | 3.1062 | 0.38322 | 3 | 0.48939
69205 | 11.01 | 0.8 | 365 | 9.9997 | 0.20739 | 10 | 0.20708
69242 | 2.565 | 0.8 | 365 | 2.3296 | 0.037416 | 2 | 0.36704
69243 | 7.41 | 0.8 | 365 | 6.73 | 0.33031 | 7 | 0.060348
69244 | 7.695 | 0.8 | 365 | 6.9889 | 0.11225 | 7 | 0.10113
69246 | 4.845 | 0.8 | 365 | 4.4004 | 0.2929 | 4 | 0.6933
69247 | 8.835 | 0.8 | 365 | 8.0243 | 0.23999 | 8 | 0.26426
69248 | 2.565 | 0.8 | 365 | 2.3296 | 0.037416 | 2 | 0.36704
69249 | 6.27 | 0.8 | 365 | 5.6946 | 0.20257 | 5 | 0.89722
69250 | 12.255 | 0.8 | 365 | 11.1304 | 0.62321 | 11 | 0.75365
69208 | 5.94 | 0.8 | 365 | 5.3949 | 0.29717 | 5 | 0.6921
69211 | 2.32 | 0.8 | 365 | 2.1071 | 0.36523 | 2 | 0.47234
69254 | 6.44 | 0.8 | 365 | 5.849 | 0.66899 | 6 | 0.51804
69258 | 6.36 | 1 | 365 | 7.2205 | 0.81187 | 8 | 0.032357
69259 | 5.04 | 0.8 | 365 | 4.5775 | 0.82791 | 5 | 0.40542
69261 | 5.67 | 0.8 | 365 | 5.1497 | 0.55639 | 5 | 0.7061
69263 | 10.24 | 0.8 | 365 | 9.3003 | 0.094792 | 9 | 0.39514
69264 | 9.6 | 0.8 | 365 | 8.7191 | 0.33887 | 9 | 0.05794
50718 | 7.54 | 1 | 365 | 8.5601 | 0.85873 | 9 | 0.41886
64567 | 12.22 | 1 | 365 | 13.8733 | 0.90898 | 14 | 0.7823
69086 | 8.71 | 0.8 | 365 | 7.9107 | 0.89703 | 8 | 0.80778
65241 | 27.3 | 0.9 | 365 | 27.8942 | 0.2638 | 28 | 0.15802
65799 | 371.32 | 1 | 365 | 421.5581 | 0.45679 | 422 | 0.014904
65803 | 371.32 | 1 | 365 | 421.5581 | 0.45679 | 422 | 0.014904
65810 | 82.855 | 1 | 365 | 94.065 | 0.15454 | 94 | 0.21949
69218 | 4.86 | 0.8 | 365 | 4.414 | 0.33405 | 4 | 0.74808
69266 | 4.32 | 0.8 | 365 | 3.9236 | 0.85249 | 4 | 0.77607
69267 | 8.12 | 0.8 | 365 | 7.3749 | 0.27829 | 7 | 0.65317
69268 | 11.13 | 0.8 | 365 | 10.1087 | 0.53662 | 10 | 0.6453
66022 | 9.88 | 1 | 365 | 11.2167 | 0.88386 | 12 | 0.10058
69269 | 4.24 | 0.8 | 365 | 3.8509 | 0.633 | 4 | 0.48392
69204 | 5.76 | 0.8 | 365 | 5.2314 | 0.80332 | 6 | 0.034764
69273 | 10.56 | 0.8 | 365 | 9.591 | 0.97275 | 10 | 0.56373
69274 | 5.67 | 0.8 | 365 | 5.1497 | 0.55639 | 5 | 0.7061
64990 | 182.24 | 0.9 | 365 | 186.2067 | 0.49943 | 186 | 0.70614
69278 | 8.7 | 0.8 | 365 | 7.9017 | 0.8696 | 8 | 0.77126
69277 | 6.72 | 0.8 | 365 | 6.1034 | 0.43721 | 6 | 0.54056
69280 | 7.56 | 0.8 | 365 | 6.8663 | 0.74186 | 7 | 0.60813
69282 | 12.455 | 0.8 | 365 | 11.3121 | 0.17194 | 11 | 0.48403
69283 | 7.59 | 0.8 | 365 | 6.8935 | 0.82417 | 7 | 0.71768
69284 | 9.72 | 0.8 | 365 | 8.8281 | 0.6681 | 9 | 0.49616
69286 | 8.32 | 0.8 | 365 | 7.5565 | 0.82702 | 8 | 0.38355
69285 | 5.886 | 0.8 | 365 | 5.3459 | 0.14902 | 5 | 0.4949
69287 | 2.9 | 0.8 | 365 | 2.6339 | 0.95653 | 3 | 0.59042
69290 | 4.05 | 0.8 | 365 | 3.6784 | 0.11171 | 3 | 0.79007
69289 | 5.13 | 1 | 365 | 5.8241 | 0.59354 | 6 | 0.41761
69291 | 3.84 | 0.8 | 365 | 3.4876 | 0.53555 | 4 | 0.023176
69292 | 10.8 | 0.8 | 365 | 9.809 | 0.63123 | 10 | 0.44018
69272 | 8.45 | 0.8 | 365 | 7.6746 | 0.18369 | 7 | 0.85829
69293 | 2.97 | 0.8 | 365 | 2.6975 | 0.14859 | 2 | 0.84605
69298 | 3.15 | 0.8 | 365 | 2.8609 | 0.64244 | 3 | 0.50339
69300 | 6.16 | 0.8 | 365 | 5.5947 | 0.90077 | 6 | 0.49551
67062 | 2.65 | 0.8 | 365 | 2.4068 | 0.27062 | 2 | 0.67745
62767 | 6.095 | 1 | 365 | 6.9196 | 0.90305 | 7 | 0.82268
64756 | 2.915 | 1 | 365 | 3.3094 | 0.99711 | 4 | 0.3065
64751 | 4.24 | 1 | 365 | 4.8137 | 0.54125 | 5 | 0.3549
67043 | 4.32 | 0.8 | 365 | 3.9236 | 0.85249 | 4 | 0.77607
67238 | 3.51 | 0.8 | 365 | 3.1879 | 0.63015 | 3 | 0.81806
67239 | 7.56 | 0.8 | 365 | 6.8663 | 0.74186 | 7 | 0.60813
67301 | 5.035 | 0.8 | 365 | 4.573 | 0.81419 | 5 | 0.38716
61629 | 7.905 | 1 | 365 | 8.9745 | 0.11051 | 9 | 0.085029
69302 | 5.1 | 0.8 | 365 | 4.632 | 0.99252 | 5 | 0.62453
69303 | 10.6 | 0.8 | 365 | 9.6273 | 0.082499 | 9 | 0.70981
69305 | 3.36 | 0.8 | 365 | 3.0517 | 0.2186 | 3 | 0.27028
69306 | 11.655 | 0.8 | 365 | 10.5855 | 0.97703 | 11 | 0.56253
69307 | 12 | 0.8 | 365 | 10.8988 | 0.92358 | 11 | 0.82243
69310 | 5.565 | 0.8 | 365 | 5.0543 | 0.26831 | 5 | 0.32265
69311 | 6.36 | 0.8 | 365 | 5.7764 | 0.4495 | 6 | 0.22589
69313 | 12 | 0.8 | 365 | 10.8988 | 0.92358 | 11 | 0.82243
69271 | 7 | 0.8 | 365 | 6.3577 | 0.20542 | 6 | 0.56308
66390 | 2.08 | 1 | 365 | 2.3614 | 0.13344 | 2 | 0.49486
69308 | 4.505 | 0.8 | 365 | 4.0916 | 0.36006 | 4 | 0.45167
66542 | 11.44 | 0.8 | 365 | 10.3902 | 0.38715 | 10 | 0.77738
69316 | 5.83 | 0.8 | 365 | 5.295 | 0.99537 | 6 | 0.2904
69317 | 8.41 | 0.8 | 365 | 7.6383 | 0.073945 | 7 | 0.71222
66536 | 10.4 | 0.8 | 365 | 9.4457 | 0.53377 | 9 | 0.97944
69319 | 2.7 | 0.8 | 365 | 2.4522 | 0.40781 | 2 | 0.86005
66605 | 14.04 | 0.8 | 365 | 12.7516 | 0.52059 | 13 | 0.27224
66635 | 12.22 | 0.8 | 365 | 11.0987 | 0.52718 | 11 | 0.62584
66731 | 11.44 | 0.8 | 365 | 10.3902 | 0.38715 | 10 | 0.77738
69320 | 5.67 | 0.8 | 365 | 5.1497 | 0.55639 | 5 | 0.7061
69325 | 5.232 | 0.8 | 365 | 4.7519 | 0.35468 | 5 | 0.10658
69312 | 4.16 | 0.8 | 365 | 3.7783 | 0.41351 | 4 | 0.19177
69323 | 3.12 | 0.8 | 365 | 2.8337 | 0.56013 | 3 | 0.39383
69326 | 7.95 | 0.8 | 365 | 7.2205 | 0.81187 | 8 | 0.032357
34779 | 206.15 | 0.9 | 365 | 210.6371 | 0.2997 | 210 | 0.93685
69329 | 9.54 | 0.8 | 365 | 8.6646 | 0.17425 | 8 | 0.83883
69331 | 6.24 | 0.8 | 365 | 5.6674 | 0.12026 | 5 | 0.78766
69332 | 8.16 | 0.8 | 365 | 7.4112 | 0.38804 | 7 | 0.79925
69333 | 3.36 | 0.8 | 365 | 3.0517 | 0.2186 | 3 | 0.27028
69334 | 10.36 | 0.8 | 365 | 9.4093 | 0.42403 | 9 | 0.83336
69335 | 6.44 | 0.8 | 365 | 5.849 | 0.66899 | 6 | 0.51804
69338 | 7.28 | 0.8 | 365 | 6.612 | 0.97364 | 7 | 0.5856
69340 | 9.1 | 0.8 | 365 | 8.265 | 0.96705 | 9 | 0.23201
69342 | 2.32 | 0.8 | 365 | 2.1071 | 0.36523 | 2 | 0.47234
69343 | 7.54 | 0.8 | 365 | 6.8481 | 0.68699 | 7 | 0.53509
69345 | 12.985 | 0.8 | 365 | 11.7935 | 0.62606 | 12 | 0.41952
69347 | 4.35 | 0.8 | 365 | 3.9508 | 0.9348 | 4 | 0.88563
69348 | 5.83 | 0.8 | 365 | 5.295 | 0.99537 | 6 | 0.2904
69349 | 2.52 | 0.8 | 365 | 2.2888 | 0.91395 | 3 | 0.20271
69352 | 10.36 | 0.8 | 365 | 9.4093 | 0.42403 | 9 | 0.83336
69350 | 3.78 | 1 | 365 | 4.2914 | 0.96366 | 5 | 0.25508
69353 | 11.7 | 0.8 | 365 | 10.6264 | 0.10049 | 10 | 0.72686
69354 | 7 | 0.8 | 365 | 6.3577 | 0.20542 | 6 | 0.56308
69355 | 11.2 | 0.8 | 365 | 10.1723 | 0.72868 | 10 | 0.90093
67281 | 3.18 | 0.8 | 365 | 2.8882 | 0.72475 | 3 | 0.61294
67241 | 2.44 | 0.8 | 365 | 2.2161 | 0.69446 | 2 | 0.91056
67464 | 7.8 | 0.8 | 365 | 7.0842 | 0.40033 | 7 | 0.48458
69041 | 8.06 | 0.8 | 365 | 7.3204 | 0.11367 | 7 | 0.43406
67545 | 7.42 | 0.8 | 365 | 6.7391 | 0.35775 | 7 | 0.096866
67607 | 14.04 | 0.8 | 365 | 12.7516 | 0.52059 | 13 | 0.27224
69276 | 8.4 | 1 | 365 | 9.5365 | 0.80814 | 10 | 0.34462
69360 | 6.625 | 0.8 | 365 | 6.0171 | 0.17656 | 6 | 0.19363
69361 | 3.92 | 0.8 | 365 | 3.5603 | 0.75504 | 4 | 0.31533
69362 | 4.59 | 0.8 | 365 | 4.1688 | 0.59327 | 4 | 0.76208
69363 | 4.06 | 0.8 | 365 | 3.6874 | 0.13915 | 3 | 0.82659
69364 | 7.95 | 0.8 | 365 | 7.2205 | 0.81187 | 8 | 0.032357
69260 | 10.08 | 0.8 | 365 | 9.155 | 0.65581 | 9 | 0.81084
69318 | 14.29 | 0.8 | 365 | 12.9787 | 0.2065 | 13 | 0.18521
69366 | 4.64 | 0.8 | 365 | 4.2142 | 0.73045 | 4 | 0.94467
69367 | 5.88 | 0.8 | 365 | 5.3404 | 0.13256 | 5 | 0.47299
69368 | 7.54 | 0.8 | 365 | 6.8481 | 0.68699 | 7 | 0.53509
69371 | 5.3 | 0.8 | 365 | 4.8137 | 0.54125 | 5 | 0.3549
69372 | 11.07 | 0.8 | 365 | 10.0542 | 0.37201 | 10 | 0.42619
69373 | 3.77 | 0.8 | 365 | 3.4241 | 0.34349 | 3 | 0.76755
69374 | 4.35 | 0.8 | 365 | 3.9508 | 0.9348 | 4 | 0.88563
66179 | 4.08 | 0.8 | 365 | 3.7056 | 0.19402 | 3 | 0.89962
69376 | 3.78 | 0.8 | 365 | 3.4331 | 0.37093 | 3 | 0.80406
69377 | 8.1 | 0.8 | 365 | 7.3567 | 0.22342 | 7 | 0.58014
69378 | 3.24 | 0.8 | 365 | 2.9427 | 0.88937 | 3 | 0.83205
66244 | 10.66 | 1 | 365 | 12.1023 | 0.5589 | 12 | 0.66115
69382 | 11.34 | 0.8 | 365 | 10.2994 | 0.11279 | 10 | 0.41219
65099 | 32.55 | 0.9 | 365 | 33.2585 | 0.46837 | 33 | 0.72687
65126 | 226.81 | 0.9 | 365 | 231.7468 | 0.068571 | 231 | 0.81541
2246 | 3582.72 | 0.7 | 365 | 2847.2134 | 0.95708 | 2848 | 0.17046
69116 | 7.56 | 0.8 | 365 | 6.8663 | 0.74186 | 7 | 0.60813
69381 | 6.6 | 0.8 | 365 | 5.9944 | 0.10797 | 6 | 0.10233
69384 | 14.58 | 0.8 | 365 | 13.2421 | 0.0021546 | 13 | 0.24425
69387 | 3.48 | 0.8 | 365 | 3.1607 | 0.54784 | 3 | 0.7085
69385 | 5.22 | 0.8 | 365 | 4.741 | 0.32176 | 5 | 0.062755
69388 | 5.67 | 0.8 | 365 | 5.1497 | 0.55639 | 5 | 0.7061
69390 | 2.16 | 0.8 | 365 | 1.9618 | 0.92625 | 2 | 0.88804
69389 | 9.99 | 0.8 | 365 | 9.0733 | 0.40888 | 9 | 0.48217
69391 | 4.64 | 0.8 | 365 | 4.2142 | 0.73045 | 4 | 0.94467
69392 | 4.05 | 0.8 | 365 | 3.6784 | 0.11171 | 3 | 0.79007
69393 | 5.8 | 0.8 | 365 | 5.2678 | 0.91307 | 6 | 0.18084
69394 | 4.35 | 0.8 | 365 | 3.9508 | 0.9348 | 4 | 0.88563
69395 | 7.02 | 0.8 | 365 | 6.3758 | 0.2603 | 6 | 0.63612
66459 | 6.5 | 0.8 | 365 | 5.9035 | 0.83361 | 6 | 0.73715
69396 | 6.75 | 0.8 | 365 | 6.1306 | 0.51952 | 6 | 0.65011
69401 | 5.13 | 0.8 | 365 | 4.6593 | 0.074832 | 4 | 0.73409
69402 | 24.44 | 0.8 | 365 | 22.1973 | 0.054366 | 22 | 0.25167
69403 | 11.34 | 0.8 | 365 | 10.2994 | 0.11279 | 10 | 0.41219
69405 | 4.59 | 0.8 | 365 | 4.1688 | 0.59327 | 4 | 0.76208
69406 | 12.15 | 0.8 | 365 | 11.0351 | 0.33513 | 11 | 0.37021
69408 | 4.05 | 0.8 | 365 | 3.6784 | 0.11171 | 3 | 0.79007
69409 | 7.36 | 0.8 | 365 | 6.6846 | 0.19313 | 6 | 0.87775
69411 | 8.96 | 0.8 | 365 | 8.1378 | 0.58294 | 8 | 0.72074
13220 | 1371.5 | 1 | 365 | 1557.0585 | 0.61411 | 1557 | 0.67257
69413 | 9.86 | 0.8 | 365 | 8.9552 | 0.052212 | 9 | 0.0074264
69412 | 6.5 | 0.8 | 365 | 5.9035 | 0.83361 | 6 | 0.73715
69414 | 6.84 | 0.8 | 365 | 6.2123 | 0.76644 | 6 | 0.97878
69416 | 3.05 | 0.8 | 365 | 2.7701 | 0.36808 | 3 | 0.1382
69356 | 12.32 | 0.8 | 365 | 11.1895 | 0.80155 | 11 | 0.99102
69419 | 9.72 | 0.8 | 365 | 8.8281 | 0.6681 | 9 | 0.49616
69418 | 5.7 | 1 | 365 | 6.4712 | 0.54838 | 7 | 0.019565
69421 | 6.6 | 0.8 | 365 | 5.9944 | 0.10797 | 6 | 0.10233
65263 | 35.2 | 0.9 | 365 | 35.9662 | 0.64783 | 36 | 0.614
69422 | 6 | 0.8 | 365 | 5.4494 | 0.46179 | 5 | 0.91121
69424 | 4.68 | 0.8 | 365 | 4.2505 | 0.8402 | 5 | 0.090746
69423 | 10.26 | 0.8 | 365 | 9.3185 | 0.14966 | 9 | 0.46817
69425 | 3.77 | 0.8 | 365 | 3.4241 | 0.34349 | 3 | 0.76755
69426 | 6.9 | 0.8 | 365 | 6.2668 | 0.93106 | 7 | 0.19789
69427 | 4.59 | 0.8 | 365 | 4.1688 | 0.59327 | 4 | 0.76208
69428 | 4.32 | 0.8 | 365 | 3.9236 | 0.85249 | 4 | 0.77607
69399 | 14.82 | 0.8 | 365 | 13.4601 | 0.66063 | 14 | 0.1207
69430 | 4.86 | 0.8 | 365 | 4.414 | 0.33405 | 4 | 0.74808
69432 | 3.84 | 0.8 | 365 | 3.4876 | 0.53555 | 4 | 0.023176
69433 | 5.94 | 0.8 | 365 | 5.3949 | 0.29717 | 5 | 0.6921
69434 | 4.59 | 0.8 | 365 | 4.1688 | 0.59327 | 4 | 0.76208
69435 | 7.915 | 0.8 | 365 | 7.1887 | 0.71585 | 7 | 0.90454
69437 | 6.38 | 0.8 | 365 | 5.7946 | 0.50437 | 6 | 0.29892
69438 | 10.98 | 0.8 | 365 | 9.9724 | 0.12508 | 10 | 0.097519
69440 | 3.24 | 0.8 | 365 | 2.9427 | 0.88937 | 3 | 0.83205
69442 | 5.51 | 0.8 | 365 | 5.0044 | 0.11741 | 5 | 0.1218
69443 | 3.48 | 0.8 | 365 | 3.1607 | 0.54784 | 3 | 0.7085
69445 | 11.16 | 0.8 | 365 | 10.1359 | 0.61893 | 10 | 0.75486
69448 | 3.924 | 0.8 | 365 | 3.5639 | 0.76601 | 4 | 0.32993
69449 | 7.92 | 1 | 365 | 8.9915 | 0.16196 | 9 | 0.1535
69450 | 4.86 | 0.8 | 365 | 4.414 | 0.33405 | 4 | 0.74808
69452 | 2.32 | 0.8 | 365 | 2.1071 | 0.36523 | 2 | 0.47234
69454 | 5.8 | 0.8 | 365 | 5.2678 | 0.91307 | 6 | 0.18084
69456 | 5.94 | 0.8 | 365 | 5.3949 | 0.29717 | 5 | 0.6921
69458 | 3.48 | 0.8 | 365 | 3.1607 | 0.54784 | 3 | 0.7085
69455 | 7.83 | 0.8 | 365 | 7.1115 | 0.48264 | 7 | 0.59413
69460 | 6.05 | 0.8 | 365 | 5.4948 | 0.59897 | 6 | 0.093806
69462 | 2.9 | 0.8 | 365 | 2.6339 | 0.95653 | 3 | 0.59042
69464 | 4.05 | 0.8 | 365 | 3.6784 | 0.11171 | 3 | 0.79007
69463 | 7.28 | 0.8 | 365 | 6.612 | 0.97364 | 7 | 0.5856
69465 | 4.93 | 0.8 | 365 | 4.4776 | 0.52611 | 5 | 0.0037132
69467 | 5.94 | 0.8 | 365 | 5.3949 | 0.29717 | 5 | 0.6921
69468 | 5.035 | 0.8 | 365 | 4.573 | 0.81419 | 5 | 0.38716
69469 | 7.54 | 0.8 | 365 | 6.8481 | 0.68699 | 7 | 0.53509
69470 | 2.08 | 0.8 | 365 | 1.8891 | 0.70675 | 2 | 0.59589
69471 | 3.19 | 0.8 | 365 | 2.8973 | 0.75219 | 3 | 0.64946
69472 | 7.8 | 0.8 | 365 | 7.0842 | 0.40033 | 7 | 0.48458
69420 | 3.78 | 0.8 | 365 | 3.4331 | 0.37093 | 3 | 0.80406
69473 | 7.56 | 0.8 | 365 | 6.8663 | 0.74186 | 7 | 0.60813
69304 | 9.18 | 0.8 | 365 | 8.3376 | 0.18654 | 8 | 0.52416
69383 | 12.15 | 0.8 | 365 | 11.0351 | 0.33513 | 11 | 0.37021
69475 | 6.3 | 0.8 | 365 | 5.7219 | 0.28488 | 6 | 0.0067734
31831 | 248.57 | 0.8 | 365 | 225.7604 | 0.98461 | 226 | 0.74503
64456 | 29.12 | 0.7 | 365 | 23.1419 | 0.90774 | 24 | 0.049617
1973 | 3580.2 | 1 | 365 | 4064.5867 | 0.43911 | 4065 | 0.025847
1978 | 2410.2 | 1 | 365 | 2736.2904 | 0.87731 | 2737 | 0.16773
1974 | 1199.25 | 1 | 365 | 1361.5037 | 0.87584 | 1362 | 0.37957
1975 | 2796.3 | 1 | 365 | 3174.6282 | 0.022702 | 3174 | 0.65091
1972 | 825.66 | 1 | 365 | 937.3685 | 0.634 | 938 | 0.0024918
1976 | 2796.3 | 1 | 365 | 3174.6282 | 0.022702 | 3174 | 0.65091
1971 | 516.78 | 1 | 365 | 586.6983 | 0.31768 | 587 | 0.015948
69481 | 11.2 | 0.8 | 365 | 10.1723 | 0.72868 | 10 | 0.90093
69482 | 6.96 | 0.8 | 365 | 6.3213 | 0.095679 | 6 | 0.41701
69453 | 8.12 | 0.8 | 365 | 7.3749 | 0.27829 | 7 | 0.65317
69483 | 10.08 | 0.8 | 365 | 9.155 | 0.65581 | 9 | 0.81084
46564 | 14.3 | 1 | 365 | 16.2347 | 0.042422 | 16 | 0.27715
69043 | 5.7 | 0.8 | 365 | 5.1769 | 0.6387 | 5 | 0.81565
69484 | 8.12 | 0.8 | 365 | 7.3749 | 0.27829 | 7 | 0.65317
69485 | 10.8 | 0.8 | 365 | 9.809 | 0.63123 | 10 | 0.44018
69486 | 2.8 | 0.8 | 365 | 2.5431 | 0.68217 | 3 | 0.22523
69488 | 5.04 | 0.8 | 365 | 4.5775 | 0.82791 | 5 | 0.40542
69487 | 3.99 | 0.8 | 365 | 3.6239 | 0.94709 | 4 | 0.57096
69490 | 9.24 | 0.8 | 365 | 8.3921 | 0.35116 | 8 | 0.74327
69489 | 11.285 | 0.8 | 365 | 10.2495 | 0.96189 | 11 | 0.21134
69491 | 6.84 | 0.8 | 365 | 6.2123 | 0.76644 | 6 | 0.97878
69492 | 8.265 | 0.8 | 365 | 7.5066 | 0.67612 | 8 | 0.1827
69494 | 9.8 | 0.8 | 365 | 8.9007 | 0.88759 | 9 | 0.78831
69493 | 7.25 | 0.8 | 365 | 6.5847 | 0.89133 | 7 | 0.47605
1969 | 2791.8 | 1 | 365 | 3169.5194 | 0.58977 | 3170 | 0.10914
1967 | 1342.44 | 1 | 365 | 1524.0668 | 0.95168 | 1525 | 0.01844
69495 | 5.6 | 0.8 | 365 | 5.0861 | 0.36434 | 5 | 0.45047
69496 | 6.44 | 0.8 | 365 | 5.849 | 0.66899 | 6 | 0.51804
69498 | 10.07 | 0.8 | 365 | 9.1459 | 0.62837 | 9 | 0.77432
69499 | 10.26 | 0.8 | 365 | 9.3185 | 0.14966 | 9 | 0.46817
69500 | 5.88 | 0.8 | 365 | 5.3404 | 0.13256 | 5 | 0.47299
69501 | 8.96 | 0.8 | 365 | 8.1378 | 0.58294 | 8 | 0.72074
69502 | 4.48 | 0.8 | 365 | 4.0689 | 0.29147 | 4 | 0.36037
69503 | 6.16 | 0.8 | 365 | 5.5947 | 0.90077 | 6 | 0.49551
69504 | 11.2 | 0.8 | 365 | 10.1723 | 0.72868 | 10 | 0.90093
69505 | 9.8 | 0.8 | 365 | 8.9007 | 0.88759 | 9 | 0.78831
69506 | 3.08 | 0.8 | 365 | 2.7974 | 0.45039 | 3 | 0.24776
69507 | 5.51 | 0.8 | 365 | 5.0044 | 0.11741 | 5 | 0.1218
69508 | 2.32 | 0.8 | 365 | 2.1071 | 0.36523 | 2 | 0.47234
69509 | 12.42 | 0.8 | 365 | 11.2803 | 0.075909 | 11 | 0.35621
69510 | 4.93 | 0.8 | 365 | 4.4776 | 0.52611 | 5 | 0.0037132
69511 | 5.67 | 0.8 | 365 | 5.1497 | 0.55639 | 5 | 0.7061
69512 | 6.21 | 0.8 | 365 | 5.6402 | 0.037955 | 5 | 0.67811
69514 | 5.51 | 0.8 | 365 | 5.0044 | 0.11741 | 5 | 0.1218
69515 | 4.93 | 0.8 | 365 | 4.4776 | 0.52611 | 5 | 0.0037132
69516 | 4.35 | 0.8 | 365 | 3.9508 | 0.9348 | 4 | 0.88563
69518 | 3.77 | 0.8 | 365 | 3.4241 | 0.34349 | 3 | 0.76755
69520 | 5.94 | 0.8 | 365 | 5.3949 | 0.29717 | 5 | 0.6921
69521 | 3.24 | 0.8 | 365 | 2.9427 | 0.88937 | 3 | 0.83205
69522 | 7.25 | 0.8 | 365 | 6.5847 | 0.89133 | 7 | 0.47605
69523 | 6.24 | 0.8 | 365 | 5.6674 | 0.12026 | 5 | 0.78766
36759 | 249.6 | 0.8 | 365 | 226.6959 | 0.81055 | 227 | 0.50645
69524 | 5.025 | 0.8 | 365 | 4.5639 | 0.78675 | 5 | 0.35064
69526 | 4.251 | 0.8 | 365 | 3.8609 | 0.66318 | 4 | 0.52409
69527 | 6.89 | 0.8 | 365 | 6.2578 | 0.90362 | 7 | 0.16138
69528 | 2.1 | 0.8 | 365 | 1.9073 | 0.76163 | 2 | 0.66892
66358 | 7.92 | 1 | 365 | 8.9915 | 0.16196 | 9 | 0.1535
35260 | 102.69 | 0.9 | 365 | 104.9252 | 0.96152 | 105 | 0.88671
67786 | 9.72 | 0.8 | 365 | 8.8281 | 0.6681 | 9 | 0.49616
67887 | 2.16 | 0.8 | 365 | 1.9618 | 0.92625 | 2 | 0.88804
64705 | 3.71 | 1 | 365 | 4.2119 | 0.72359 | 4 | 0.93554
64276 | 4.77 | 1 | 365 | 5.4154 | 0.35891 | 5 | 0.77427
67169 | 3.18 | 0.8 | 365 | 2.8882 | 0.72475 | 3 | 0.61294
67289 | 2.97 | 0.8 | 365 | 2.6975 | 0.14859 | 2 | 0.84605
67296 | 2.7 | 0.8 | 365 | 2.4522 | 0.40781 | 2 | 0.86005
67347 | 4.59 | 0.8 | 365 | 4.1688 | 0.59327 | 4 | 0.76208
67360 | 3.78 | 0.8 | 365 | 3.4331 | 0.37093 | 3 | 0.80406
67439 | 2.16 | 0.8 | 365 | 1.9618 | 0.92625 | 2 | 0.88804
67452 | 2.16 | 0.8 | 365 | 1.9618 | 0.92625 | 2 | 0.88804
67524 | 4.05 | 0.8 | 365 | 3.6784 | 0.11171 | 3 | 0.79007
67530 | 6.625 | 0.8 | 365 | 6.0171 | 0.17656 | 6 | 0.19363
67531 | 2.7 | 0.8 | 365 | 2.4522 | 0.40781 | 2 | 0.86005
67538 | 4.59 | 0.8 | 365 | 4.1688 | 0.59327 | 4 | 0.76208
67585 | 6.36 | 0.8 | 365 | 5.7764 | 0.4495 | 6 | 0.22589
64109 | 70.98 | 0.9 | 365 | 72.525 | 0.085874 | 72 | 0.61085
43480 | 977.73 | 0.9 | 365 | 999.0117 | 0.84773 | 999 | 0.85939
69531 | 8.04 | 0.8 | 365 | 7.3022 | 0.058801 | 7 | 0.36103
33286 | 3992.28 | 0.8 | 365 | 3625.9356 | 0.34716 | 3626 | 0.28277
69532 | 4.2 | 0.8 | 365 | 3.8146 | 0.52325 | 4 | 0.33785
69533 | 24.96 | 0.8 | 365 | 22.6696 | 0.48105 | 23 | 0.15065
69174 | 6.93 | 0.8 | 365 | 6.2941 | 0.01337 | 6 | 0.30745
69535 | 5.13 | 0.8 | 365 | 4.6593 | 0.074832 | 4 | 0.73409
69400 | 10.8 | 0.8 | 365 | 9.809 | 0.63123 | 10 | 0.44018
69288 | 7.28 | 0.8 | 365 | 6.612 | 0.97364 | 7 | 0.5856
69407 | 7.04 | 0.8 | 365 | 6.394 | 0.31517 | 6 | 0.70916
69537 | 4.335 | 1 | 365 | 4.9215 | 0.86706 | 5 | 0.78856
69538 | 6.6 | 0.8 | 365 | 5.9944 | 0.10797 | 6 | 0.10233
69539 | 7.8 | 0.8 | 365 | 7.0842 | 0.40033 | 7 | 0.48458
69540 | 9.72 | 0.8 | 365 | 8.8281 | 0.6681 | 9 | 0.49616
69541 | 11.4 | 0.8 | 365 | 10.3539 | 0.2774 | 10 | 0.6313
69262 | 6.6 | 0.8 | 365 | 5.9944 | 0.10797 | 6 | 0.10233
69543 | 8.64 | 0.8 | 365 | 7.8472 | 0.70498 | 8 | 0.55215
1977 | 1842.75 | 1 | 365 | 2092.0667 | 0.78483 | 2092 | 0.85154
68563 | 5.4 | 1 | 365 | 6.1306 | 0.51952 | 6 | 0.65011
68241 | 9.315 | 1 | 365 | 10.5753 | 0.94617 | 11 | 0.52145
34329 | 347.76 | 1 | 365 | 394.8105 | 0.65683 | 395 | 0.46737
68419 | 3.92 | 1 | 365 | 4.4504 | 0.4438 | 4 | 0.89416
68633 | 15.39 | 1 | 365 | 17.4722 | 0.78062 | 18 | 0.25283
68503 | 8.48 | 1 | 365 | 9.6273 | 0.082499 | 9 | 0.70981
68089 | 8.502 | 1 | 365 | 9.6523 | 0.15795 | 9 | 0.81024
69094 | 8.925 | 1 | 365 | 10.1325 | 0.60864 | 10 | 0.74116
68130 | 9.12 | 1 | 365 | 10.3539 | 0.2774 | 10 | 0.6313
68295 | 10.26 | 1 | 365 | 11.6481 | 0.18708 | 11 | 0.83522
68624 | 7.41 | 1 | 365 | 8.4125 | 0.41289 | 8 | 0.82543
50000 | 5.4 | 1 | 365 | 6.1306 | 0.51952 | 6 | 0.65011
68879 | 12.54 | 0.8 | 365 | 11.3893 | 0.40515 | 11 | 0.79443
48699 | 6.5 | 1 | 365 | 7.3794 | 0.29201 | 7 | 0.67143
69545 | 3.6 | 0.8 | 365 | 3.2697 | 0.87708 | 4 | 0.14673
44143 | 11.772 | 1 | 365 | 13.3647 | 0.37254 | 13 | 0.73725
69548 | 8.4 | 1 | 365 | 9.5365 | 0.80814 | 10 | 0.34462
69549 | 4.8 | 1 | 365 | 5.4494 | 0.46179 | 5 | 0.91121
63019 | 110.24 | 0.9 | 365 | 112.6395 | 0.26524 | 112 | 0.90477
69550 | 6.3 | 1 | 365 | 7.1524 | 0.6061 | 7 | 0.75847
68849 | 5.12 | 0.8 | 365 | 4.6502 | 0.047396 | 4 | 0.69757
68965 | 7.95 | 0.8 | 365 | 7.2205 | 0.81187 | 8 | 0.032357
68645 | 6.16 | 0.8 | 365 | 5.5947 | 0.90077 | 6 | 0.49551
69551 | 4.8 | 1 | 365 | 5.4494 | 0.46179 | 5 | 0.91121
69552 | 22.68 | 0.8 | 365 | 20.5988 | 0.22557 | 20 | 0.82438
69553 | 5.61 | 0.8 | 365 | 5.0952 | 0.39178 | 5 | 0.48698
69554 | 4.5 | 0.8 | 365 | 4.0871 | 0.34634 | 4 | 0.43341
69351 | 3.12 | 0.8 | 365 | 2.8337 | 0.56013 | 3 | 0.39383
69547 | 3.92 | 0.8 | 365 | 3.5603 | 0.75504 | 4 | 0.31533
69558 | 6.615 | 0.8 | 365 | 6.008 | 0.14913 | 6 | 0.15711
69559 | 8.4 | 0.8 | 365 | 7.6292 | 0.046509 | 7 | 0.6757
69451 | 4.35 | 0.8 | 365 | 3.9508 | 0.9348 | 4 | 0.88563
69560 | 9.88 | 0.8 | 365 | 8.9734 | 0.10708 | 9 | 0.080464
69561 | 4.68 | 0.8 | 365 | 4.2505 | 0.8402 | 5 | 0.090746
68523 | 9.45 | 1 | 365 | 10.7285 | 0.40915 | 11 | 0.1377
69562 | 11.2 | 0.8 | 365 | 10.1723 | 0.72868 | 10 | 0.90093
69564 | 9.52 | 0.8 | 365 | 8.6464 | 0.11938 | 8 | 0.76579
69563 | 1.96 | 0.8 | 365 | 1.7801 | 0.37752 | 2 | 0.15766
69565 | 8.68 | 0.8 | 365 | 7.8835 | 0.81473 | 8 | 0.69822
69566 | 6.72 | 0.8 | 365 | 6.1034 | 0.43721 | 6 | 0.54056
69567 | 3.445 | 0.8 | 365 | 3.1289 | 0.45181 | 3 | 0.58069
69570 | 3.92 | 0.8 | 365 | 3.5603 | 0.75504 | 4 | 0.31533
69569 | 1.89 | 0.8 | 365 | 1.7166 | 0.18546 | 1 | 0.90203
69571 | 8.68 | 0.8 | 365 | 7.8835 | 0.81473 | 8 | 0.69822
69572 | 12.04 | 0.8 | 365 | 10.9352 | 0.033329 | 10 | 0.9685
69573 | 4.275 | 0.8 | 365 | 3.8827 | 0.72903 | 4 | 0.61174
69574 | 3.64 | 0.8 | 365 | 3.306 | 0.98682 | 4 | 0.2928
69576 | 7.56 | 0.8 | 365 | 6.8663 | 0.74186 | 7 | 0.60813
69577 | 3.36 | 0.8 | 365 | 3.0517 | 0.2186 | 3 | 0.27028
69579 | 7.84 | 0.8 | 365 | 7.1206 | 0.51007 | 7 | 0.63065
69575 | 2.6 | 0.8 | 365 | 2.3614 | 0.13344 | 2 | 0.49486
69580 | 6.555 | 0.8 | 365 | 5.9535 | 0.98451 | 6 | 0.938
69530 | 9.69 | 0.8 | 365 | 8.8008 | 0.58579 | 9 | 0.38661
69582 | 8.68 | 0.8 | 365 | 7.8835 | 0.81473 | 8 | 0.69822
69194 | 4.94 | 0.8 | 365 | 4.4867 | 0.55354 | 5 | 0.040232
69583 | 7.84 | 0.8 | 365 | 7.1206 | 0.51007 | 7 | 0.63065
69581 | 20.54 | 0.8 | 365 | 18.6552 | 0.3542 | 19 | 0.0093852
69584 | 7.84 | 0.8 | 365 | 7.1206 | 0.51007 | 7 | 0.63065
69190 | 5.67 | 0.8 | 365 | 5.1497 | 0.55639 | 5 | 0.7061
69193 | 12.285 | 0.8 | 365 | 11.1577 | 0.70552 | 11 | 0.86321
69585 | 9.275 | 0.8 | 365 | 8.4239 | 0.44719 | 8 | 0.87108
67768 | 12.8 | 0.8 | 365 | 11.6254 | 0.11849 | 11 | 0.74392
69589 | 9.6 | 0.8 | 365 | 8.7191 | 0.33887 | 9 | 0.05794
69587 | 3.9 | 1 | 365 | 4.4277 | 0.37521 | 4 | 0.80286
69590 | 5.8 | 0.8 | 365 | 5.2678 | 0.91307 | 6 | 0.18084
69592 | 6.9 | 0.8 | 365 | 6.2668 | 0.93106 | 7 | 0.19789
69593 | 8.32 | 0.8 | 365 | 7.5565 | 0.82702 | 8 | 0.38355
69594 | 8.67 | 0.8 | 365 | 7.8744 | 0.78729 | 8 | 0.6617
69595 | 4.845 | 0.8 | 365 | 4.4004 | 0.2929 | 4 | 0.6933
69596 | 6.6 | 0.8 | 365 | 5.9944 | 0.10797 | 6 | 0.10233
69358 | 7.42 | 0.8 | 365 | 6.7391 | 0.35775 | 7 | 0.096866
69597 | 2.6 | 0.8 | 365 | 2.3614 | 0.13344 | 2 | 0.49486
65075 | 30.015 | 0.7 | 365 | 23.8531 | 0.05635 | 23 | 0.90949
69598 | 2.52 | 0.8 | 365 | 2.2888 | 0.91395 | 3 | 0.20271
69601 | 6.16 | 0.8 | 365 | 5.5947 | 0.90077 | 6 | 0.49551
69602 | 14 | 0.8 | 365 | 12.7153 | 0.41085 | 13 | 0.12616
69603 | 2.4 | 0.8 | 365 | 2.1798 | 0.58472 | 2 | 0.76449
68113 | 3.77 | 0.8 | 365 | 3.4241 | 0.34349 | 3 | 0.76755
68142 | 5.67 | 0.8 | 365 | 5.1497 | 0.55639 | 5 | 0.7061
69605 | 13.52 | 0.8 | 365 | 12.2794 | 0.093905 | 12 | 0.37327
68155 | 3.24 | 0.8 | 365 | 2.9427 | 0.88937 | 3 | 0.83205
68353 | 4.35 | 0.8 | 365 | 3.9508 | 0.9348 | 4 | 0.88563
69606 | 9.24 | 0.8 | 365 | 8.3921 | 0.35116 | 8 | 0.74327
69608 | 8.16 | 0.8 | 365 | 7.4112 | 0.38804 | 7 | 0.79925
68355 | 5.94 | 0.8 | 365 | 5.3949 | 0.29717 | 5 | 0.6921
68357 | 4.06 | 0.8 | 365 | 3.6874 | 0.13915 | 3 | 0.82659
68421 | 4.35 | 0.8 | 365 | 3.9508 | 0.9348 | 4 | 0.88563
68562 | 7.56 | 0.8 | 365 | 6.8663 | 0.74186 | 7 | 0.60813
69610 | 3.92 | 0.8 | 365 | 3.5603 | 0.75504 | 4 | 0.31533
69611 | 11.025 | 0.8 | 365 | 10.0133 | 0.24854 | 10 | 0.26185
68564 | 4.06 | 0.8 | 365 | 3.6874 | 0.13915 | 3 | 0.82659
69612 | 8.58 | 0.8 | 365 | 7.7927 | 0.54036 | 8 | 0.33303
69613 | 14 | 0.8 | 365 | 12.7153 | 0.41085 | 13 | 0.12616
69604 | 6.9 | 0.8 | 365 | 6.2668 | 0.93106 | 7 | 0.19789
34047 | 112 | 0.9 | 365 | 114.4378 | 0.69763 | 115 | 0.13547
35098 | 201.6 | 0.9 | 365 | 205.9881 | 0.25574 | 206 | 0.24384
36939 | 628.5 | 0.8 | 365 | 570.8268 | 0.37271 | 571 | 0.19954
48851 | 9.805 | 1 | 365 | 11.1316 | 0.62664 | 11 | 0.75822
49700 | 6 | 1 | 365 | 6.8118 | 0.57724 | 7 | 0.38902
56762 | 653.49 | 0.9 | 365 | 667.7141 | 0.053085 | 667 | 0.76721
60180 | 11.44 | 1 | 365 | 12.9878 | 0.23394 | 13 | 0.22172
61015 | 2064.48 | 0.9 | 365 | 2109.4163 | 0.19507 | 2109 | 0.61136
65006 | 77.72 | 0.9 | 365 | 79.4117 | 0.88946 | 80 | 0.30115
66674 | 507 | 0.9 | 365 | 518.0356 | 0.8991 | 518 | 0.93467
67247 | 5.12 | 1 | 365 | 5.8127 | 0.55924 | 6 | 0.37196
67290 | 5.83 | 0.8 | 365 | 5.295 | 0.99537 | 6 | 0.2904
67326 | 14.82 | 1 | 365 | 16.8251 | 0.82578 | 17 | 0.65087
68063 | 9.92 | 1 | 365 | 11.2621 | 0.021037 | 11 | 0.28317
68065 | 4.05 | 0.8 | 365 | 3.6784 | 0.11171 | 3 | 0.79007
68067 | 7.92 | 0.8 | 365 | 7.1932 | 0.72957 | 7 | 0.9228
68168 | 15.36 | 0.8 | 365 | 13.9505 | 0.14219 | 14 | 0.092705
68219 | 10.8 | 1 | 365 | 12.2612 | 0.039032 | 12 | 0.30023
68346 | 10.71 | 0.8 | 365 | 9.7272 | 0.3843 | 10 | 0.11151
68348 | 6.84 | 1 | 365 | 7.7654 | 0.45805 | 8 | 0.22348
68409 | 16.9 | 0.8 | 365 | 15.3492 | 0.36738 | 15 | 0.71658
68440 | 7.77 | 0.8 | 365 | 7.057 | 0.31802 | 7 | 0.37502
68618 | 2.61 | 0.8 | 365 | 2.3705 | 0.16088 | 2 | 0.53138
68656 | 5.035 | 0.8 | 365 | 4.573 | 0.81419 | 5 | 0.38716
68668 | 7.29 | 0.8 | 365 | 6.621 | 0.0010773 | 6 | 0.62212
68727 | 2.61 | 0.8 | 365 | 2.3705 | 0.16088 | 2 | 0.53138
68766 | 11.6 | 1 | 365 | 13.1694 | 0.78266 | 13 | 0.9521
68786 | 4.93 | 0.8 | 365 | 4.4776 | 0.52611 | 5 | 0.0037132
68791 | 4.35 | 0.8 | 365 | 3.9508 | 0.9348 | 4 | 0.88563
68840 | 7.25 | 0.8 | 365 | 6.5847 | 0.89133 | 7 | 0.47605
68847 | 25.65 | 0.6 | 365 | 17.4722 | 0.78062 | 18 | 0.25283
68917 | 8.1 | 0.8 | 365 | 7.3567 | 0.22342 | 7 | 0.58014
68918 | 10.15 | 0.8 | 365 | 9.2186 | 0.84786 | 10 | 0.066468
68921 | 6.38 | 0.8 | 365 | 5.7946 | 0.50437 | 6 | 0.29892
68922 | 4.86 | 0.8 | 365 | 4.414 | 0.33405 | 4 | 0.74808
68925 | 3.48 | 0.8 | 365 | 3.1607 | 0.54784 | 3 | 0.7085
68926 | 4.77 | 0.8 | 365 | 4.3323 | 0.087125 | 4 | 0.41941
69003 | 25.2 | 0.6 | 365 | 17.1657 | 0.85464 | 18 | 0.02032
69035 | 11.97 | 0.8 | 365 | 10.8716 | 0.84128 | 11 | 0.71287
69068 | 6 | 0.8 | 365 | 5.4494 | 0.46179 | 5 | 0.91121
69097 | 6.6 | 1 | 365 | 7.493 | 0.63496 | 8 | 0.12792
69108 | 4.86 | 0.8 | 365 | 4.414 | 0.33405 | 4 | 0.74808
69163 | 24.885 | 0.8 | 365 | 22.6015 | 0.27528 | 22 | 0.87676
69213 | 3.77 | 0.8 | 365 | 3.4241 | 0.34349 | 3 | 0.76755
69365 | 5.8 | 0.8 | 365 | 5.2678 | 0.91307 | 6 | 0.18084
69417 | 40.28 | 0.6 | 365 | 27.4378 | 0.88512 | 28 | 0.32296
69517 | 3.24 | 0.8 | 365 | 2.9427 | 0.88937 | 3 | 0.83205
69557 | 4.59 | 0.8 | 365 | 4.1688 | 0.59327 | 4 | 0.76208
69578 | 7.02 | 0.8 | 365 | 6.3758 | 0.2603 | 6 | 0.63612
69591 | 9.72 | 0.8 | 365 | 8.8281 | 0.6681 | 9 | 0.49616
69614 | 5.7 | 0.8 | 365 | 5.1769 | 0.6387 | 5 | 0.81565
69615 | 2.835 | 0.8 | 365 | 2.5749 | 0.7782 | 3 | 0.35305
69616 | 11.7 | 0.8 | 365 | 10.6264 | 0.10049 | 10 | 0.72686
69617 | 3.64 | 0.8 | 365 | 3.306 | 0.98682 | 4 | 0.2928
69618 | 9.735 | 0.8 | 365 | 8.8417 | 0.70926 | 9 | 0.55094
69619 | 6.72 | 0.8 | 365 | 6.1034 | 0.43721 | 6 | 0.54056
69620 | 5.67 | 0.8 | 365 | 5.1497 | 0.55639 | 5 | 0.7061
69622 | 4.76 | 0.8 | 365 | 4.3232 | 0.059688 | 4 | 0.3829
69623 | 4.56 | 0.8 | 365 | 4.1416 | 0.51096 | 4 | 0.65252
69625 | 5.985 | 0.8 | 365 | 5.4358 | 0.42064 | 5 | 0.85643
69626 | 6.44 | 0.8 | 365 | 5.849 | 0.66899 | 6 | 0.51804
69627 | 5.7 | 0.8 | 365 | 5.1769 | 0.6387 | 5 | 0.81565
69628 | 10.8 | 0.8 | 365 | 9.809 | 0.63123 | 10 | 0.44018
69629 | 8.82 | 0.8 | 365 | 8.0106 | 0.19883 | 8 | 0.20948
69631 | 7.8 | 0.8 | 365 | 7.0842 | 0.40033 | 7 | 0.48458
69632 | 14.04 | 0.8 | 365 | 12.7516 | 0.52059 | 13 | 0.27224
69633 | 5.6 | 0.8 | 365 | 5.0861 | 0.36434 | 5 | 0.45047
69634 | 8.68 | 0.8 | 365 | 7.8835 | 0.81473 | 8 | 0.69822
69635 | 2.4 | 0.8 | 365 | 2.1798 | 0.58472 | 2 | 0.76449
69636 | 6.72 | 0.8 | 365 | 6.1034 | 0.43721 | 6 | 0.54056
69637 | 8.12 | 0.8 | 365 | 7.3749 | 0.27829 | 7 | 0.65317
69638 | 9.62 | 0.8 | 365 | 8.7372 | 0.39374 | 9 | 0.13098
69639 | 8.82 | 0.8 | 365 | 8.0106 | 0.19883 | 8 | 0.20948
69640 | 6.3 | 0.8 | 365 | 5.7219 | 0.28488 | 6 | 0.0067734
69641 | 6.615 | 0.8 | 365 | 6.008 | 0.14913 | 6 | 0.15711
69642 | 4.5 | 0.8 | 365 | 4.0871 | 0.34634 | 4 | 0.43341
69643 | 4.94 | 0.8 | 365 | 4.4867 | 0.55354 | 5 | 0.040232
69644 | 7.02 | 0.8 | 365 | 6.3758 | 0.2603 | 6 | 0.63612
69645 | 12.04 | 0.8 | 365 | 10.9352 | 0.033329 | 10 | 0.9685
69646 | 7.08 | 0.8 | 365 | 6.4303 | 0.42491 | 6 | 0.85523
69647 | 9.15 | 0.8 | 365 | 8.3104 | 0.10423 | 8 | 0.4146
69648 | 5.7 | 0.8 | 365 | 5.1769 | 0.6387 | 5 | 0.81565
69649 | 8.82 | 0.8 | 365 | 8.0106 | 0.19883 | 8 | 0.20948
69650 | 9.18 | 0.8 | 365 | 8.3376 | 0.18654 | 8 | 0.52416
69651 | 10.53 | 0.8 | 365 | 9.5637 | 0.89044 | 10 | 0.45418
69653 | 6.21 | 0.8 | 365 | 5.6402 | 0.037955 | 5 | 0.67811
69655 | 8.64 | 0.8 | 365 | 7.8472 | 0.70498 | 8 | 0.55215
69656 | 9.92 | 1 | 365 | 11.2621 | 0.021037 | 11 | 0.28317
69657 | 7.56 | 0.8 | 365 | 6.8663 | 0.74186 | 7 | 0.60813
69659 | 11.02 | 0.8 | 365 | 10.0088 | 0.23482 | 10 | 0.24359
69660 | 5.559 | 1 | 365 | 6.3111 | 0.064813 | 6 | 0.37592
69661 | 6.16 | 0.8 | 365 | 5.5947 | 0.90077 | 6 | 0.49551
69663 | 13.16 | 0.8 | 365 | 11.9524 | 0.1062 | 12 | 0.058593
69665 | 17.28 | 1 | 365 | 19.6179 | 0.26245 | 19 | 0.88037
69666 | 7.8 | 0.8 | 365 | 7.0842 | 0.40033 | 7 | 0.48458
69667 | 2.4 | 0.8 | 365 | 2.1798 | 0.58472 | 2 | 0.76449
69668 | 4.06 | 0.8 | 365 | 3.6874 | 0.13915 | 3 | 0.82659
69669 | 4.59 | 0.8 | 365 | 4.1688 | 0.59327 | 4 | 0.76208
69671 | 7.56 | 0.8 | 365 | 6.8663 | 0.74186 | 7 | 0.60813
69672 | 6.67 | 0.8 | 365 | 6.0579 | 0.30003 | 6 | 0.35796
69673 | 2.97 | 0.8 | 365 | 2.6975 | 0.14859 | 2 | 0.84605
69674 | 13.2 | 0.8 | 365 | 11.9887 | 0.21594 | 12 | 0.20467
69676 | 6.6 | 0.8 | 365 | 5.9944 | 0.10797 | 6 | 0.10233
69677 | 8.37 | 0.8 | 365 | 7.6019 | 0.9642 | 8 | 0.56614
66002 | 2.12 | 1 | 365 | 2.4068 | 0.27062 | 2 | 0.67745
69678 | 3.18 | 0.8 | 365 | 2.8882 | 0.72475 | 3 | 0.61294
69679 | 3.36 | 0.8 | 365 | 3.0517 | 0.2186 | 3 | 0.27028
69680 | 2.12 | 0.8 | 365 | 1.9255 | 0.8165 | 2 | 0.74196
69681 | 4.59 | 0.8 | 365 | 4.1688 | 0.59327 | 4 | 0.76208
69682 | 4.06 | 0.8 | 365 | 3.6874 | 0.13915 | 3 | 0.82659
69683 | 5.51 | 0.8 | 365 | 5.0044 | 0.11741 | 5 | 0.1218
69684 | 5.8 | 0.8 | 365 | 5.2678 | 0.91307 | 6 | 0.18084
69686 | 7.37 | 0.8 | 365 | 6.6937 | 0.22057 | 6 | 0.91427
69687 | 7.29 | 0.8 | 365 | 6.621 | 0.0010773 | 6 | 0.62212
69688 | 7.83 | 0.8 | 365 | 7.1115 | 0.48264 | 7 | 0.59413
69689 | 6.67 | 0.8 | 365 | 6.0579 | 0.30003 | 6 | 0.35796
69690 | 2.24 | 0.8 | 365 | 2.0345 | 0.14574 | 2 | 0.18019
69691 | 10.24 | 0.8 | 365 | 9.3003 | 0.094792 | 9 | 0.39514
69692 | 8.505 | 0.8 | 365 | 7.7246 | 0.33459 | 8 | 0.059144
69693 | 3.36 | 0.8 | 365 | 3.0517 | 0.2186 | 3 | 0.27028
69694 | 5.12 | 0.8 | 365 | 4.6502 | 0.047396 | 4 | 0.69757
69695 | 3.51 | 0.8 | 365 | 3.1879 | 0.63015 | 3 | 0.81806
69696 | 5.88 | 0.8 | 365 | 5.3404 | 0.13256 | 5 | 0.47299
69697 | 8.625 | 0.8 | 365 | 7.8335 | 0.66383 | 8 | 0.49737
69698 | 13.5 | 0.8 | 365 | 12.2612 | 0.039032 | 12 | 0.30023
69699 | 9.72 | 0.8 | 365 | 8.8281 | 0.6681 | 9 | 0.49616
69700 | 6.76 | 0.8 | 365 | 6.1397 | 0.54695 | 6 | 0.68663
69701 | 6.36 | 0.8 | 365 | 5.7764 | 0.4495 | 6 | 0.22589
69702 | 2.34 | 0.8 | 365 | 2.1253 | 0.4201 | 2 | 0.54537
69704 | 8.68 | 1 | 365 | 9.8544 | 0.76841 | 10 | 0.62278
69705 | 4.8 | 0.8 | 365 | 4.3595 | 0.16943 | 4 | 0.52897
69706 | 7.848 | 0.8 | 365 | 7.1278 | 0.53202 | 7 | 0.65987
69707 | 9.54 | 1 | 365 | 10.8307 | 0.71781 | 11 | 0.54854
69708 | 9.6 | 0.8 | 365 | 8.7191 | 0.33887 | 9 | 0.05794
69710 | 11.285 | 0.8 | 365 | 10.2495 | 0.96189 | 11 | 0.21134
69711 | 5.4 | 0.8 | 365 | 4.9045 | 0.81561 | 5 | 0.72009
65171 | 8.215 | 1 | 365 | 9.3265 | 0.17367 | 9 | 0.50013
69712 | 4.8 | 0.8 | 365 | 4.3595 | 0.16943 | 4 | 0.52897
69713 | 10.56 | 0.8 | 365 | 9.591 | 0.97275 | 10 | 0.56373
69714 | 6.4 | 0.8 | 365 | 5.8127 | 0.55924 | 6 | 0.37196
69715 | 16.08 | 1 | 365 | 18.2556 | 0.147 | 18 | 0.40256
69716 | 6.3 | 0.8 | 365 | 5.7219 | 0.28488 | 6 | 0.0067734
69717 | 6.4 | 0.8 | 365 | 5.8127 | 0.55924 | 6 | 0.37196
69719 | 6.03 | 0.8 | 365 | 5.4767 | 0.5441 | 6 | 0.020769
69720 | 4.8 | 0.8 | 365 | 4.3595 | 0.16943 | 4 | 0.52897
69721 | 8.4 | 0.8 | 365 | 7.6292 | 0.046509 | 7 | 0.6757
69722 | 6.21 | 0.8 | 365 | 5.6402 | 0.037955 | 5 | 0.67811
69724 | 4.86 | 0.8 | 365 | 4.414 | 0.33405 | 4 | 0.74808
69725 | 4.06 | 0.8 | 365 | 3.6874 | 0.13915 | 3 | 0.82659
69727 | 3 | 0.8 | 365 | 2.7247 | 0.2309 | 2 | 0.95561
69729 | 10.005 | 0.8 | 365 | 9.0869 | 0.45004 | 9 | 0.53695
69730 | 5.8 | 1 | 365 | 6.5847 | 0.89133 | 7 | 0.47605
69732 | 11.96 | 0.8 | 365 | 10.8625 | 0.81384 | 11 | 0.67635
69733 | 4.725 | 0.8 | 365 | 4.2914 | 0.96366 | 5 | 0.25508
69734 | 14.535 | 0.8 | 365 | 13.2012 | 0.87869 | 14 | 0.079913
69735 | 5.04 | 0.8 | 365 | 4.5775 | 0.82791 | 5 | 0.40542
69736 | 36.6 | 0.9 | 365 | 37.3967 | 0.96905 | 38 | 0.3657
69737 | 7.28 | 0.8 | 365 | 6.612 | 0.97364 | 7 | 0.5856
69738 | 8.265 | 0.8 | 365 | 7.5066 | 0.67612 | 8 | 0.1827
69739 | 4.42 | 0.8 | 365 | 4.0144 | 0.12685 | 4 | 0.14126
69740 | 3.6 | 0.8 | 365 | 3.2697 | 0.87708 | 4 | 0.14673
69741 | 12.16 | 0.8 | 365 | 11.0442 | 0.36257 | 11 | 0.40672
69742 | 7.02 | 0.8 | 365 | 6.3758 | 0.2603 | 6 | 0.63612
69743 | 7.83 | 0.8 | 365 | 7.1115 | 0.48264 | 7 | 0.59413
69745 | 6.67 | 0.8 | 365 | 6.0579 | 0.30003 | 6 | 0.35796
69746 | 8.32 | 0.8 | 365 | 7.5565 | 0.82702 | 8 | 0.38355
69747 | 2.8 | 0.8 | 365 | 2.5431 | 0.68217 | 3 | 0.22523
69748 | 3.77 | 0.8 | 365 | 3.4241 | 0.34349 | 3 | 0.76755
69749 | 2.16 | 0.8 | 365 | 1.9618 | 0.92625 | 2 | 0.88804
69750 | 3.77 | 0.8 | 365 | 3.4241 | 0.34349 | 3 | 0.76755
69751 | 5.13 | 0.8 | 365 | 4.6593 | 0.074832 | 4 | 0.73409
69752 | 3.77 | 0.8 | 365 | 3.4241 | 0.34349 | 3 | 0.76755
69754 | 5.51 | 0.8 | 365 | 5.0044 | 0.11741 | 5 | 0.1218
69755 | 5.88 | 0.8 | 365 | 5.3404 | 0.13256 | 5 | 0.47299
69756 | 7.685 | 0.8 | 365 | 6.9798 | 0.084812 | 7 | 0.064612
69757 | 5.4 | 0.8 | 365 | 4.9045 | 0.81561 | 5 | 0.72009
69758 | 4.32 | 0.8 | 365 | 3.9236 | 0.85249 | 4 | 0.77607
69759 | 5.13 | 0.8 | 365 | 4.6593 | 0.074832 | 4 | 0.73409
69760 | 3.24 | 0.8 | 365 | 2.9427 | 0.88937 | 3 | 0.83205
69762 | 7.29 | 0.8 | 365 | 6.621 | 0.0010773 | 6 | 0.62212
69763 | 2.16 | 0.8 | 365 | 1.9618 | 0.92625 | 2 | 0.88804
69766 | 3.78 | 0.8 | 365 | 3.4331 | 0.37093 | 3 | 0.80406
69767 | 1.96 | 0.8 | 365 | 1.7801 | 0.37752 | 2 | 0.15766
69770 | 14.04 | 0.8 | 365 | 12.7516 | 0.52059 | 13 | 0.27224
69771 | 10.53 | 0.8 | 365 | 9.5637 | 0.89044 | 10 | 0.45418
69772 | 6.615 | 0.8 | 365 | 6.008 | 0.14913 | 6 | 0.15711
69774 | 4.32 | 0.8 | 365 | 3.9236 | 0.85249 | 4 | 0.77607
69775 | 5.8 | 0.8 | 365 | 5.2678 | 0.91307 | 6 | 0.18084
69776 | 6.76 | 0.8 | 365 | 6.1397 | 0.54695 | 6 | 0.68663
69778 | 7.28 | 0.8 | 365 | 6.612 | 0.97364 | 7 | 0.5856
69779 | 5.72 | 0.8 | 365 | 5.1951 | 0.69358 | 5 | 0.88869
69780 | 3.6 | 0.8 | 365 | 3.2697 | 0.87708 | 4 | 0.14673
69781 | 7.8 | 0.8 | 365 | 7.0842 | 0.40033 | 7 | 0.48458
69782 | 6.3 | 0.8 | 365 | 5.7219 | 0.28488 | 6 | 0.0067734
69784 | 7.02 | 0.8 | 365 | 6.3758 | 0.2603 | 6 | 0.63612
69785 | 9.28 | 0.8 | 365 | 8.4284 | 0.4609 | 8 | 0.88934
69786 | 8.1 | 0.8 | 365 | 7.3567 | 0.22342 | 7 | 0.58014
69787 | 6.213 | 0.8 | 365 | 5.6429 | 0.046186 | 5 | 0.68906
69788 | 16.96 | 0.8 | 365 | 15.4037 | 0.532 | 15 | 0.93569
69790 | 5.67 | 1 | 365 | 6.4371 | 0.44549 | 6 | 0.88262
69792 | 8.28 | 0.8 | 365 | 7.5202 | 0.71727 | 8 | 0.23747
69794 | 6.09 | 0.8 | 365 | 5.5312 | 0.70872 | 6 | 0.23988
69795 | 7.25 | 0.8 | 365 | 6.5847 | 0.89133 | 7 | 0.47605
69796 | 7.25 | 0.8 | 365 | 6.5847 | 0.89133 | 7 | 0.47605
69798 | 8.4 | 1 | 365 | 9.5365 | 0.80814 | 10 | 0.34462
69799 | 5.4 | 1 | 365 | 6.1306 | 0.51952 | 6 | 0.65011
69801 | 12.76 | 0.8 | 365 | 11.5891 | 0.0087443 | 11 | 0.59785
69802 | 5.886 | 0.8 | 365 | 5.3459 | 0.14902 | 5 | 0.4949
69803 | 12.15 | 0.8 | 365 | 11.0351 | 0.33513 | 11 | 0.37021
69804 | 6.21 | 0.8 | 365 | 5.6402 | 0.037955 | 5 | 0.67811
69805 | 9.45 | 0.8 | 365 | 8.5828 | 0.92732 | 9 | 0.51016
69807 | 8.04 | 0.8 | 365 | 7.3022 | 0.058801 | 7 | 0.36103
69810 | 6.27 | 0.8 | 365 | 5.6946 | 0.20257 | 5 | 0.89722
69811 | 12.96 | 0.8 | 365 | 11.7707 | 0.55747 | 12 | 0.32822
69813 | 11.02 | 0.8 | 365 | 10.0088 | 0.23482 | 10 | 0.24359
69814 | 4.59 | 0.8 | 365 | 4.1688 | 0.59327 | 4 | 0.76208
69815 | 11.2 | 0.8 | 365 | 10.1723 | 0.72868 | 10 | 0.90093
69816 | 6.08 | 0.8 | 365 | 5.5221 | 0.68128 | 6 | 0.20336
69817 | 9.3 | 0.8 | 365 | 8.4466 | 0.51578 | 8 | 0.96238
69818 | 3.18 | 0.8 | 365 | 2.8882 | 0.72475 | 3 | 0.61294
69820 | 9.135 | 0.8 | 365 | 8.2967 | 0.063078 | 8 | 0.35982
69821 | 6.36 | 0.8 | 365 | 5.7764 | 0.4495 | 6 | 0.22589
69823 | 12 | 0.8 | 365 | 10.8988 | 0.92358 | 11 | 0.82243
69825 | 11.4 | 0.8 | 365 | 10.3539 | 0.2774 | 10 | 0.6313
69826 | 9.975 | 0.8 | 365 | 9.0597 | 0.36773 | 9 | 0.42739
69828 | 4.06 | 0.8 | 365 | 3.6874 | 0.13915 | 3 | 0.82659
69829 | 5.886 | 0.8 | 365 | 5.3459 | 0.14902 | 5 | 0.4949
69831 | 3.84 | 0.8 | 365 | 3.4876 | 0.53555 | 4 | 0.023176
69832 | 4.27 | 0.8 | 365 | 3.8782 | 0.71531 | 4 | 0.59348
69833 | 5.44 | 0.8 | 365 | 4.9408 | 0.92536 | 5 | 0.86617
69835 | 3.12 | 0.8 | 365 | 2.8337 | 0.56013 | 3 | 0.39383
65861 | 6.84 | 1 | 365 | 7.7654 | 0.45805 | 8 | 0.22348
50556 | 7.8 | 1 | 365 | 8.8553 | 0.75041 | 9 | 0.60572
65407 | 10.15 | 1 | 365 | 11.5233 | 0.80983 | 12 | 0.33309
68717 | 9.045 | 0.8 | 365 | 8.215 | 0.81615 | 9 | 0.031153
69114 | 6.48 | 0.8 | 365 | 5.8854 | 0.77874 | 6 | 0.66411
34321 | 657 | 1 | 365 | 745.8895 | 0.20778 | 746 | 0.097252
67244 | 7.8 | 1 | 365 | 8.8553 | 0.75041 | 9 | 0.60572
64867 | 28.81 | 0.9 | 365 | 29.4371 | 0.92454 | 30 | 0.36163
69837 | 6.72 | 0.8 | 365 | 6.1034 | 0.43721 | 6 | 0.54056
69839 | 2.72 | 0.8 | 365 | 2.4704 | 0.46268 | 2 | 0.93308
69840 | 7.015 | 0.8 | 365 | 6.3713 | 0.24658 | 6 | 0.61786
69841 | 3.92 | 0.8 | 365 | 3.5603 | 0.75504 | 4 | 0.31533
69843 | 8.32 | 0.8 | 365 | 7.5565 | 0.82702 | 8 | 0.38355
69845 | 24.96 | 1 | 365 | 28.337 | 0.60132 | 28 | 0.93831
69359 | 5.36 | 0.8 | 365 | 4.8681 | 0.70587 | 5 | 0.57402
69090 | 6.21 | 0.8 | 365 | 5.6402 | 0.037955 | 5 | 0.67811
69847 | 2.97 | 0.8 | 365 | 2.6975 | 0.14859 | 2 | 0.84605
69846 | 11.2 | 0.8 | 365 | 10.1723 | 0.72868 | 10 | 0.90093
69848 | 3.92 | 0.8 | 365 | 3.5603 | 0.75504 | 4 | 0.31533
69850 | 9.01 | 0.8 | 365 | 8.1832 | 0.72012 | 8 | 0.90334
69851 | 10.92 | 0.8 | 365 | 9.9179 | 0.96046 | 10 | 0.87841
69100 | 9.45 | 0.8 | 365 | 8.5828 | 0.92732 | 9 | 0.51016
69529 | 10.137 | 1 | 365 | 11.5085 | 0.76525 | 12 | 0.27374
31461 | 2794.995 | 1 | 365 | 3173.1466 | 0.54715 | 3173 | 0.6938
69852 | 9.28 | 0.8 | 365 | 8.4284 | 0.4609 | 8 | 0.88934
69853 | 10.8 | 0.8 | 365 | 9.809 | 0.63123 | 10 | 0.44018
69854 | 7.8 | 0.8 | 365 | 7.0842 | 0.40033 | 7 | 0.48458
64889 | 56 | 0.9 | 365 | 57.2189 | 0.84882 | 58 | 0.067734
68178 | 2.97 | 0.8 | 365 | 2.6975 | 0.14859 | 2 | 0.84605
69858 | 5.3 | 0.8 | 365 | 4.8137 | 0.54125 | 5 | 0.3549
69859 | 6.27 | 0.8 | 365 | 5.6946 | 0.20257 | 5 | 0.89722
35961 | 61.11 | 0.9 | 365 | 62.4401 | 0.62127 | 63 | 0.061415
69256 | 11.02 | 0.8 | 365 | 10.0088 | 0.23482 | 10 | 0.24359
68298 | 4.05 | 0.8 | 365 | 3.6784 | 0.11171 | 3 | 0.79007
69309 | 8.7 | 0.8 | 365 | 7.9017 | 0.8696 | 8 | 0.77126
33973 | 649.35 | 0.8 | 365 | 589.7636 | 0.57744 | 590 | 0.34101
65258 | 31.28 | 0.7 | 365 | 24.8584 | 0.093208 | 24 | 0.95165
64767 | 122.76 | 1 | 365 | 139.3689 | 0.01033 | 139 | 0.37927
68304 | 2.7 | 0.8 | 365 | 2.4522 | 0.40781 | 2 | 0.86005
68785 | 2.97 | 0.8 | 365 | 2.6975 | 0.14859 | 2 | 0.84605
65791 | 371.32 | 1 | 365 | 421.5581 | 0.45679 | 422 | 0.014904
26541 | 1856.6 | 1 | 365 | 2107.7906 | 0.28396 | 2108 | 0.074518
68730 | 3.24 | 0.8 | 365 | 2.9427 | 0.88937 | 3 | 0.83205
69861 | 5.98 | 0.8 | 365 | 5.4313 | 0.40692 | 5 | 0.83818
69139 | 8.12 | 0.8 | 365 | 7.3749 | 0.27829 | 7 | 0.65317
69142 | 6.75 | 0.8 | 365 | 6.1306 | 0.51952 | 6 | 0.65011
69198 | 6.09 | 0.8 | 365 | 5.5312 | 0.70872 | 6 | 0.23988
35151 | 78.12 | 0.9 | 365 | 79.8204 | 0.1241 | 79 | 0.94449
69245 | 8.91 | 0.8 | 365 | 8.0924 | 0.44576 | 8 | 0.53815
69863 | 11.2 | 0.8 | 365 | 10.1723 | 0.72868 | 10 | 0.90093
69265 | 2.9 | 0.8 | 365 | 2.6339 | 0.95653 | 3 | 0.59042
69874 | 8.48 | 0.8 | 365 | 7.7018 | 0.266 | 7 | 0.96785
69294 | 4.32 | 0.8 | 365 | 3.9236 | 0.85249 | 4 | 0.77607
69849 | 2.56 | 0.8 | 365 | 2.3251 | 0.023698 | 2 | 0.34878
65305 | 31.392 | 0.7 | 365 | 24.9474 | 0.36208 | 25 | 0.30953
69864 | 8.835 | 0.8 | 365 | 8.0243 | 0.23999 | 8 | 0.26426
69865 | 10.15 | 0.8 | 365 | 9.2186 | 0.84786 | 10 | 0.066468
69866 | 8.28 | 0.8 | 365 | 7.5202 | 0.71727 | 8 | 0.23747
69867 | 11.055 | 0.8 | 365 | 10.0406 | 0.33085 | 10 | 0.37141
69869 | 4.64 | 0.8 | 365 | 4.2142 | 0.73045 | 4 | 0.94467
69868 | 596.31 | 0.9 | 365 | 609.2895 | 0.5621 | 609 | 0.85162
69870 | 34.125 | 0.9 | 365 | 34.8678 | 0.32975 | 35 | 0.19753
69872 | 6.71 | 0.8 | 365 | 6.0943 | 0.40977 | 6 | 0.50404
69873 | 9.45 | 0.8 | 365 | 8.5828 | 0.92732 | 9 | 0.51016
69875 | 6.44 | 0.8 | 365 | 5.849 | 0.66899 | 6 | 0.51804
69876 | 11.34 | 0.8 | 365 | 10.2994 | 0.11279 | 10 | 0.41219
69878 | 7.42 | 0.8 | 365 | 6.7391 | 0.35775 | 7 | 0.096866
69879 | 3.135 | 0.8 | 365 | 2.8473 | 0.60129 | 3 | 0.44861
69881 | 6.89 | 1 | 365 | 7.8222 | 0.62953 | 8 | 0.45172
69299 | 4.48 | 0.8 | 365 | 4.0689 | 0.29147 | 4 | 0.36037
69883 | 6.09 | 0.8 | 365 | 5.5312 | 0.70872 | 6 | 0.23988
69301 | 4.35 | 0.8 | 365 | 3.9508 | 0.9348 | 4 | 0.88563
69321 | 4.35 | 0.8 | 365 | 3.9508 | 0.9348 | 4 | 0.88563
69884 | 7.245 | 0.8 | 365 | 6.5802 | 0.87761 | 7 | 0.45779
69117 | 8.91 | 0.8 | 365 | 8.0924 | 0.44576 | 8 | 0.53815
69885 | 3.38 | 1 | 365 | 3.8373 | 0.59185 | 4 | 0.42915
69322 | 8.7 | 0.8 | 365 | 7.9017 | 0.8696 | 8 | 0.77126
69330 | 13.34 | 0.8 | 365 | 12.1159 | 0.60005 | 12 | 0.71593
69886 | 11.655 | 0.8 | 365 | 10.5855 | 0.97703 | 11 | 0.56253
69341 | 4.32 | 0.8 | 365 | 3.9236 | 0.85249 | 4 | 0.77607
69887 | 12.6 | 0.8 | 365 | 11.4438 | 0.56976 | 12 | 0.013547
69415 | 10.14 | 0.8 | 365 | 9.2095 | 0.82043 | 10 | 0.02995
69447 | 4.76 | 0.8 | 365 | 4.3232 | 0.059688 | 4 | 0.3829
69513 | 8.99 | 0.8 | 365 | 8.165 | 0.66525 | 8 | 0.8303
68459 | 4.59 | 0.8 | 365 | 4.1688 | 0.59327 | 4 | 0.76208
69889 | 4.68 | 0.8 | 365 | 4.2505 | 0.8402 | 5 | 0.090746
69890 | 4.8 | 0.8 | 365 | 4.3595 | 0.16943 | 4 | 0.52897
63346 | 138.6 | 0.9 | 365 | 141.6168 | 0.80082 | 142 | 0.41764
69891 | 9.9 | 0.8 | 365 | 8.9915 | 0.16196 | 9 | 0.1535
69871 | 9.315 | 0.8 | 365 | 8.4602 | 0.55693 | 9 | 0.017158
69894 | 7.98 | 0.8 | 365 | 7.2477 | 0.89418 | 8 | 0.14191
69896 | 3.42 | 0.8 | 365 | 3.1062 | 0.38322 | 3 | 0.48939
69899 | 4.48 | 0.8 | 365 | 4.0689 | 0.29147 | 4 | 0.36037
63515 | 234.5 | 0.7 | 365 | 186.3588 | 0.95899 | 187 | 0.31783
43620 | 18.425 | 0.8 | 365 | 16.7343 | 0.55142 | 17 | 0.28568
69902 | 10.24 | 0.8 | 365 | 9.3003 | 0.094792 | 9 | 0.39514
69905 | 5.6 | 0.8 | 365 | 5.0861 | 0.36434 | 5 | 0.45047
65250 | 26.4 | 0.9 | 365 | 26.9746 | 0.48587 | 27 | 0.4605
69908 | 9.6 | 0.8 | 365 | 8.7191 | 0.33887 | 9 | 0.05794
69909 | 8.8 | 0.8 | 365 | 7.9925 | 0.14396 | 8 | 0.13645
69910 | 6.96 | 0.8 | 365 | 6.3213 | 0.095679 | 6 | 0.41701
66377 | 9.92 | 0.8 | 365 | 9.0097 | 0.21683 | 9 | 0.22654
66283 | 4.485 | 1 | 365 | 5.0918 | 0.38149 | 5 | 0.47329
64197 | 13.11 | 1 | 365 | 14.8837 | 0.96127 | 15 | 0.845
69914 | 9.6 | 0.8 | 365 | 8.7191 | 0.33887 | 9 | 0.05794
69916 | 6.875 | 1 | 365 | 7.8052 | 0.57809 | 8 | 0.38325
69917 | 4.2 | 0.8 | 365 | 3.8146 | 0.52325 | 4 | 0.33785
69918 | 24.795 | 1 | 365 | 28.1497 | 0.035444 | 28 | 0.18511
69919 | 3.92 | 0.8 | 365 | 3.5603 | 0.75504 | 4 | 0.31533
69920 | 7.035 | 0.8 | 365 | 6.3894 | 0.30145 | 6 | 0.6909
69915 | 7.84 | 0.8 | 365 | 7.1206 | 0.51007 | 7 | 0.63065
69921 | 10.791 | 0.8 | 365 | 9.8008 | 0.60653 | 10 | 0.40732
69923 | 9.405 | 1 | 365 | 10.6775 | 0.25482 | 10 | 0.93228
69924 | 9.92 | 0.8 | 365 | 9.0097 | 0.21683 | 9 | 0.22654
69927 | 5.94 | 0.8 | 365 | 5.3949 | 0.29717 | 5 | 0.6921
35287 | 1059.27 | 0.9 | 365 | 1082.3265 | 0.52795 | 1082 | 0.85445
69929 | 4.83 | 0.8 | 365 | 4.3868 | 0.25174 | 4 | 0.63853
69930 | 7.2 | 0.8 | 365 | 6.5393 | 0.75415 | 7 | 0.29346
69926 | 4.5 | 0.8 | 365 | 4.0871 | 0.34634 | 4 | 0.43341
69931 | 14.835 | 0.8 | 365 | 13.4737 | 0.70178 | 14 | 0.17547
63952 | 326.4 | 0.9 | 365 | 333.5046 | 0.46167 | 333 | 0.96622
68417 | 52.49 | 0.9 | 365 | 53.6325 | 0.014899 | 53 | 0.64742
69934 | 4.41 | 0.8 | 365 | 4.0053 | 0.099417 | 4 | 0.10474
69791 | 11.725 | 1 | 365 | 13.3113 | 0.21136 | 13 | 0.5227
69800 | 14.74 | 0.8 | 365 | 13.3874 | 0.44114 | 13 | 0.82855
69812 | 8.829 | 0.8 | 365 | 8.0188 | 0.22353 | 8 | 0.24235
69935 | 8.64 | 0.8 | 365 | 7.8472 | 0.70498 | 8 | 0.55215
69588 | 14.5 | 0.8 | 365 | 13.1694 | 0.78266 | 13 | 0.9521
69936 | 8.12 | 0.8 | 365 | 7.3749 | 0.27829 | 7 | 0.65317
69939 | 8.55 | 0.8 | 365 | 7.7654 | 0.45805 | 8 | 0.22348
69942 | 5.7 | 0.8 | 365 | 5.1769 | 0.6387 | 5 | 0.81565
69941 | 5.76 | 0.8 | 365 | 5.2314 | 0.80332 | 6 | 0.034764
69944 | 11.4 | 0.8 | 365 | 10.3539 | 0.2774 | 10 | 0.6313
69938 | 9.88 | 1 | 365 | 11.2167 | 0.88386 | 12 | 0.10058
69946 | 8.375 | 0.8 | 365 | 7.6065 | 0.97792 | 8 | 0.5844
34875 | 47.85 | 0.9 | 365 | 48.8915 | 0.69314 | 49 | 0.58466
69948 | 11.73 | 0.8 | 365 | 10.6536 | 0.1828 | 10 | 0.83642
69950 | 8.54 | 0.8 | 365 | 7.7563 | 0.43062 | 8 | 0.18696
69951 | 7.935 | 0.8 | 365 | 7.2069 | 0.77072 | 7 | 0.97758
69952 | 11.73 | 0.8 | 365 | 10.6536 | 0.1828 | 10 | 0.83642
69953 | 8.04 | 0.8 | 365 | 7.3022 | 0.058801 | 7 | 0.36103
69954 | 14.145 | 0.8 | 365 | 12.847 | 0.80867 | 13 | 0.65568
69956 | 9.156 | 0.8 | 365 | 8.3158 | 0.12069 | 8 | 0.43651
69957 | 8.375 | 0.8 | 365 | 7.6065 | 0.97792 | 8 | 0.5844
69958 | 13.08 | 0.8 | 365 | 11.8797 | 0.88671 | 12 | 0.76644
69959 | 8.375 | 0.8 | 365 | 7.6065 | 0.97792 | 8 | 0.5844
69960 | 10.695 | 0.8 | 365 | 9.7136 | 0.34314 | 10 | 0.056737
69961 | 6.82 | 0.8 | 365 | 6.1942 | 0.71157 | 6 | 0.90575
64037 | 104.94 | 0.9 | 365 | 107.2242 | 0.90633 | 108 | 0.1305
69964 | 7.848 | 0.8 | 365 | 7.1278 | 0.53202 | 7 | 0.65987
69965 | 13.407 | 0.8 | 365 | 12.1767 | 0.78387 | 12 | 0.96061
64030 | 663.3 | 1 | 365 | 753.0418 | 0.81388 | 753 | 0.85572
69966 | 5.49 | 0.8 | 365 | 4.9862 | 0.06254 | 5 | 0.04876
4916 | 4135.86 | 0.7 | 365 | 3286.7977 | 0.86811 | 3287 | 0.66583
32651 | 596.7 | 0.9 | 365 | 609.688 | 0.76587 | 610 | 0.45388
66332 | 4.24 | 0.8 | 365 | 3.8509 | 0.633 | 4 | 0.48392
66415 | 8.4 | 0.8 | 365 | 7.6292 | 0.046509 | 7 | 0.6757
66423 | 6.84 | 0.8 | 365 | 6.2123 | 0.76644 | 6 | 0.97878
66462 | 6.89 | 0.8 | 365 | 6.2578 | 0.90362 | 7 | 0.16138
66468 | 7.695 | 0.8 | 365 | 6.9889 | 0.11225 | 7 | 0.10113
66474 | 3.64 | 0.8 | 365 | 3.306 | 0.98682 | 4 | 0.2928
66476 | 6.44 | 0.8 | 365 | 5.849 | 0.66899 | 6 | 0.51804
66483 | 4.505 | 0.8 | 365 | 4.0916 | 0.36006 | 4 | 0.45167
66484 | 10.335 | 0.8 | 365 | 9.3866 | 0.35544 | 9 | 0.74206
66490 | 5.83 | 0.8 | 365 | 5.295 | 0.99537 | 6 | 0.2904
66494 | 2.8 | 0.8 | 365 | 2.5431 | 0.68217 | 3 | 0.22523
66498 | 4.48 | 0.8 | 365 | 4.0689 | 0.29147 | 4 | 0.36037
66499 | 10.08 | 0.8 | 365 | 9.155 | 0.65581 | 9 | 0.81084
42679 | 6.6 | 0.8 | 365 | 5.9944 | 0.10797 | 6 | 0.10233
66644 | 4.505 | 0.8 | 365 | 4.0916 | 0.36006 | 4 | 0.45167
66654 | 8.4 | 0.8 | 365 | 7.6292 | 0.046509 | 7 | 0.6757
66657 | 7 | 0.8 | 365 | 6.3577 | 0.20542 | 6 | 0.56308
66659 | 6.72 | 0.8 | 365 | 6.1034 | 0.43721 | 6 | 0.54056
66710 | 7.54 | 0.8 | 365 | 6.8481 | 0.68699 | 7 | 0.53509
66744 | 11.2 | 0.8 | 365 | 10.1723 | 0.72868 | 10 | 0.90093
66801 | 2.65 | 0.8 | 365 | 2.4068 | 0.27062 | 2 | 0.67745
66803 | 10.08 | 0.8 | 365 | 9.155 | 0.65581 | 9 | 0.81084
66826 | 4.76 | 0.8 | 365 | 4.3232 | 0.059688 | 4 | 0.3829
66345 | 5.3 | 1 | 365 | 6.0171 | 0.17656 | 6 | 0.19363
66348 | 3.12 | 1 | 365 | 3.5421 | 0.70016 | 4 | 0.24229
66356 | 3.64 | 1 | 365 | 4.1325 | 0.48353 | 4 | 0.616
66365 | 2.34 | 1 | 365 | 2.6566 | 0.025124 | 2 | 0.68172
66373 | 2.295 | 1 | 365 | 2.6055 | 0.87079 | 3 | 0.4763
66481 | 6.76 | 0.8 | 365 | 6.1397 | 0.54695 | 6 | 0.68663
69021 | 7.194 | 0.8 | 365 | 6.5339 | 0.73769 | 7 | 0.27154
68292 | 14.3 | 0.8 | 365 | 12.9878 | 0.23394 | 13 | 0.22172
69830 | 2.86 | 0.8 | 365 | 2.5976 | 0.84679 | 3 | 0.44434
69797 | 6.93 | 1 | 365 | 7.8676 | 0.76671 | 8 | 0.63431
69670 | 12.455 | 0.8 | 365 | 11.3121 | 0.17194 | 11 | 0.48403
64095 | 211.68 | 0.9 | 365 | 216.2875 | 0.36852 | 216 | 0.65604
69947 | 2.943 | 0.8 | 365 | 2.6729 | 0.074509 | 2 | 0.74745
69962 | 9.92 | 0.8 | 365 | 9.0097 | 0.21683 | 9 | 0.22654
69932 | 11.4 | 0.8 | 365 | 10.3539 | 0.2774 | 10 | 0.6313
69967 | 5.04 | 0.8 | 365 | 4.5775 | 0.82791 | 5 | 0.40542
69968 | 11.2 | 0.8 | 365 | 10.1723 | 0.72868 | 10 | 0.90093
69969 | 5 | 0.8 | 365 | 4.5412 | 0.71816 | 5 | 0.25934
69970 | 4.2 | 0.8 | 365 | 3.8146 | 0.52325 | 4 | 0.33785
70046 | 7.5 | 0.8 | 365 | 6.8118 | 0.57724 | 7 | 0.38902
70052 | 3.64 | 0.8 | 365 | 3.306 | 0.98682 | 4 | 0.2928
69972 | 18 | 0.8 | 365 | 16.3483 | 0.38538 | 16 | 0.73364
69975 | 9.92 | 0.8 | 365 | 9.0097 | 0.21683 | 9 | 0.22654
70057 | 5.7 | 0.8 | 365 | 5.1769 | 0.6387 | 5 | 0.81565
69976 | 5.44 | 1 | 365 | 6.176 | 0.6567 | 6 | 0.83271
70058 | 6.21 | 0.8 | 365 | 5.6402 | 0.037955 | 5 | 0.67811
69977 | 6 | 0.8 | 365 | 5.4494 | 0.46179 | 5 | 0.91121
63955 | 40.25 | 0.7 | 365 | 31.987 | 0.62729 | 32 | 0.61425
69978 | 8.4 | 0.8 | 365 | 7.6292 | 0.046509 | 7 | 0.6757
70063 | 8.7 | 0.8 | 365 | 7.9017 | 0.8696 | 8 | 0.77126
69979 | 11.2 | 0.8 | 365 | 10.1723 | 0.72868 | 10 | 0.90093
69980 | 11.52 | 0.8 | 365 | 10.4629 | 0.60664 | 11 | 0.069529
70064 | 10.83 | 0.8 | 365 | 9.8362 | 0.71353 | 10 | 0.54974
69981 | 3.3 | 0.8 | 365 | 2.9972 | 0.053986 | 3 | 0.051167
69982 | 11.118 | 1 | 365 | 12.6222 | 0.12963 | 12 | 0.75185
70066 | 10.545 | 0.8 | 365 | 9.5774 | 0.9316 | 10 | 0.50896
69983 | 17.28 | 1 | 365 | 19.6179 | 0.26245 | 19 | 0.88037
69984 | 12.8 | 0.8 | 365 | 11.6254 | 0.11849 | 11 | 0.74392
69986 | 4.96 | 0.8 | 365 | 4.5049 | 0.60841 | 5 | 0.11327
69987 | 9.405 | 0.8 | 365 | 8.542 | 0.80386 | 9 | 0.34583
69988 | 8.41 | 0.8 | 365 | 7.6383 | 0.073945 | 7 | 0.71222
70056 | 3.975 | 0.8 | 365 | 3.6102 | 0.90594 | 4 | 0.51618
69989 | 10.725 | 0.8 | 365 | 9.7408 | 0.42545 | 10 | 0.16629
70067 | 24.82 | 0.8 | 365 | 22.5424 | 0.096946 | 22 | 0.63938
69990 | 5.22 | 0.8 | 365 | 4.741 | 0.32176 | 5 | 0.062755
70062 | 8.4 | 0.8 | 365 | 7.6292 | 0.046509 | 7 | 0.6757
70072 | 8.265 | 0.8 | 365 | 7.5066 | 0.67612 | 8 | 0.1827
69992 | 8.82 | 0.8 | 365 | 8.0106 | 0.19883 | 8 | 0.20948
70074 | 4.42 | 0.8 | 365 | 4.0144 | 0.12685 | 4 | 0.14126
69993 | 16.2 | 0.8 | 365 | 14.7134 | 0.44684 | 15 | 0.16027
69994 | 10.08 | 0.8 | 365 | 9.155 | 0.65581 | 9 | 0.81084
69995 | 4.76 | 0.8 | 365 | 4.3232 | 0.059688 | 4 | 0.3829
70075 | 9.405 | 0.8 | 365 | 8.542 | 0.80386 | 9 | 0.34583
69996 | 4.48 | 0.8 | 365 | 4.0689 | 0.29147 | 4 | 0.36037
69997 | 12.96 | 0.8 | 365 | 11.7707 | 0.55747 | 12 | 0.32822
70079 | 4.56 | 0.8 | 365 | 4.1416 | 0.51096 | 4 | 0.65252
69998 | 20.79 | 0.8 | 365 | 18.8822 | 0.040109 | 18 | 0.92235
70076 | 5.6 | 0.8 | 365 | 5.0861 | 0.36434 | 5 | 0.45047
70000 | 5.76 | 0.8 | 365 | 5.2314 | 0.80332 | 6 | 0.034764
70080 | 3.42 | 0.8 | 365 | 3.1062 | 0.38322 | 3 | 0.48939
70001 | 7.92 | 0.8 | 365 | 7.1932 | 0.72957 | 7 | 0.9228
70002 | 10.08 | 0.8 | 365 | 9.155 | 0.65581 | 9 | 0.81084
70003 | 4.56 | 0.8 | 365 | 4.1416 | 0.51096 | 4 | 0.65252
70069 | 7.2 | 0.8 | 365 | 6.5393 | 0.75415 | 7 | 0.29346
70004 | 5.175 | 0.8 | 365 | 4.7001 | 0.1983 | 4 | 0.89842
70005 | 14.4 | 0.8 | 365 | 13.0786 | 0.5083 | 13 | 0.58691
70008 | 5.12 | 0.8 | 365 | 4.6502 | 0.047396 | 4 | 0.69757
70009 | 5.46 | 0.8 | 365 | 4.959 | 0.98023 | 5 | 0.9392
70010 | 8.502 | 0.8 | 365 | 7.7218 | 0.32636 | 8 | 0.048189
70013 | 4.905 | 0.8 | 365 | 4.4549 | 0.45751 | 4 | 0.91242
70014 | 10.464 | 0.8 | 365 | 9.5038 | 0.70937 | 10 | 0.21316
70016 | 5.98 | 1 | 365 | 6.7891 | 0.50865 | 7 | 0.29772
69943 | 13.395 | 0.8 | 365 | 12.1658 | 0.75095 | 12 | 0.91678
70017 | 11.4 | 1 | 365 | 12.9424 | 0.096756 | 13 | 0.03913
70018 | 10.395 | 1 | 365 | 11.8014 | 0.65007 | 12 | 0.45147
70019 | 7.2 | 0.8 | 365 | 6.5393 | 0.75415 | 7 | 0.29346
70020 | 6.9 | 0.8 | 365 | 6.2668 | 0.93106 | 7 | 0.19789
70059 | 9.45 | 0.8 | 365 | 8.5828 | 0.92732 | 9 | 0.51016
70060 | 3.38 | 0.8 | 365 | 3.0698 | 0.27348 | 3 | 0.34332
70021 | 7.2 | 0.8 | 365 | 6.5393 | 0.75415 | 7 | 0.29346
70084 | 11.96 | 0.8 | 365 | 10.8625 | 0.81384 | 11 | 0.67635
69379 | 3.08 | 0.8 | 365 | 2.7974 | 0.45039 | 3 | 0.24776
69375 | 2.32 | 0.8 | 365 | 2.1071 | 0.36523 | 2 | 0.47234
69429 | 3.19 | 0.8 | 365 | 2.8973 | 0.75219 | 3 | 0.64946
69446 | 3.24 | 0.8 | 365 | 2.9427 | 0.88937 | 3 | 0.83205
69478 | 4.06 | 0.8 | 365 | 3.6874 | 0.13915 | 3 | 0.82659
69519 | 3.24 | 0.8 | 365 | 2.9427 | 0.88937 | 3 | 0.83205
70006 | 9.57 | 0.8 | 365 | 8.6918 | 0.25656 | 8 | 0.94838
65251 | 100.64 | 0.7 | 365 | 79.9793 | 0.60423 | 80 | 0.58357
70024 | 8 | 0.8 | 365 | 7.2659 | 0.94906 | 8 | 0.21495
70025 | 6.82 | 0.8 | 365 | 6.1942 | 0.71157 | 6 | 0.90575
70027 | 14.57 | 0.8 | 365 | 13.233 | 0.97472 | 14 | 0.20773
70029 | 13.23 | 0.8 | 365 | 12.016 | 0.29825 | 12 | 0.31422
70007 | 10.24 | 0.8 | 365 | 9.3003 | 0.094792 | 9 | 0.39514
70030 | 4.16 | 0.8 | 365 | 3.7783 | 0.41351 | 4 | 0.19177
70031 | 8.175 | 0.8 | 365 | 7.4248 | 0.42919 | 7 | 0.85403
70032 | 8.28 | 0.8 | 365 | 7.5202 | 0.71727 | 8 | 0.23747
70033 | 6.48 | 0.8 | 365 | 5.8854 | 0.77874 | 6 | 0.66411
70034 | 11.52 | 0.8 | 365 | 10.4629 | 0.60664 | 11 | 0.069529
70035 | 8 | 0.8 | 365 | 7.2659 | 0.94906 | 8 | 0.21495
70036 | 8.25 | 0.8 | 365 | 7.493 | 0.63496 | 8 | 0.12792
70037 | 12.285 | 0.8 | 365 | 11.1577 | 0.70552 | 11 | 0.86321
70038 | 4.14 | 0.8 | 365 | 3.7601 | 0.35864 | 4 | 0.11874
70040 | 8.68 | 0.8 | 365 | 7.8835 | 0.81473 | 8 | 0.69822
69675 | 2.24 | 0.8 | 365 | 2.0345 | 0.14574 | 2 | 0.18019
69827 | 4.93 | 0.8 | 365 | 4.4776 | 0.52611 | 5 | 0.0037132
69685 | 8.37 | 0.8 | 365 | 7.6019 | 0.9642 | 8 | 0.56614
69744 | 5.04 | 0.8 | 365 | 4.5775 | 0.82791 | 5 | 0.40542
69753 | 2.61 | 0.8 | 365 | 2.3705 | 0.16088 | 2 | 0.53138
69773 | 2.7 | 0.8 | 365 | 2.4522 | 0.40781 | 2 | 0.86005
70042 | 4.27 | 0.8 | 365 | 3.8782 | 0.71531 | 4 | 0.59348
70044 | 3.135 | 0.8 | 365 | 2.8473 | 0.60129 | 3 | 0.44861
70045 | 8.96 | 0.8 | 365 | 8.1378 | 0.58294 | 8 | 0.72074
32924 | 646.38 | 1 | 365 | 733.8326 | 0.78607 | 734 | 0.61869
32926 | 649.085 | 1 | 365 | 736.9036 | 0.062971 | 736 | 0.96658
51466 | 1082.88 | 1 | 365 | 1229.3893 | 0.78028 | 1230 | 0.16961
70049 | 6.76 | 0.8 | 365 | 6.1397 | 0.54695 | 6 | 0.68663
70077 | 6.9 | 0.8 | 365 | 6.2668 | 0.93106 | 7 | 0.19789
70085 | 7.56 | 0.8 | 365 | 6.8663 | 0.74186 | 7 | 0.60813
70083 | 5.225 | 0.8 | 365 | 4.7455 | 0.33548 | 5 | 0.081014
70090 | 11.655 | 0.8 | 365 | 10.5855 | 0.97703 | 11 | 0.56253
70086 | 9.6 | 0.8 | 365 | 8.7191 | 0.33887 | 9 | 0.05794
70061 | 4.48 | 0.8 | 365 | 4.0689 | 0.29147 | 4 | 0.36037
70048 | 10.2 | 0.8 | 365 | 9.264 | 0.98505 | 10 | 0.24906
34541 | 382.8 | 0.8 | 365 | 347.673 | 0.26233 | 347 | 0.93538
70094 | 3.465 | 0.8 | 365 | 3.147 | 0.50668 | 3 | 0.65373
70091 | 4.2 | 0.8 | 365 | 3.8146 | 0.52325 | 4 | 0.33785
70101 | 3.36 | 0.8 | 365 | 3.0517 | 0.2186 | 3 | 0.27028
70099 | 9.1 | 1 | 365 | 10.3312 | 0.20881 | 10 | 0.54001
70103 | 3.12 | 0.8 | 365 | 2.8337 | 0.56013 | 3 | 0.39383
70098 | 5.7 | 0.8 | 365 | 5.1769 | 0.6387 | 5 | 0.81565
70065 | 9.1 | 0.8 | 365 | 8.265 | 0.96705 | 9 | 0.23201
70106 | 4.56 | 0.8 | 365 | 4.1416 | 0.51096 | 4 | 0.65252
70108 | 5.7 | 0.8 | 365 | 5.1769 | 0.6387 | 5 | 0.81565
70110 | 10.83 | 0.8 | 365 | 9.8362 | 0.71353 | 10 | 0.54974
70112 | 7.695 | 0.8 | 365 | 6.9889 | 0.11225 | 7 | 0.10113
70104 | 7.14 | 0.8 | 365 | 6.4848 | 0.58953 | 7 | 0.074343
70126 | 10.53 | 0.8 | 365 | 9.5637 | 0.89044 | 10 | 0.45418
70124 | 9 | 0.8 | 365 | 8.1741 | 0.69269 | 8 | 0.86682
70127 | 2.65 | 0.8 | 365 | 2.4068 | 0.27062 | 2 | 0.67745
70125 | 7.02 | 0.8 | 365 | 6.3758 | 0.2603 | 6 | 0.63612
70100 | 13.72 | 0.8 | 365 | 12.461 | 0.64263 | 13 | 0.10364
70111 | 8.12 | 0.8 | 365 | 7.3749 | 0.27829 | 7 | 0.65317
70121 | 3.38 | 0.8 | 365 | 3.0698 | 0.27348 | 3 | 0.34332
70128 | 6.625 | 0.8 | 365 | 6.0171 | 0.17656 | 6 | 0.19363
70117 | 10.8 | 0.8 | 365 | 9.809 | 0.63123 | 10 | 0.44018
70129 | 3.36 | 0.8 | 365 | 3.0517 | 0.2186 | 3 | 0.27028
70133 | 5.2 | 0.8 | 365 | 4.7228 | 0.26689 | 4 | 0.98972
70132 | 12.22 | 0.8 | 365 | 11.0987 | 0.52718 | 11 | 0.62584
70071 | 10.83 | 0.8 | 365 | 9.8362 | 0.71353 | 10 | 0.54974
70138 | 7.28 | 0.8 | 365 | 6.612 | 0.97364 | 7 | 0.5856
70139 | 4.275 | 0.8 | 365 | 3.8827 | 0.72903 | 4 | 0.61174
70140 | 2.85 | 0.8 | 365 | 2.5885 | 0.81935 | 3 | 0.40783
70141 | 5.13 | 0.8 | 365 | 4.6593 | 0.074832 | 4 | 0.73409
70142 | 8.12 | 0.8 | 365 | 7.3749 | 0.27829 | 7 | 0.65317
70147 | 10.8 | 0.8 | 365 | 9.809 | 0.63123 | 10 | 0.44018
70149 | 4.16 | 0.8 | 365 | 3.7783 | 0.41351 | 4 | 0.19177
70150 | 9.69 | 0.8 | 365 | 8.8008 | 0.58579 | 9 | 0.38661
70151 | 3.975 | 0.8 | 365 | 3.6102 | 0.90594 | 4 | 0.51618
70152 | 9.45 | 0.8 | 365 | 8.5828 | 0.92732 | 9 | 0.51016
70153 | 10.8 | 0.8 | 365 | 9.809 | 0.63123 | 10 | 0.44018
70155 | 9.35 | 1 | 365 | 10.615 | 0.066199 | 10 | 0.68122
70157 | 7.2 | 0.8 | 365 | 6.5393 | 0.75415 | 7 | 0.29346
70156 | 11.025 | 0.8 | 365 | 10.0133 | 0.24854 | 10 | 0.26185
70158 | 5.559 | 0.8 | 365 | 5.0489 | 0.25185 | 5 | 0.30074
70159 | 5.8 | 0.8 | 365 | 5.2678 | 0.91307 | 6 | 0.18084
70161 | 4.48 | 0.8 | 365 | 4.0689 | 0.29147 | 4 | 0.36037
69279 | 7.155 | 1 | 365 | 8.123 | 0.53836 | 8 | 0.6614
70162 | 4.355 | 0.8 | 365 | 3.9554 | 0.94852 | 4 | 0.90389
70163 | 9.38 | 0.8 | 365 | 8.5193 | 0.73527 | 9 | 0.25453
70165 | 9.483 | 0.8 | 365 | 8.6128 | 0.017862 | 8 | 0.63067
70167 | 10.98 | 0.8 | 365 | 9.9724 | 0.12508 | 10 | 0.097519
70166 | 5.7 | 0.8 | 365 | 5.1769 | 0.6387 | 5 | 0.81565
70168 | 12.81 | 0.8 | 365 | 11.6345 | 0.14593 | 11 | 0.78044
70169 | 7.98 | 0.8 | 365 | 7.2477 | 0.89418 | 8 | 0.14191
70170 | 11.88 | 0.8 | 365 | 10.7899 | 0.59435 | 11 | 0.3842
70171 | 5.36 | 0.8 | 365 | 4.8681 | 0.70587 | 5 | 0.57402
70172 | 5.232 | 0.8 | 365 | 4.7519 | 0.35468 | 5 | 0.10658
70173 | 10.23 | 0.8 | 365 | 9.2913 | 0.067355 | 9 | 0.35862
70174 | 7.245 | 0.8 | 365 | 6.5802 | 0.87761 | 7 | 0.45779
70175 | 4.62 | 0.8 | 365 | 4.1961 | 0.67558 | 4 | 0.87163
70177 | 8.25 | 0.8 | 365 | 7.493 | 0.63496 | 8 | 0.12792
70183 | 8.4 | 0.8 | 365 | 7.6292 | 0.046509 | 7 | 0.6757
70184 | 3.48 | 0.8 | 365 | 3.1607 | 0.54784 | 3 | 0.7085
70186 | 8 | 0.8 | 365 | 7.2659 | 0.94906 | 8 | 0.21495
70185 | 5.1 | 0.8 | 365 | 4.632 | 0.99252 | 5 | 0.62453
70190 | 8.7 | 0.8 | 365 | 7.9017 | 0.8696 | 8 | 0.77126
70191 | 7.15 | 0.8 | 365 | 6.4939 | 0.61697 | 7 | 0.11086
70192 | 5.04 | 0.8 | 365 | 4.5775 | 0.82791 | 5 | 0.40542
70194 | 10.35 | 0.8 | 365 | 9.4003 | 0.39659 | 9 | 0.79684
59845 | 298.224 | 0.9 | 365 | 304.7153 | 0.49402 | 305 | 0.20929
59848 | 439.488 | 0.9 | 365 | 449.0541 | 0.51751 | 449 | 0.57158
70196 | 9.52 | 0.8 | 365 | 8.6464 | 0.11938 | 8 | 0.76579
70198 | 4.5 | 0.8 | 365 | 4.0871 | 0.34634 | 4 | 0.43341
70199 | 13.78 | 0.8 | 365 | 12.5155 | 0.80725 | 13 | 0.32275
70202 | 10.08 | 0.8 | 365 | 9.155 | 0.65581 | 9 | 0.81084
70203 | 7.56 | 0.8 | 365 | 6.8663 | 0.74186 | 7 | 0.60813
70204 | 8.7 | 0.8 | 365 | 7.9017 | 0.8696 | 8 | 0.77126
70205 | 4.725 | 0.8 | 365 | 4.2914 | 0.96366 | 5 | 0.25508
70206 | 9.135 | 0.8 | 365 | 8.2967 | 0.063078 | 8 | 0.35982
70211 | 6.93 | 0.8 | 365 | 6.2941 | 0.01337 | 6 | 0.30745
70213 | 6.16 | 0.8 | 365 | 5.5947 | 0.90077 | 6 | 0.49551
70217 | 6.24 | 0.8 | 365 | 5.6674 | 0.12026 | 5 | 0.78766
70214 | 5.46 | 0.8 | 365 | 4.959 | 0.98023 | 5 | 0.9392
70218 | 3.6 | 0.8 | 365 | 3.2697 | 0.87708 | 4 | 0.14673
70220 | 14.04 | 0.8 | 365 | 12.7516 | 0.52059 | 13 | 0.27224
70201 | 11.772 | 0.8 | 365 | 10.6918 | 0.29804 | 10 | 0.9898
70207 | 10.5 | 0.8 | 365 | 9.5365 | 0.80814 | 10 | 0.34462
70221 | 10.005 | 0.8 | 365 | 9.0869 | 0.45004 | 9 | 0.53695
69933 | 25.65 | 0.6 | 365 | 17.4722 | 0.78062 | 18 | 0.25283
70224 | 11.655 | 0.8 | 365 | 10.5855 | 0.97703 | 11 | 0.56253
70225 | 6.867 | 0.8 | 365 | 6.2369 | 0.84052 | 7 | 0.077383
70228 | 8.4 | 0.8 | 365 | 7.6292 | 0.046509 | 7 | 0.6757
70208 | 5.72 | 0.8 | 365 | 5.1951 | 0.69358 | 5 | 0.88869
70222 | 5.32 | 0.8 | 365 | 4.8318 | 0.59612 | 5 | 0.42794
70109 | 7.8 | 0.8 | 365 | 7.0842 | 0.40033 | 7 | 0.48458
70092 | 13.5 | 0.8 | 365 | 12.2612 | 0.039032 | 12 | 0.30023
70233 | 4.94 | 0.8 | 365 | 4.4867 | 0.55354 | 5 | 0.040232
70234 | 3.9 | 0.8 | 365 | 3.5421 | 0.70016 | 4 | 0.24229
70236 | 4.76 | 0.8 | 365 | 4.3232 | 0.059688 | 4 | 0.3829
70239 | 14.04 | 0.8 | 365 | 12.7516 | 0.52059 | 13 | 0.27224
70240 | 7.5 | 0.8 | 365 | 6.8118 | 0.57724 | 7 | 0.38902
70226 | 5.4 | 0.8 | 365 | 4.9045 | 0.81561 | 5 | 0.72009
70244 | 3.64 | 0.8 | 365 | 3.306 | 0.98682 | 4 | 0.2928
70235 | 5.72 | 0.8 | 365 | 5.1951 | 0.69358 | 5 | 0.88869
70230 | 9.54 | 0.8 | 365 | 8.6646 | 0.17425 | 8 | 0.83883
70245 | 3.9 | 0.8 | 365 | 3.5421 | 0.70016 | 4 | 0.24229
70247 | 9 | 0.8 | 365 | 8.1741 | 0.69269 | 8 | 0.86682
70248 | 3.6 | 0.8 | 365 | 3.2697 | 0.87708 | 4 | 0.14673
70249 | 5.46 | 0.8 | 365 | 4.959 | 0.98023 | 5 | 0.9392
70200 | 3.78 | 0.8 | 365 | 3.4331 | 0.37093 | 3 | 0.80406
70252 | 11.44 | 0.8 | 365 | 10.3902 | 0.38715 | 10 | 0.77738
70251 | 7.56 | 0.8 | 365 | 6.8663 | 0.74186 | 7 | 0.60813
70253 | 12.96 | 0.8 | 365 | 11.7707 | 0.55747 | 12 | 0.32822
70254 | 9.8 | 0.8 | 365 | 8.9007 | 0.88759 | 9 | 0.78831
70255 | 6.3 | 0.8 | 365 | 5.7219 | 0.28488 | 6 | 0.0067734
70257 | 11.73 | 0.8 | 365 | 10.6536 | 0.1828 | 10 | 0.83642
70258 | 11.04 | 0.8 | 365 | 10.0269 | 0.2897 | 10 | 0.31663
70259 | 5.72 | 0.8 | 365 | 5.1951 | 0.69358 | 5 | 0.88869
70260 | 12.54 | 0.8 | 365 | 11.3893 | 0.40515 | 11 | 0.79443
70261 | 6.48 | 0.8 | 365 | 5.8854 | 0.77874 | 6 | 0.66411
70262 | 8.8 | 0.8 | 365 | 7.9925 | 0.14396 | 8 | 0.13645
70263 | 7.848 | 0.8 | 365 | 7.1278 | 0.53202 | 7 | 0.65987
70264 | 12.15 | 0.8 | 365 | 11.0351 | 0.33513 | 11 | 0.37021
70266 | 5.2 | 0.8 | 365 | 4.7228 | 0.26689 | 4 | 0.98972
70267 | 9.72 | 0.8 | 365 | 8.8281 | 0.6681 | 9 | 0.49616
70268 | 10.335 | 0.8 | 365 | 9.3866 | 0.35544 | 9 | 0.74206
70269 | 6.05 | 0.8 | 365 | 5.4948 | 0.59897 | 6 | 0.093806
70270 | 7.54 | 0.8 | 365 | 6.8481 | 0.68699 | 7 | 0.53509
64985 | 120.75 | 0.9 | 365 | 123.3783 | 0.70526 | 124 | 0.083552
70275 | 3.77 | 0.8 | 365 | 3.4241 | 0.34349 | 3 | 0.76755
70277 | 2.85 | 0.8 | 365 | 2.5885 | 0.81935 | 3 | 0.40783
70276 | 2.16 | 0.8 | 365 | 1.9618 | 0.92625 | 2 | 0.88804
70279 | 5.7 | 0.8 | 365 | 5.1769 | 0.6387 | 5 | 0.81565
70135 | 3.92 | 0.8 | 365 | 3.5603 | 0.75504 | 4 | 0.31533
67009 | 8.835 | 0.8 | 365 | 8.0243 | 0.23999 | 8 | 0.26426
67010 | 4.845 | 0.8 | 365 | 4.4004 | 0.2929 | 4 | 0.6933
67015 | 3.12 | 0.8 | 365 | 2.8337 | 0.56013 | 3 | 0.39383
67849 | 7.8 | 0.8 | 365 | 7.0842 | 0.40033 | 7 | 0.48458
67855 | 10.4 | 0.8 | 365 | 9.4457 | 0.53377 | 9 | 0.97944
70555 | 10.08 | 0.8 | 365 | 9.155 | 0.65581 | 9 | 0.81084
66359 | 6.375 | 1 | 365 | 7.2375 | 0.86332 | 8 | 0.10083
66381 | 5.98 | 1 | 365 | 6.7891 | 0.50865 | 7 | 0.29772
66478 | 6.24 | 0.8 | 365 | 5.6674 | 0.12026 | 5 | 0.78766
12491 | 348.92 | 0.9 | 365 | 356.5147 | 0.97159 | 357 | 0.48632
67661 | 1.59 | 0.8 | 365 | 1.4441 | 0.36237 | 1 | 0.80647
67668 | 14.04 | 0.8 | 365 | 12.7516 | 0.52059 | 13 | 0.27224
67670 | 5.2 | 0.8 | 365 | 4.7228 | 0.26689 | 4 | 0.98972
67774 | 12.74 | 0.8 | 365 | 11.5709 | 0.95387 | 12 | 0.52481
67996 | 7.155 | 0.8 | 365 | 6.4984 | 0.63069 | 7 | 0.12912
68003 | 2.6 | 0.8 | 365 | 2.3614 | 0.13344 | 2 | 0.49486
66590 | 3.3 | 1 | 365 | 3.7465 | 0.31748 | 4 | 0.063959
67374 | 6.24 | 1 | 365 | 7.0842 | 0.40033 | 7 | 0.48458
66398 | 7.8 | 0.8 | 365 | 7.0842 | 0.40033 | 7 | 0.48458
50060 | 5.232 | 0.8 | 365 | 4.7519 | 0.35468 | 5 | 0.10658
69838 | 4.64 | 0.8 | 365 | 4.2142 | 0.73045 | 4 | 0.94467
70209 | 7.125 | 0.8 | 365 | 6.4712 | 0.54838 | 7 | 0.019565
70280 | 12.825 | 0.8 | 365 | 11.6481 | 0.18708 | 11 | 0.83522
70281 | 6.84 | 0.8 | 365 | 6.2123 | 0.76644 | 6 | 0.97878
70274 | 9.8 | 0.8 | 365 | 8.9007 | 0.88759 | 9 | 0.78831
70284 | 6.84 | 0.8 | 365 | 6.2123 | 0.76644 | 6 | 0.97878
70285 | 4.56 | 0.8 | 365 | 4.1416 | 0.51096 | 4 | 0.65252
70286 | 8.55 | 0.8 | 365 | 7.7654 | 0.45805 | 8 | 0.22348
70287 | 5.13 | 0.8 | 365 | 4.6593 | 0.074832 | 4 | 0.73409
70288 | 9.975 | 0.8 | 365 | 9.0597 | 0.36773 | 9 | 0.42739
70290 | 3.99 | 0.8 | 365 | 3.6239 | 0.94709 | 4 | 0.57096
70292 | 9.45 | 0.8 | 365 | 8.5828 | 0.92732 | 9 | 0.51016
70293 | 7.695 | 0.8 | 365 | 6.9889 | 0.11225 | 7 | 0.10113
70296 | 6.16 | 0.8 | 365 | 5.5947 | 0.90077 | 6 | 0.49551
70278 | 9.975 | 0.8 | 365 | 9.0597 | 0.36773 | 9 | 0.42739
70297 | 4.59 | 0.8 | 365 | 4.1688 | 0.59327 | 4 | 0.76208
70298 | 5.2 | 1 | 365 | 5.9035 | 0.83361 | 6 | 0.73715
70299 | 5.4 | 0.8 | 365 | 4.9045 | 0.81561 | 5 | 0.72009
70300 | 4.86 | 0.8 | 365 | 4.414 | 0.33405 | 4 | 0.74808
70301 | 7.685 | 0.8 | 365 | 6.9798 | 0.084812 | 7 | 0.064612
70302 | 2.16 | 0.8 | 365 | 1.9618 | 0.92625 | 2 | 0.88804
70303 | 4.35 | 0.8 | 365 | 3.9508 | 0.9348 | 4 | 0.88563
70304 | 8.68 | 0.8 | 365 | 7.8835 | 0.81473 | 8 | 0.69822
70305 | 11.07 | 0.8 | 365 | 10.0542 | 0.37201 | 10 | 0.42619
70306 | 9.805 | 0.8 | 365 | 8.9053 | 0.90131 | 9 | 0.80657
70309 | 7.56 | 0.8 | 365 | 6.8663 | 0.74186 | 7 | 0.60813
70310 | 6.44 | 0.8 | 365 | 5.849 | 0.66899 | 6 | 0.51804
70313 | 11.2 | 0.8 | 365 | 10.1723 | 0.72868 | 10 | 0.90093
70317 | 3.92 | 0.8 | 365 | 3.5603 | 0.75504 | 4 | 0.31533
70324 | 9.8 | 0.8 | 365 | 8.9007 | 0.88759 | 9 | 0.78831
64267 | 180.831 | 0.8 | 365 | 164.2374 | 0.13372 | 164 | 0.37109
68955 | 6.5 | 1 | 365 | 7.3794 | 0.29201 | 7 | 0.67143
44315 | 11.055 | 0.8 | 365 | 10.0406 | 0.33085 | 10 | 0.37141
70271 | 7.84 | 0.8 | 365 | 7.1206 | 0.51007 | 7 | 0.63065
70325 | 9.9 | 0.8 | 365 | 8.9915 | 0.16196 | 9 | 0.1535
70326 | 5.985 | 0.8 | 365 | 5.4358 | 0.42064 | 5 | 0.85643
70327 | 9.045 | 0.8 | 365 | 8.215 | 0.81615 | 9 | 0.031153
69006 | 3.597 | 0.8 | 365 | 3.2669 | 0.86884 | 4 | 0.13577
69007 | 7.035 | 0.8 | 365 | 6.3894 | 0.30145 | 6 | 0.6909
68584 | 3.924 | 0.8 | 365 | 3.5639 | 0.76601 | 4 | 0.32993
70328 | 5.232 | 0.8 | 365 | 4.7519 | 0.35468 | 5 | 0.10658
68588 | 5.232 | 0.8 | 365 | 4.7519 | 0.35468 | 5 | 0.10658
70331 | 7.84 | 0.8 | 365 | 7.1206 | 0.51007 | 7 | 0.63065
70332 | 8.28 | 0.8 | 365 | 7.5202 | 0.71727 | 8 | 0.23747
70219 | 4.59 | 0.8 | 365 | 4.1688 | 0.59327 | 4 | 0.76208
70334 | 2.4 | 0.8 | 365 | 2.1798 | 0.58472 | 2 | 0.76449
70339 | 8.4 | 0.8 | 365 | 7.6292 | 0.046509 | 7 | 0.6757
70337 | 6.16 | 0.8 | 365 | 5.5947 | 0.90077 | 6 | 0.49551
70341 | 8.64 | 0.8 | 365 | 7.8472 | 0.70498 | 8 | 0.55215
70342 | 13.8 | 0.8 | 365 | 12.5337 | 0.86212 | 13 | 0.39579
66103 | 175.43 | 0.7 | 365 | 139.4155 | 0.15094 | 139 | 0.56643
70315 | 4.2 | 0.8 | 365 | 3.8146 | 0.52325 | 4 | 0.33785
70039 | 5.13 | 0.8 | 365 | 4.6593 | 0.074832 | 4 | 0.73409
70229 | 8.16 | 0.8 | 365 | 7.4112 | 0.38804 | 7 | 0.79925
70344 | 11.4 | 0.8 | 365 | 10.3539 | 0.2774 | 10 | 0.6313
70346 | 10.08 | 0.8 | 365 | 9.155 | 0.65581 | 9 | 0.81084
70311 | 10.64 | 0.8 | 365 | 9.6636 | 0.19224 | 9 | 0.85588
70314 | 5.88 | 0.8 | 365 | 5.3404 | 0.13256 | 5 | 0.47299
70345 | 10.8 | 0.8 | 365 | 9.809 | 0.63123 | 10 | 0.44018
68621 | 6.84 | 0.8 | 365 | 6.2123 | 0.76644 | 6 | 0.97878
69877 | 5.4 | 0.8 | 365 | 4.9045 | 0.81561 | 5 | 0.72009
69880 | 7 | 0.8 | 365 | 6.3577 | 0.20542 | 6 | 0.56308
70347 | 8.96 | 0.8 | 365 | 8.1378 | 0.58294 | 8 | 0.72074
70348 | 7.56 | 0.8 | 365 | 6.8663 | 0.74186 | 7 | 0.60813
69913 | 7.95 | 0.8 | 365 | 7.2205 | 0.81187 | 8 | 0.032357
68177 | 4.42 | 0.8 | 365 | 4.0144 | 0.12685 | 4 | 0.14126
70351 | 13.34 | 1 | 365 | 15.1448 | 0.75006 | 15 | 0.89491
70353 | 6.9 | 0.8 | 365 | 6.2668 | 0.93106 | 7 | 0.19789
70354 | 3.99 | 0.8 | 365 | 3.6239 | 0.94709 | 4 | 0.57096
70355 | 3.15 | 0.8 | 365 | 2.8609 | 0.64244 | 3 | 0.50339
70356 | 6.38 | 0.8 | 365 | 5.7946 | 0.50437 | 6 | 0.29892
70358 | 3.92 | 0.8 | 365 | 3.5603 | 0.75504 | 4 | 0.31533
69337 | 7 | 0.8 | 365 | 6.3577 | 0.20542 | 6 | 0.56308
35085 | 5764.68 | 1 | 365 | 6544.6181 | 0.20065 | 6544 | 0.81879
70043 | 8.7 | 1 | 365 | 9.8771 | 0.837 | 10 | 0.71407
70366 | 7.41 | 0.8 | 365 | 6.73 | 0.33031 | 7 | 0.060348
47892 | 2702.385 | 0.9 | 365 | 2761.2062 | 0.14371 | 2761 | 0.3499
70107 | 9.69 | 0.8 | 365 | 8.8008 | 0.58579 | 9 | 0.38661
70372 | 6.555 | 0.8 | 365 | 5.9535 | 0.98451 | 6 | 0.938
70375 | 11.115 | 0.8 | 365 | 10.0951 | 0.49547 | 10 | 0.59052
70376 | 2.28 | 0.8 | 365 | 2.0708 | 0.25548 | 2 | 0.32626
70373 | 7.695 | 0.8 | 365 | 6.9889 | 0.11225 | 7 | 0.10113
70378 | 6.84 | 0.8 | 365 | 6.2123 | 0.76644 | 6 | 0.97878
70379 | 4.845 | 0.8 | 365 | 4.4004 | 0.2929 | 4 | 0.6933
70380 | 9.975 | 0.8 | 365 | 9.0597 | 0.36773 | 9 | 0.42739
70368 | 2.4 | 0.8 | 365 | 2.1798 | 0.58472 | 2 | 0.76449
70382 | 9.405 | 0.8 | 365 | 8.542 | 0.80386 | 9 | 0.34583
70383 | 2.565 | 0.8 | 365 | 2.3296 | 0.037416 | 2 | 0.36704
70381 | 5.13 | 0.8 | 365 | 4.6593 | 0.074832 | 4 | 0.73409
70384 | 13.395 | 0.8 | 365 | 12.1658 | 0.75095 | 12 | 0.91678
70385 | 5.7 | 0.8 | 365 | 5.1769 | 0.6387 | 5 | 0.81565
70386 | 12.255 | 0.8 | 365 | 11.1304 | 0.62321 | 11 | 0.75365
70388 | 7.56 | 0.8 | 365 | 6.8663 | 0.74186 | 7 | 0.60813
70387 | 5.8 | 0.8 | 365 | 5.2678 | 0.91307 | 6 | 0.18084
70391 | 7.125 | 0.8 | 365 | 6.4712 | 0.54838 | 7 | 0.019565
70392 | 7.98 | 0.8 | 365 | 7.2477 | 0.89418 | 8 | 0.14191
70394 | 8.265 | 0.8 | 365 | 7.5066 | 0.67612 | 8 | 0.1827
70389 | 5.13 | 0.8 | 365 | 4.6593 | 0.074832 | 4 | 0.73409
70395 | 3.135 | 0.8 | 365 | 2.8473 | 0.60129 | 3 | 0.44861
70390 | 9.275 | 0.8 | 365 | 8.4239 | 0.44719 | 8 | 0.87108
70393 | 10.08 | 0.8 | 365 | 9.155 | 0.65581 | 9 | 0.81084
70398 | 5.13 | 0.8 | 365 | 4.6593 | 0.074832 | 4 | 0.73409
70399 | 3.08 | 0.8 | 365 | 2.7974 | 0.45039 | 3 | 0.24776
70401 | 5.565 | 0.8 | 365 | 5.0543 | 0.26831 | 5 | 0.32265
70250 | 7.28 | 0.8 | 365 | 6.612 | 0.97364 | 7 | 0.5856
70405 | 11.1 | 0.8 | 365 | 10.0814 | 0.45432 | 10 | 0.53574
70409 | 5.72 | 0.8 | 365 | 5.1951 | 0.69358 | 5 | 0.88869
70412 | 9.275 | 0.8 | 365 | 8.4239 | 0.44719 | 8 | 0.87108
70413 | 7.8 | 0.8 | 365 | 7.0842 | 0.40033 | 7 | 0.48458
70414 | 6 | 0.8 | 365 | 5.4494 | 0.46179 | 5 | 0.91121
70415 | 11.7 | 0.8 | 365 | 10.6264 | 0.10049 | 10 | 0.72686
70416 | 8.4 | 0.8 | 365 | 7.6292 | 0.046509 | 7 | 0.6757
70418 | 4.5 | 0.8 | 365 | 4.0871 | 0.34634 | 4 | 0.43341
70419 | 9.01 | 0.8 | 365 | 8.1832 | 0.72012 | 8 | 0.90334
70246 | 4.8 | 0.8 | 365 | 4.3595 | 0.16943 | 4 | 0.52897
70421 | 10.5 | 0.8 | 365 | 9.5365 | 0.80814 | 10 | 0.34462
70420 | 12.6 | 0.8 | 365 | 11.4438 | 0.56976 | 12 | 0.013547
70422 | 6.16 | 0.8 | 365 | 5.5947 | 0.90077 | 6 | 0.49551
70428 | 23.32 | 1 | 365 | 26.4751 | 0.97687 | 27 | 0.45198
70429 | 9.6 | 0.8 | 365 | 8.7191 | 0.33887 | 9 | 0.05794
70417 | 13.8 | 0.8 | 365 | 12.5337 | 0.86212 | 13 | 0.39579
70371 | 5.46 | 0.8 | 365 | 4.959 | 0.98023 | 5 | 0.9392
70273 | 8.82 | 0.8 | 365 | 8.0106 | 0.19883 | 8 | 0.20948
64777 | 4.77 | 1 | 365 | 5.4154 | 0.35891 | 5 | 0.77427
70438 | 8.4 | 0.8 | 365 | 7.6292 | 0.046509 | 7 | 0.6757
66443 | 5.2 | 1 | 365 | 5.9035 | 0.83361 | 6 | 0.73715
70439 | 7.2 | 0.8 | 365 | 6.5393 | 0.75415 | 7 | 0.29346
66388 | 4.94 | 1 | 365 | 5.6084 | 0.94193 | 6 | 0.55029
50936 | 24.48 | 1 | 365 | 27.792 | 0.95514 | 28 | 0.74719
70441 | 10.15 | 1 | 365 | 11.5233 | 0.80983 | 12 | 0.33309
70442 | 9.81 | 1 | 365 | 11.1373 | 0.64379 | 11 | 0.78104
70443 | 10.4 | 1 | 365 | 11.8071 | 0.66722 | 12 | 0.47429
70446 | 8.502 | 0.8 | 365 | 7.7218 | 0.32636 | 8 | 0.048189
70445 | 7.68 | 0.8 | 365 | 6.9753 | 0.071094 | 7 | 0.046352
67881 | 3.9 | 0.8 | 365 | 3.5421 | 0.70016 | 4 | 0.24229
70450 | 12.825 | 0.8 | 365 | 11.6481 | 0.18708 | 11 | 0.83522
13236 | 2788.8 | 1 | 365 | 3166.1135 | 0.30115 | 3166 | 0.41464
13232 | 2668 | 1 | 365 | 3028.9697 | 0.01272 | 3028 | 0.98245
13234 | 2665.495 | 1 | 365 | 3026.1258 | 0.42172 | 3026 | 0.54753
70451 | 11.52 | 0.8 | 365 | 10.4629 | 0.60664 | 11 | 0.069529
68376 | 2.52 | 0.8 | 365 | 2.2888 | 0.91395 | 3 | 0.20271
68600 | 7 | 0.8 | 365 | 6.3577 | 0.20542 | 6 | 0.56308
68692 | 5.04 | 0.8 | 365 | 4.5775 | 0.82791 | 5 | 0.40542
68695 | 11.76 | 0.8 | 365 | 10.6809 | 0.26511 | 10 | 0.94598
68821 | 5.88 | 0.8 | 365 | 5.3404 | 0.13256 | 5 | 0.47299
68873 | 9.01 | 0.8 | 365 | 8.1832 | 0.72012 | 8 | 0.90334
68909 | 5.6 | 0.8 | 365 | 5.0861 | 0.36434 | 5 | 0.45047
68987 | 6.72 | 0.8 | 365 | 6.1034 | 0.43721 | 6 | 0.54056
69125 | 7.02 | 0.8 | 365 | 6.3758 | 0.2603 | 6 | 0.63612
69192 | 4.94 | 0.8 | 365 | 4.4867 | 0.55354 | 5 | 0.040232
69888 | 7.2 | 0.8 | 365 | 6.5393 | 0.75415 | 7 | 0.29346
70455 | 7.36 | 0.8 | 365 | 6.6846 | 0.19313 | 6 | 0.87775
70458 | 3 | 0.8 | 365 | 2.7247 | 0.2309 | 2 | 0.95561
70459 | 9.81 | 1 | 365 | 11.1373 | 0.64379 | 11 | 0.78104
70461 | 4.68 | 0.8 | 365 | 4.2505 | 0.8402 | 5 | 0.090746
70460 | 4.32 | 0.8 | 365 | 3.9236 | 0.85249 | 4 | 0.77607
70462 | 9.156 | 0.8 | 365 | 8.3158 | 0.12069 | 8 | 0.43651
70464 | 11.16 | 0.8 | 365 | 10.1359 | 0.61893 | 10 | 0.75486
70467 | 5.46 | 0.8 | 365 | 4.959 | 0.98023 | 5 | 0.9392
70466 | 10.695 | 0.8 | 365 | 9.7136 | 0.34314 | 10 | 0.056737
70468 | 11.16 | 0.8 | 365 | 10.1359 | 0.61893 | 10 | 0.75486
70465 | 5.4 | 0.8 | 365 | 4.9045 | 0.81561 | 5 | 0.72009
70470 | 11.16 | 0.8 | 365 | 10.1359 | 0.61893 | 10 | 0.75486
70473 | 10.464 | 0.8 | 365 | 9.5038 | 0.70937 | 10 | 0.21316
70471 | 6.89 | 1 | 365 | 7.8222 | 0.62953 | 8 | 0.45172
70474 | 6.93 | 0.8 | 365 | 6.2941 | 0.01337 | 6 | 0.30745
70475 | 7.42 | 1 | 365 | 8.4239 | 0.44719 | 8 | 0.87108
70476 | 4.68 | 0.8 | 365 | 4.2505 | 0.8402 | 5 | 0.090746
70477 | 6.3 | 0.8 | 365 | 5.7219 | 0.28488 | 6 | 0.0067734
70478 | 11.16 | 0.8 | 365 | 10.1359 | 0.61893 | 10 | 0.75486
70479 | 7.848 | 0.8 | 365 | 7.1278 | 0.53202 | 7 | 0.65987
70480 | 16.75 | 0.8 | 365 | 15.213 | 0.95584 | 16 | 0.1688
70482 | 11.16 | 0.8 | 365 | 10.1359 | 0.61893 | 10 | 0.75486
70485 | 5.6 | 0.8 | 365 | 5.0861 | 0.36434 | 5 | 0.45047
70486 | 4.77 | 0.8 | 365 | 4.3323 | 0.087125 | 4 | 0.41941
70488 | 7.2 | 0.8 | 365 | 6.5393 | 0.75415 | 7 | 0.29346
70491 | 5.46 | 0.8 | 365 | 4.959 | 0.98023 | 5 | 0.9392
70492 | 2.34 | 0.8 | 365 | 2.1253 | 0.4201 | 2 | 0.54537
70493 | 10.545 | 0.8 | 365 | 9.5774 | 0.9316 | 10 | 0.50896
69173 | 5.355 | 0.8 | 365 | 4.8636 | 0.69215 | 5 | 0.55576
70496 | 11.4 | 0.8 | 365 | 10.3539 | 0.2774 | 10 | 0.6313
69664 | 3 | 0.8 | 365 | 2.7247 | 0.2309 | 2 | 0.95561
70498 | 6.44 | 0.8 | 365 | 5.849 | 0.66899 | 6 | 0.51804
70499 | 9.483 | 0.8 | 365 | 8.6128 | 0.017862 | 8 | 0.63067
70503 | 9.8 | 0.8 | 365 | 8.9007 | 0.88759 | 9 | 0.78831
70504 | 6.96 | 0.8 | 365 | 6.3213 | 0.095679 | 6 | 0.41701
70507 | 10.8 | 0.8 | 365 | 9.809 | 0.63123 | 10 | 0.44018
70508 | 5.4 | 0.8 | 365 | 4.9045 | 0.81561 | 5 | 0.72009
70509 | 5.04 | 0.8 | 365 | 4.5775 | 0.82791 | 5 | 0.40542
70511 | 8.1 | 0.8 | 365 | 7.3567 | 0.22342 | 7 | 0.58014
70510 | 9.975 | 1 | 365 | 11.3246 | 0.20966 | 11 | 0.53424
70512 | 4.86 | 0.8 | 365 | 4.414 | 0.33405 | 4 | 0.74808
70515 | 4.64 | 0.8 | 365 | 4.2142 | 0.73045 | 4 | 0.94467
70514 | 2.9 | 0.8 | 365 | 2.6339 | 0.95653 | 3 | 0.59042
70516 | 2.61 | 0.8 | 365 | 2.3705 | 0.16088 | 2 | 0.53138
70518 | 3.19 | 0.8 | 365 | 2.8973 | 0.75219 | 3 | 0.64946
70519 | 4.48 | 0.8 | 365 | 4.0689 | 0.29147 | 4 | 0.36037
70520 | 5.8 | 0.8 | 365 | 5.2678 | 0.91307 | 6 | 0.18084
70521 | 7 | 0.8 | 365 | 6.3577 | 0.20542 | 6 | 0.56308
70522 | 6.38 | 0.8 | 365 | 5.7946 | 0.50437 | 6 | 0.29892
70523 | 3.77 | 0.8 | 365 | 3.4241 | 0.34349 | 3 | 0.76755
70524 | 4.32 | 0.8 | 365 | 3.9236 | 0.85249 | 4 | 0.77607
70525 | 10.92 | 0.8 | 365 | 9.9179 | 0.96046 | 10 | 0.87841
69103 | 11.39 | 0.8 | 365 | 10.3448 | 0.24997 | 10 | 0.59479
70527 | 7.5 | 0.8 | 365 | 6.8118 | 0.57724 | 7 | 0.38902
70528 | 23.625 | 0.8 | 365 | 21.4571 | 0.81831 | 22 | 0.2754
70529 | 4.56 | 0.8 | 365 | 4.1416 | 0.51096 | 4 | 0.65252
70530 | 11.04 | 0.8 | 365 | 10.0269 | 0.2897 | 10 | 0.31663
70531 | 18.72 | 0.8 | 365 | 17.0022 | 0.36079 | 17 | 0.36298
70533 | 3.135 | 0.8 | 365 | 2.8473 | 0.60129 | 3 | 0.44861
70536 | 4.86 | 0.8 | 365 | 4.414 | 0.33405 | 4 | 0.74808
70537 | 7.28 | 0.8 | 365 | 6.612 | 0.97364 | 7 | 0.5856
70538 | 3.78 | 0.8 | 365 | 3.4331 | 0.37093 | 3 | 0.80406
70540 | 5.8 | 0.8 | 365 | 5.2678 | 0.91307 | 6 | 0.18084
70543 | 8.1 | 0.8 | 365 | 7.3567 | 0.22342 | 7 | 0.58014
70548 | 7 | 0.8 | 365 | 6.3577 | 0.20542 | 6 | 0.56308
70546 | 10.36 | 0.8 | 365 | 9.4093 | 0.42403 | 9 | 0.83336
70547 | 7.35 | 1 | 365 | 8.3444 | 0.20712 | 8 | 0.55154
70549 | 6.09 | 0.8 | 365 | 5.5312 | 0.70872 | 6 | 0.23988
70551 | 2.24 | 0.8 | 365 | 2.0345 | 0.14574 | 2 | 0.18019
70552 | 4.76 | 0.8 | 365 | 4.3232 | 0.059688 | 4 | 0.3829
70554 | 3.64 | 0.8 | 365 | 3.306 | 0.98682 | 4 | 0.2928
70557 | 8.68 | 0.8 | 365 | 7.8835 | 0.81473 | 8 | 0.69822
70560 | 10.08 | 0.8 | 365 | 9.155 | 0.65581 | 9 | 0.81084
70558 | 19.76 | 0.8 | 365 | 17.9468 | 0.21417 | 18 | 0.16093
70561 | 8.68 | 0.8 | 365 | 7.8835 | 0.81473 | 8 | 0.69822
70562 | 7.56 | 0.8 | 365 | 6.8663 | 0.74186 | 7 | 0.60813
70563 | 6.38 | 0.8 | 365 | 5.7946 | 0.50437 | 6 | 0.29892
70565 | 4.76 | 0.8 | 365 | 4.3232 | 0.059688 | 4 | 0.3829
70564 | 13.02 | 0.8 | 365 | 11.8252 | 0.72209 | 12 | 0.54733
70567 | 8.7 | 0.8 | 365 | 7.9017 | 0.8696 | 8 | 0.77126
70568 | 13.34 | 0.8 | 365 | 12.1159 | 0.60005 | 12 | 0.71593
70569 | 9.24 | 0.8 | 365 | 8.3921 | 0.35116 | 8 | 0.74327
69844 | 11.7 | 1 | 365 | 13.283 | 0.12562 | 13 | 0.40858
13227 | 622.275 | 1 | 365 | 706.4663 | 0.117 | 706 | 0.58332
13238 | 1414.32 | 1 | 365 | 1605.6718 | 0.46701 | 1606 | 0.13885
13224 | 698.64 | 1 | 365 | 793.1632 | 0.013826 | 793 | 0.17702
13237 | 2762.4 | 1 | 365 | 3136.1417 | 0.7613 | 3136 | 0.90297
64201 | 102.06 | 0.9 | 365 | 104.2815 | 0.016967 | 104 | 0.29845
70424 | 13.545 | 0.8 | 365 | 12.3021 | 0.1625 | 12 | 0.46456
70436 | 6.3 | 0.8 | 365 | 5.7219 | 0.28488 | 6 | 0.0067734
70430 | 12 | 0.8 | 365 | 10.8988 | 0.92358 | 11 | 0.82243
68444 | 5.67 | 0.8 | 365 | 5.1497 | 0.55639 | 5 | 0.7061
68903 | 8.32 | 0.8 | 365 | 7.5565 | 0.82702 | 8 | 0.38355
70506 | 6.16 | 0.8 | 365 | 5.5947 | 0.90077 | 6 | 0.49551
70448 | 5.85 | 0.8 | 365 | 5.3132 | 0.050247 | 5 | 0.36343
70572 | 9.165 | 1 | 365 | 10.405 | 0.43173 | 10 | 0.83672
70580 | 5.035 | 0.8 | 365 | 4.573 | 0.81419 | 5 | 0.38716
70585 | 3.6 | 0.8 | 365 | 3.2697 | 0.87708 | 4 | 0.14673
70593 | 7.28 | 0.8 | 365 | 6.612 | 0.97364 | 7 | 0.5856
70599 | 5.04 | 0.8 | 365 | 4.5775 | 0.82791 | 5 | 0.40542
70495 | 12.6 | 1 | 365 | 14.3047 | 0.2122 | 14 | 0.51693
70505 | 9.38 | 0.8 | 365 | 8.5193 | 0.73527 | 9 | 0.25453
70632 | 9.72 | 0.8 | 365 | 8.8281 | 0.6681 | 9 | 0.49616
70634 | 7.8 | 1 | 365 | 8.8553 | 0.75041 | 9 | 0.60572
68582 | 10.545 | 1 | 365 | 11.9717 | 0.1645 | 12 | 0.1362
70636 | 4.48 | 1 | 365 | 5.0861 | 0.36434 | 5 | 0.45047
70532 | 12 | 0.8 | 365 | 10.8988 | 0.92358 | 11 | 0.82243
70637 | 9.156 | 0.8 | 365 | 8.3158 | 0.12069 | 8 | 0.43651
69621 | 7.68 | 0.8 | 365 | 6.9753 | 0.071094 | 7 | 0.046352
70653 | 6.44 | 1 | 365 | 7.3113 | 0.086238 | 7 | 0.39754
70661 | 14 | 0.8 | 365 | 12.7153 | 0.41085 | 13 | 0.12616
70662 | 10.24 | 1 | 365 | 11.6254 | 0.11849 | 11 | 0.74392
70663 | 10.92 | 0.8 | 365 | 9.9179 | 0.96046 | 10 | 0.87841
70665 | 11.97 | 0.8 | 365 | 10.8716 | 0.84128 | 11 | 0.71287
70666 | 4.505 | 0.8 | 365 | 4.0916 | 0.36006 | 4 | 0.45167
70667 | 10.2 | 0.8 | 365 | 9.264 | 0.98505 | 10 | 0.24906
70668 | 11.825 | 0.8 | 365 | 10.7399 | 0.44345 | 11 | 0.18335
70669 | 7.155 | 0.8 | 365 | 6.4984 | 0.63069 | 7 | 0.12912
70670 | 11.4 | 1 | 365 | 12.9424 | 0.096756 | 13 | 0.03913
70671 | 5.5 | 0.8 | 365 | 4.9953 | 0.089976 | 5 | 0.085278
70672 | 10.6 | 0.8 | 365 | 9.6273 | 0.082499 | 9 | 0.70981
70673 | 9.805 | 1 | 365 | 11.1316 | 0.62664 | 11 | 0.75822
70674 | 5.3 | 0.8 | 365 | 4.8137 | 0.54125 | 5 | 0.3549
70675 | 5.85 | 0.8 | 365 | 5.3132 | 0.050247 | 5 | 0.36343
70676 | 4.8 | 0.8 | 365 | 4.3595 | 0.16943 | 4 | 0.52897
70677 | 6.6 | 0.8 | 365 | 5.9944 | 0.10797 | 6 | 0.10233
70678 | 12 | 0.8 | 365 | 10.8988 | 0.92358 | 11 | 0.82243
70679 | 8.4 | 0.8 | 365 | 7.6292 | 0.046509 | 7 | 0.6757
70680 | 14.575 | 0.8 | 365 | 13.2376 | 0.98844 | 14 | 0.22599
68907 | 13.08 | 0.8 | 365 | 11.8797 | 0.88671 | 12 | 0.76644
69040 | 9.81 | 0.8 | 365 | 8.9098 | 0.91503 | 9 | 0.82483
70047 | 4.2 | 0.8 | 365 | 3.8146 | 0.52325 | 4 | 0.33785
69963 | 8.64 | 0.8 | 365 | 7.8472 | 0.70498 | 8 | 0.55215
69955 | 8.64 | 0.8 | 365 | 7.8472 | 0.70498 | 8 | 0.55215
69945 | 5.232 | 0.8 | 365 | 4.7519 | 0.35468 | 5 | 0.10658
70628 | 9.86 | 0.8 | 365 | 8.9552 | 0.052212 | 9 | 0.0074264
70687 | 13.34 | 1 | 365 | 15.1448 | 0.75006 | 15 | 0.89491
70012 | 10.965 | 1 | 365 | 12.4485 | 0.60491 | 13 | 0.053427
70692 | 8.48 | 0.8 | 365 | 7.7018 | 0.266 | 7 | 0.96785
70566 | 6.72 | 0.8 | 365 | 6.1034 | 0.43721 | 6 | 0.54056
70694 | 12 | 0.8 | 365 | 10.8988 | 0.92358 | 11 | 0.82243
70696 | 9.6 | 0.8 | 365 | 8.7191 | 0.33887 | 9 | 0.05794
70698 | 10.725 | 1 | 365 | 12.176 | 0.78182 | 12 | 0.95787
70699 | 10.075 | 1 | 365 | 11.4381 | 0.55262 | 11 | 0.99072
35280 | 40.96 | 0.9 | 365 | 41.8516 | 0.42656 | 42 | 0.27811
70705 | 8.99 | 0.8 | 365 | 8.165 | 0.66525 | 8 | 0.8303
70711 | 10.2 | 0.8 | 365 | 9.264 | 0.98505 | 10 | 0.24906
70713 | 3.64 | 0.8 | 365 | 3.306 | 0.98682 | 4 | 0.2928
67689 | 3.38 | 0.8 | 365 | 3.0698 | 0.27348 | 3 | 0.34332
67665 | 2.34 | 0.8 | 365 | 2.1253 | 0.4201 | 2 | 0.54537
67715 | 4.94 | 0.8 | 365 | 4.4867 | 0.55354 | 5 | 0.040232
67725 | 6.615 | 0.8 | 365 | 6.008 | 0.14913 | 6 | 0.15711
68500 | 5.565 | 0.8 | 365 | 5.0543 | 0.26831 | 5 | 0.32265
68508 | 6.5 | 0.8 | 365 | 5.9035 | 0.83361 | 6 | 0.73715
70659 | 5.83 | 1 | 365 | 6.6188 | 0.99422 | 7 | 0.61299
70714 | 21.045 | 1 | 365 | 23.8923 | 0.17467 | 24 | 0.066974
70715 | 5.72 | 0.8 | 365 | 5.1951 | 0.69358 | 5 | 0.88869
68005 | 7.155 | 0.8 | 365 | 6.4984 | 0.63069 | 7 | 0.12912
70513 | 4.575 | 1 | 365 | 5.194 | 0.69015 | 5 | 0.88412
68543 | 11.76 | 0.8 | 365 | 10.6809 | 0.26511 | 10 | 0.94598
68017 | 11.655 | 0.8 | 365 | 10.5855 | 0.97703 | 11 | 0.56253
70716 | 4.8 | 0.8 | 365 | 4.3595 | 0.16943 | 4 | 0.52897
70440 | 5.3 | 0.8 | 365 | 4.8137 | 0.54125 | 5 | 0.3549
70710 | 7.28 | 0.8 | 365 | 6.612 | 0.97364 | 7 | 0.5856
70681 | 9.69 | 1 | 365 | 11.001 | 0.23224 | 11 | 0.23326
70722 | 8.04 | 0.8 | 365 | 7.3022 | 0.058801 | 7 | 0.36103
70723 | 7.521 | 0.8 | 365 | 6.8308 | 0.63486 | 7 | 0.46571
70724 | 12.765 | 0.8 | 365 | 11.5936 | 0.022462 | 11 | 0.61611
63344 | 32.4 | 0.9 | 365 | 33.1052 | 0.0053864 | 33 | 0.11062
70706 | 207.9 | 0.9 | 365 | 212.4252 | 0.70123 | 213 | 0.12646
53766 | 135.68 | 0.9 | 365 | 138.6333 | 0.78799 | 139 | 0.42125
53760 | 46.08 | 0.9 | 365 | 47.083 | 0.22988 | 47 | 0.31288
64417 | 22 | 0.8 | 365 | 19.9812 | 0.3599 | 20 | 0.34111
63243 | 3.42 | 1 | 365 | 3.8827 | 0.72903 | 4 | 0.61174
63512 | 7.56 | 1 | 365 | 8.5828 | 0.92732 | 9 | 0.51016
63914 | 2.4 | 1 | 365 | 2.7247 | 0.2309 | 2 | 0.95561
49159 | 7.8 | 1 | 365 | 8.8553 | 0.75041 | 9 | 0.60572
64509 | 2.4 | 1 | 365 | 2.7247 | 0.2309 | 2 | 0.95561
64536 | 2.7 | 1 | 365 | 3.0653 | 0.25976 | 3 | 0.32506
53762 | 79.04 | 0.9 | 365 | 80.7604 | 0.96376 | 81 | 0.72417
69991 | 8.64 | 0.8 | 365 | 7.8472 | 0.70498 | 8 | 0.55215
70457 | 9.9 | 1 | 365 | 11.2394 | 0.95245 | 12 | 0.19188
34545 | 448.175 | 0.9 | 365 | 457.9302 | 0.33068 | 458 | 0.26084
70023 | 7.02 | 0.8 | 365 | 6.3758 | 0.2603 | 6 | 0.63612
70011 | 15.68 | 1 | 365 | 17.8014 | 0.77519 | 18 | 0.57663
70502 | 4.2 | 0.8 | 365 | 3.8146 | 0.52325 | 4 | 0.33785
70570 | 11.48 | 0.8 | 365 | 10.4266 | 0.4969 | 10 | 0.92345
70573 | 8.4 | 0.8 | 365 | 7.6292 | 0.046509 | 7 | 0.6757
70576 | 9.12 | 0.8 | 365 | 8.2831 | 0.021924 | 8 | 0.30504
70578 | 5.88 | 0.8 | 365 | 5.3404 | 0.13256 | 5 | 0.47299
70577 | 4.48 | 0.8 | 365 | 4.0689 | 0.29147 | 4 | 0.36037
70582 | 10.26 | 0.8 | 365 | 9.3185 | 0.14966 | 9 | 0.46817
70583 | 9.52 | 0.8 | 365 | 8.6464 | 0.11938 | 8 | 0.76579
70586 | 6.38 | 0.8 | 365 | 5.7946 | 0.50437 | 6 | 0.29892
70589 | 8.4 | 0.8 | 365 | 7.6292 | 0.046509 | 7 | 0.6757
70579 | 12.06 | 0.8 | 365 | 10.9533 | 0.088202 | 11 | 0.041538
70591 | 8.96 | 0.8 | 365 | 8.1378 | 0.58294 | 8 | 0.72074
70598 | 4.64 | 0.8 | 365 | 4.2142 | 0.73045 | 4 | 0.94467
70596 | 3.99 | 0.8 | 365 | 3.6239 | 0.94709 | 4 | 0.57096
70597 | 6.16 | 0.8 | 365 | 5.5947 | 0.90077 | 6 | 0.49551
70600 | 4.2 | 0.8 | 365 | 3.8146 | 0.52325 | 4 | 0.33785
70601 | 16.695 | 0.8 | 365 | 15.163 | 0.80494 | 15 | 0.96795
70603 | 8.96 | 0.8 | 365 | 8.1378 | 0.58294 | 8 | 0.72074
70604 | 7.56 | 0.8 | 365 | 6.8663 | 0.74186 | 7 | 0.60813
70605 | 7.84 | 0.8 | 365 | 7.1206 | 0.51007 | 7 | 0.63065
70606 | 9.86 | 0.8 | 365 | 8.9552 | 0.052212 | 9 | 0.0074264
70602 | 5.4 | 0.8 | 365 | 4.9045 | 0.81561 | 5 | 0.72009
70608 | 6.67 | 0.8 | 365 | 6.0579 | 0.30003 | 6 | 0.35796
70607 | 10.08 | 0.8 | 365 | 9.155 | 0.65581 | 9 | 0.81084
70609 | 13.44 | 0.8 | 365 | 12.2067 | 0.87441 | 13 | 0.081117
70612 | 7.8 | 0.8 | 365 | 7.0842 | 0.40033 | 7 | 0.48458
70613 | 3.48 | 0.8 | 365 | 3.1607 | 0.54784 | 3 | 0.7085
70614 | 4.64 | 0.8 | 365 | 4.2142 | 0.73045 | 4 | 0.94467
70611 | 12.18 | 0.8 | 365 | 11.0623 | 0.41744 | 11 | 0.47976
70616 | 3.92 | 0.8 | 365 | 3.5603 | 0.75504 | 4 | 0.31533
70617 | 5.88 | 0.8 | 365 | 5.3404 | 0.13256 | 5 | 0.47299
70615 | 5.51 | 0.8 | 365 | 5.0044 | 0.11741 | 5 | 0.1218
70618 | 4.64 | 0.8 | 365 | 4.2142 | 0.73045 | 4 | 0.94467
70610 | 9.135 | 1 | 365 | 10.3709 | 0.32885 | 10 | 0.69978
70619 | 14 | 0.8 | 365 | 12.7153 | 0.41085 | 13 | 0.12616
70621 | 11.61 | 0.8 | 365 | 10.5446 | 0.85357 | 11 | 0.3982
70622 | 9.24 | 0.8 | 365 | 8.3921 | 0.35116 | 8 | 0.74327
70624 | 10.73 | 0.8 | 365 | 9.7454 | 0.43917 | 10 | 0.18455
70626 | 9.57 | 0.8 | 365 | 8.6918 | 0.25656 | 8 | 0.94838
70481 | 6.867 | 0.8 | 365 | 6.2369 | 0.84052 | 7 | 0.077383
70148 | 4.56 | 0.8 | 365 | 4.1416 | 0.51096 | 4 | 0.65252
70630 | 6.095 | 0.8 | 365 | 5.5357 | 0.72244 | 6 | 0.25814
70483 | 7.035 | 0.8 | 365 | 6.3894 | 0.30145 | 6 | 0.6909
70629 | 4.725 | 0.8 | 365 | 4.2914 | 0.96366 | 5 | 0.25508
70631 | 2.32 | 0.8 | 365 | 2.1071 | 0.36523 | 2 | 0.47234
42993 | 16.9 | 1 | 365 | 19.1865 | 0.95923 | 20 | 0.14573
68528 | 10.395 | 0.8 | 365 | 9.4411 | 0.52005 | 9 | 0.96118
70633 | 2.61 | 0.8 | 365 | 2.3705 | 0.16088 | 2 | 0.53138
70635 | 2.16 | 0.8 | 365 | 1.9618 | 0.92625 | 2 | 0.88804
70638 | 3.51 | 0.8 | 365 | 3.1879 | 0.63015 | 3 | 0.81806
70639 | 3.24 | 0.8 | 365 | 2.9427 | 0.88937 | 3 | 0.83205
70640 | 9.24 | 0.8 | 365 | 8.3921 | 0.35116 | 8 | 0.74327
70641 | 4.06 | 0.8 | 365 | 3.6874 | 0.13915 | 3 | 0.82659
70642 | 2.61 | 0.8 | 365 | 2.3705 | 0.16088 | 2 | 0.53138
70644 | 11.76 | 0.8 | 365 | 10.6809 | 0.26511 | 10 | 0.94598
70645 | 6.44 | 0.8 | 365 | 5.849 | 0.66899 | 6 | 0.51804
70646 | 2.24 | 0.8 | 365 | 2.0345 | 0.14574 | 2 | 0.18019
70647 | 4.06 | 0.8 | 365 | 3.6874 | 0.13915 | 3 | 0.82659
70648 | 5.6 | 0.8 | 365 | 5.0861 | 0.36434 | 5 | 0.45047
70649 | 8.91 | 0.8 | 365 | 8.0924 | 0.44576 | 8 | 0.53815
70650 | 3.92 | 0.8 | 365 | 3.5603 | 0.75504 | 4 | 0.31533
70651 | 4.48 | 0.8 | 365 | 4.0689 | 0.29147 | 4 | 0.36037
70652 | 7.848 | 0.8 | 365 | 7.1278 | 0.53202 | 7 | 0.65987
70654 | 8.84 | 0.8 | 365 | 8.0288 | 0.25371 | 8 | 0.28252
70655 | 13.395 | 0.8 | 365 | 12.1658 | 0.75095 | 12 | 0.91678
70682 | 7.245 | 0.8 | 365 | 6.5802 | 0.87761 | 7 | 0.45779
70683 | 9.12 | 0.8 | 365 | 8.2831 | 0.021924 | 8 | 0.30504
70130 | 11.395 | 0.8 | 365 | 10.3494 | 0.26369 | 10 | 0.61304
70685 | 5.44 | 0.8 | 365 | 4.9408 | 0.92536 | 5 | 0.86617
70686 | 7.2 | 0.8 | 365 | 6.5393 | 0.75415 | 7 | 0.29346
69769 | 9.54 | 0.8 | 365 | 8.6646 | 0.17425 | 8 | 0.83883
69386 | 3.24 | 0.8 | 365 | 2.9427 | 0.88937 | 3 | 0.83205
70497 | 8.64 | 0.8 | 365 | 7.8472 | 0.70498 | 8 | 0.55215
70571 | 6.44 | 0.8 | 365 | 5.849 | 0.66899 | 6 | 0.51804
70688 | 7.935 | 0.8 | 365 | 7.2069 | 0.77072 | 7 | 0.97758
70689 | 12.285 | 0.8 | 365 | 11.1577 | 0.70552 | 11 | 0.86321
70500 | 7.84 | 0.8 | 365 | 7.1206 | 0.51007 | 7 | 0.63065
70581 | 5.6 | 0.8 | 365 | 5.0861 | 0.36434 | 5 | 0.45047
70691 | 16.9 | 0.8 | 365 | 15.3492 | 0.36738 | 15 | 0.71658
70693 | 9.1 | 0.8 | 365 | 8.265 | 0.96705 | 9 | 0.23201
70702 | 2.56 | 0.8 | 365 | 2.3251 | 0.023698 | 2 | 0.34878
70704 | 9.92 | 0.8 | 365 | 9.0097 | 0.21683 | 9 | 0.22654
70707 | 6.625 | 0.8 | 365 | 6.0171 | 0.17656 | 6 | 0.19363
70708 | 2.745 | 0.8 | 365 | 2.4931 | 0.53127 | 3 | 0.02438
70160 | 8.41 | 0.8 | 365 | 7.6383 | 0.073945 | 7 | 0.71222
70164 | 4.8 | 0.8 | 365 | 4.3595 | 0.16943 | 4 | 0.52897
70717 | 6.3 | 0.8 | 365 | 5.7219 | 0.28488 | 6 | 0.0067734
70720 | 4.94 | 0.8 | 365 | 4.4867 | 0.55354 | 5 | 0.040232
70725 | 6.48 | 0.8 | 365 | 5.8854 | 0.77874 | 6 | 0.66411
70726 | 3.924 | 0.8 | 365 | 3.5639 | 0.76601 | 4 | 0.32993
70727 | 7.2 | 0.8 | 365 | 6.5393 | 0.75415 | 7 | 0.29346
70733 | 9.36 | 0.8 | 365 | 8.5011 | 0.6804 | 9 | 0.18149
70734 | 7.56 | 0.8 | 365 | 6.8663 | 0.74186 | 7 | 0.60813
70735 | 2.385 | 0.8 | 365 | 2.1661 | 0.54356 | 2 | 0.70971
70738 | 11.89 | 0.8 | 365 | 10.7989 | 0.62178 | 11 | 0.42072
70739 | 9 | 0.8 | 365 | 8.1741 | 0.69269 | 8 | 0.86682
63832 | 181.125 | 0.9 | 365 | 185.0674 | 0.057889 | 185 | 0.12533
63367 | 99.36 | 0.9 | 365 | 101.5227 | 0.68318 | 102 | 0.20589
63738 | 150.765 | 0.9 | 365 | 154.0466 | 0.34914 | 154 | 0.39575
34901 | 1249.92 | 1 | 365 | 1419.0292 | 0.65064 | 1419 | 0.67981
70740 | 6.1 | 0.8 | 365 | 5.5402 | 0.73616 | 6 | 0.2764
70737 | 5.7 | 0.8 | 365 | 5.1769 | 0.6387 | 5 | 0.81565
54640 | 193.05 | 1 | 365 | 219.1689 | 0.072697 | 219 | 0.24159
62258 | 187.2 | 1 | 365 | 212.5274 | 0.009888 | 212 | 0.5373
70590 | 9.62 | 0.8 | 365 | 8.7372 | 0.39374 | 9 | 0.13098
70741 | 4.2 | 0.8 | 365 | 3.8146 | 0.52325 | 4 | 0.33785
70742 | 7.56 | 0.8 | 365 | 6.8663 | 0.74186 | 7 | 0.60813
70743 | 5.6 | 0.8 | 365 | 5.0861 | 0.36434 | 5 | 0.45047
70744 | 3.71 | 0.8 | 365 | 3.3696 | 0.17887 | 3 | 0.54843
70745 | 5.6 | 0.8 | 365 | 5.0861 | 0.36434 | 5 | 0.45047
70747 | 7.125 | 0.8 | 365 | 6.4712 | 0.54838 | 7 | 0.019565
70748 | 10.64 | 0.8 | 365 | 9.6636 | 0.19224 | 9 | 0.85588
70749 | 5.22 | 0.8 | 365 | 4.741 | 0.32176 | 5 | 0.062755
63046 | 186.3 | 0.9 | 365 | 190.3551 | 0.030972 | 190 | 0.38605
70753 | 10.5 | 0.8 | 365 | 9.5365 | 0.80814 | 10 | 0.34462
70755 | 10.5 | 0.8 | 365 | 9.5365 | 0.80814 | 10 | 0.34462
70746 | 7.695 | 0.8 | 365 | 6.9889 | 0.11225 | 7 | 0.10113
70754 | 8.525 | 0.8 | 365 | 7.7427 | 0.38946 | 8 | 0.13218
70757 | 4.8 | 0.8 | 365 | 4.3595 | 0.16943 | 4 | 0.52897
70758 | 9.57 | 0.8 | 365 | 8.6918 | 0.25656 | 8 | 0.94838
70759 | 9.72 | 0.8 | 365 | 8.8281 | 0.6681 | 9 | 0.49616
70762 | 3.9 | 0.8 | 365 | 3.5421 | 0.70016 | 4 | 0.24229
70761 | 11.52 | 0.8 | 365 | 10.4629 | 0.60664 | 11 | 0.069529
70763 | 6.93 | 0.8 | 365 | 6.2941 | 0.01337 | 6 | 0.30745
70764 | 4.48 | 0.8 | 365 | 4.0689 | 0.29147 | 4 | 0.36037
70765 | 12.42 | 0.8 | 365 | 11.2803 | 0.075909 | 11 | 0.35621
70767 | 5.12 | 0.8 | 365 | 4.6502 | 0.047396 | 4 | 0.69757
70773 | 9.24 | 0.8 | 365 | 8.3921 | 0.35116 | 8 | 0.74327
70776 | 8.58 | 0.8 | 365 | 7.7927 | 0.54036 | 8 | 0.33303
70777 | 4.41 | 0.8 | 365 | 4.0053 | 0.099417 | 4 | 0.10474
70778 | 7.25 | 0.8 | 365 | 6.5847 | 0.89133 | 7 | 0.47605
70779 | 6.38 | 0.8 | 365 | 5.7946 | 0.50437 | 6 | 0.29892
70768 | 7.68 | 0.8 | 365 | 6.9753 | 0.071094 | 7 | 0.046352
70775 | 8.505 | 0.8 | 365 | 7.7246 | 0.33459 | 8 | 0.059144
70780 | 8.99 | 0.8 | 365 | 8.165 | 0.66525 | 8 | 0.8303
70781 | 3.19 | 0.8 | 365 | 2.8973 | 0.75219 | 3 | 0.64946
70782 | 6 | 0.8 | 365 | 5.4494 | 0.46179 | 5 | 0.91121
70785 | 3.64 | 0.8 | 365 | 3.306 | 0.98682 | 4 | 0.2928
70787 | 2.7 | 0.8 | 365 | 2.4522 | 0.40781 | 2 | 0.86005
70786 | 3.445 | 1 | 365 | 3.9111 | 0.81477 | 4 | 0.72586
70783 | 9.9 | 0.8 | 365 | 8.9915 | 0.16196 | 9 | 0.1535
70788 | 6.48 | 0.8 | 365 | 5.8854 | 0.77874 | 6 | 0.66411
70789 | 6.44 | 0.8 | 365 | 5.849 | 0.66899 | 6 | 0.51804
70790 | 4.48 | 0.8 | 365 | 4.0689 | 0.29147 | 4 | 0.36037
70791 | 2.52 | 0.8 | 365 | 2.2888 | 0.91395 | 3 | 0.20271
70792 | 2.52 | 0.8 | 365 | 2.2888 | 0.91395 | 3 | 0.20271
48810 | 3.12 | 1 | 365 | 3.5421 | 0.70016 | 4 | 0.24229
70793 | 3.36 | 0.8 | 365 | 3.0517 | 0.2186 | 3 | 0.27028
70794 | 6.4 | 0.8 | 365 | 5.8127 | 0.55924 | 6 | 0.37196
70795 | 5.6 | 0.8 | 365 | 5.0861 | 0.36434 | 5 | 0.45047
70797 | 6.09 | 0.8 | 365 | 5.5312 | 0.70872 | 6 | 0.23988
70798 | 12.47 | 0.8 | 365 | 11.3257 | 0.21309 | 11 | 0.5388
70799 | 8.1 | 0.8 | 365 | 7.3567 | 0.22342 | 7 | 0.58014
70796 | 8.7 | 0.8 | 365 | 7.9017 | 0.8696 | 8 | 0.77126
70800 | 3.92 | 0.8 | 365 | 3.5603 | 0.75504 | 4 | 0.31533
70801 | 3.64 | 0.8 | 365 | 3.306 | 0.98682 | 4 | 0.2928
68541 | 13.545 | 0.8 | 365 | 12.3021 | 0.1625 | 12 | 0.46456
70575 | 11.2 | 0.8 | 365 | 10.1723 | 0.72868 | 10 | 0.90093
70771 | 9.24 | 0.8 | 365 | 8.3921 | 0.35116 | 8 | 0.74327
70803 | 8.48 | 0.8 | 365 | 7.7018 | 0.266 | 7 | 0.96785
70804 | 8.68 | 0.8 | 365 | 7.8835 | 0.81473 | 8 | 0.69822
70805 | 5.04 | 0.8 | 365 | 4.5775 | 0.82791 | 5 | 0.40542
70811 | 5.13 | 0.8 | 365 | 4.6593 | 0.074832 | 4 | 0.73409
70809 | 10.5 | 0.8 | 365 | 9.5365 | 0.80814 | 10 | 0.34462
70810 | 11.16 | 0.8 | 365 | 10.1359 | 0.61893 | 10 | 0.75486
70814 | 7.194 | 0.8 | 365 | 6.5339 | 0.73769 | 7 | 0.27154
70815 | 14.49 | 0.8 | 365 | 13.1604 | 0.75523 | 13 | 0.91558
70818 | 5.76 | 0.8 | 365 | 5.2314 | 0.80332 | 6 | 0.034764
70820 | 9.81 | 0.8 | 365 | 8.9098 | 0.91503 | 9 | 0.82483
70821 | 8.97 | 0.8 | 365 | 8.1469 | 0.61038 | 8 | 0.75726
70330 | 8.12 | 0.8 | 365 | 7.3749 | 0.27829 | 7 | 0.65317
70822 | 5.8 | 0.8 | 365 | 5.2678 | 0.91307 | 6 | 0.18084
70823 | 12.915 | 0.8 | 365 | 11.7299 | 0.43401 | 12 | 0.16389
70824 | 16.47 | 0.8 | 365 | 14.9587 | 0.18762 | 15 | 0.14628
70826 | 11.76 | 0.8 | 365 | 10.6809 | 0.26511 | 10 | 0.94598
70827 | 4.32 | 0.8 | 365 | 3.9236 | 0.85249 | 4 | 0.77607
70828 | 3.92 | 0.8 | 365 | 3.5603 | 0.75504 | 4 | 0.31533
70825 | 6.405 | 0.8 | 365 | 5.8173 | 0.57296 | 6 | 0.39022
70830 | 8.68 | 0.8 | 365 | 7.8835 | 0.81473 | 8 | 0.69822
70831 | 13.42 | 0.8 | 365 | 12.1885 | 0.81954 | 13 | 0.0080793
70489 | 6.7 | 0.8 | 365 | 6.0852 | 0.38233 | 6 | 0.46752
70494 | 8.505 | 0.8 | 365 | 7.7246 | 0.33459 | 8 | 0.059144
70283 | 9.36 | 0.8 | 365 | 8.5011 | 0.6804 | 9 | 0.18149
70832 | 2.52 | 0.8 | 365 | 2.2888 | 0.91395 | 3 | 0.20271
70834 | 5.04 | 0.8 | 365 | 4.5775 | 0.82791 | 5 | 0.40542
70835 | 8.41 | 0.8 | 365 | 7.6383 | 0.073945 | 7 | 0.71222
70836 | 5.88 | 0.8 | 365 | 5.3404 | 0.13256 | 5 | 0.47299
70837 | 4.76 | 0.8 | 365 | 4.3232 | 0.059688 | 4 | 0.3829
70838 | 4.68 | 0.8 | 365 | 4.2505 | 0.8402 | 5 | 0.090746
70842 | 3 | 0.8 | 365 | 2.7247 | 0.2309 | 2 | 0.95561
34252 | 805.14 | 0.8 | 365 | 731.2578 | 0.0078685 | 731 | 0.26565
70844 | 4.24 | 0.8 | 365 | 3.8509 | 0.633 | 4 | 0.48392
70684 | 9.765 | 1 | 365 | 11.0862 | 0.48946 | 11 | 0.57562
51713 | 652.05 | 0.9 | 365 | 666.2428 | 0.6084 | 666 | 0.85118
3816 | 1265.22 | 0.7 | 365 | 1005.4794 | 0.38582 | 1005 | 0.86526
70431 | 7.425 | 0.8 | 365 | 6.7437 | 0.37147 | 7 | 0.11513
70472 | 9.01 | 0.8 | 365 | 8.1832 | 0.72012 | 8 | 0.90334
67640 | 8.175 | 0.8 | 365 | 7.4248 | 0.42919 | 7 | 0.85403
13225 | 1414.32 | 1 | 365 | 1605.6718 | 0.46701 | 1606 | 0.13885
69115 | 8.19 | 1 | 365 | 9.2981 | 0.087933 | 9 | 0.38601
35305 | 35.64 | 0.9 | 365 | 36.4158 | 0.005925 | 36 | 0.42168
53584 | 599.04 | 1 | 365 | 680.0877 | 0.43164 | 680 | 0.51936
70712 | 7.83 | 1 | 365 | 8.8894 | 0.8533 | 9 | 0.74267
70690 | 8.64 | 1 | 365 | 9.809 | 0.63123 | 10 | 0.44018
68856 | 9.81 | 0.8 | 365 | 8.9098 | 0.91503 | 9 | 0.82483
70701 | 7.41 | 0.8 | 365 | 6.73 | 0.33031 | 7 | 0.060348
13226 | 1413.965 | 1 | 365 | 1605.2688 | 0.24953 | 1605 | 0.51833
70843 | 3.92 | 0.8 | 365 | 3.5603 | 0.75504 | 4 | 0.31533
70845 | 6.44 | 0.8 | 365 | 5.849 | 0.66899 | 6 | 0.51804
70846 | 5.6 | 0.8 | 365 | 5.0861 | 0.36434 | 5 | 0.45047
70847 | 12.47 | 0.8 | 365 | 11.3257 | 0.21309 | 11 | 0.5388
70849 | 5.88 | 0.8 | 365 | 5.3404 | 0.13256 | 5 | 0.47299
70852 | 2.52 | 0.8 | 365 | 2.2888 | 0.91395 | 3 | 0.20271
70857 | 6.09 | 0.8 | 365 | 5.5312 | 0.70872 | 6 | 0.23988
70858 | 5.4 | 0.8 | 365 | 4.9045 | 0.81561 | 5 | 0.72009
70861 | 5.4 | 0.8 | 365 | 4.9045 | 0.81561 | 5 | 0.72009
70860 | 10.08 | 0.8 | 365 | 9.155 | 0.65581 | 9 | 0.81084
70862 | 5.6 | 0.8 | 365 | 5.0861 | 0.36434 | 5 | 0.45047
34626 | 61.6 | 0.8 | 365 | 55.9474 | 0.0077312 | 55 | 0.95512
42561 | 13 | 0.8 | 365 | 11.8071 | 0.66722 | 12 | 0.47429
70863 | 11.89 | 0.8 | 365 | 10.7989 | 0.62178 | 11 | 0.42072
70865 | 3.78 | 0.8 | 365 | 3.4331 | 0.37093 | 3 | 0.80406
70866 | 2.52 | 0.8 | 365 | 2.2888 | 0.91395 | 3 | 0.20271
70868 | 6.72 | 0.8 | 365 | 6.1034 | 0.43721 | 6 | 0.54056
70869 | 2.52 | 0.8 | 365 | 2.2888 | 0.91395 | 3 | 0.20271
70870 | 6.16 | 0.8 | 365 | 5.5947 | 0.90077 | 6 | 0.49551
70876 | 7.28 | 0.8 | 365 | 6.612 | 0.97364 | 7 | 0.5856
70882 | 3.64 | 0.8 | 365 | 3.306 | 0.98682 | 4 | 0.2928
51714 | 256.26 | 0.9 | 365 | 261.8379 | 0.96853 | 262 | 0.80639
55288 | 15.6 | 1 | 365 | 17.7106 | 0.50082 | 18 | 0.21144
70881 | 6.615 | 0.8 | 365 | 6.008 | 0.14913 | 6 | 0.15711
68009 | 6.93 | 0.8 | 365 | 6.2941 | 0.01337 | 6 | 0.30745
70885 | 3.92 | 0.8 | 365 | 3.5603 | 0.75504 | 4 | 0.31533
70289 | 4.275 | 0.8 | 365 | 3.8827 | 0.72903 | 4 | 0.61174
70888 | 7.28 | 0.8 | 365 | 6.612 | 0.97364 | 7 | 0.5856
70889 | 6.44 | 0.8 | 365 | 5.849 | 0.66899 | 6 | 0.51804
70891 | 4.2 | 0.8 | 365 | 3.8146 | 0.52325 | 4 | 0.33785
70892 | 3.92 | 0.8 | 365 | 3.5603 | 0.75504 | 4 | 0.31533
70893 | 7.28 | 0.8 | 365 | 6.612 | 0.97364 | 7 | 0.5856
70926 | 11.66 | 0.8 | 365 | 10.59 | 0.99075 | 11 | 0.58079
70898 | 4.06 | 0.8 | 365 | 3.6874 | 0.13915 | 3 | 0.82659
70897 | 9.24 | 0.8 | 365 | 8.3921 | 0.35116 | 8 | 0.74327
70899 | 4.35 | 0.8 | 365 | 3.9508 | 0.9348 | 4 | 0.88563
70901 | 4.05 | 0.8 | 365 | 3.6784 | 0.11171 | 3 | 0.79007
70902 | 13.8 | 0.8 | 365 | 12.5337 | 0.86212 | 13 | 0.39579
70895 | 5.88 | 0.8 | 365 | 5.3404 | 0.13256 | 5 | 0.47299
70906 | 11.02 | 0.8 | 365 | 10.0088 | 0.23482 | 10 | 0.24359
70907 | 4.35 | 0.8 | 365 | 3.9508 | 0.9348 | 4 | 0.88563
70908 | 9.8 | 0.8 | 365 | 8.9007 | 0.88759 | 9 | 0.78831
70910 | 5.32 | 0.8 | 365 | 4.8318 | 0.59612 | 5 | 0.42794
70912 | 6.16 | 0.8 | 365 | 5.5947 | 0.90077 | 6 | 0.49551
70913 | 9.99 | 0.8 | 365 | 9.0733 | 0.40888 | 9 | 0.48217
70917 | 10.15 | 0.8 | 365 | 9.2186 | 0.84786 | 10 | 0.066468
70854 | 2.32 | 0.8 | 365 | 2.1071 | 0.36523 | 2 | 0.47234
70918 | 10.98 | 0.8 | 365 | 9.9724 | 0.12508 | 10 | 0.097519
70919 | 6.3 | 0.8 | 365 | 5.7219 | 0.28488 | 6 | 0.0067734
70920 | 17.658 | 0.8 | 365 | 16.0376 | 0.44705 | 16 | 0.4847
70922 | 3.77 | 0.8 | 365 | 3.4241 | 0.34349 | 3 | 0.76755
70921 | 5.865 | 0.8 | 365 | 5.3268 | 0.091402 | 5 | 0.41821
70923 | 3.64 | 0.8 | 365 | 3.306 | 0.98682 | 4 | 0.2928
61069 | 1423.17 | 0.8 | 365 | 1292.5754 | 0.65475 | 1293 | 0.23012
70924 | 12.255 | 0.8 | 365 | 11.1304 | 0.62321 | 11 | 0.75365
70927 | 4.8 | 0.8 | 365 | 4.3595 | 0.16943 | 4 | 0.52897
70928 | 4.48 | 0.8 | 365 | 4.0689 | 0.29147 | 4 | 0.36037
70931 | 4.32 | 0.8 | 365 | 3.9236 | 0.85249 | 4 | 0.77607
70932 | 8.8 | 0.8 | 365 | 7.9925 | 0.14396 | 8 | 0.13645
70925 | 6.4 | 0.8 | 365 | 5.8127 | 0.55924 | 6 | 0.37196
70933 | 4.4 | 0.8 | 365 | 3.9962 | 0.071981 | 4 | 0.068223
70934 | 7.04 | 0.8 | 365 | 6.394 | 0.31517 | 6 | 0.70916
70935 | 7.36 | 0.8 | 365 | 6.6846 | 0.19313 | 6 | 0.87775
70937 | 7.56 | 0.8 | 365 | 6.8663 | 0.74186 | 7 | 0.60813
70939 | 4.2 | 0.8 | 365 | 3.8146 | 0.52325 | 4 | 0.33785
70941 | 3.64 | 0.8 | 365 | 3.306 | 0.98682 | 4 | 0.2928
70942 | 12.2 | 0.8 | 365 | 11.0805 | 0.47231 | 11 | 0.5528
70943 | 8.96 | 0.8 | 365 | 8.1378 | 0.58294 | 8 | 0.72074
70944 | 5.04 | 0.8 | 365 | 4.5775 | 0.82791 | 5 | 0.40542
70945 | 7.2 | 0.8 | 365 | 6.5393 | 0.75415 | 7 | 0.29346
70946 | 7.2 | 1 | 365 | 8.1741 | 0.69269 | 8 | 0.86682
70947 | 11.655 | 0.8 | 365 | 10.5855 | 0.97703 | 11 | 0.56253
70948 | 7.56 | 0.8 | 365 | 6.8663 | 0.74186 | 7 | 0.60813
70949 | 10.395 | 0.8 | 365 | 9.4411 | 0.52005 | 9 | 0.96118
70950 | 6.4 | 0.8 | 365 | 5.8127 | 0.55924 | 6 | 0.37196
70952 | 6.4 | 0.8 | 365 | 5.8127 | 0.55924 | 6 | 0.37196
70953 | 6.6 | 0.8 | 365 | 5.9944 | 0.10797 | 6 | 0.10233
70954 | 5.355 | 0.8 | 365 | 4.8636 | 0.69215 | 5 | 0.55576
59048 | 574.86 | 1 | 365 | 652.6363 | 0.50536 | 653 | 0.14162
70955 | 20.25 | 0.8 | 365 | 18.3918 | 0.55855 | 18 | 0.95034
70951 | 9.92 | 0.8 | 365 | 9.0097 | 0.21683 | 9 | 0.22654
70956 | 12.753 | 0.8 | 365 | 11.5827 | 0.98954 | 12 | 0.57228
70957 | 12.32 | 0.8 | 365 | 11.1895 | 0.80155 | 11 | 0.99102
70959 | 7.28 | 0.8 | 365 | 6.612 | 0.97364 | 7 | 0.5856
70960 | 6.72 | 0.8 | 365 | 6.1034 | 0.43721 | 6 | 0.54056
70961 | 11.76 | 0.8 | 365 | 10.6809 | 0.26511 | 10 | 0.94598
70962 | 13.2 | 0.8 | 365 | 11.9887 | 0.21594 | 12 | 0.20467
70963 | 5.51 | 0.8 | 365 | 5.0044 | 0.11741 | 5 | 0.1218
70964 | 4.76 | 0.8 | 365 | 4.3232 | 0.059688 | 4 | 0.3829
70965 | 7.84 | 0.8 | 365 | 7.1206 | 0.51007 | 7 | 0.63065
70966 | 3.92 | 0.8 | 365 | 3.5603 | 0.75504 | 4 | 0.31533
70967 | 7.245 | 0.8 | 365 | 6.5802 | 0.87761 | 7 | 0.45779
70968 | 5.4 | 0.8 | 365 | 4.9045 | 0.81561 | 5 | 0.72009
70969 | 3.27 | 0.8 | 365 | 2.9699 | 0.97168 | 3 | 0.94161
70971 | 2.32 | 0.8 | 365 | 2.1071 | 0.36523 | 2 | 0.47234
70970 | 8.925 | 1 | 365 | 10.1325 | 0.60864 | 10 | 0.74116
70973 | 8.96 | 0.8 | 365 | 8.1378 | 0.58294 | 8 | 0.72074
70974 | 5.88 | 0.8 | 365 | 5.3404 | 0.13256 | 5 | 0.47299
70871 | 705.6 | 0.9 | 365 | 720.9584 | 0.89508 | 721 | 0.85345
70872 | 705.6 | 0.9 | 365 | 720.9584 | 0.89508 | 721 | 0.85345
70873 | 604.8 | 0.9 | 365 | 617.9643 | 0.76721 | 618 | 0.73153
70877 | 655.2 | 0.8 | 365 | 595.0768 | 0.62769 | 595 | 0.70444
70975 | 8.04 | 0.8 | 365 | 7.3022 | 0.058801 | 7 | 0.36103
70977 | 7.59 | 0.8 | 365 | 6.8935 | 0.82417 | 7 | 0.71768
70978 | 4.48 | 0.8 | 365 | 4.0689 | 0.29147 | 4 | 0.36037
70982 | 4.2 | 0.8 | 365 | 3.8146 | 0.52325 | 4 | 0.33785
70985 | 8.96 | 0.8 | 365 | 8.1378 | 0.58294 | 8 | 0.72074
70988 | 9.8 | 0.8 | 365 | 8.9007 | 0.88759 | 9 | 0.78831
70984 | 4.41 | 0.8 | 365 | 4.0053 | 0.099417 | 4 | 0.10474
70986 | 20.88 | 0.8 | 365 | 18.964 | 0.28704 | 19 | 0.25102
70990 | 4.48 | 0.8 | 365 | 4.0689 | 0.29147 | 4 | 0.36037
70896 | 655.2 | 0.8 | 365 | 595.0768 | 0.62769 | 595 | 0.70444
70880 | 604.8 | 0.8 | 365 | 549.3016 | 0.34863 | 549 | 0.65025
70992 | 13.72 | 0.8 | 365 | 12.461 | 0.64263 | 13 | 0.10364
70976 | 5.4 | 0.8 | 365 | 4.9045 | 0.81561 | 5 | 0.72009
70993 | 15.696 | 0.8 | 365 | 14.2557 | 0.064048 | 14 | 0.31973
70997 | 10.5 | 0.8 | 365 | 9.5365 | 0.80814 | 10 | 0.34462
70998 | 8.4 | 0.8 | 365 | 7.6292 | 0.046509 | 7 | 0.6757
43633 | 12.4 | 0.8 | 365 | 11.2621 | 0.021037 | 11 | 0.28317
70999 | 4.55 | 0.8 | 365 | 4.1325 | 0.48353 | 4 | 0.616
71000 | 8.04 | 0.8 | 365 | 7.3022 | 0.058801 | 7 | 0.36103
71001 | 11.2 | 0.8 | 365 | 10.1723 | 0.72868 | 10 | 0.90093
71003 | 5.4 | 0.8 | 365 | 4.9045 | 0.81561 | 5 | 0.72009
49758 | 12 | 0.8 | 365 | 10.8988 | 0.92358 | 11 | 0.82243
63137 | 800.73 | 0.9 | 365 | 818.159 | 0.52201 | 818 | 0.68102
71007 | 8.32 | 0.8 | 365 | 7.5565 | 0.82702 | 8 | 0.38355
71008 | 2.52 | 0.8 | 365 | 2.2888 | 0.91395 | 3 | 0.20271
60848 | 663.3 | 0.7 | 365 | 527.1293 | 0.36972 | 527 | 0.499
71009 | 6.16 | 0.8 | 365 | 5.5947 | 0.90077 | 6 | 0.49551
71010 | 4.35 | 0.8 | 365 | 3.9508 | 0.9348 | 4 | 0.88563
70539 | 9.52 | 0.8 | 365 | 8.6464 | 0.11938 | 8 | 0.76579
70550 | 4.48 | 0.8 | 365 | 4.0689 | 0.29147 | 4 | 0.36037
70878 | 705.6 | 0.8 | 365 | 640.8519 | 0.90674 | 641 | 0.75863
71013 | 11.2 | 0.8 | 365 | 10.1723 | 0.72868 | 10 | 0.90093
70553 | 4.93 | 0.8 | 365 | 4.4776 | 0.52611 | 5 | 0.0037132
71015 | 9.52 | 0.8 | 365 | 8.6464 | 0.11938 | 8 | 0.76579
70620 | 2.7 | 0.8 | 365 | 2.4522 | 0.40781 | 2 | 0.86005
65346 | 90.75 | 1 | 365 | 103.0281 | 0.23075 | 103 | 0.25887
71016 | 7.56 | 0.8 | 365 | 6.8663 | 0.74186 | 7 | 0.60813
71019 | 5.04 | 0.8 | 365 | 4.5775 | 0.82791 | 5 | 0.40542
70829 | 4.93 | 0.8 | 365 | 4.4776 | 0.52611 | 5 | 0.0037132
63339 | 94.52 | 0.9 | 365 | 96.5774 | 0.74411 | 97 | 0.32147
34817 | 479.96 | 0.9 | 365 | 490.407 | 0.43782 | 490 | 0.84482
71020 | 3 | 0.8 | 365 | 2.7247 | 0.2309 | 2 | 0.95561
48891 | 51.1 | 0.7 | 365 | 40.6095 | 0.67465 | 41 | 0.28418
71022 | 12.81 | 0.8 | 365 | 11.6345 | 0.14593 | 11 | 0.78044
71017 | 4.24 | 0.8 | 365 | 3.8509 | 0.633 | 4 | 0.48392
70994 | 2.88 | 0.8 | 365 | 2.6157 | 0.90166 | 3 | 0.51738
71002 | 9.315 | 0.8 | 365 | 8.4602 | 0.55693 | 9 | 0.017158
63347 | 300.22 | 0.7 | 365 | 238.587 | 0.73155 | 239 | 0.31854
71026 | 7.2 | 0.8 | 365 | 6.5393 | 0.75415 | 7 | 0.29346
71027 | 8.4 | 0.8 | 365 | 7.6292 | 0.046509 | 7 | 0.6757
71028 | 5.4 | 0.8 | 365 | 4.9045 | 0.81561 | 5 | 0.72009
71029 | 5.4 | 0.8 | 365 | 4.9045 | 0.81561 | 5 | 0.72009
71030 | 5.83 | 0.8 | 365 | 5.295 | 0.99537 | 6 | 0.2904
71031 | 7.2 | 0.8 | 365 | 6.5393 | 0.75415 | 7 | 0.29346
71032 | 5.4 | 0.8 | 365 | 4.9045 | 0.81561 | 5 | 0.72009
71033 | 7.84 | 0.8 | 365 | 7.1206 | 0.51007 | 7 | 0.63065
71035 | 3.64 | 0.8 | 365 | 3.306 | 0.98682 | 4 | 0.2928
71036 | 5.4 | 0.8 | 365 | 4.9045 | 0.81561 | 5 | 0.72009
71037 | 7.84 | 0.8 | 365 | 7.1206 | 0.51007 | 7 | 0.63065
71038 | 6.21 | 0.8 | 365 | 5.6402 | 0.037955 | 5 | 0.67811
71039 | 12.42 | 0.8 | 365 | 11.2803 | 0.075909 | 11 | 0.35621
71040 | 12.76 | 0.8 | 365 | 11.5891 | 0.0087443 | 11 | 0.59785
30569 | 1118.72 | 1 | 365 | 1270.0783 | 0.69499 | 1270 | 0.77333
20174 | 1385.7 | 1 | 365 | 1573.1797 | 0.31358 | 1573 | 0.49325
30580 | 899.84 | 1 | 365 | 1021.5848 | 0.037274 | 1021 | 0.62203
30594 | 1382.4 | 1 | 365 | 1569.4332 | 0.9961 | 1570 | 0.42929
33996 | 1335.15 | 1 | 365 | 1515.7905 | 0.95033 | 1516 | 0.74079
70874 | 655.2 | 0.9 | 365 | 669.4613 | 0.33115 | 669 | 0.79249
70890 | 10.5 | 0.8 | 365 | 9.5365 | 0.80814 | 10 | 0.34462
70911 | 3.36 | 0.8 | 365 | 3.0517 | 0.2186 | 3 | 0.27028
50182 | 12.72 | 0.8 | 365 | 11.5528 | 0.899 | 12 | 0.45177
70979 | 9.6 | 0.8 | 365 | 8.7191 | 0.33887 | 9 | 0.05794
70989 | 6.6 | 0.8 | 365 | 5.9944 | 0.10797 | 6 | 0.10233
70991 | 8.502 | 0.8 | 365 | 7.7218 | 0.32636 | 8 | 0.048189
70995 | 9 | 0.8 | 365 | 8.1741 | 0.69269 | 8 | 0.86682
70996 | 8.4 | 0.8 | 365 | 7.6292 | 0.046509 | 7 | 0.6757
51582 | 166.4 | 0.9 | 365 | 170.0219 | 0.60791 | 170 | 0.62984
59640 | 5.3 | 1 | 365 | 6.0171 | 0.17656 | 6 | 0.19363
32923 | 2530.8 | 1 | 365 | 2873.2071 | 0.47983 | 2873 | 0.68695
70658 | 9.6 | 1 | 365 | 10.8988 | 0.92358 | 11 | 0.82243
49504 | 12.19 | 1 | 365 | 13.8393 | 0.80609 | 14 | 0.64535
71041 | 12 | 0.8 | 365 | 10.8988 | 0.92358 | 11 | 0.82243
71043 | 11.52 | 0.8 | 365 | 10.4629 | 0.60664 | 11 | 0.069529
71044 | 8.1 | 0.8 | 365 | 7.3567 | 0.22342 | 7 | 0.58014
71045 | 12.32 | 0.8 | 365 | 11.1895 | 0.80155 | 11 | 0.99102
71046 | 10.2 | 0.8 | 365 | 9.264 | 0.98505 | 10 | 0.24906
36214 | 39.894 | 0.9 | 365 | 40.7623 | 0.13626 | 40 | 0.89861
71048 | 5.1 | 0.8 | 365 | 4.632 | 0.99252 | 5 | 0.62453
71051 | 5.46 | 0.8 | 365 | 4.959 | 0.98023 | 5 | 0.9392
71054 | 5.1 | 0.8 | 365 | 4.632 | 0.99252 | 5 | 0.62453
71055 | 3 | 0.8 | 365 | 2.7247 | 0.2309 | 2 | 0.95561
71056 | 4.68 | 0.8 | 365 | 4.2505 | 0.8402 | 5 | 0.090746
71057 | 6.3 | 0.8 | 365 | 5.7219 | 0.28488 | 6 | 0.0067734
71059 | 7.5 | 0.8 | 365 | 6.8118 | 0.57724 | 7 | 0.38902
71061 | 9.86 | 0.8 | 365 | 8.9552 | 0.052212 | 9 | 0.0074264
71014 | 31.5 | 0.9 | 365 | 32.1856 | 0.22746 | 32 | 0.4131
71062 | 6.16 | 0.8 | 365 | 5.5947 | 0.90077 | 6 | 0.49551
71064 | 7 | 0.8 | 365 | 6.3577 | 0.20542 | 6 | 0.56308
71066 | 8.68 | 0.8 | 365 | 7.8835 | 0.81473 | 8 | 0.69822
71065 | 12.32 | 0.8 | 365 | 11.1895 | 0.80155 | 11 | 0.99102
71067 | 6.72 | 0.8 | 365 | 6.1034 | 0.43721 | 6 | 0.54056
71069 | 7.84 | 0.8 | 365 | 7.1206 | 0.51007 | 7 | 0.63065
71070 | 10.8 | 0.8 | 365 | 9.809 | 0.63123 | 10 | 0.44018
71071 | 3.36 | 0.8 | 365 | 3.0517 | 0.2186 | 3 | 0.27028
71072 | 2.24 | 0.8 | 365 | 2.0345 | 0.14574 | 2 | 0.18019
71073 | 9.45 | 0.8 | 365 | 8.5828 | 0.92732 | 9 | 0.51016
71074 | 6.3 | 0.8 | 365 | 5.7219 | 0.28488 | 6 | 0.0067734
71053 | 7.41 | 0.8 | 365 | 6.73 | 0.33031 | 7 | 0.060348
71075 | 7.125 | 0.8 | 365 | 6.4712 | 0.54838 | 7 | 0.019565
70625 | 8.4 | 0.8 | 365 | 7.6292 | 0.046509 | 7 | 0.6757
70770 | 9.52 | 0.8 | 365 | 8.6464 | 0.11938 | 8 | 0.76579
71076 | 7 | 0.8 | 365 | 6.3577 | 0.20542 | 6 | 0.56308
70400 | 3.36 | 0.8 | 365 | 3.0517 | 0.2186 | 3 | 0.27028
70323 | 11.2 | 0.8 | 365 | 10.1723 | 0.72868 | 10 | 0.90093
71079 | 9.8 | 0.8 | 365 | 8.9007 | 0.88759 | 9 | 0.78831
71077 | 8.505 | 0.8 | 365 | 7.7246 | 0.33459 | 8 | 0.059144
71080 | 10.8 | 0.8 | 365 | 9.809 | 0.63123 | 10 | 0.44018
71081 | 7.2 | 0.8 | 365 | 6.5393 | 0.75415 | 7 | 0.29346
71063 | 11.48 | 0.8 | 365 | 10.4266 | 0.4969 | 10 | 0.92345
71082 | 5.415 | 0.8 | 365 | 4.9181 | 0.85677 | 5 | 0.77487
71083 | 4.8 | 0.8 | 365 | 4.3595 | 0.16943 | 4 | 0.52897
71085 | 5.22 | 0.8 | 365 | 4.741 | 0.32176 | 5 | 0.062755
71086 | 7.5 | 0.8 | 365 | 6.8118 | 0.57724 | 7 | 0.38902
71088 | 4.95 | 0.8 | 365 | 4.4958 | 0.58098 | 5 | 0.076751
71089 | 6.6 | 0.8 | 365 | 5.9944 | 0.10797 | 6 | 0.10233
71090 | 5.51 | 0.8 | 365 | 5.0044 | 0.11741 | 5 | 0.1218
71091 | 2.6 | 0.8 | 365 | 2.3614 | 0.13344 | 2 | 0.49486
40688 | 5.2 | 0.8 | 365 | 4.7228 | 0.26689 | 4 | 0.98972
71094 | 7.8 | 0.8 | 365 | 7.0842 | 0.40033 | 7 | 0.48458
71095 | 3.6 | 0.8 | 365 | 3.2697 | 0.87708 | 4 | 0.14673
64702 | 229.554 | 0.9 | 365 | 234.5506 | 0.53816 | 235 | 0.088727
71098 | 10.08 | 0.8 | 365 | 9.155 | 0.65581 | 9 | 0.81084
64703 | 130.56 | 0.9 | 365 | 133.4018 | 0.98467 | 134 | 0.38649
71099 | 4.5 | 0.8 | 365 | 4.0871 | 0.34634 | 4 | 0.43341
71100 | 4.68 | 0.8 | 365 | 4.2505 | 0.8402 | 5 | 0.090746
34659 | 125.28 | 1 | 365 | 142.2299 | 0.65277 | 142 | 0.88265
70760 | 4.48 | 0.8 | 365 | 4.0689 | 0.29147 | 4 | 0.36037
71103 | 11.025 | 0.8 | 365 | 10.0133 | 0.24854 | 10 | 0.26185
64904 | 41.44 | 0.7 | 365 | 32.9327 | 0.4841 | 33 | 0.41676
71104 | 10.2 | 0.8 | 365 | 9.264 | 0.98505 | 10 | 0.24906
71105 | 5.025 | 0.8 | 365 | 4.5639 | 0.78675 | 5 | 0.35064
71102 | 24.795 | 0.8 | 365 | 22.5197 | 0.028355 | 22 | 0.54809
71107 | 4.2 | 0.8 | 365 | 3.8146 | 0.52325 | 4 | 0.33785
71108 | 9.9 | 0.8 | 365 | 8.9915 | 0.16196 | 9 | 0.1535
71106 | 4.68 | 0.8 | 365 | 4.2505 | 0.8402 | 5 | 0.090746
70806 | 11.2 | 0.8 | 365 | 10.1723 | 0.72868 | 10 | 0.90093
70930 | 7.02 | 1 | 365 | 7.9698 | 0.075371 | 8 | 0.045149
71109 | 5.32 | 0.8 | 365 | 4.8318 | 0.59612 | 5 | 0.42794
71110 | 8.96 | 0.8 | 365 | 8.1378 | 0.58294 | 8 | 0.72074
71111 | 8.845 | 0.8 | 365 | 8.0334 | 0.26743 | 8 | 0.30078
71052 | 5.1 | 0.8 | 365 | 4.632 | 0.99252 | 5 | 0.62453
71113 | 4.845 | 0.8 | 365 | 4.4004 | 0.2929 | 4 | 0.6933
71114 | 13.08 | 0.8 | 365 | 11.8797 | 0.88671 | 12 | 0.76644
71116 | 8.32 | 0.8 | 365 | 7.5565 | 0.82702 | 8 | 0.38355
71117 | 12.255 | 0.8 | 365 | 11.1304 | 0.62321 | 11 | 0.75365
71118 | 2.52 | 0.8 | 365 | 2.2888 | 0.91395 | 3 | 0.20271
71120 | 6.72 | 0.8 | 365 | 6.1034 | 0.43721 | 6 | 0.54056
71121 | 6.09 | 0.8 | 365 | 5.5312 | 0.70872 | 6 | 0.23988
71124 | 6.44 | 0.8 | 365 | 5.849 | 0.66899 | 6 | 0.51804
71126 | 5.88 | 0.8 | 365 | 5.3404 | 0.13256 | 5 | 0.47299
71125 | 4.76 | 0.8 | 365 | 4.3232 | 0.059688 | 4 | 0.3829
71128 | 7.8 | 0.8 | 365 | 7.0842 | 0.40033 | 7 | 0.48458
71129 | 6.05 | 0.8 | 365 | 5.4948 | 0.59897 | 6 | 0.093806
71130 | 5.32 | 0.8 | 365 | 4.8318 | 0.59612 | 5 | 0.42794
71131 | 3.77 | 0.8 | 365 | 3.4241 | 0.34349 | 3 | 0.76755
71132 | 6.96 | 0.8 | 365 | 6.3213 | 0.095679 | 6 | 0.41701
71133 | 7.425 | 0.8 | 365 | 6.7437 | 0.37147 | 7 | 0.11513
71137 | 8.4 | 0.8 | 365 | 7.6292 | 0.046509 | 7 | 0.6757
71136 | 5.886 | 0.8 | 365 | 5.3459 | 0.14902 | 5 | 0.4949
71140 | 9.6 | 0.8 | 365 | 8.7191 | 0.33887 | 9 | 0.05794
32137 | 1298.08 | 1 | 365 | 1473.705 | 0.81728 | 1474 | 0.52231
71142 | 10.24 | 0.8 | 365 | 9.3003 | 0.094792 | 9 | 0.39514
71143 | 13.5 | 0.8 | 365 | 12.2612 | 0.039032 | 12 | 0.30023
71144 | 3.9 | 0.8 | 365 | 3.5421 | 0.70016 | 4 | 0.24229
71146 | 9.6 | 0.8 | 365 | 8.7191 | 0.33887 | 9 | 0.05794
71151 | 5.7 | 0.8 | 365 | 5.1769 | 0.6387 | 5 | 0.81565
71152 | 3.05 | 0.8 | 365 | 2.7701 | 0.36808 | 3 | 0.1382
71153 | 7.425 | 0.8 | 365 | 6.7437 | 0.37147 | 7 | 0.11513
71155 | 5.035 | 0.8 | 365 | 4.573 | 0.81419 | 5 | 0.38716
71156 | 3.36 | 0.8 | 365 | 3.0517 | 0.2186 | 3 | 0.27028
71157 | 7.25 | 0.8 | 365 | 6.5847 | 0.89133 | 7 | 0.47605
65096 | 49.8 | 0.7 | 365 | 39.5764 | 0.55376 | 40 | 0.13018
70864 | 8.12 | 0.8 | 365 | 7.3749 | 0.27829 | 7 | 0.65317
70905 | 5.22 | 0.8 | 365 | 4.741 | 0.32176 | 5 | 0.062755
70909 | 9.86 | 0.8 | 365 | 8.9552 | 0.052212 | 9 | 0.0074264
32929 | 1341.9 | 1 | 365 | 1523.4537 | 0.099726 | 1523 | 0.55343
32930 | 2409.75 | 1 | 365 | 2735.7795 | 0.33401 | 2736 | 0.11355
71158 | 12.285 | 0.8 | 365 | 11.1577 | 0.70552 | 11 | 0.86321
71160 | 5.49 | 0.8 | 365 | 4.9862 | 0.06254 | 5 | 0.04876
70131 | 35.7 | 0.6 | 365 | 24.318 | 0.46075 | 24 | 0.77879
71161 | 5.4 | 0.8 | 365 | 4.9045 | 0.81561 | 5 | 0.72009
71162 | 6.555 | 0.8 | 365 | 5.9535 | 0.98451 | 6 | 0.938
71163 | 10.24 | 1 | 365 | 11.6254 | 0.11849 | 11 | 0.74392
71164 | 3.2 | 0.8 | 365 | 2.9064 | 0.77962 | 3 | 0.68598
71165 | 4.5 | 0.8 | 365 | 4.0871 | 0.34634 | 4 | 0.43341
71166 | 6.93 | 0.8 | 365 | 6.2941 | 0.01337 | 6 | 0.30745
71169 | 3.9 | 1 | 365 | 4.4277 | 0.37521 | 4 | 0.80286
71170 | 11.84 | 0.8 | 365 | 10.7535 | 0.4846 | 11 | 0.23813
31109 | 999.305 | 1 | 365 | 1134.507 | 0.15647 | 1134 | 0.66344
70879 | 705.6 | 0.8 | 365 | 640.8519 | 0.90674 | 641 | 0.75863
64620 | 40.2 | 0.9 | 365 | 41.075 | 0.080757 | 41 | 0.15577
71171 | 4.48 | 0.8 | 365 | 4.0689 | 0.29147 | 4 | 0.36037
71172 | 10.08 | 0.8 | 365 | 9.155 | 0.65581 | 9 | 0.81084
71174 | 8.68 | 0.8 | 365 | 7.8835 | 0.81473 | 8 | 0.69822
71175 | 6.9 | 0.8 | 365 | 6.2668 | 0.93106 | 7 | 0.19789
71176 | 6.6 | 0.8 | 365 | 5.9944 | 0.10797 | 6 | 0.10233
70936 | 7.56 | 0.8 | 365 | 6.8663 | 0.74186 | 7 | 0.60813
68662 | 5.035 | 0.8 | 365 | 4.573 | 0.81419 | 5 | 0.38716
71191 | 10.385 | 0.8 | 365 | 9.432 | 0.49262 | 9 | 0.92466
71194 | 13.16 | 0.8 | 365 | 11.9524 | 0.1062 | 12 | 0.058593
71197 | 5.04 | 0.8 | 365 | 4.5775 | 0.82791 | 5 | 0.40542
71199 | 5.6 | 0.8 | 365 | 5.0861 | 0.36434 | 5 | 0.45047
71200 | 5.88 | 0.8 | 365 | 5.3404 | 0.13256 | 5 | 0.47299
71203 | 4.48 | 0.8 | 365 | 4.0689 | 0.29147 | 4 | 0.36037
71205 | 11.385 | 0.8 | 365 | 10.3403 | 0.23625 | 10 | 0.57653
70848 | 16.8 | 0.8 | 365 | 15.2584 | 0.093018 | 15 | 0.3514
71177 | 11.2 | 0.8 | 365 | 10.1723 | 0.72868 | 10 | 0.90093
71181 | 9.28 | 0.8 | 365 | 8.4284 | 0.4609 | 8 | 0.88934
71183 | 8.96 | 0.8 | 365 | 8.1378 | 0.58294 | 8 | 0.72074
71184 | 4.48 | 0.8 | 365 | 4.0689 | 0.29147 | 4 | 0.36037
71185 | 5.6 | 0.8 | 365 | 5.0861 | 0.36434 | 5 | 0.45047
54494 | 673.28 | 1 | 365 | 764.3721 | 0.040691 | 764 | 0.41278
71198 | 7 | 0.8 | 365 | 6.3577 | 0.20542 | 6 | 0.56308
71186 | 6.72 | 0.8 | 365 | 6.1034 | 0.43721 | 6 | 0.54056
71204 | 8.4 | 0.8 | 365 | 7.6292 | 0.046509 | 7 | 0.6757
71211 | 7.905 | 0.8 | 365 | 7.1796 | 0.68841 | 7 | 0.86802
63753 | 64.26 | 0.9 | 365 | 65.6587 | 0.34402 | 66 | 0.0027252
31559 | 5928.16 | 1 | 365 | 6730.2163 | 0.86185 | 6731 | 0.078182
71042 | 18.9 | 0.8 | 365 | 17.1657 | 0.85464 | 18 | 0.02032
64469 | 68 | 0.7 | 365 | 54.0401 | 0.2461 | 54 | 0.28619
71215 | 7.84 | 0.8 | 365 | 7.1206 | 0.51007 | 7 | 0.63065
71214 | 10.4 | 0.8 | 365 | 9.4457 | 0.53377 | 9 | 0.97944
71216 | 8.96 | 0.8 | 365 | 8.1378 | 0.58294 | 8 | 0.72074
71217 | 7.5 | 0.8 | 365 | 6.8118 | 0.57724 | 7 | 0.38902
71218 | 5.88 | 0.8 | 365 | 5.3404 | 0.13256 | 5 | 0.47299
71219 | 8.64 | 0.8 | 365 | 7.8472 | 0.70498 | 8 | 0.55215
71220 | 12.76 | 1 | 365 | 14.4864 | 0.76093 | 15 | 0.24731
71221 | 1.83 | 0.8 | 365 | 1.6621 | 0.020847 | 1 | 0.68292
71222 | 8 | 0.8 | 365 | 7.2659 | 0.94906 | 8 | 0.21495
71223 | 7.92 | 0.8 | 365 | 7.1932 | 0.72957 | 7 | 0.9228
71224 | 11.97 | 0.8 | 365 | 10.8716 | 0.84128 | 11 | 0.71287
71226 | 6.54 | 0.8 | 365 | 5.9399 | 0.94335 | 6 | 0.88322
71228 | 5.67 | 0.8 | 365 | 5.1497 | 0.55639 | 5 | 0.7061
71229 | 14.175 | 0.8 | 365 | 12.8743 | 0.89098 | 13 | 0.76524
71231 | 7.84 | 0.8 | 365 | 7.1206 | 0.51007 | 7 | 0.63065
71233 | 7.36 | 0.8 | 365 | 6.6846 | 0.19313 | 6 | 0.87775
71234 | 9.92 | 0.8 | 365 | 9.0097 | 0.21683 | 9 | 0.22654
71235 | 6.48 | 0.8 | 365 | 5.8854 | 0.77874 | 6 | 0.66411
71237 | 10.98 | 0.8 | 365 | 9.9724 | 0.12508 | 10 | 0.097519
71242 | 7.848 | 0.8 | 365 | 7.1278 | 0.53202 | 7 | 0.65987
71243 | 9.6 | 0.8 | 365 | 8.7191 | 0.33887 | 9 | 0.05794
71247 | 8.54 | 0.8 | 365 | 7.7563 | 0.43062 | 8 | 0.18696
71248 | 7 | 0.8 | 365 | 6.3577 | 0.20542 | 6 | 0.56308
71250 | 3.19 | 0.8 | 365 | 2.8973 | 0.75219 | 3 | 0.64946
71251 | 7.28 | 0.8 | 365 | 6.612 | 0.97364 | 7 | 0.5856
71252 | 3.36 | 0.8 | 365 | 3.0517 | 0.2186 | 3 | 0.27028
71255 | 4.24 | 0.8 | 365 | 3.8509 | 0.633 | 4 | 0.48392
71257 | 2.16 | 0.8 | 365 | 1.9618 | 0.92625 | 2 | 0.88804
71258 | 6.5 | 0.8 | 365 | 5.9035 | 0.83361 | 6 | 0.73715
71259 | 2.16 | 0.8 | 365 | 1.9618 | 0.92625 | 2 | 0.88804
71260 | 6.375 | 0.8 | 365 | 5.79 | 0.49065 | 6 | 0.28066
71261 | 5.865 | 0.8 | 365 | 5.3268 | 0.091402 | 5 | 0.41821
71263 | 4.845 | 0.8 | 365 | 4.4004 | 0.2929 | 4 | 0.6933
71264 | 2.9 | 0.8 | 365 | 2.6339 | 0.95653 | 3 | 0.59042
71265 | 12.18 | 0.8 | 365 | 11.0623 | 0.41744 | 11 | 0.47976
71266 | 3.19 | 0.8 | 365 | 2.8973 | 0.75219 | 3 | 0.64946
71267 | 12.75 | 0.8 | 365 | 11.58 | 0.98131 | 12 | 0.56133
71268 | 8.175 | 0.8 | 365 | 7.4248 | 0.42919 | 7 | 0.85403
71269 | 5.22 | 0.8 | 365 | 4.741 | 0.32176 | 5 | 0.062755
71270 | 3.92 | 0.8 | 365 | 3.5603 | 0.75504 | 4 | 0.31533
71271 | 6.6 | 0.8 | 365 | 5.9944 | 0.10797 | 6 | 0.10233
71272 | 10.15 | 0.8 | 365 | 9.2186 | 0.84786 | 10 | 0.066468
71273 | 7.905 | 0.8 | 365 | 7.1796 | 0.68841 | 7 | 0.86802
71274 | 10.98 | 0.8 | 365 | 9.9724 | 0.12508 | 10 | 0.097519
71275 | 10.725 | 0.8 | 365 | 9.7408 | 0.42545 | 10 | 0.16629
71276 | 12.81 | 0.8 | 365 | 11.6345 | 0.14593 | 11 | 0.78044
71277 | 10.44 | 0.8 | 365 | 9.482 | 0.64352 | 10 | 0.12551
71278 | 12.18 | 0.8 | 365 | 11.0623 | 0.41744 | 11 | 0.47976
71279 | 6.96 | 0.8 | 365 | 6.3213 | 0.095679 | 6 | 0.41701
71280 | 3.9 | 0.8 | 365 | 3.5421 | 0.70016 | 4 | 0.24229
71282 | 6.72 | 0.8 | 365 | 6.1034 | 0.43721 | 6 | 0.54056
71283 | 5.565 | 0.8 | 365 | 5.0543 | 0.26831 | 5 | 0.32265
71281 | 9.66 | 0.8 | 365 | 8.7736 | 0.50349 | 9 | 0.27705
71284 | 9.28 | 0.8 | 365 | 8.4284 | 0.4609 | 8 | 0.88934
71286 | 8.4 | 0.8 | 365 | 7.6292 | 0.046509 | 7 | 0.6757
71287 | 2.9 | 0.8 | 365 | 2.6339 | 0.95653 | 3 | 0.59042
71288 | 4.2 | 0.8 | 365 | 3.8146 | 0.52325 | 4 | 0.33785
71289 | 2.9 | 0.8 | 365 | 2.6339 | 0.95653 | 3 | 0.59042
71290 | 3.48 | 0.8 | 365 | 3.1607 | 0.54784 | 3 | 0.7085
71292 | 2.32 | 0.8 | 365 | 2.1071 | 0.36523 | 2 | 0.47234
71293 | 11.925 | 0.8 | 365 | 10.8307 | 0.71781 | 11 | 0.54854
71294 | 2.32 | 0.8 | 365 | 2.1071 | 0.36523 | 2 | 0.47234
71296 | 3.51 | 0.8 | 365 | 3.1879 | 0.63015 | 3 | 0.81806
71297 | 2.43 | 0.8 | 365 | 2.207 | 0.66703 | 2 | 0.87404
67104 | 7.28 | 0.8 | 365 | 6.612 | 0.97364 | 7 | 0.5856
67090 | 5.04 | 0.8 | 365 | 4.5775 | 0.82791 | 5 | 0.40542
67013 | 11.2 | 0.8 | 365 | 10.1723 | 0.72868 | 10 | 0.90093
67014 | 7.56 | 0.8 | 365 | 6.8663 | 0.74186 | 7 | 0.60813
67011 | 3.92 | 0.8 | 365 | 3.5603 | 0.75504 | 4 | 0.31533
71298 | 2.24 | 0.8 | 365 | 2.0345 | 0.14574 | 2 | 0.18019
67012 | 7.28 | 0.8 | 365 | 6.612 | 0.97364 | 7 | 0.5856
71299 | 3.77 | 0.8 | 365 | 3.4241 | 0.34349 | 3 | 0.76755
71300 | 2.16 | 0.8 | 365 | 1.9618 | 0.92625 | 2 | 0.88804
71301 | 2.97 | 0.8 | 365 | 2.6975 | 0.14859 | 2 | 0.84605
71302 | 2.7 | 0.8 | 365 | 2.4522 | 0.40781 | 2 | 0.86005
71253 | 9.72 | 0.8 | 365 | 8.8281 | 0.6681 | 9 | 0.49616
71306 | 9.28 | 0.8 | 365 | 8.4284 | 0.4609 | 8 | 0.88934
71307 | 5.8 | 0.8 | 365 | 5.2678 | 0.91307 | 6 | 0.18084
71308 | 9.28 | 0.8 | 365 | 8.4284 | 0.4609 | 8 | 0.88934
71249 | 3.51 | 0.8 | 365 | 3.1879 | 0.63015 | 3 | 0.81806
71309 | 3.08 | 0.8 | 365 | 2.7974 | 0.45039 | 3 | 0.24776
71310 | 3.08 | 0.8 | 365 | 2.7974 | 0.45039 | 3 | 0.24776
71311 | 3.975 | 0.8 | 365 | 3.6102 | 0.90594 | 4 | 0.51618
71312 | 4.48 | 0.8 | 365 | 4.0689 | 0.29147 | 4 | 0.36037
71314 | 2.24 | 0.8 | 365 | 2.0345 | 0.14574 | 2 | 0.18019
71313 | 4.86 | 0.8 | 365 | 4.414 | 0.33405 | 4 | 0.74808
71315 | 3.2 | 0.8 | 365 | 2.9064 | 0.77962 | 3 | 0.68598
71316 | 8.64 | 0.8 | 365 | 7.8472 | 0.70498 | 8 | 0.55215
71213 | 10.2 | 0.8 | 365 | 9.264 | 0.98505 | 10 | 0.24906
71318 | 7.5 | 0.8 | 365 | 6.8118 | 0.57724 | 7 | 0.38902
71320 | 2.24 | 0.8 | 365 | 2.0345 | 0.14574 | 2 | 0.18019
49720 | 7.65 | 1 | 365 | 8.685 | 0.23598 | 8 | 0.921
71324 | 8.96 | 0.8 | 365 | 8.1378 | 0.58294 | 8 | 0.72074
71325 | 21.96 | 0.8 | 365 | 19.9449 | 0.25016 | 20 | 0.19504
71326 | 4.32 | 0.8 | 365 | 3.9236 | 0.85249 | 4 | 0.77607
71327 | 10.8 | 0.8 | 365 | 9.809 | 0.63123 | 10 | 0.44018
71330 | 6.27 | 0.8 | 365 | 5.6946 | 0.20257 | 5 | 0.89722
71331 | 3.52 | 0.8 | 365 | 3.197 | 0.65758 | 3 | 0.85458
68823 | 5.355 | 0.8 | 365 | 4.8636 | 0.69215 | 5 | 0.55576
71329 | 7.65 | 0.8 | 365 | 6.948 | 0.98878 | 7 | 0.9368
71332 | 13.44 | 0.8 | 365 | 12.2067 | 0.87441 | 13 | 0.081117
43110 | 6.72 | 0.8 | 365 | 6.1034 | 0.43721 | 6 | 0.54056
71334 | 13.2 | 0.8 | 365 | 11.9887 | 0.21594 | 12 | 0.20467
71335 | 9.15 | 0.8 | 365 | 8.3104 | 0.10423 | 8 | 0.4146
71341 | 10.8 | 0.8 | 365 | 9.809 | 0.63123 | 10 | 0.44018
71342 | 3.38 | 0.8 | 365 | 3.0698 | 0.27348 | 3 | 0.34332
71344 | 7.5 | 0.8 | 365 | 6.8118 | 0.57724 | 7 | 0.38902
71345 | 4.8 | 0.8 | 365 | 4.3595 | 0.16943 | 4 | 0.52897
71348 | 8.16 | 0.8 | 365 | 7.4112 | 0.38804 | 7 | 0.79925
71349 | 8.4 | 0.8 | 365 | 7.6292 | 0.046509 | 7 | 0.6757
71352 | 8.58 | 0.8 | 365 | 7.7927 | 0.54036 | 8 | 0.33303
71356 | 7.5 | 0.8 | 365 | 6.8118 | 0.57724 | 7 | 0.38902
71357 | 5.72 | 0.8 | 365 | 5.1951 | 0.69358 | 5 | 0.88869
71360 | 3 | 0.8 | 365 | 2.7247 | 0.2309 | 2 | 0.95561
71362 | 13.8 | 0.8 | 365 | 12.5337 | 0.86212 | 13 | 0.39579
71364 | 6.9 | 0.8 | 365 | 6.2668 | 0.93106 | 7 | 0.19789
71365 | 9.3 | 1 | 365 | 10.5583 | 0.89472 | 11 | 0.45297
71366 | 3.64 | 0.8 | 365 | 3.306 | 0.98682 | 4 | 0.2928
71367 | 11.7 | 0.8 | 365 | 10.6264 | 0.10049 | 10 | 0.72686
71368 | 8.48 | 0.8 | 365 | 7.7018 | 0.266 | 7 | 0.96785
71369 | 3.315 | 0.8 | 365 | 3.0108 | 0.09514 | 3 | 0.10595
71370 | 5.355 | 0.8 | 365 | 4.8636 | 0.69215 | 5 | 0.55576
71371 | 4.5 | 0.8 | 365 | 4.0871 | 0.34634 | 4 | 0.43341
71372 | 3.6 | 0.8 | 365 | 3.2697 | 0.87708 | 4 | 0.14673
71373 | 13.63 | 0.8 | 365 | 12.3793 | 0.3957 | 12 | 0.77497
71374 | 6.16 | 0.8 | 365 | 5.5947 | 0.90077 | 6 | 0.49551
71375 | 13.515 | 0.8 | 365 | 12.2748 | 0.080186 | 12 | 0.35501
71376 | 8.99 | 0.8 | 365 | 8.165 | 0.66525 | 8 | 0.8303
71377 | 6.67 | 0.8 | 365 | 6.0579 | 0.30003 | 6 | 0.35796
71379 | 8.41 | 0.8 | 365 | 7.6383 | 0.073945 | 7 | 0.71222
71378 | 10.73 | 0.8 | 365 | 9.7454 | 0.43917 | 10 | 0.18455
71380 | 4.35 | 0.8 | 365 | 3.9508 | 0.9348 | 4 | 0.88563
71381 | 5.22 | 0.8 | 365 | 4.741 | 0.32176 | 5 | 0.062755
71383 | 3.48 | 0.8 | 365 | 3.1607 | 0.54784 | 3 | 0.7085
71385 | 2.7 | 0.8 | 365 | 2.4522 | 0.40781 | 2 | 0.86005
71336 | 5.76 | 0.8 | 365 | 5.2314 | 0.80332 | 6 | 0.034764
71384 | 8.96 | 0.8 | 365 | 8.1378 | 0.58294 | 8 | 0.72074
71386 | 8.06 | 0.8 | 365 | 7.3204 | 0.11367 | 7 | 0.43406
71389 | 5.04 | 0.8 | 365 | 4.5775 | 0.82791 | 5 | 0.40542
71390 | 5.13 | 0.8 | 365 | 4.6593 | 0.074832 | 4 | 0.73409
71393 | 24.852 | 0.8 | 365 | 22.5715 | 0.18474 | 22 | 0.75624
71394 | 11.76 | 0.8 | 365 | 10.6809 | 0.26511 | 10 | 0.94598
71395 | 3.92 | 0.8 | 365 | 3.5603 | 0.75504 | 4 | 0.31533
71396 | 4.905 | 1 | 365 | 5.5686 | 0.82189 | 6 | 0.39052
71397 | 8.04 | 0.8 | 365 | 7.3022 | 0.058801 | 7 | 0.36103
71392 | 12.2 | 0.8 | 365 | 11.0805 | 0.47231 | 11 | 0.5528
67008 | 3.705 | 0.8 | 365 | 3.365 | 0.16516 | 3 | 0.53017
71115 | 3.315 | 0.8 | 365 | 3.0108 | 0.09514 | 3 | 0.10595
71196 | 8.68 | 0.8 | 365 | 7.8835 | 0.81473 | 8 | 0.69822
71068 | 5.32 | 0.8 | 365 | 4.8318 | 0.59612 | 5 | 0.42794
71154 | 3.77 | 0.8 | 365 | 3.4241 | 0.34349 | 3 | 0.76755
34442 | 1060.2 | 1 | 365 | 1203.6408 | 0.99831 | 1204 | 0.63913
71208 | 2.6 | 0.8 | 365 | 2.3614 | 0.13344 | 2 | 0.49486
63383 | 40.81 | 0.9 | 365 | 41.6983 | 0.96357 | 42 | 0.66186
71245 | 7.98 | 0.8 | 365 | 7.2477 | 0.89418 | 8 | 0.14191
71262 | 8.32 | 0.8 | 365 | 7.5565 | 0.82702 | 8 | 0.38355
71285 | 3.08 | 0.8 | 365 | 2.7974 | 0.45039 | 3 | 0.24776
71337 | 7.705 | 0.8 | 365 | 6.998 | 0.13968 | 7 | 0.13765
32934 | 5994.12 | 0.8 | 365 | 5444.0804 | 0.65944 | 5444 | 0.73981
32152 | 1359.36 | 1 | 365 | 1543.276 | 0.97949 | 1544 | 0.25546
71398 | 5.72 | 0.8 | 365 | 5.1951 | 0.69358 | 5 | 0.88869
71400 | 11.96 | 0.8 | 365 | 10.8625 | 0.81384 | 11 | 0.67635
71401 | 5.985 | 0.8 | 365 | 5.4358 | 0.42064 | 5 | 0.85643
71403 | 8.835 | 0.8 | 365 | 8.0243 | 0.23999 | 8 | 0.26426
71405 | 5.46 | 0.8 | 365 | 4.959 | 0.98023 | 5 | 0.9392
71406 | 5.415 | 0.8 | 365 | 4.9181 | 0.85677 | 5 | 0.77487
71407 | 6.27 | 0.8 | 365 | 5.6946 | 0.20257 | 5 | 0.89722
71410 | 5.22 | 0.8 | 365 | 4.741 | 0.32176 | 5 | 0.062755
71412 | 9.9 | 0.8 | 365 | 8.9915 | 0.16196 | 9 | 0.1535
71413 | 5.4 | 0.8 | 365 | 4.9045 | 0.81561 | 5 | 0.72009
71414 | 6.6 | 0.8 | 365 | 5.9944 | 0.10797 | 6 | 0.10233
71416 | 12.88 | 0.8 | 365 | 11.6981 | 0.33798 | 12 | 0.03607
71418 | 7.54 | 0.8 | 365 | 6.8481 | 0.68699 | 7 | 0.53509
71419 | 5.7 | 0.8 | 365 | 5.1769 | 0.6387 | 5 | 0.81565
71420 | 4.845 | 0.8 | 365 | 4.4004 | 0.2929 | 4 | 0.6933
71417 | 4.16 | 0.8 | 365 | 3.7783 | 0.41351 | 4 | 0.19177
71421 | 8.835 | 0.8 | 365 | 8.0243 | 0.23999 | 8 | 0.26426
71422 | 5.8 | 0.8 | 365 | 5.2678 | 0.91307 | 6 | 0.18084
71423 | 2.32 | 0.8 | 365 | 2.1071 | 0.36523 | 2 | 0.47234
71424 | 3.3 | 0.8 | 365 | 2.9972 | 0.053986 | 3 | 0.051167
71426 | 8.625 | 0.8 | 365 | 7.8335 | 0.66383 | 8 | 0.49737
71427 | 4.76 | 0.8 | 365 | 4.3232 | 0.059688 | 4 | 0.3829
71428 | 4.32 | 0.8 | 365 | 3.9236 | 0.85249 | 4 | 0.77607
71429 | 2.24 | 0.8 | 365 | 2.0345 | 0.14574 | 2 | 0.18019
71430 | 3.36 | 0.8 | 365 | 3.0517 | 0.2186 | 3 | 0.27028
64808 | 37.8 | 0.7 | 365 | 30.0399 | 0.74563 | 30 | 0.78556
71432 | 16.43 | 0.8 | 365 | 14.9223 | 0.077874 | 15 | 0.00020438
71433 | 3.64 | 0.8 | 365 | 3.306 | 0.98682 | 4 | 0.2928
71434 | 6.96 | 0.8 | 365 | 6.3213 | 0.095679 | 6 | 0.41701
71435 | 7.84 | 0.8 | 365 | 7.1206 | 0.51007 | 7 | 0.63065
71436 | 3.77 | 0.8 | 365 | 3.4241 | 0.34349 | 3 | 0.76755
71437 | 6.16 | 0.8 | 365 | 5.5947 | 0.90077 | 6 | 0.49551
71440 | 9.28 | 0.8 | 365 | 8.4284 | 0.4609 | 8 | 0.88934
71441 | 2.28 | 0.8 | 365 | 2.0708 | 0.25548 | 2 | 0.32626
71442 | 3.19 | 0.8 | 365 | 2.8973 | 0.75219 | 3 | 0.64946
71443 | 5.04 | 0.8 | 365 | 4.5775 | 0.82791 | 5 | 0.40542
71444 | 8.55 | 0.8 | 365 | 7.7654 | 0.45805 | 8 | 0.22348
71445 | 2.9 | 0.8 | 365 | 2.6339 | 0.95653 | 3 | 0.59042
71446 | 2.9 | 0.8 | 365 | 2.6339 | 0.95653 | 3 | 0.59042
71447 | 5.51 | 0.8 | 365 | 5.0044 | 0.11741 | 5 | 0.1218
71448 | 4.56 | 0.8 | 365 | 4.1416 | 0.51096 | 4 | 0.65252
71449 | 13.395 | 0.8 | 365 | 12.1658 | 0.75095 | 12 | 0.91678
71450 | 5.51 | 0.8 | 365 | 5.0044 | 0.11741 | 5 | 0.1218
71451 | 5.7 | 0.8 | 365 | 5.1769 | 0.6387 | 5 | 0.81565
71452 | 7.83 | 0.8 | 365 | 7.1115 | 0.48264 | 7 | 0.59413
71453 | 3.19 | 0.8 | 365 | 2.8973 | 0.75219 | 3 | 0.64946
71454 | 5.7 | 0.8 | 365 | 5.1769 | 0.6387 | 5 | 0.81565
71455 | 4.35 | 0.8 | 365 | 3.9508 | 0.9348 | 4 | 0.88563
71457 | 8.835 | 0.8 | 365 | 8.0243 | 0.23999 | 8 | 0.26426
71458 | 4.06 | 0.8 | 365 | 3.6874 | 0.13915 | 3 | 0.82659
71459 | 5.8 | 0.8 | 365 | 5.2678 | 0.91307 | 6 | 0.18084
71460 | 3.48 | 0.8 | 365 | 3.1607 | 0.54784 | 3 | 0.7085
71463 | 6.09 | 0.8 | 365 | 5.5312 | 0.70872 | 6 | 0.23988
71464 | 12.88 | 0.8 | 365 | 11.6981 | 0.33798 | 12 | 0.03607
71468 | 5.04 | 0.8 | 365 | 4.5775 | 0.82791 | 5 | 0.40542
71469 | 5.51 | 0.8 | 365 | 5.0044 | 0.11741 | 5 | 0.1218
71470 | 5.7 | 0.8 | 365 | 5.1769 | 0.6387 | 5 | 0.81565
71471 | 5.88 | 0.8 | 365 | 5.3404 | 0.13256 | 5 | 0.47299
71472 | 9 | 0.8 | 365 | 8.1741 | 0.69269 | 8 | 0.86682
71190 | 7 | 0.8 | 365 | 6.3577 | 0.20542 | 6 | 0.56308
71473 | 10.07 | 0.8 | 365 | 9.1459 | 0.62837 | 9 | 0.77432
71474 | 4.505 | 0.8 | 365 | 4.0916 | 0.36006 | 4 | 0.45167
71475 | 13.395 | 0.8 | 365 | 12.1658 | 0.75095 | 12 | 0.91678
71477 | 3.08 | 0.8 | 365 | 2.7974 | 0.45039 | 3 | 0.24776
71478 | 5.32 | 0.8 | 365 | 4.8318 | 0.59612 | 5 | 0.42794
71480 | 6.16 | 0.8 | 365 | 5.5947 | 0.90077 | 6 | 0.49551
71481 | 8.68 | 0.8 | 365 | 7.8835 | 0.81473 | 8 | 0.69822
66553 | 13.545 | 1 | 365 | 15.3776 | 0.45312 | 15 | 0.8307
63326 | 649.77 | 0.9 | 365 | 663.9132 | 0.57099 | 664 | 0.48414
71486 | 5.04 | 0.8 | 365 | 4.5775 | 0.82791 | 5 | 0.40542
71488 | 8.68 | 0.8 | 365 | 7.8835 | 0.81473 | 8 | 0.69822
71490 | 4.64 | 0.8 | 365 | 4.2142 | 0.73045 | 4 | 0.94467
71491 | 3.99 | 0.8 | 365 | 3.6239 | 0.94709 | 4 | 0.57096
71492 | 12.76 | 0.8 | 365 | 11.5891 | 0.0087443 | 11 | 0.59785
71494 | 7.41 | 0.8 | 365 | 6.73 | 0.33031 | 7 | 0.060348
71495 | 6.27 | 0.8 | 365 | 5.6946 | 0.20257 | 5 | 0.89722
71496 | 6.555 | 0.8 | 365 | 5.9535 | 0.98451 | 6 | 0.938
71497 | 9.405 | 0.8 | 365 | 8.542 | 0.80386 | 9 | 0.34583
69095 | 4.335 | 1 | 365 | 4.9215 | 0.86706 | 5 | 0.78856
71500 | 14.7 | 0.8 | 365 | 13.3511 | 0.33139 | 13 | 0.68247
71501 | 9 | 0.8 | 365 | 8.1741 | 0.69269 | 8 | 0.86682
71503 | 13.4 | 0.8 | 365 | 12.1704 | 0.76467 | 12 | 0.93504
71504 | 10.05 | 0.8 | 365 | 9.1278 | 0.5735 | 9 | 0.70128
69397 | 3.815 | 1 | 365 | 4.3312 | 0.083695 | 4 | 0.41485
71505 | 4.14 | 0.8 | 365 | 3.7601 | 0.35864 | 4 | 0.11874
71506 | 3.92 | 0.8 | 365 | 3.5603 | 0.75504 | 4 | 0.31533
71404 | 27.54 | 0.6 | 365 | 18.7596 | 0.66972 | 19 | 0.42935
71507 | 4.76 | 0.8 | 365 | 4.3232 | 0.059688 | 4 | 0.3829
71508 | 2.24 | 0.8 | 365 | 2.0345 | 0.14574 | 2 | 0.18019
71509 | 4.48 | 0.8 | 365 | 4.0689 | 0.29147 | 4 | 0.36037
71510 | 7.905 | 0.8 | 365 | 7.1796 | 0.68841 | 7 | 0.86802
71511 | 4.93 | 0.8 | 365 | 4.4776 | 0.52611 | 5 | 0.0037132
71512 | 5.035 | 0.8 | 365 | 4.573 | 0.81419 | 5 | 0.38716
71195 | 5.32 | 0.8 | 365 | 4.8318 | 0.59612 | 5 | 0.42794
71408 | 2.565 | 0.8 | 365 | 2.3296 | 0.037416 | 2 | 0.36704
71409 | 3.135 | 0.8 | 365 | 2.8473 | 0.60129 | 3 | 0.44861
71514 | 5.32 | 0.8 | 365 | 4.8318 | 0.59612 | 5 | 0.42794
71168 | 9.8 | 0.8 | 365 | 8.9007 | 0.88759 | 9 | 0.78831
71517 | 11.2 | 0.8 | 365 | 10.1723 | 0.72868 | 10 | 0.90093
71518 | 8.68 | 0.8 | 365 | 7.8835 | 0.81473 | 8 | 0.69822
71520 | 8.96 | 0.8 | 365 | 8.1378 | 0.58294 | 8 | 0.72074
71521 | 4.48 | 0.8 | 365 | 4.0689 | 0.29147 | 4 | 0.36037
71522 | 4.2 | 0.8 | 365 | 3.8146 | 0.52325 | 4 | 0.33785
71524 | 7.36 | 0.8 | 365 | 6.6846 | 0.19313 | 6 | 0.87775
71526 | 5.76 | 1 | 365 | 6.5393 | 0.75415 | 7 | 0.29346
71527 | 7.7 | 0.8 | 365 | 6.9934 | 0.12597 | 7 | 0.11939
71530 | 6.84 | 0.8 | 365 | 6.2123 | 0.76644 | 6 | 0.97878
71531 | 7.59 | 0.8 | 365 | 6.8935 | 0.82417 | 7 | 0.71768
71425 | 10.05 | 1 | 365 | 11.4097 | 0.46688 | 11 | 0.8766
71532 | 9.88 | 0.8 | 365 | 8.9734 | 0.10708 | 9 | 0.080464
71534 | 6.84 | 0.8 | 365 | 6.2123 | 0.76644 | 6 | 0.97878
71533 | 3.99 | 1 | 365 | 4.5298 | 0.68386 | 5 | 0.2137
71535 | 11.925 | 0.8 | 365 | 10.8307 | 0.71781 | 11 | 0.54854
71536 | 11.48 | 0.8 | 365 | 10.4266 | 0.4969 | 10 | 0.92345
71539 | 6.3 | 0.8 | 365 | 5.7219 | 0.28488 | 6 | 0.0067734
71541 | 8.505 | 0.8 | 365 | 7.7246 | 0.33459 | 8 | 0.059144
71542 | 11.16 | 0.8 | 365 | 10.1359 | 0.61893 | 10 | 0.75486
71543 | 12.6 | 0.8 | 365 | 11.4438 | 0.56976 | 12 | 0.013547
71545 | 7.56 | 1 | 365 | 8.5828 | 0.92732 | 9 | 0.51016
71544 | 2.4 | 0.8 | 365 | 2.1798 | 0.58472 | 2 | 0.76449
71546 | 5.355 | 0.8 | 365 | 4.8636 | 0.69215 | 5 | 0.55576
71547 | 2.385 | 0.8 | 365 | 2.1661 | 0.54356 | 2 | 0.70971
71549 | 6 | 0.8 | 365 | 5.4494 | 0.46179 | 5 | 0.91121
71550 | 11.48 | 0.8 | 365 | 10.4266 | 0.4969 | 10 | 0.92345
71552 | 3.3 | 0.8 | 365 | 2.9972 | 0.053986 | 3 | 0.051167
71554 | 3 | 0.8 | 365 | 2.7247 | 0.2309 | 2 | 0.95561
71555 | 5.98 | 0.8 | 365 | 5.4313 | 0.40692 | 5 | 0.83818
71553 | 10.2 | 0.8 | 365 | 9.264 | 0.98505 | 10 | 0.24906
71562 | 4.2 | 0.8 | 365 | 3.8146 | 0.52325 | 4 | 0.33785
71566 | 9.72 | 0.8 | 365 | 8.8281 | 0.6681 | 9 | 0.49616
71568 | 12.099 | 0.8 | 365 | 10.9888 | 0.1952 | 11 | 0.18396
71567 | 8.68 | 0.8 | 365 | 7.8835 | 0.81473 | 8 | 0.69822
71569 | 9.6 | 0.8 | 365 | 8.7191 | 0.33887 | 9 | 0.05794
71570 | 12.099 | 0.8 | 365 | 10.9888 | 0.1952 | 11 | 0.18396
71571 | 7.56 | 0.8 | 365 | 6.8663 | 0.74186 | 7 | 0.60813
71572 | 10.83 | 0.8 | 365 | 9.8362 | 0.71353 | 10 | 0.54974
71574 | 5.04 | 0.8 | 365 | 4.5775 | 0.82791 | 5 | 0.40542
71575 | 3.48 | 0.8 | 365 | 3.1607 | 0.54784 | 3 | 0.7085
71576 | 5.6 | 0.8 | 365 | 5.0861 | 0.36434 | 5 | 0.45047
71577 | 6.09 | 0.8 | 365 | 5.5312 | 0.70872 | 6 | 0.23988
71578 | 10.36 | 0.8 | 365 | 9.4093 | 0.42403 | 9 | 0.83336
71579 | 11.2 | 0.8 | 365 | 10.1723 | 0.72868 | 10 | 0.90093
62971 | 4.64 | 1 | 365 | 5.2678 | 0.91307 | 6 | 0.18084
71580 | 5.88 | 0.8 | 365 | 5.3404 | 0.13256 | 5 | 0.47299
71582 | 4.48 | 0.8 | 365 | 4.0689 | 0.29147 | 4 | 0.36037
71583 | 7 | 0.8 | 365 | 6.3577 | 0.20542 | 6 | 0.56308
23114 | 1064.7 | 1 | 365 | 1208.7497 | 0.43124 | 1209 | 0.18089
71584 | 10.08 | 0.8 | 365 | 9.155 | 0.65581 | 9 | 0.81084
71585 | 4.2 | 0.8 | 365 | 3.8146 | 0.52325 | 4 | 0.33785
71587 | 10.8 | 0.8 | 365 | 9.809 | 0.63123 | 10 | 0.44018
71588 | 3.08 | 0.8 | 365 | 2.7974 | 0.45039 | 3 | 0.24776
71589 | 9.8 | 0.8 | 365 | 8.9007 | 0.88759 | 9 | 0.78831
71592 | 2.52 | 0.8 | 365 | 2.2888 | 0.91395 | 3 | 0.20271
71591 | 5.6 | 0.8 | 365 | 5.0861 | 0.36434 | 5 | 0.45047
71590 | 10.5 | 0.8 | 365 | 9.5365 | 0.80814 | 10 | 0.34462
71594 | 5.13 | 0.8 | 365 | 4.6593 | 0.074832 | 4 | 0.73409
71597 | 3.36 | 0.8 | 365 | 3.0517 | 0.2186 | 3 | 0.27028
46764 | 14.82 | 0.8 | 365 | 13.4601 | 0.66063 | 14 | 0.1207
71596 | 3.64 | 0.8 | 365 | 3.306 | 0.98682 | 4 | 0.2928
71598 | 6.72 | 0.8 | 365 | 6.1034 | 0.43721 | 6 | 0.54056
71557 | 4.59 | 0.8 | 365 | 4.1688 | 0.59327 | 4 | 0.76208
68890 | 11.34 | 0.8 | 365 | 10.2994 | 0.11279 | 10 | 0.41219
71600 | 10.065 | 0.8 | 365 | 9.1414 | 0.61466 | 9 | 0.75606
71602 | 3.08 | 0.8 | 365 | 2.7974 | 0.45039 | 3 | 0.24776
71605 | 5.7 | 0.8 | 365 | 5.1769 | 0.6387 | 5 | 0.81565
71606 | 5.4 | 0.8 | 365 | 4.9045 | 0.81561 | 5 | 0.72009
71608 | 8.7 | 0.8 | 365 | 7.9017 | 0.8696 | 8 | 0.77126
71613 | 7.54 | 0.8 | 365 | 6.8481 | 0.68699 | 7 | 0.53509
71614 | 8.12 | 0.8 | 365 | 7.3749 | 0.27829 | 7 | 0.65317
71615 | 10.64 | 0.8 | 365 | 9.6636 | 0.19224 | 9 | 0.85588
71616 | 9.57 | 0.8 | 365 | 8.6918 | 0.25656 | 8 | 0.94838
71617 | 6.38 | 0.8 | 365 | 5.7946 | 0.50437 | 6 | 0.29892
71619 | 10.64 | 0.8 | 365 | 9.6636 | 0.19224 | 9 | 0.85588
71621 | 5.6 | 0.8 | 365 | 5.0861 | 0.36434 | 5 | 0.45047
71620 | 3.3 | 0.8 | 365 | 2.9972 | 0.053986 | 3 | 0.051167
71623 | 6.72 | 0.8 | 365 | 6.1034 | 0.43721 | 6 | 0.54056
71624 | 3.315 | 0.8 | 365 | 3.0108 | 0.09514 | 3 | 0.10595
71626 | 7.84 | 0.8 | 365 | 7.1206 | 0.51007 | 7 | 0.63065
71627 | 7.41 | 0.8 | 365 | 6.73 | 0.33031 | 7 | 0.060348
71630 | 4.2 | 0.8 | 365 | 3.8146 | 0.52325 | 4 | 0.33785
71629 | 12.255 | 0.8 | 365 | 11.1304 | 0.62321 | 11 | 0.75365
71631 | 11.685 | 0.8 | 365 | 10.6127 | 0.05934 | 10 | 0.67209
71632 | 10.26 | 0.8 | 365 | 9.3185 | 0.14966 | 9 | 0.46817
71628 | 3.64 | 0.8 | 365 | 3.306 | 0.98682 | 4 | 0.2928
71634 | 5.7 | 0.8 | 365 | 5.1769 | 0.6387 | 5 | 0.81565
71636 | 13.5 | 1 | 365 | 15.3265 | 0.29879 | 15 | 0.62529
71635 | 9 | 0.8 | 365 | 8.1741 | 0.69269 | 8 | 0.86682
71638 | 9 | 1 | 365 | 10.2177 | 0.86586 | 11 | 0.083524
71639 | 10.64 | 0.8 | 365 | 9.6636 | 0.19224 | 9 | 0.85588
71641 | 6.72 | 0.8 | 365 | 6.1034 | 0.43721 | 6 | 0.54056
71643 | 13.8 | 0.8 | 365 | 12.5337 | 0.86212 | 13 | 0.39579
71645 | 11.48 | 0.8 | 365 | 10.4266 | 0.4969 | 10 | 0.92345
71653 | 11.02 | 0.8 | 365 | 10.0088 | 0.23482 | 10 | 0.24359
71654 | 5.88 | 0.8 | 365 | 5.3404 | 0.13256 | 5 | 0.47299
71656 | 7.84 | 0.8 | 365 | 7.1206 | 0.51007 | 7 | 0.63065
65087 | 89.76 | 0.7 | 365 | 71.3329 | 0.48486 | 71 | 0.81778
64272 | 345.12 | 0.9 | 365 | 352.632 | 0.24256 | 352 | 0.87458
68504 | 213.84 | 0.9 | 365 | 218.4945 | 0.03555 | 218 | 0.53008
68507 | 760.32 | 1 | 365 | 863.1883 | 0.54785 | 863 | 0.73611
71658 | 11.2 | 0.8 | 365 | 10.1723 | 0.72868 | 10 | 0.90093
71657 | 7.8 | 0.8 | 365 | 7.0842 | 0.40033 | 7 | 0.48458
71659 | 6.72 | 0.8 | 365 | 6.1034 | 0.43721 | 6 | 0.54056
71660 | 6 | 0.8 | 365 | 5.4494 | 0.46179 | 5 | 0.91121
71652 | 10.2 | 0.8 | 365 | 9.264 | 0.98505 | 10 | 0.24906
71662 | 17.28 | 0.8 | 365 | 15.6943 | 0.40996 | 16 | 0.10429
71663 | 10.92 | 0.8 | 365 | 9.9179 | 0.96046 | 10 | 0.87841
71666 | 6.6 | 0.8 | 365 | 5.9944 | 0.10797 | 6 | 0.10233
64890 | 711.04 | 0.7 | 365 | 565.0686 | 0.97809 | 566 | 0.046693
71667 | 9.9 | 0.8 | 365 | 8.9915 | 0.16196 | 9 | 0.1535
71668 | 13.11 | 0.8 | 365 | 11.907 | 0.96902 | 12 | 0.876
71669 | 13.4 | 0.8 | 365 | 12.1704 | 0.76467 | 12 | 0.93504
71612 | 4.2 | 0.8 | 365 | 3.8146 | 0.52325 | 4 | 0.33785
71673 | 10.88 | 0.8 | 365 | 9.8816 | 0.85072 | 10 | 0.73233
71674 | 5.8 | 0.8 | 365 | 5.2678 | 0.91307 | 6 | 0.18084
65017 | 52.25 | 0.7 | 365 | 41.5235 | 0.43543 | 41 | 0.95888
71675 | 12.8 | 0.8 | 365 | 11.6254 | 0.11849 | 11 | 0.74392
64957 | 97.24 | 0.7 | 365 | 77.2773 | 0.44193 | 77 | 0.71926
71676 | 4.76 | 0.8 | 365 | 4.3232 | 0.059688 | 4 | 0.3829
71677 | 10.385 | 0.8 | 365 | 9.432 | 0.49262 | 9 | 0.92466
71678 | 6.16 | 0.8 | 365 | 5.5947 | 0.90077 | 6 | 0.49551
71679 | 5.88 | 0.8 | 365 | 5.3404 | 0.13256 | 5 | 0.47299
71680 | 4.06 | 0.8 | 365 | 3.6874 | 0.13915 | 3 | 0.82659
71681 | 10.8 | 0.8 | 365 | 9.809 | 0.63123 | 10 | 0.44018
71682 | 10.98 | 0.8 | 365 | 9.9724 | 0.12508 | 10 | 0.097519
71683 | 2.8 | 0.8 | 365 | 2.5431 | 0.68217 | 3 | 0.22523
71684 | 9.6 | 0.8 | 365 | 8.7191 | 0.33887 | 9 | 0.05794
71685 | 6.16 | 0.8 | 365 | 5.5947 | 0.90077 | 6 | 0.49551
71686 | 4.62 | 0.8 | 365 | 4.1961 | 0.67558 | 4 | 0.87163
71688 | 5.51 | 0.8 | 365 | 5.0044 | 0.11741 | 5 | 0.1218
71689 | 11.76 | 0.8 | 365 | 10.6809 | 0.26511 | 10 | 0.94598
71690 | 3.71 | 0.8 | 365 | 3.3696 | 0.17887 | 3 | 0.54843
71642 | 7.2 | 0.8 | 365 | 6.5393 | 0.75415 | 7 | 0.29346
71691 | 9.86 | 0.8 | 365 | 8.9552 | 0.052212 | 9 | 0.0074264
71692 | 3.36 | 0.8 | 365 | 3.0517 | 0.2186 | 3 | 0.27028
71693 | 4.48 | 0.8 | 365 | 4.0689 | 0.29147 | 4 | 0.36037
71694 | 4.2 | 0.8 | 365 | 3.8146 | 0.52325 | 4 | 0.33785
71696 | 5.67 | 0.8 | 365 | 5.1497 | 0.55639 | 5 | 0.7061
71695 | 12.24 | 0.8 | 365 | 11.1168 | 0.58206 | 11 | 0.69887
71699 | 4.48 | 0.8 | 365 | 4.0689 | 0.29147 | 4 | 0.36037
71698 | 8.64 | 0.8 | 365 | 7.8472 | 0.70498 | 8 | 0.55215
69039 | 9.45 | 0.8 | 365 | 8.5828 | 0.92732 | 9 | 0.51016
71703 | 6.16 | 0.8 | 365 | 5.5947 | 0.90077 | 6 | 0.49551
71706 | 5.04 | 0.8 | 365 | 4.5775 | 0.82791 | 5 | 0.40542
71050 | 4.75 | 0.8 | 365 | 4.3141 | 0.032252 | 4 | 0.34638
71710 | 10.37 | 0.8 | 365 | 9.4184 | 0.45146 | 9 | 0.86988
71711 | 5.6 | 0.8 | 365 | 5.0861 | 0.36434 | 5 | 0.45047
71709 | 12.6 | 0.8 | 365 | 11.4438 | 0.56976 | 12 | 0.013547
71712 | 5.72 | 0.8 | 365 | 5.1951 | 0.69358 | 5 | 0.88869
71715 | 9.3 | 0.8 | 365 | 8.4466 | 0.51578 | 8 | 0.96238
71714 | 5.3 | 0.8 | 365 | 4.8137 | 0.54125 | 5 | 0.3549
71717 | 4.8 | 0.8 | 365 | 4.3595 | 0.16943 | 4 | 0.52897
71670 | 7.8 | 0.8 | 365 | 7.0842 | 0.40033 | 7 | 0.48458
71718 | 4.59 | 0.8 | 365 | 4.1688 | 0.59327 | 4 | 0.76208
71720 | 4.88 | 0.8 | 365 | 4.4322 | 0.38892 | 4 | 0.82112
71700 | 169.2 | 0.6 | 365 | 115.2552 | 0.1669 | 115 | 0.42215
71719 | 10.36 | 0.8 | 365 | 9.4093 | 0.42403 | 9 | 0.83336
71722 | 5.8 | 0.8 | 365 | 5.2678 | 0.91307 | 6 | 0.18084
71723 | 7.8 | 0.8 | 365 | 7.0842 | 0.40033 | 7 | 0.48458
71724 | 10.175 | 0.8 | 365 | 9.2413 | 0.91646 | 10 | 0.15777
71726 | 6.4 | 0.8 | 365 | 5.8127 | 0.55924 | 6 | 0.37196
71725 | 4.88 | 0.8 | 365 | 4.4322 | 0.38892 | 4 | 0.82112
71727 | 11.4 | 0.8 | 365 | 10.3539 | 0.2774 | 10 | 0.6313
71729 | 6.09 | 0.8 | 365 | 5.5312 | 0.70872 | 6 | 0.23988
71732 | 9.945 | 0.8 | 365 | 9.0324 | 0.28542 | 9 | 0.31784
71734 | 9.45 | 0.8 | 365 | 8.5828 | 0.92732 | 9 | 0.51016
71735 | 3.05 | 0.8 | 365 | 2.7701 | 0.36808 | 3 | 0.1382
11791 | 3682.8 | 0.8 | 365 | 3344.8545 | 0.24793 | 3345 | 0.10242
71737 | 10.98 | 0.8 | 365 | 9.9724 | 0.12508 | 10 | 0.097519
71740 | 11.88 | 0.8 | 365 | 10.7899 | 0.59435 | 11 | 0.3842
71741 | 4.62 | 0.8 | 365 | 4.1961 | 0.67558 | 4 | 0.87163
71743 | 12.1 | 0.8 | 365 | 10.9897 | 0.19795 | 11 | 0.18761
71744 | 12 | 0.8 | 365 | 10.8988 | 0.92358 | 11 | 0.82243
71745 | 7.7 | 0.8 | 365 | 6.9934 | 0.12597 | 7 | 0.11939
71746 | 6.615 | 0.8 | 365 | 6.008 | 0.14913 | 6 | 0.15711
71742 | 6.84 | 0.8 | 365 | 6.2123 | 0.76644 | 6 | 0.97878
71749 | 8.68 | 0.8 | 365 | 7.8835 | 0.81473 | 8 | 0.69822
71750 | 7.41 | 0.8 | 365 | 6.73 | 0.33031 | 7 | 0.060348
71751 | 4.335 | 0.8 | 365 | 3.9372 | 0.89364 | 4 | 0.83085
71752 | 5.985 | 0.8 | 365 | 5.4358 | 0.42064 | 5 | 0.85643
67693 | 2.08 | 0.8 | 365 | 1.8891 | 0.70675 | 2 | 0.59589
71753 | 6.63 | 0.8 | 365 | 6.0216 | 0.19028 | 6 | 0.21189
67711 | 7.685 | 0.8 | 365 | 6.9798 | 0.084812 | 7 | 0.064612
71754 | 5.355 | 0.8 | 365 | 4.8636 | 0.69215 | 5 | 0.55576
71755 | 6.12 | 0.8 | 365 | 5.5584 | 0.79103 | 6 | 0.34944
71756 | 5.61 | 0.8 | 365 | 5.0952 | 0.39178 | 5 | 0.48698
71757 | 8.925 | 0.8 | 365 | 8.106 | 0.48692 | 8 | 0.59293
71647 | 12.06 | 0.8 | 365 | 10.9533 | 0.088202 | 11 | 0.041538
67735 | 5.46 | 0.8 | 365 | 4.959 | 0.98023 | 5 | 0.9392
68822 | 9.8 | 0.8 | 365 | 8.9007 | 0.88759 | 9 | 0.78831
68898 | 8.7 | 0.8 | 365 | 7.9017 | 0.8696 | 8 | 0.77126
69474 | 3 | 0.8 | 365 | 2.7247 | 0.2309 | 2 | 0.95561
69630 | 5.4 | 0.8 | 365 | 4.9045 | 0.81561 | 5 | 0.72009
54559 | 73.45 | 0.7 | 365 | 58.3712 | 0.3298 | 58 | 0.70104
70237 | 13.25 | 0.8 | 365 | 12.0341 | 0.35312 | 12 | 0.38726
70242 | 7 | 0.8 | 365 | 6.3577 | 0.20542 | 6 | 0.56308
70256 | 2.4 | 0.8 | 365 | 2.1798 | 0.58472 | 2 | 0.76449
70189 | 8.67 | 0.8 | 365 | 7.8744 | 0.78729 | 8 | 0.6617
70181 | 7.875 | 0.8 | 365 | 7.1524 | 0.6061 | 7 | 0.75847
70197 | 10.08 | 0.8 | 365 | 9.155 | 0.65581 | 9 | 0.81084
70216 | 4.2 | 0.8 | 365 | 3.8146 | 0.52325 | 4 | 0.33785
70176 | 9.3 | 0.8 | 365 | 8.4466 | 0.51578 | 8 | 0.96238
70193 | 7.54 | 0.8 | 365 | 6.8481 | 0.68699 | 7 | 0.53509
71661 | 9.483 | 0.8 | 365 | 8.6128 | 0.017862 | 8 | 0.63067
71759 | 7.56 | 1 | 365 | 8.5828 | 0.92732 | 9 | 0.51016
34628 | 649.955 | 0.8 | 365 | 590.313 | 0.23734 | 590 | 0.55039
60933 | 737.92 | 0.8 | 365 | 670.2061 | 0.58093 | 670 | 0.78702
71291 | 6.38 | 0.8 | 365 | 5.7946 | 0.50437 | 6 | 0.29892
71760 | 9.45 | 0.8 | 365 | 8.5828 | 0.92732 | 9 | 0.51016
71761 | 3.24 | 0.8 | 365 | 2.9427 | 0.88937 | 3 | 0.83205
71762 | 8.32 | 0.8 | 365 | 7.5565 | 0.82702 | 8 | 0.38355
70188 | 3.9 | 0.8 | 365 | 3.5421 | 0.70016 | 4 | 0.24229
71763 | 6.555 | 0.8 | 365 | 5.9535 | 0.98451 | 6 | 0.938
70187 | 6.3 | 0.8 | 365 | 5.7219 | 0.28488 | 6 | 0.0067734
71764 | 10.71 | 0.8 | 365 | 9.7272 | 0.3843 | 10 | 0.11151
71765 | 6.27 | 0.8 | 365 | 5.6946 | 0.20257 | 5 | 0.89722
71766 | 8.68 | 0.8 | 365 | 7.8835 | 0.81473 | 8 | 0.69822
71305 | 4.32 | 0.8 | 365 | 3.9236 | 0.85249 | 4 | 0.77607
71767 | 8.4 | 0.8 | 365 | 7.6292 | 0.046509 | 7 | 0.6757
71768 | 9.9 | 0.8 | 365 | 8.9915 | 0.16196 | 9 | 0.1535
71769 | 5.98 | 0.8 | 365 | 5.4313 | 0.40692 | 5 | 0.83818
54556 | 80.6 | 0.7 | 365 | 64.0534 | 0.49465 | 64 | 0.54805
71771 | 8.175 | 0.8 | 365 | 7.4248 | 0.42919 | 7 | 0.85403
64961 | 13.34 | 0.8 | 365 | 12.1159 | 0.60005 | 12 | 0.71593
61296 | 4050.99 | 0.9 | 365 | 4139.1655 | 0.72902 | 4139 | 0.89449
6418 | 974.4 | 0.9 | 365 | 995.6092 | 0.5694 | 996 | 0.17858
30710 | 972.06 | 0.8 | 365 | 882.8607 | 0.97492 | 883 | 0.83559
30713 | 648.04 | 0.8 | 365 | 588.5738 | 0.98328 | 589 | 0.55706
30714 | 965.94 | 0.8 | 365 | 877.3023 | 0.18389 | 877 | 0.48615
30716 | 648.04 | 0.8 | 365 | 588.5738 | 0.98328 | 589 | 0.55706
30717 | 176.8 | 0.8 | 365 | 160.5763 | 0.074138 | 160 | 0.6504
30722 | 271.32 | 0.9 | 365 | 277.2257 | 0.45251 | 277 | 0.67817
32951 | 1326.78 | 0.8 | 365 | 1205.0304 | 0.19606 | 1205 | 0.22649
34216 | 1333.76 | 1 | 365 | 1514.2124 | 0.18327 | 1514 | 0.39566
35114 | 4229.1 | 1 | 365 | 4801.2803 | 0.86761 | 4802 | 0.14793
39541 | 3.9 | 0.8 | 365 | 3.5421 | 0.70016 | 4 | 0.24229
50533 | 6.3 | 1 | 365 | 7.1524 | 0.6061 | 7 | 0.75847
52528 | 552.96 | 0.9 | 365 | 564.9959 | 0.75859 | 565 | 0.75454
62252 | 67.925 | 0.9 | 365 | 69.4035 | 0.65635 | 70 | 0.059837
64558 | 189 | 0.7 | 365 | 150.1997 | 0.72814 | 150 | 0.9278
69624 | 4.2 | 0.8 | 365 | 3.8146 | 0.52325 | 4 | 0.33785
70102 | 13.8 | 0.8 | 365 | 12.5337 | 0.86212 | 13 | 0.39579
70308 | 6.72 | 0.8 | 365 | 6.1034 | 0.43721 | 6 | 0.54056
70423 | 8.7 | 0.8 | 365 | 7.9017 | 0.8696 | 8 | 0.77126
70427 | 6.6 | 0.8 | 365 | 5.9944 | 0.10797 | 6 | 0.10233
70718 | 5.035 | 1 | 365 | 5.7162 | 0.26773 | 5 | 0.98395
70719 | 12.285 | 0.8 | 365 | 11.1577 | 0.70552 | 11 | 0.86321
70750 | 5.1 | 0.8 | 365 | 4.632 | 0.99252 | 5 | 0.62453
70751 | 5.7 | 0.8 | 365 | 5.1769 | 0.6387 | 5 | 0.81565
70752 | 9 | 0.8 | 365 | 8.1741 | 0.69269 | 8 | 0.86682
70887 | 14.04 | 0.8 | 365 | 12.7516 | 0.52059 | 13 | 0.27224
71049 | 3.3 | 0.8 | 365 | 2.9972 | 0.053986 | 3 | 0.051167
71135 | 7.695 | 1 | 365 | 8.7361 | 0.39031 | 9 | 0.12641
71182 | 5.04 | 0.8 | 365 | 4.5775 | 0.82791 | 5 | 0.40542
71227 | 9.63 | 0.8 | 365 | 8.7463 | 0.42118 | 9 | 0.1675
71240 | 6.89 | 0.8 | 365 | 6.2578 | 0.90362 | 7 | 0.16138
71246 | 3.3 | 0.8 | 365 | 2.9972 | 0.053986 | 3 | 0.051167
71354 | 3.6 | 0.8 | 365 | 3.2697 | 0.87708 | 4 | 0.14673
71358 | 6.6 | 0.8 | 365 | 5.9944 | 0.10797 | 6 | 0.10233
71359 | 11.96 | 0.8 | 365 | 10.8625 | 0.81384 | 11 | 0.67635
71361 | 1.89 | 0.8 | 365 | 1.7166 | 0.18546 | 1 | 0.90203
71462 | 11.685 | 0.8 | 365 | 10.6127 | 0.05934 | 10 | 0.67209
71465 | 6.67 | 0.8 | 365 | 6.0579 | 0.30003 | 6 | 0.35796
71483 | 6.72 | 0.8 | 365 | 6.1034 | 0.43721 | 6 | 0.54056
71487 | 3.36 | 0.8 | 365 | 3.0517 | 0.2186 | 3 | 0.27028
71523 | 6.21 | 0.8 | 365 | 5.6402 | 0.037955 | 5 | 0.67811
71529 | 9.81 | 0.8 | 365 | 8.9098 | 0.91503 | 9 | 0.82483
71556 | 7.56 | 1 | 365 | 8.5828 | 0.92732 | 9 | 0.51016
71573 | 6.3 | 0.8 | 365 | 5.7219 | 0.28488 | 6 | 0.0067734
71637 | 6.095 | 1 | 365 | 6.9196 | 0.90305 | 7 | 0.82268
71640 | 9.6 | 0.8 | 365 | 8.7191 | 0.33887 | 9 | 0.05794
71646 | 5.67 | 0.8 | 365 | 5.1497 | 0.55639 | 5 | 0.7061
71650 | 6 | 0.8 | 365 | 5.4494 | 0.46179 | 5 | 0.91121
71665 | 7.875 | 0.8 | 365 | 7.1524 | 0.6061 | 7 | 0.75847
71687 | 7 | 0.8 | 365 | 6.3577 | 0.20542 | 6 | 0.56308
71708 | 7.905 | 1 | 365 | 8.9745 | 0.11051 | 9 | 0.085029
71770 | 4.48 | 0.8 | 365 | 4.0689 | 0.29147 | 4 | 0.36037
71772 | 13.455 | 0.8 | 365 | 12.2203 | 0.91557 | 13 | 0.13589
71773 | 8.04 | 0.8 | 365 | 7.3022 | 0.058801 | 7 | 0.36103
71774 | 2.88 | 0.8 | 365 | 2.6157 | 0.90166 | 3 | 0.51738
71778 | 5.98 | 0.8 | 365 | 5.4313 | 0.40692 | 5 | 0.83818
71779 | 2.34 | 0.8 | 365 | 2.1253 | 0.4201 | 2 | 0.54537
71784 | 5.51 | 0.8 | 365 | 5.0044 | 0.11741 | 5 | 0.1218
71785 | 5 | 0.8 | 365 | 4.5412 | 0.71816 | 5 | 0.25934
71786 | 12.48 | 1 | 365 | 14.1685 | 0.80066 | 14 | 0.96915
71787 | 5.04 | 0.8 | 365 | 4.5775 | 0.82791 | 5 | 0.40542
71788 | 7.92 | 0.8 | 365 | 7.1932 | 0.72957 | 7 | 0.9228
71789 | 6.7 | 0.8 | 365 | 6.0852 | 0.38233 | 6 | 0.46752
71790 | 6.6 | 0.8 | 365 | 5.9944 | 0.10797 | 6 | 0.10233
71791 | 6.05 | 0.8 | 365 | 5.4948 | 0.59897 | 6 | 0.093806
71792 | 6.1 | 0.8 | 365 | 5.5402 | 0.73616 | 6 | 0.2764
71793 | 6.08 | 0.8 | 365 | 5.5221 | 0.68128 | 6 | 0.20336
71794 | 12 | 0.8 | 365 | 10.8988 | 0.92358 | 11 | 0.82243
71796 | 8.64 | 0.8 | 365 | 7.8472 | 0.70498 | 8 | 0.55215
71799 | 5.7 | 0.8 | 365 | 5.1769 | 0.6387 | 5 | 0.81565
71800 | 7.685 | 0.8 | 365 | 6.9798 | 0.084812 | 7 | 0.064612
71801 | 3.6 | 0.8 | 365 | 3.2697 | 0.87708 | 4 | 0.14673
71802 | 10.24 | 0.8 | 365 | 9.3003 | 0.094792 | 9 | 0.39514
71803 | 4.29 | 0.8 | 365 | 3.8963 | 0.77018 | 4 | 0.66652
71804 | 8.1 | 0.8 | 365 | 7.3567 | 0.22342 | 7 | 0.58014
71805 | 7.521 | 0.8 | 365 | 6.8308 | 0.63486 | 7 | 0.46571
71807 | 12.075 | 0.8 | 365 | 10.967 | 0.12936 | 11 | 0.096316
71808 | 6.48 | 0.8 | 365 | 5.8854 | 0.77874 | 6 | 0.66411
71809 | 11.04 | 0.8 | 365 | 10.0269 | 0.2897 | 10 | 0.31663
71810 | 9 | 0.8 | 365 | 8.1741 | 0.69269 | 8 | 0.86682
71811 | 10.24 | 0.8 | 365 | 9.3003 | 0.094792 | 9 | 0.39514
71812 | 4.485 | 0.8 | 365 | 4.0734 | 0.30519 | 4 | 0.37863
71814 | 9.24 | 0.8 | 365 | 8.3921 | 0.35116 | 8 | 0.74327
71815 | 6.44 | 0.8 | 365 | 5.849 | 0.66899 | 6 | 0.51804
71816 | 4.06 | 0.8 | 365 | 3.6874 | 0.13915 | 3 | 0.82659
71818 | 10.08 | 0.8 | 365 | 9.155 | 0.65581 | 9 | 0.81084
71819 | 7.84 | 0.8 | 365 | 7.1206 | 0.51007 | 7 | 0.63065
71820 | 5.04 | 0.8 | 365 | 4.5775 | 0.82791 | 5 | 0.40542
71821 | 3.15 | 0.8 | 365 | 2.8609 | 0.64244 | 3 | 0.50339
71822 | 7.194 | 0.8 | 365 | 6.5339 | 0.73769 | 7 | 0.27154
71823 | 9.28 | 0.8 | 365 | 8.4284 | 0.4609 | 8 | 0.88934
71824 | 6.405 | 0.8 | 365 | 5.8173 | 0.57296 | 6 | 0.39022
71826 | 7.56 | 0.8 | 365 | 6.8663 | 0.74186 | 7 | 0.60813
71828 | 6.1 | 0.8 | 365 | 5.5402 | 0.73616 | 6 | 0.2764
71831 | 9.45 | 0.8 | 365 | 8.5828 | 0.92732 | 9 | 0.51016
71833 | 6.4 | 0.8 | 365 | 5.8127 | 0.55924 | 6 | 0.37196
71834 | 2.12 | 0.8 | 365 | 1.9255 | 0.8165 | 2 | 0.74196
71835 | 7.56 | 0.8 | 365 | 6.8663 | 0.74186 | 7 | 0.60813
71836 | 6.44 | 0.8 | 365 | 5.849 | 0.66899 | 6 | 0.51804
71837 | 3.9 | 0.8 | 365 | 3.5421 | 0.70016 | 4 | 0.24229
71839 | 13.515 | 0.8 | 365 | 12.2748 | 0.080186 | 12 | 0.35501
71840 | 12.24 | 0.8 | 365 | 11.1168 | 0.58206 | 11 | 0.69887
71843 | 5.04 | 0.8 | 365 | 4.5775 | 0.82791 | 5 | 0.40542
71844 | 6.615 | 0.8 | 365 | 6.008 | 0.14913 | 6 | 0.15711
71845 | 8 | 0.8 | 365 | 7.2659 | 0.94906 | 8 | 0.21495
71846 | 8.99 | 0.8 | 365 | 8.165 | 0.66525 | 8 | 0.8303
71847 | 5.52 | 0.8 | 365 | 5.0135 | 0.14485 | 5 | 0.15832
71848 | 8.25 | 0.8 | 365 | 7.493 | 0.63496 | 8 | 0.12792
71849 | 6.48 | 0.8 | 365 | 5.8854 | 0.77874 | 6 | 0.66411
71851 | 11.16 | 0.8 | 365 | 10.1359 | 0.61893 | 10 | 0.75486
71852 | 1.16 | 0.8 | 365 | 1.0536 | 0.18261 | 1 | 0.23617
71853 | 6.875 | 0.8 | 365 | 6.2441 | 0.86247 | 7 | 0.1066
71855 | 8.06 | 0.8 | 365 | 7.3204 | 0.11367 | 7 | 0.43406
71856 | 9.35 | 0.8 | 365 | 8.492 | 0.65296 | 9 | 0.14497
71858 | 6.09 | 0.8 | 365 | 5.5312 | 0.70872 | 6 | 0.23988
71860 | 6.9 | 0.8 | 365 | 6.2668 | 0.93106 | 7 | 0.19789
71862 | 10.08 | 0.8 | 365 | 9.155 | 0.65581 | 9 | 0.81084
71863 | 10.44 | 0.8 | 365 | 9.482 | 0.64352 | 10 | 0.12551
71864 | 6.93 | 0.8 | 365 | 6.2941 | 0.01337 | 6 | 0.30745
71865 | 7.5 | 0.8 | 365 | 6.8118 | 0.57724 | 7 | 0.38902
71867 | 4.48 | 0.8 | 365 | 4.0689 | 0.29147 | 4 | 0.36037
71874 | 8.28 | 0.8 | 365 | 7.5202 | 0.71727 | 8 | 0.23747
71876 | 4.845 | 1 | 365 | 5.5005 | 0.61612 | 6 | 0.11663
71877 | 5.32 | 0.8 | 365 | 4.8318 | 0.59612 | 5 | 0.42794
71878 | 3.64 | 0.8 | 365 | 3.306 | 0.98682 | 4 | 0.2928
71879 | 6.89 | 0.8 | 365 | 6.2578 | 0.90362 | 7 | 0.16138
71882 | 10.92 | 0.8 | 365 | 9.9179 | 0.96046 | 10 | 0.87841
71884 | 4.48 | 0.8 | 365 | 4.0689 | 0.29147 | 4 | 0.36037
71885 | 3.64 | 0.8 | 365 | 3.306 | 0.98682 | 4 | 0.2928
71886 | 4.64 | 0.8 | 365 | 4.2142 | 0.73045 | 4 | 0.94467
71890 | 5.98 | 0.8 | 365 | 5.4313 | 0.40692 | 5 | 0.83818
71891 | 2.61 | 0.8 | 365 | 2.3705 | 0.16088 | 2 | 0.53138
71892 | 11.61 | 0.8 | 365 | 10.5446 | 0.85357 | 11 | 0.3982
71894 | 9.9 | 0.8 | 365 | 8.9915 | 0.16196 | 9 | 0.1535
71898 | 7.56 | 0.8 | 365 | 6.8663 | 0.74186 | 7 | 0.60813
71900 | 6.16 | 0.8 | 365 | 5.5947 | 0.90077 | 6 | 0.49551
71901 | 13.23 | 0.8 | 365 | 12.016 | 0.29825 | 12 | 0.31422
71904 | 3.92 | 0.8 | 365 | 3.5603 | 0.75504 | 4 | 0.31533
71905 | 3.6 | 0.8 | 365 | 3.2697 | 0.87708 | 4 | 0.14673
71906 | 10.92 | 0.8 | 365 | 9.9179 | 0.96046 | 10 | 0.87841
71908 | 8.7 | 0.8 | 365 | 7.9017 | 0.8696 | 8 | 0.77126
71910 | 9.01 | 0.8 | 365 | 8.1832 | 0.72012 | 8 | 0.90334
71911 | 5.6 | 0.8 | 365 | 5.0861 | 0.36434 | 5 | 0.45047
71913 | 12.15 | 0.8 | 365 | 11.0351 | 0.33513 | 11 | 0.37021
71915 | 2.52 | 0.8 | 365 | 2.2888 | 0.91395 | 3 | 0.20271
71927 | 6.44 | 0.8 | 365 | 5.849 | 0.66899 | 6 | 0.51804
71928 | 5.04 | 0.8 | 365 | 4.5775 | 0.82791 | 5 | 0.40542
71929 | 4.27 | 0.8 | 365 | 3.8782 | 0.71531 | 4 | 0.59348
71931 | 4.88 | 0.8 | 365 | 4.4322 | 0.38892 | 4 | 0.82112
71932 | 14.84 | 0.8 | 365 | 13.4782 | 0.7155 | 14 | 0.19373
71934 | 7.93 | 0.8 | 365 | 7.2023 | 0.757 | 7 | 0.95932
71935 | 10.15 | 0.8 | 365 | 9.2186 | 0.84786 | 10 | 0.066468
71936 | 6.44 | 0.8 | 365 | 5.849 | 0.66899 | 6 | 0.51804
71937 | 7.26 | 0.8 | 365 | 6.5938 | 0.91877 | 7 | 0.51257
71938 | 4.575 | 0.8 | 365 | 4.1552 | 0.55212 | 4 | 0.7073
71940 | 24.79 | 0.8 | 365 | 22.5152 | 0.014637 | 22 | 0.52983
71942 | 6.72 | 0.8 | 365 | 6.1034 | 0.43721 | 6 | 0.54056
71943 | 9.15 | 0.8 | 365 | 8.3104 | 0.10423 | 8 | 0.4146
71945 | 9.8 | 0.8 | 365 | 8.9007 | 0.88759 | 9 | 0.78831
71949 | 6.44 | 0.8 | 365 | 5.849 | 0.66899 | 6 | 0.51804
71951 | 2.8 | 0.8 | 365 | 2.5431 | 0.68217 | 3 | 0.22523
71952 | 9.145 | 0.8 | 365 | 8.3058 | 0.090515 | 8 | 0.39634
71953 | 7.28 | 0.8 | 365 | 6.612 | 0.97364 | 7 | 0.5856
71955 | 9.12 | 0.8 | 365 | 8.2831 | 0.021924 | 8 | 0.30504
71956 | 3.77 | 0.8 | 365 | 3.4241 | 0.34349 | 3 | 0.76755
71958 | 3.6 | 0.8 | 365 | 3.2697 | 0.87708 | 4 | 0.14673
71960 | 9.15 | 0.8 | 365 | 8.3104 | 0.10423 | 8 | 0.4146
71961 | 6.405 | 0.8 | 365 | 5.8173 | 0.57296 | 6 | 0.39022
71966 | 19.32 | 0.8 | 365 | 17.5471 | 0.0069702 | 17 | 0.55411
71973 | 6 | 0.8 | 365 | 5.4494 | 0.46179 | 5 | 0.91121
71974 | 5.4 | 0.8 | 365 | 4.9045 | 0.81561 | 5 | 0.72009
71977 | 6.96 | 0.8 | 365 | 6.3213 | 0.095679 | 6 | 0.41701
71978 | 4.05 | 0.8 | 365 | 3.6784 | 0.11171 | 3 | 0.79007
71980 | 5.94 | 0.8 | 365 | 5.3949 | 0.29717 | 5 | 0.6921
71981 | 7.5 | 0.8 | 365 | 6.8118 | 0.57724 | 7 | 0.38902
71982 | 3.92 | 0.8 | 365 | 3.5603 | 0.75504 | 4 | 0.31533
71983 | 4.2 | 0.8 | 365 | 3.8146 | 0.52325 | 4 | 0.33785
71984 | 5.4 | 0.8 | 365 | 4.9045 | 0.81561 | 5 | 0.72009
71986 | 6 | 0.8 | 365 | 5.4494 | 0.46179 | 5 | 0.91121
71987 | 2.4 | 0.8 | 365 | 2.1798 | 0.58472 | 2 | 0.76449
71989 | 12.9 | 0.8 | 365 | 11.7163 | 0.39285 | 12 | 0.10911
71992 | 13.8 | 0.8 | 365 | 12.5337 | 0.86212 | 13 | 0.39579
71994 | 13.2 | 0.8 | 365 | 11.9887 | 0.21594 | 12 | 0.20467
71995 | 3.24 | 0.8 | 365 | 2.9427 | 0.88937 | 3 | 0.83205
71997 | 7.84 | 0.8 | 365 | 7.1206 | 0.51007 | 7 | 0.63065
71998 | 4.32 | 0.8 | 365 | 3.9236 | 0.85249 | 4 | 0.77607
71999 | 4.06 | 0.8 | 365 | 3.6874 | 0.13915 | 3 | 0.82659
72000 | 5.6 | 0.8 | 365 | 5.0861 | 0.36434 | 5 | 0.45047
72001 | 8.71 | 0.8 | 365 | 7.9107 | 0.89703 | 8 | 0.80778
72003 | 9.1 | 0.8 | 365 | 8.265 | 0.96705 | 9 | 0.23201
72004 | 5.04 | 0.8 | 365 | 4.5775 | 0.82791 | 5 | 0.40542
72005 | 8.12 | 0.8 | 365 | 7.3749 | 0.27829 | 7 | 0.65317
71738 | 8.68 | 0.8 | 365 | 7.8835 | 0.81473 | 8 | 0.69822
71797 | 10.05 | 0.8 | 365 | 9.1278 | 0.5735 | 9 | 0.70128
71996 | 8.68 | 0.8 | 365 | 7.8835 | 0.81473 | 8 | 0.69822
63130 | 581.4 | 0.7 | 365 | 462.0428 | 0.75419 | 462 | 0.79696
71795 | 9.9 | 0.8 | 365 | 8.9915 | 0.16196 | 9 | 0.1535
71798 | 8.625 | 0.8 | 365 | 7.8335 | 0.66383 | 8 | 0.49737
71857 | 8.99 | 0.8 | 365 | 8.165 | 0.66525 | 8 | 0.8303
71889 | 4.2 | 0.8 | 365 | 3.8146 | 0.52325 | 4 | 0.33785
71959 | 8.4 | 0.8 | 365 | 7.6292 | 0.046509 | 7 | 0.6757
71664 | 5.886 | 0.8 | 365 | 5.3459 | 0.14902 | 5 | 0.4949
70113 | 2.925 | 0.8 | 365 | 2.6566 | 0.025124 | 2 | 0.68172
70404 | 4.55 | 0.8 | 365 | 4.1325 | 0.48353 | 4 | 0.616
70721 | 11.7 | 0.8 | 365 | 10.6264 | 0.10049 | 10 | 0.72686
70903 | 8.45 | 0.8 | 365 | 7.6746 | 0.18369 | 7 | 0.85829
70980 | 7.475 | 0.8 | 365 | 6.7891 | 0.50865 | 7 | 0.29772
71023 | 6.5 | 0.8 | 365 | 5.9035 | 0.83361 | 6 | 0.73715
71705 | 11.05 | 0.8 | 365 | 10.036 | 0.31713 | 10 | 0.35315
71747 | 9.1 | 0.8 | 365 | 8.265 | 0.96705 | 9 | 0.23201
71988 | 11.05 | 0.8 | 365 | 10.036 | 0.31713 | 10 | 0.35315
64562 | 126 | 0.7 | 365 | 100.1331 | 0.48543 | 100 | 0.61854
72008 | 10.56 | 0.8 | 365 | 9.591 | 0.97275 | 10 | 0.56373
72006 | 11.4 | 0.8 | 365 | 10.3539 | 0.2774 | 10 | 0.6313
72010 | 7 | 0.8 | 365 | 6.3577 | 0.20542 | 6 | 0.56308
72009 | 7.125 | 0.8 | 365 | 6.4712 | 0.54838 | 7 | 0.019565
72011 | 6.96 | 0.8 | 365 | 6.3213 | 0.095679 | 6 | 0.41701
72012 | 8.265 | 0.8 | 365 | 7.5066 | 0.67612 | 8 | 0.1827
72013 | 9.625 | 0.8 | 365 | 8.7418 | 0.40746 | 9 | 0.14924
72014 | 6.27 | 0.8 | 365 | 5.6946 | 0.20257 | 5 | 0.89722
72015 | 20.7 | 0.8 | 365 | 18.8005 | 0.79318 | 19 | 0.59368
34775 | 47 | 0.7 | 365 | 37.3512 | 0.83187 | 38 | 0.1831
71832 | 2.943 | 0.8 | 365 | 2.6729 | 0.074509 | 2 | 0.74745
72016 | 2.24 | 0.8 | 365 | 2.0345 | 0.14574 | 2 | 0.18019
71339 | 2.925 | 0.8 | 365 | 2.6566 | 0.025124 | 2 | 0.68172
72017 | 5.32 | 0.8 | 365 | 4.8318 | 0.59612 | 5 | 0.42794
71343 | 7.8 | 0.8 | 365 | 7.0842 | 0.40033 | 7 | 0.48458
72018 | 6.44 | 0.8 | 365 | 5.849 | 0.66899 | 6 | 0.51804
71351 | 13.16 | 0.8 | 365 | 11.9524 | 0.1062 | 12 | 0.058593
71461 | 14 | 0.8 | 365 | 12.7153 | 0.41085 | 13 | 0.12616
71467 | 3.12 | 0.8 | 365 | 2.8337 | 0.56013 | 3 | 0.39383
71479 | 4.5 | 0.8 | 365 | 4.0871 | 0.34634 | 4 | 0.43341
71482 | 8.4 | 0.8 | 365 | 7.6292 | 0.046509 | 7 | 0.6757
71484 | 9.75 | 0.8 | 365 | 8.8553 | 0.75041 | 9 | 0.60572
72019 | 6.67 | 0.8 | 365 | 6.0579 | 0.30003 | 6 | 0.35796
71701 | 12.1 | 0.8 | 365 | 10.9897 | 0.19795 | 11 | 0.18761
72021 | 6.325 | 0.8 | 365 | 5.7446 | 0.35347 | 6 | 0.09807
72022 | 9 | 0.8 | 365 | 8.1741 | 0.69269 | 8 | 0.86682
72025 | 13.5 | 1 | 365 | 15.3265 | 0.29879 | 15 | 0.62529
70374 | 10.56 | 0.8 | 365 | 9.591 | 0.97275 | 10 | 0.56373
71830 | 8.4 | 0.8 | 365 | 7.6292 | 0.046509 | 7 | 0.6757
71781 | 9.3 | 0.8 | 365 | 8.4466 | 0.51578 | 8 | 0.96238
71739 | 6.5 | 0.8 | 365 | 5.9035 | 0.83361 | 6 | 0.73715
71733 | 5.46 | 0.8 | 365 | 4.959 | 0.98023 | 5 | 0.9392
71721 | 6.5 | 0.8 | 365 | 5.9035 | 0.83361 | 6 | 0.73715
71363 | 4.2 | 0.8 | 365 | 3.8146 | 0.52325 | 4 | 0.33785
71355 | 13.5 | 0.8 | 365 | 12.2612 | 0.039032 | 12 | 0.30023
71333 | 3.92 | 0.8 | 365 | 3.5603 | 0.75504 | 4 | 0.31533
71210 | 5.85 | 0.8 | 365 | 5.3132 | 0.050247 | 5 | 0.36343
47649 | 24.84 | 0.8 | 365 | 22.5606 | 0.15182 | 22 | 0.71242
71350 | 4.5 | 0.8 | 365 | 4.0871 | 0.34634 | 4 | 0.43341
71167 | 11.772 | 0.8 | 365 | 10.6918 | 0.29804 | 10 | 0.9898
72026 | 5.12 | 0.8 | 365 | 4.6502 | 0.047396 | 4 | 0.69757
72027 | 11.34 | 0.8 | 365 | 10.2994 | 0.11279 | 10 | 0.41219
72029 | 3.96 | 0.8 | 365 | 3.5966 | 0.86478 | 4 | 0.4614
72032 | 5.85 | 0.8 | 365 | 5.3132 | 0.050247 | 5 | 0.36343
72033 | 4.2 | 0.8 | 365 | 3.8146 | 0.52325 | 4 | 0.33785
34320 | 2378.88 | 1 | 365 | 2700.7329 | 0.46412 | 2701 | 0.19706
67286 | 9.275 | 1 | 365 | 10.5299 | 0.80898 | 11 | 0.33885
72034 | 3.64 | 0.8 | 365 | 3.306 | 0.98682 | 4 | 0.2928
72035 | 8.12 | 0.8 | 365 | 7.3749 | 0.27829 | 7 | 0.65317
72036 | 5.6 | 0.8 | 365 | 5.0861 | 0.36434 | 5 | 0.45047
72037 | 7.54 | 0.8 | 365 | 6.8481 | 0.68699 | 7 | 0.53509
72038 | 6.095 | 0.8 | 365 | 5.5357 | 0.72244 | 6 | 0.25814
72039 | 4.2 | 0.8 | 365 | 3.8146 | 0.52325 | 4 | 0.33785
71564 | 6.5 | 0.8 | 365 | 5.9035 | 0.83361 | 6 | 0.73715
71970 | 5.04 | 0.8 | 365 | 4.5775 | 0.82791 | 5 | 0.40542
72040 | 4.8 | 0.8 | 365 | 4.3595 | 0.16943 | 4 | 0.52897
72041 | 8.32 | 0.8 | 365 | 7.5565 | 0.82702 | 8 | 0.38355
72042 | 11.7 | 0.8 | 365 | 10.6264 | 0.10049 | 10 | 0.72686
72043 | 10.8 | 0.8 | 365 | 9.809 | 0.63123 | 10 | 0.44018
72370 | 6 | 0.8 | 365 | 5.4494 | 0.46179 | 5 | 0.91121
71941 | 6.67 | 0.8 | 365 | 6.0579 | 0.30003 | 6 | 0.35796
71948 | 10.675 | 0.8 | 365 | 9.6954 | 0.28827 | 9 | 0.9837
71964 | 6.1 | 0.8 | 365 | 5.5402 | 0.73616 | 6 | 0.2764
71967 | 9.735 | 0.8 | 365 | 8.8417 | 0.70926 | 9 | 0.55094
71969 | 4.575 | 0.8 | 365 | 4.1552 | 0.55212 | 4 | 0.7073
72045 | 5.04 | 0.8 | 365 | 4.5775 | 0.82791 | 5 | 0.40542
72371 | 7.95 | 1 | 365 | 9.0256 | 0.26484 | 9 | 0.29045
72372 | 3.18 | 1 | 365 | 3.6102 | 0.90594 | 4 | 0.51618
72374 | 6.36 | 1 | 365 | 7.2205 | 0.81187 | 8 | 0.032357
72053 | 7.695 | 0.8 | 365 | 6.9889 | 0.11225 | 7 | 0.10113
72375 | 8.48 | 1 | 365 | 9.6273 | 0.082499 | 9 | 0.70981
72054 | 5.76 | 0.8 | 365 | 5.2314 | 0.80332 | 6 | 0.034764
72055 | 13.2 | 0.8 | 365 | 11.9887 | 0.21594 | 12 | 0.20467
72190 | 11.055 | 0.8 | 365 | 10.0406 | 0.33085 | 10 | 0.37141
72186 | 7.2 | 0.8 | 365 | 6.5393 | 0.75415 | 7 | 0.29346
72220 | 10.05 | 0.8 | 365 | 9.1278 | 0.5735 | 9 | 0.70128
72250 | 4.48 | 0.8 | 365 | 4.0689 | 0.29147 | 4 | 0.36037
72242 | 7.37 | 0.8 | 365 | 6.6937 | 0.22057 | 6 | 0.91427
72056 | 6.93 | 0.8 | 365 | 6.2941 | 0.01337 | 6 | 0.30745
72058 | 8.71 | 0.8 | 365 | 7.9107 | 0.89703 | 8 | 0.80778
72378 | 6.72 | 0.8 | 365 | 6.1034 | 0.43721 | 6 | 0.54056
72377 | 5.355 | 0.8 | 365 | 4.8636 | 0.69215 | 5 | 0.55576
72379 | 3.36 | 0.8 | 365 | 3.0517 | 0.2186 | 3 | 0.27028
72381 | 7.54 | 1 | 365 | 8.5601 | 0.85873 | 9 | 0.41886
72252 | 11.07 | 0.8 | 365 | 10.0542 | 0.37201 | 10 | 0.42619
72382 | 7.56 | 0.8 | 365 | 6.8663 | 0.74186 | 7 | 0.60813
70490 | 5.52 | 0.8 | 365 | 5.0135 | 0.14485 | 5 | 0.15832
72383 | 5.225 | 0.8 | 365 | 4.7455 | 0.33548 | 5 | 0.081014
72384 | 8.75 | 0.8 | 365 | 7.9471 | 0.00678 | 7 | 0.95385
72385 | 7.36 | 0.8 | 365 | 6.6846 | 0.19313 | 6 | 0.87775
72061 | 3.135 | 0.8 | 365 | 2.8473 | 0.60129 | 3 | 0.44861
72386 | 6.08 | 0.8 | 365 | 5.5221 | 0.68128 | 6 | 0.20336
72063 | 10.36 | 0.8 | 365 | 9.4093 | 0.42403 | 9 | 0.83336
72387 | 8.12 | 0.8 | 365 | 7.3749 | 0.27829 | 7 | 0.65317
72388 | 5.04 | 0.8 | 365 | 4.5775 | 0.82791 | 5 | 0.40542
72044 | 8.375 | 0.8 | 365 | 7.6065 | 0.97792 | 8 | 0.5844
72389 | 6.625 | 1 | 365 | 7.5213 | 0.7207 | 8 | 0.24204
72062 | 16.2 | 0.8 | 365 | 14.7134 | 0.44684 | 15 | 0.16027
72369 | 6.095 | 1 | 365 | 6.9196 | 0.90305 | 7 | 0.82268
72368 | 4.68 | 1 | 365 | 5.3132 | 0.050247 | 5 | 0.36343
72366 | 7.8 | 0.8 | 365 | 7.0842 | 0.40033 | 7 | 0.48458
72064 | 8.68 | 0.8 | 365 | 7.8835 | 0.81473 | 8 | 0.69822
72367 | 12.19 | 1 | 365 | 13.8393 | 0.80609 | 14 | 0.64535
72365 | 3.71 | 1 | 365 | 4.2119 | 0.72359 | 4 | 0.93554
72065 | 11.73 | 0.8 | 365 | 10.6536 | 0.1828 | 10 | 0.83642
72363 | 8.48 | 1 | 365 | 9.6273 | 0.082499 | 9 | 0.70981
72361 | 11.13 | 1 | 365 | 12.6358 | 0.17078 | 12 | 0.80662
72360 | 6.3 | 0.8 | 365 | 5.7219 | 0.28488 | 6 | 0.0067734
72359 | 9.01 | 1 | 365 | 10.229 | 0.90016 | 11 | 0.12917
72357 | 5.3 | 1 | 365 | 6.0171 | 0.17656 | 6 | 0.19363
72356 | 3.71 | 1 | 365 | 4.2119 | 0.72359 | 4 | 0.93554
72355 | 9.6 | 0.8 | 365 | 8.7191 | 0.33887 | 9 | 0.05794
72354 | 5.67 | 0.8 | 365 | 5.1497 | 0.55639 | 5 | 0.7061
72353 | 7.42 | 1 | 365 | 8.4239 | 0.44719 | 8 | 0.87108
72352 | 8.745 | 1 | 365 | 9.9282 | 0.99133 | 10 | 0.91949
72351 | 4.505 | 1 | 365 | 5.1145 | 0.45008 | 5 | 0.56459
72350 | 4.77 | 1 | 365 | 5.4154 | 0.35891 | 5 | 0.77427
72068 | 8.64 | 0.8 | 365 | 7.8472 | 0.70498 | 8 | 0.55215
72347 | 7.28 | 0.8 | 365 | 6.612 | 0.97364 | 7 | 0.5856
72346 | 6.16 | 0.8 | 365 | 5.5947 | 0.90077 | 6 | 0.49551
72345 | 3.71 | 1 | 365 | 4.2119 | 0.72359 | 4 | 0.93554
71230 | 9.76 | 0.8 | 365 | 8.8644 | 0.77785 | 9 | 0.64224
72344 | 6.16 | 0.8 | 365 | 5.5947 | 0.90077 | 6 | 0.49551
72070 | 9.8 | 0.8 | 365 | 8.9007 | 0.88759 | 9 | 0.78831
72343 | 5.695 | 0.8 | 365 | 5.1724 | 0.62498 | 5 | 0.79739
54591 | 65.975 | 0.7 | 365 | 52.4308 | 0.38473 | 52 | 0.81554
72071 | 12.04 | 0.8 | 365 | 10.9352 | 0.033329 | 10 | 0.9685
72342 | 5.025 | 0.8 | 365 | 4.5639 | 0.78675 | 5 | 0.35064
72341 | 10.72 | 0.8 | 365 | 9.7363 | 0.41174 | 10 | 0.14803
72072 | 3.12 | 0.8 | 365 | 2.8337 | 0.56013 | 3 | 0.39383
72340 | 11.34 | 0.8 | 365 | 10.2994 | 0.11279 | 10 | 0.41219
72339 | 8.54 | 0.8 | 365 | 7.7563 | 0.43062 | 8 | 0.18696
72073 | 10.64 | 0.8 | 365 | 9.6636 | 0.19224 | 9 | 0.85588
72338 | 11.88 | 0.8 | 365 | 10.7899 | 0.59435 | 11 | 0.3842
72337 | 23.18 | 0.8 | 365 | 21.0529 | 0.59739 | 21 | 0.65032
72075 | 4.5 | 0.8 | 365 | 4.0871 | 0.34634 | 4 | 0.43341
72336 | 8.48 | 0.8 | 365 | 7.7018 | 0.266 | 7 | 0.96785
71780 | 10.2 | 0.8 | 365 | 9.264 | 0.98505 | 10 | 0.24906
71415 | 6.6 | 0.8 | 365 | 5.9944 | 0.10797 | 6 | 0.10233
72078 | 3.9 | 0.8 | 365 | 3.5421 | 0.70016 | 4 | 0.24229
72079 | 6.825 | 0.8 | 365 | 6.1987 | 0.72529 | 6 | 0.924
72080 | 3.18 | 0.8 | 365 | 2.8882 | 0.72475 | 3 | 0.61294
72082 | 9.6 | 0.8 | 365 | 8.7191 | 0.33887 | 9 | 0.05794
72086 | 4.86 | 0.8 | 365 | 4.414 | 0.33405 | 4 | 0.74808
72085 | 4.59 | 0.8 | 365 | 4.1688 | 0.59327 | 4 | 0.76208
72087 | 5.04 | 0.8 | 365 | 4.5775 | 0.82791 | 5 | 0.40542
72088 | 4.77 | 0.8 | 365 | 4.3323 | 0.087125 | 4 | 0.41941
72090 | 5.7 | 0.8 | 365 | 5.1769 | 0.6387 | 5 | 0.81565
72093 | 10.92 | 0.8 | 365 | 9.9179 | 0.96046 | 10 | 0.87841
72094 | 5.88 | 0.8 | 365 | 5.3404 | 0.13256 | 5 | 0.47299
72096 | 2.24 | 0.8 | 365 | 2.0345 | 0.14574 | 2 | 0.18019
72097 | 9.6 | 0.8 | 365 | 8.7191 | 0.33887 | 9 | 0.05794
72069 | 10.54 | 0.8 | 365 | 9.5728 | 0.91788 | 10 | 0.4907
72099 | 3.36 | 0.8 | 365 | 3.0517 | 0.2186 | 3 | 0.27028
72101 | 8.12 | 0.8 | 365 | 7.3749 | 0.27829 | 7 | 0.65317
72103 | 8.4 | 0.8 | 365 | 7.6292 | 0.046509 | 7 | 0.6757
72105 | 7.56 | 0.8 | 365 | 6.8663 | 0.74186 | 7 | 0.60813
72106 | 4.2 | 0.8 | 365 | 3.8146 | 0.52325 | 4 | 0.33785
72107 | 4.2 | 0.8 | 365 | 3.8146 | 0.52325 | 4 | 0.33785
72110 | 6.875 | 0.8 | 365 | 6.2441 | 0.86247 | 7 | 0.1066
72108 | 9.045 | 0.8 | 365 | 8.215 | 0.81615 | 9 | 0.031153
72112 | 7.32 | 0.8 | 365 | 6.6483 | 0.083386 | 6 | 0.73168
35463 | 2257.2 | 0.9 | 365 | 2306.3311 | 0.041919 | 2306 | 0.37304
72109 | 2.17 | 0.8 | 365 | 1.9709 | 0.95368 | 2 | 0.92456
72113 | 6.72 | 0.8 | 365 | 6.1034 | 0.43721 | 6 | 0.54056
72119 | 4.55 | 0.8 | 365 | 4.1325 | 0.48353 | 4 | 0.616
72116 | 6.44 | 0.8 | 365 | 5.849 | 0.66899 | 6 | 0.51804
72120 | 12 | 0.8 | 365 | 10.8988 | 0.92358 | 11 | 0.82243
72122 | 11.44 | 0.8 | 365 | 10.3902 | 0.38715 | 10 | 0.77738
72125 | 11 | 0.8 | 365 | 9.9906 | 0.17995 | 10 | 0.17056
72132 | 4.8 | 0.8 | 365 | 4.3595 | 0.16943 | 4 | 0.52897
72126 | 11.1 | 0.8 | 365 | 10.0814 | 0.45432 | 10 | 0.53574
72127 | 9.35 | 0.8 | 365 | 8.492 | 0.65296 | 9 | 0.14497
72128 | 8.32 | 0.8 | 365 | 7.5565 | 0.82702 | 8 | 0.38355
72129 | 3.18 | 0.8 | 365 | 2.8882 | 0.72475 | 3 | 0.61294
72130 | 9.36 | 0.8 | 365 | 8.5011 | 0.6804 | 9 | 0.18149
72134 | 9.6 | 0.8 | 365 | 8.7191 | 0.33887 | 9 | 0.05794
72136 | 11.97 | 0.8 | 365 | 10.8716 | 0.84128 | 11 | 0.71287
72137 | 6.9 | 0.8 | 365 | 6.2668 | 0.93106 | 7 | 0.19789
72140 | 6.12 | 0.8 | 365 | 5.5584 | 0.79103 | 6 | 0.34944
72146 | 3.6 | 0.8 | 365 | 3.2697 | 0.87708 | 4 | 0.14673
72145 | 12.16 | 1 | 365 | 13.8052 | 0.70321 | 14 | 0.50841
72147 | 12.16 | 1 | 365 | 13.8052 | 0.70321 | 14 | 0.50841
72148 | 6.75 | 0.8 | 365 | 6.1306 | 0.51952 | 6 | 0.65011
72150 | 10.24 | 0.8 | 365 | 9.3003 | 0.094792 | 9 | 0.39514
72152 | 10.175 | 0.8 | 365 | 9.2413 | 0.91646 | 10 | 0.15777
72153 | 5.2 | 0.8 | 365 | 4.7228 | 0.26689 | 4 | 0.98972
72156 | 8.4 | 0.8 | 365 | 7.6292 | 0.046509 | 7 | 0.6757
72157 | 7.56 | 0.8 | 365 | 6.8663 | 0.74186 | 7 | 0.60813
72158 | 7.8 | 0.8 | 365 | 7.0842 | 0.40033 | 7 | 0.48458
72160 | 8.4 | 0.8 | 365 | 7.6292 | 0.046509 | 7 | 0.6757
72269 | 11.97 | 0.8 | 365 | 10.8716 | 0.84128 | 11 | 0.71287
72335 | 6.6 | 0.8 | 365 | 5.9944 | 0.10797 | 6 | 0.10233
71916 | 4.5 | 0.8 | 365 | 4.0871 | 0.34634 | 4 | 0.43341
71859 | 5.88 | 0.8 | 365 | 5.3404 | 0.13256 | 5 | 0.47299
72333 | 6.72 | 0.8 | 365 | 6.1034 | 0.43721 | 6 | 0.54056
71871 | 4.76 | 0.8 | 365 | 4.3232 | 0.059688 | 4 | 0.3829
72331 | 3 | 0.8 | 365 | 2.7247 | 0.2309 | 2 | 0.95561
72330 | 9.62 | 0.8 | 365 | 8.7372 | 0.39374 | 9 | 0.13098
72328 | 12.6 | 0.8 | 365 | 11.4438 | 0.56976 | 12 | 0.013547
72327 | 3 | 0.8 | 365 | 2.7247 | 0.2309 | 2 | 0.95561
72326 | 4.5 | 0.8 | 365 | 4.0871 | 0.34634 | 4 | 0.43341
72291 | 3.445 | 1 | 365 | 3.9111 | 0.81477 | 4 | 0.72586
72290 | 9.01 | 1 | 365 | 10.229 | 0.90016 | 11 | 0.12917
72289 | 4.505 | 1 | 365 | 5.1145 | 0.45008 | 5 | 0.56459
72288 | 4.24 | 1 | 365 | 4.8137 | 0.54125 | 5 | 0.3549
72287 | 10.865 | 1 | 365 | 12.335 | 0.26195 | 12 | 0.59694
72286 | 9.805 | 1 | 365 | 11.1316 | 0.62664 | 11 | 0.75822
72285 | 8.745 | 1 | 365 | 9.9282 | 0.99133 | 10 | 0.91949
72282 | 5.6 | 0.8 | 365 | 5.0861 | 0.36434 | 5 | 0.45047
72281 | 8.4 | 0.8 | 365 | 7.6292 | 0.046509 | 7 | 0.6757
72280 | 4.8 | 0.8 | 365 | 4.3595 | 0.16943 | 4 | 0.52897
72278 | 10.2 | 0.8 | 365 | 9.264 | 0.98505 | 10 | 0.24906
72279 | 8.64 | 0.8 | 365 | 7.8472 | 0.70498 | 8 | 0.55215
72277 | 8.28 | 0.8 | 365 | 7.5202 | 0.71727 | 8 | 0.23747
72276 | 11.76 | 0.8 | 365 | 10.6809 | 0.26511 | 10 | 0.94598
72275 | 9.625 | 0.8 | 365 | 8.7418 | 0.40746 | 9 | 0.14924
72274 | 2.85 | 0.8 | 365 | 2.5885 | 0.81935 | 3 | 0.40783
72273 | 12.255 | 0.8 | 365 | 11.1304 | 0.62321 | 11 | 0.75365
72272 | 10.45 | 0.8 | 365 | 9.4911 | 0.67095 | 10 | 0.16203
72270 | 5.7 | 0.8 | 365 | 5.1769 | 0.6387 | 5 | 0.81565
72271 | 5.8 | 0.8 | 365 | 5.2678 | 0.91307 | 6 | 0.18084
72268 | 7.56 | 0.8 | 365 | 6.8663 | 0.74186 | 7 | 0.60813
72267 | 5.775 | 0.8 | 365 | 5.2451 | 0.84447 | 6 | 0.089542
72265 | 3.3 | 0.8 | 365 | 2.9972 | 0.053986 | 3 | 0.051167
72266 | 2.85 | 0.8 | 365 | 2.5885 | 0.81935 | 3 | 0.40783
72264 | 7.28 | 0.8 | 365 | 6.612 | 0.97364 | 7 | 0.5856
72263 | 3.64 | 0.8 | 365 | 3.306 | 0.98682 | 4 | 0.2928
72262 | 5.83 | 1 | 365 | 6.6188 | 0.99422 | 7 | 0.61299
72261 | 5.3 | 1 | 365 | 6.0171 | 0.17656 | 6 | 0.19363
72259 | 5.3 | 1 | 365 | 6.0171 | 0.17656 | 6 | 0.19363
72258 | 3.445 | 1 | 365 | 3.9111 | 0.81477 | 4 | 0.72586
72257 | 6.24 | 0.8 | 365 | 5.6674 | 0.12026 | 5 | 0.78766
72256 | 3.975 | 1 | 365 | 4.5128 | 0.63242 | 5 | 0.14522
72255 | 8.215 | 1 | 365 | 9.3265 | 0.17367 | 9 | 0.50013
72254 | 6.36 | 1 | 365 | 7.2205 | 0.81187 | 8 | 0.032357
72249 | 8.97 | 0.8 | 365 | 8.1469 | 0.61038 | 8 | 0.75726
72248 | 10.45 | 0.8 | 365 | 9.4911 | 0.67095 | 10 | 0.16203
72247 | 9.66 | 0.8 | 365 | 8.7736 | 0.50349 | 9 | 0.27705
72245 | 7.37 | 0.8 | 365 | 6.6937 | 0.22057 | 6 | 0.91427
72243 | 9.66 | 0.8 | 365 | 8.7736 | 0.50349 | 9 | 0.27705
72161 | 5.04 | 0.8 | 365 | 4.5775 | 0.82791 | 5 | 0.40542
72163 | 5.04 | 0.8 | 365 | 4.5775 | 0.82791 | 5 | 0.40542
72162 | 4.95 | 0.8 | 365 | 4.4958 | 0.58098 | 5 | 0.076751
72164 | 13.44 | 1 | 365 | 15.2584 | 0.093018 | 15 | 0.3514
50667 | 4 | 1 | 365 | 4.5412 | 0.71816 | 5 | 0.25934
72165 | 8.68 | 0.8 | 365 | 7.8835 | 0.81473 | 8 | 0.69822
72167 | 2.61 | 0.8 | 365 | 2.3705 | 0.16088 | 2 | 0.53138
72166 | 8.32 | 1 | 365 | 9.4457 | 0.53377 | 9 | 0.97944
72168 | 9.24 | 0.8 | 365 | 8.3921 | 0.35116 | 8 | 0.74327
72169 | 4.48 | 0.8 | 365 | 4.0689 | 0.29147 | 4 | 0.36037
72171 | 4.16 | 0.8 | 365 | 3.7783 | 0.41351 | 4 | 0.19177
72076 | 6.9 | 0.8 | 365 | 6.2668 | 0.93106 | 7 | 0.19789
72084 | 4.76 | 0.8 | 365 | 4.3232 | 0.059688 | 4 | 0.3829
72154 | 1.2 | 0.8 | 365 | 1.0899 | 0.29236 | 1 | 0.38224
72177 | 10.24 | 1 | 365 | 11.6254 | 0.11849 | 11 | 0.74392
72175 | 8.1 | 0.8 | 365 | 7.3567 | 0.22342 | 7 | 0.58014
72178 | 8.7 | 0.8 | 365 | 7.9017 | 0.8696 | 8 | 0.77126
64871 | 403.005 | 0.7 | 365 | 320.271 | 0.48524 | 320 | 0.75621
72181 | 9.76 | 0.8 | 365 | 8.8644 | 0.77785 | 9 | 0.64224
72182 | 3.36 | 0.8 | 365 | 3.0517 | 0.2186 | 3 | 0.27028
72183 | 7.59 | 0.8 | 365 | 6.8935 | 0.82417 | 7 | 0.71768
64107 | 5.7 | 0.8 | 365 | 5.1769 | 0.6387 | 5 | 0.81565
72184 | 4.251 | 0.8 | 365 | 3.8609 | 0.66318 | 4 | 0.52409
72189 | 7.848 | 0.8 | 365 | 7.1278 | 0.53202 | 7 | 0.65987
72031 | 14.74 | 0.8 | 365 | 13.3874 | 0.44114 | 13 | 0.82855
72192 | 11.4 | 0.8 | 365 | 10.3539 | 0.2774 | 10 | 0.6313
72193 | 6.05 | 0.8 | 365 | 5.4948 | 0.59897 | 6 | 0.093806
72180 | 6.625 | 1 | 365 | 7.5213 | 0.7207 | 8 | 0.24204
72195 | 13.2 | 0.8 | 365 | 11.9887 | 0.21594 | 12 | 0.20467
69819 | 2.4 | 0.8 | 365 | 2.1798 | 0.58472 | 2 | 0.76449
72199 | 11.76 | 0.8 | 365 | 10.6809 | 0.26511 | 10 | 0.94598
72197 | 3.36 | 0.8 | 365 | 3.0517 | 0.2186 | 3 | 0.27028
72200 | 12.06 | 0.8 | 365 | 10.9533 | 0.088202 | 11 | 0.041538
72201 | 2.44 | 0.8 | 365 | 2.2161 | 0.69446 | 2 | 0.91056
72202 | 2.8 | 0.8 | 365 | 2.5431 | 0.68217 | 3 | 0.22523
72203 | 11.895 | 0.8 | 365 | 10.8035 | 0.6355 | 11 | 0.43898
72204 | 7.28 | 0.8 | 365 | 6.612 | 0.97364 | 7 | 0.5856
71872 | 10.26 | 0.8 | 365 | 9.3185 | 0.14966 | 9 | 0.46817
72205 | 8.32 | 0.8 | 365 | 7.5565 | 0.82702 | 8 | 0.38355
72066 | 3.64 | 0.8 | 365 | 3.306 | 0.98682 | 4 | 0.2928
71990 | 6.16 | 0.8 | 365 | 5.5947 | 0.90077 | 6 | 0.49551
72206 | 2.745 | 0.8 | 365 | 2.4931 | 0.53127 | 3 | 0.02438
71431 | 3.77 | 0.8 | 365 | 3.4241 | 0.34349 | 3 | 0.76755
70904 | 2.7 | 0.8 | 365 | 2.4522 | 0.40781 | 2 | 0.86005
72208 | 3.52 | 0.8 | 365 | 3.197 | 0.65758 | 3 | 0.85458
71611 | 9.24 | 0.8 | 365 | 8.3921 | 0.35116 | 8 | 0.74327
70884 | 2.8 | 0.8 | 365 | 2.5431 | 0.68217 | 3 | 0.22523
71731 | 12.2 | 0.8 | 365 | 11.0805 | 0.47231 | 11 | 0.5528
72209 | 8.32 | 0.8 | 365 | 7.5565 | 0.82702 | 8 | 0.38355
71672 | 6.72 | 0.8 | 365 | 6.1034 | 0.43721 | 6 | 0.54056
72210 | 6.72 | 0.8 | 365 | 6.1034 | 0.43721 | 6 | 0.54056
71697 | 2.52 | 0.8 | 365 | 2.2888 | 0.91395 | 3 | 0.20271
71702 | 5.04 | 0.8 | 365 | 4.5775 | 0.82791 | 5 | 0.40542
71707 | 2.8 | 0.8 | 365 | 2.5431 | 0.68217 | 3 | 0.22523
71954 | 2.9 | 0.8 | 365 | 2.6339 | 0.95653 | 3 | 0.59042
71972 | 7.29 | 0.8 | 365 | 6.621 | 0.0010773 | 6 | 0.62212
72002 | 3.48 | 0.8 | 365 | 3.1607 | 0.54784 | 3 | 0.7085
72211 | 9.36 | 0.8 | 365 | 8.5011 | 0.6804 | 9 | 0.18149
72212 | 10.44 | 0.8 | 365 | 9.482 | 0.64352 | 10 | 0.12551
72213 | 8.58 | 0.8 | 365 | 7.7927 | 0.54036 | 8 | 0.33303
72214 | 8.775 | 1 | 365 | 9.9622 | 0.094214 | 10 | 0.056436
72215 | 4.77 | 1 | 365 | 5.4154 | 0.35891 | 5 | 0.77427
72050 | 12.6 | 0.8 | 365 | 11.4438 | 0.56976 | 12 | 0.013547
72216 | 10.4 | 1 | 365 | 11.8071 | 0.66722 | 12 | 0.47429
72218 | 10.385 | 0.8 | 365 | 9.432 | 0.49262 | 9 | 0.92466
72219 | 6.27 | 0.8 | 365 | 5.6946 | 0.20257 | 5 | 0.89722
72173 | 4.8 | 0.8 | 365 | 4.3595 | 0.16943 | 4 | 0.52897
72222 | 15.435 | 0.8 | 365 | 14.0186 | 0.34796 | 14 | 0.36659
72223 | 12.505 | 0.8 | 365 | 11.3575 | 0.30912 | 11 | 0.66662
72225 | 4.905 | 0.8 | 365 | 4.4549 | 0.45751 | 4 | 0.91242
72226 | 5.52 | 0.8 | 365 | 5.0135 | 0.14485 | 5 | 0.15832
72227 | 10.385 | 0.8 | 365 | 9.432 | 0.49262 | 9 | 0.92466
72230 | 6.3 | 0.8 | 365 | 5.7219 | 0.28488 | 6 | 0.0067734
72228 | 24.852 | 0.8 | 365 | 22.5715 | 0.18474 | 22 | 0.75624
67392 | 7.521 | 0.8 | 365 | 6.8308 | 0.63486 | 7 | 0.46571
68931 | 7.155 | 0.8 | 365 | 6.4984 | 0.63069 | 7 | 0.12912
72231 | 7.875 | 0.8 | 365 | 7.1524 | 0.6061 | 7 | 0.75847
72233 | 5.7 | 0.8 | 365 | 5.1769 | 0.6387 | 5 | 0.81565
72234 | 6.72 | 0.8 | 365 | 6.1034 | 0.43721 | 6 | 0.54056
72235 | 8.4 | 0.8 | 365 | 7.6292 | 0.046509 | 7 | 0.6757
72236 | 4.905 | 0.8 | 365 | 4.4549 | 0.45751 | 4 | 0.91242
72237 | 5.2 | 0.8 | 365 | 4.7228 | 0.26689 | 4 | 0.98972
72238 | 8.68 | 0.8 | 365 | 7.8835 | 0.81473 | 8 | 0.69822
72239 | 7.194 | 0.8 | 365 | 6.5339 | 0.73769 | 7 | 0.27154
72241 | 10.175 | 0.8 | 365 | 9.2413 | 0.91646 | 10 | 0.15777
72240 | 5.4 | 0.8 | 365 | 4.9045 | 0.81561 | 5 | 0.72009
72049 | 10.05 | 0.8 | 365 | 9.1278 | 0.5735 | 9 | 0.70128
72194 | 8.91 | 0.8 | 365 | 8.0924 | 0.44576 | 8 | 0.53815
71924 | 22.8 | 0.8 | 365 | 20.7078 | 0.55481 | 21 | 0.26261
71548 | 10.395 | 0.8 | 365 | 9.4411 | 0.52005 | 9 | 0.96118
72380 | 13.5 | 0.8 | 365 | 12.2612 | 0.039032 | 12 | 0.30023
71303 | 2.61 | 0.8 | 365 | 2.3705 | 0.16088 | 2 | 0.53138
72067 | 9.18 | 0.8 | 365 | 8.3376 | 0.18654 | 8 | 0.52416
72092 | 7.875 | 0.8 | 365 | 7.1524 | 0.6061 | 7 | 0.75847
72221 | 9.156 | 0.8 | 365 | 8.3158 | 0.12069 | 8 | 0.43651
71971 | 9.765 | 0.8 | 365 | 8.8689 | 0.79157 | 9 | 0.6605
72133 | 6.4 | 0.8 | 365 | 5.8127 | 0.55924 | 6 | 0.37196
33969 | 3611.52 | 0.8 | 365 | 3280.1154 | 0.68184 | 3280 | 0.79721
34030 | 2540.16 | 0.8 | 365 | 2307.0668 | 0.26426 | 2307 | 0.33105
29611 | 2197.08 | 0.8 | 365 | 1995.4689 | 0.97899 | 1996 | 0.4479
33871 | 1768.32 | 0.8 | 365 | 1606.0533 | 0.61934 | 1606 | 0.67264
35058 | 476.28 | 0.9 | 365 | 486.6469 | 0.07918 | 486 | 0.72608
65085 | 42.64 | 0.9 | 365 | 43.5681 | 0.61203 | 44 | 0.18015
65264 | 37.12 | 0.7 | 365 | 29.4995 | 0.11317 | 29 | 0.6127
30548 | 1316.7 | 1 | 365 | 1494.8442 | 0.67532 | 1495 | 0.51956
30592 | 2208.46 | 1 | 365 | 2507.2558 | 0.0019084 | 2507 | 0.25771
64967 | 386.59 | 0.7 | 365 | 307.2259 | 0.078108 | 307 | 0.30396
72390 | 5.565 | 1 | 365 | 6.3179 | 0.08539 | 6 | 0.40331
72392 | 9.805 | 1 | 365 | 11.1316 | 0.62664 | 11 | 0.75822
72391 | 6.72 | 0.8 | 365 | 6.1034 | 0.43721 | 6 | 0.54056
72393 | 7.685 | 1 | 365 | 8.7247 | 0.35601 | 9 | 0.080765
72394 | 3.92 | 0.8 | 365 | 3.5603 | 0.75504 | 4 | 0.31533
72395 | 10.335 | 1 | 365 | 11.7333 | 0.4443 | 12 | 0.17758
72396 | 4.2 | 0.8 | 365 | 3.8146 | 0.52325 | 4 | 0.33785
72397 | 3.18 | 1 | 365 | 3.6102 | 0.90594 | 4 | 0.51618
72398 | 5.035 | 1 | 365 | 5.7162 | 0.26773 | 5 | 0.98395
72400 | 5.3 | 1 | 365 | 6.0171 | 0.17656 | 6 | 0.19363
72402 | 5.83 | 1 | 365 | 6.6188 | 0.99422 | 7 | 0.61299
72401 | 7.28 | 0.8 | 365 | 6.612 | 0.97364 | 7 | 0.5856
72399 | 6.16 | 0.8 | 365 | 5.5947 | 0.90077 | 6 | 0.49551
72405 | 5.035 | 1 | 365 | 5.7162 | 0.26773 | 5 | 0.98395
72404 | 4.06 | 0.8 | 365 | 3.6874 | 0.13915 | 3 | 0.82659
72406 | 4.77 | 1 | 365 | 5.4154 | 0.35891 | 5 | 0.77427
72407 | 3.71 | 1 | 365 | 4.2119 | 0.72359 | 4 | 0.93554
72408 | 3.08 | 0.8 | 365 | 2.7974 | 0.45039 | 3 | 0.24776
72409 | 6.095 | 1 | 365 | 6.9196 | 0.90305 | 7 | 0.82268
72410 | 5.035 | 1 | 365 | 5.7162 | 0.26773 | 5 | 0.98395
72411 | 8.7 | 0.8 | 365 | 7.9017 | 0.8696 | 8 | 0.77126
72412 | 3.24 | 0.8 | 365 | 2.9427 | 0.88937 | 3 | 0.83205
72413 | 9.275 | 1 | 365 | 10.5299 | 0.80898 | 11 | 0.33885
72414 | 7.95 | 1 | 365 | 9.0256 | 0.26484 | 9 | 0.29045
72416 | 3.9 | 0.8 | 365 | 3.5421 | 0.70016 | 4 | 0.24229
72417 | 6.6 | 0.8 | 365 | 5.9944 | 0.10797 | 6 | 0.10233
72419 | 4.675 | 0.8 | 365 | 4.246 | 0.82648 | 5 | 0.072487
72421 | 14 | 0.8 | 365 | 12.7153 | 0.41085 | 13 | 0.12616
72420 | 4.76 | 0.8 | 365 | 4.3232 | 0.059688 | 4 | 0.3829
72423 | 3.78 | 0.8 | 365 | 3.4331 | 0.37093 | 3 | 0.80406
72422 | 6.5 | 0.8 | 365 | 5.9035 | 0.83361 | 6 | 0.73715
72425 | 10.965 | 0.8 | 365 | 9.9588 | 0.083925 | 10 | 0.042741
72427 | 4.5 | 0.8 | 365 | 4.0871 | 0.34634 | 4 | 0.43341
72428 | 5.13 | 0.8 | 365 | 4.6593 | 0.074832 | 4 | 0.73409
72430 | 6.09 | 0.8 | 365 | 5.5312 | 0.70872 | 6 | 0.23988
72429 | 13.8 | 0.8 | 365 | 12.5337 | 0.86212 | 13 | 0.39579
72424 | 3.92 | 0.8 | 365 | 3.5603 | 0.75504 | 4 | 0.31533
71730 | 4.88 | 0.8 | 365 | 4.4322 | 0.38892 | 4 | 0.82112
72426 | 7.98 | 0.8 | 365 | 7.2477 | 0.89418 | 8 | 0.14191
72715 | 23.925 | 0.8 | 365 | 21.7296 | 0.6414 | 22 | 0.37096
72549 | 17.49 | 1 | 365 | 19.8563 | 0.98265 | 20 | 0.83898
72329 | 13.495 | 0.8 | 365 | 12.2567 | 0.025314 | 12 | 0.28197
72714 | 13.435 | 0.8 | 365 | 12.2022 | 0.8607 | 13 | 0.062857
72731 | 12.8 | 0.8 | 365 | 11.6254 | 0.11849 | 11 | 0.74392
72564 | 13.8 | 0.8 | 365 | 12.5337 | 0.86212 | 13 | 0.39579
72575 | 12.259 | 0.8 | 365 | 11.1341 | 0.63418 | 11 | 0.76826
72667 | 12.16 | 0.8 | 365 | 11.0442 | 0.36257 | 11 | 0.40672
72558 | 12 | 0.8 | 365 | 10.8988 | 0.92358 | 11 | 0.82243
72676 | 11.88 | 0.8 | 365 | 10.7899 | 0.59435 | 11 | 0.3842
71939 | 11.7 | 0.8 | 365 | 10.6264 | 0.10049 | 10 | 0.72686
72723 | 11.445 | 0.8 | 365 | 10.3948 | 0.40087 | 10 | 0.79564
72668 | 11.285 | 0.8 | 365 | 10.2495 | 0.96189 | 11 | 0.21134
72742 | 11.34 | 0.8 | 365 | 10.2994 | 0.11279 | 10 | 0.41219
72601 | 12.76 | 0.8 | 365 | 11.5891 | 0.0087443 | 11 | 0.59785
72613 | 11.2 | 0.8 | 365 | 10.1723 | 0.72868 | 10 | 0.90093
72433 | 12 | 0.8 | 365 | 10.8988 | 0.92358 | 11 | 0.82243
37102 | 132.3 | 0.9 | 365 | 135.1797 | 0.35533 | 135 | 0.53502
72480 | 44.37 | 0.6 | 365 | 30.2239 | 0.30121 | 30 | 0.52506
72459 | 27.54 | 0.6 | 365 | 18.7596 | 0.66972 | 19 | 0.42935
72432 | 4.06 | 0.8 | 365 | 3.6874 | 0.13915 | 3 | 0.82659
71485 | 8.415 | 0.8 | 365 | 7.6428 | 0.087663 | 7 | 0.73048
71499 | 5.4 | 0.8 | 365 | 4.9045 | 0.81561 | 5 | 0.72009
71565 | 7.8 | 0.8 | 365 | 7.0842 | 0.40033 | 7 | 0.48458
72435 | 7.28 | 0.8 | 365 | 6.612 | 0.97364 | 7 | 0.5856
71551 | 6.3 | 0.8 | 365 | 5.7219 | 0.28488 | 6 | 0.0067734
36248 | 649.9 | 0.7 | 365 | 516.4802 | 0.20063 | 516 | 0.68084
37113 | 585.9 | 0.9 | 365 | 598.6529 | 0.43074 | 599 | 0.083671
72436 | 3.48 | 0.8 | 365 | 3.1607 | 0.54784 | 3 | 0.7085
71912 | 10.08 | 0.8 | 365 | 9.155 | 0.65581 | 9 | 0.81084
72244 | 7.56 | 0.8 | 365 | 6.8663 | 0.74186 | 7 | 0.60813
72437 | 4.93 | 0.8 | 365 | 4.4776 | 0.52611 | 5 | 0.0037132
71609 | 7.93 | 0.8 | 365 | 7.2023 | 0.757 | 7 | 0.95932
71604 | 5.7 | 0.8 | 365 | 5.1769 | 0.6387 | 5 | 0.81565
72438 | 6.16 | 0.8 | 365 | 5.5947 | 0.90077 | 6 | 0.49551
72439 | 5.04 | 0.8 | 365 | 4.5775 | 0.82791 | 5 | 0.40542
72441 | 4.32 | 0.8 | 365 | 3.9236 | 0.85249 | 4 | 0.77607
72443 | 8.68 | 0.8 | 365 | 7.8835 | 0.81473 | 8 | 0.69822
72445 | 11.2 | 0.8 | 365 | 10.1723 | 0.72868 | 10 | 0.90093
70403 | 6.76 | 1 | 365 | 7.6746 | 0.18369 | 7 | 0.85829
72198 | 4.86 | 1 | 365 | 5.5175 | 0.66756 | 6 | 0.1851
72207 | 10.98 | 0.8 | 365 | 9.9724 | 0.12508 | 10 | 0.097519
72253 | 5.83 | 1 | 365 | 6.6188 | 0.99422 | 7 | 0.61299
72260 | 3.445 | 1 | 365 | 3.9111 | 0.81477 | 4 | 0.72586
72349 | 9.805 | 1 | 365 | 11.1316 | 0.62664 | 11 | 0.75822
72446 | 4.2 | 0.8 | 365 | 3.8146 | 0.52325 | 4 | 0.33785
72447 | 11.2 | 0.8 | 365 | 10.1723 | 0.72868 | 10 | 0.90093
72449 | 10.44 | 0.8 | 365 | 9.482 | 0.64352 | 10 | 0.12551
72450 | 10.08 | 0.8 | 365 | 9.155 | 0.65581 | 9 | 0.81084
72451 | 3.92 | 0.8 | 365 | 3.5603 | 0.75504 | 4 | 0.31533
72457 | 9 | 0.8 | 365 | 8.1741 | 0.69269 | 8 | 0.86682
54025 | 3.64 | 1 | 365 | 4.1325 | 0.48353 | 4 | 0.616
72452 | 7.2 | 0.8 | 365 | 6.5393 | 0.75415 | 7 | 0.29346
65043 | 6.67 | 1 | 365 | 7.5724 | 0.87503 | 8 | 0.44746
72461 | 6.625 | 1 | 365 | 7.5213 | 0.7207 | 8 | 0.24204
72462 | 6.96 | 0.8 | 365 | 6.3213 | 0.095679 | 6 | 0.41701
61108 | 4.42 | 1 | 365 | 5.018 | 0.15857 | 5 | 0.17658
72465 | 7.02 | 1 | 365 | 7.9698 | 0.075371 | 8 | 0.045149
72467 | 8.12 | 0.8 | 365 | 7.3749 | 0.27829 | 7 | 0.65317
72468 | 5.46 | 1 | 365 | 6.1987 | 0.72529 | 6 | 0.924
72469 | 10.14 | 1 | 365 | 11.5119 | 0.77554 | 12 | 0.28744
62553 | 3.38 | 1 | 365 | 3.8373 | 0.59185 | 4 | 0.42915
72472 | 6.44 | 0.8 | 365 | 5.849 | 0.66899 | 6 | 0.51804
72476 | 7.125 | 0.8 | 365 | 6.4712 | 0.54838 | 7 | 0.019565
72477 | 3.705 | 0.8 | 365 | 3.365 | 0.16516 | 3 | 0.53017
72478 | 6.5 | 0.8 | 365 | 5.9035 | 0.83361 | 6 | 0.73715
72481 | 24.48 | 0.8 | 365 | 22.2336 | 0.16411 | 22 | 0.39775
72485 | 7.41 | 0.8 | 365 | 6.73 | 0.33031 | 7 | 0.060348
72486 | 8.99 | 0.8 | 365 | 8.165 | 0.66525 | 8 | 0.8303
72487 | 7 | 0.8 | 365 | 6.3577 | 0.20542 | 6 | 0.56308
72488 | 6.09 | 0.8 | 365 | 5.5312 | 0.70872 | 6 | 0.23988
72489 | 2.85 | 0.8 | 365 | 2.5885 | 0.81935 | 3 | 0.40783
72490 | 4.56 | 0.8 | 365 | 4.1416 | 0.51096 | 4 | 0.65252
72491 | 6.36 | 1 | 365 | 7.2205 | 0.81187 | 8 | 0.032357
72494 | 5.83 | 1 | 365 | 6.6188 | 0.99422 | 7 | 0.61299
72495 | 8.745 | 1 | 365 | 9.9282 | 0.99133 | 10 | 0.91949
72496 | 5.565 | 1 | 365 | 6.3179 | 0.08539 | 6 | 0.40331
72497 | 8.745 | 1 | 365 | 9.9282 | 0.99133 | 10 | 0.91949
72498 | 6.89 | 1 | 365 | 7.8222 | 0.62953 | 8 | 0.45172
72499 | 6.095 | 1 | 365 | 6.9196 | 0.90305 | 7 | 0.82268
34413 | 544.68 | 1 | 365 | 618.373 | 0.0018472 | 618 | 0.37487
72500 | 9.805 | 1 | 365 | 11.1316 | 0.62664 | 11 | 0.75822
72501 | 6.095 | 1 | 365 | 6.9196 | 0.90305 | 7 | 0.82268
72502 | 6.625 | 1 | 365 | 7.5213 | 0.7207 | 8 | 0.24204
72503 | 9.54 | 0.8 | 365 | 8.6646 | 0.17425 | 8 | 0.83883
72504 | 4.77 | 0.8 | 365 | 4.3323 | 0.087125 | 4 | 0.41941
72505 | 5.13 | 0.8 | 365 | 4.6593 | 0.074832 | 4 | 0.73409
72506 | 6.67 | 0.8 | 365 | 6.0579 | 0.30003 | 6 | 0.35796
72508 | 7.685 | 0.8 | 365 | 6.9798 | 0.084812 | 7 | 0.064612
72509 | 8.41 | 0.8 | 365 | 7.6383 | 0.073945 | 7 | 0.71222
72511 | 4.93 | 0.8 | 365 | 4.4776 | 0.52611 | 5 | 0.0037132
72512 | 2.52 | 0.8 | 365 | 2.2888 | 0.91395 | 3 | 0.20271
72513 | 6.96 | 0.8 | 365 | 6.3213 | 0.095679 | 6 | 0.41701
72515 | 9.405 | 0.8 | 365 | 8.542 | 0.80386 | 9 | 0.34583
72514 | 6.89 | 1 | 365 | 7.8222 | 0.62953 | 8 | 0.45172
72516 | 9.52 | 0.8 | 365 | 8.6464 | 0.11938 | 8 | 0.76579
72518 | 9.54 | 0.8 | 365 | 8.6646 | 0.17425 | 8 | 0.83883
72520 | 6.67 | 0.8 | 365 | 6.0579 | 0.30003 | 6 | 0.35796
72521 | 6.625 | 0.8 | 365 | 6.0171 | 0.17656 | 6 | 0.19363
72522 | 4.48 | 0.8 | 365 | 4.0689 | 0.29147 | 4 | 0.36037
72519 | 8.1 | 0.8 | 365 | 7.3567 | 0.22342 | 7 | 0.58014
72525 | 3.99 | 0.8 | 365 | 3.6239 | 0.94709 | 4 | 0.57096
72523 | 8.215 | 0.8 | 365 | 7.4612 | 0.53894 | 8 | 0.00010219
72524 | 8.64 | 0.8 | 365 | 7.8472 | 0.70498 | 8 | 0.55215
72526 | 7.695 | 0.8 | 365 | 6.9889 | 0.11225 | 7 | 0.10113
72528 | 3.71 | 0.8 | 365 | 3.3696 | 0.17887 | 3 | 0.54843
72529 | 5.985 | 0.8 | 365 | 5.4358 | 0.42064 | 5 | 0.85643
72530 | 3.92 | 0.8 | 365 | 3.5603 | 0.75504 | 4 | 0.31533
72531 | 2.7 | 0.8 | 365 | 2.4522 | 0.40781 | 2 | 0.86005
72532 | 7.28 | 0.8 | 365 | 6.612 | 0.97364 | 7 | 0.5856
72403 | 9.01 | 1 | 365 | 10.229 | 0.90016 | 11 | 0.12917
72507 | 7.83 | 0.8 | 365 | 7.1115 | 0.48264 | 7 | 0.59413
68105 | 5.13 | 0.8 | 365 | 4.6593 | 0.074832 | 4 | 0.73409
72534 | 9.805 | 0.8 | 365 | 8.9053 | 0.90131 | 9 | 0.80657
72536 | 3.77 | 0.8 | 365 | 3.4241 | 0.34349 | 3 | 0.76755
72537 | 10.15 | 0.8 | 365 | 9.2186 | 0.84786 | 10 | 0.066468
72538 | 4.42 | 0.8 | 365 | 4.0144 | 0.12685 | 4 | 0.14126
72539 | 7 | 0.8 | 365 | 6.3577 | 0.20542 | 6 | 0.56308
72540 | 3.99 | 0.8 | 365 | 3.6239 | 0.94709 | 4 | 0.57096
72541 | 10.15 | 0.8 | 365 | 9.2186 | 0.84786 | 10 | 0.066468
72543 | 7.695 | 0.8 | 365 | 6.9889 | 0.11225 | 7 | 0.10113
72544 | 4.56 | 0.8 | 365 | 4.1416 | 0.51096 | 4 | 0.65252
72545 | 11.02 | 0.8 | 365 | 10.0088 | 0.23482 | 10 | 0.24359
72547 | 5.51 | 0.8 | 365 | 5.0044 | 0.11741 | 5 | 0.1218
72550 | 7.42 | 0.8 | 365 | 6.7391 | 0.35775 | 7 | 0.096866
72551 | 9.275 | 0.8 | 365 | 8.4239 | 0.44719 | 8 | 0.87108
72552 | 6.3 | 0.8 | 365 | 5.7219 | 0.28488 | 6 | 0.0067734
72554 | 9.805 | 0.8 | 365 | 8.9053 | 0.90131 | 9 | 0.80657
72553 | 8.64 | 0.8 | 365 | 7.8472 | 0.70498 | 8 | 0.55215
72556 | 8.48 | 0.8 | 365 | 7.7018 | 0.266 | 7 | 0.96785
72557 | 7.42 | 0.8 | 365 | 6.7391 | 0.35775 | 7 | 0.096866
72559 | 5.565 | 0.8 | 365 | 5.0543 | 0.26831 | 5 | 0.32265
72560 | 7.42 | 0.8 | 365 | 6.7391 | 0.35775 | 7 | 0.096866
72562 | 7.155 | 0.8 | 365 | 6.4984 | 0.63069 | 7 | 0.12912
72563 | 8.12 | 0.8 | 365 | 7.3749 | 0.27829 | 7 | 0.65317
72565 | 8.4 | 0.8 | 365 | 7.6292 | 0.046509 | 7 | 0.6757
72566 | 6.625 | 0.8 | 365 | 6.0171 | 0.17656 | 6 | 0.19363
72567 | 6.9 | 0.8 | 365 | 6.2668 | 0.93106 | 7 | 0.19789
72569 | 1.8 | 0.8 | 365 | 1.6348 | 0.93854 | 2 | 0.57336
72570 | 6.84 | 0.8 | 365 | 6.2123 | 0.76644 | 6 | 0.97878
72572 | 6.9 | 0.8 | 365 | 6.2668 | 0.93106 | 7 | 0.19789
72568 | 9.52 | 0.8 | 365 | 8.6464 | 0.11938 | 8 | 0.76579
72578 | 8.4 | 0.8 | 365 | 7.6292 | 0.046509 | 7 | 0.6757
72580 | 8.91 | 0.8 | 365 | 8.0924 | 0.44576 | 8 | 0.53815
72576 | 9.88 | 0.8 | 365 | 8.9734 | 0.10708 | 9 | 0.080464
72581 | 6.24 | 1 | 365 | 7.0842 | 0.40033 | 7 | 0.48458
72582 | 7.59 | 0.8 | 365 | 6.8935 | 0.82417 | 7 | 0.71768
72586 | 5.22 | 0.8 | 365 | 4.741 | 0.32176 | 5 | 0.062755
72585 | 5.1 | 0.8 | 365 | 4.632 | 0.99252 | 5 | 0.62453
72590 | 3.6 | 0.8 | 365 | 3.2697 | 0.87708 | 4 | 0.14673
72592 | 12.095 | 0.8 | 365 | 10.9851 | 0.18423 | 11 | 0.16935
72593 | 3.36 | 0.8 | 365 | 3.0517 | 0.2186 | 3 | 0.27028
72597 | 6.48 | 0.8 | 365 | 5.8854 | 0.77874 | 6 | 0.66411
72603 | 9.81 | 0.8 | 365 | 8.9098 | 0.91503 | 9 | 0.82483
72604 | 7.56 | 0.8 | 365 | 6.8663 | 0.74186 | 7 | 0.60813
72607 | 9.24 | 0.8 | 365 | 8.3921 | 0.35116 | 8 | 0.74327
72608 | 7 | 0.8 | 365 | 6.3577 | 0.20542 | 6 | 0.56308
72609 | 9.28 | 0.8 | 365 | 8.4284 | 0.4609 | 8 | 0.88934
72610 | 2.6 | 0.8 | 365 | 2.3614 | 0.13344 | 2 | 0.49486
72611 | 4.32 | 0.8 | 365 | 3.9236 | 0.85249 | 4 | 0.77607
72612 | 6.4 | 0.8 | 365 | 5.8127 | 0.55924 | 6 | 0.37196
72605 | 5.5 | 0.8 | 365 | 4.9953 | 0.089976 | 5 | 0.085278
72614 | 6 | 0.8 | 365 | 5.4494 | 0.46179 | 5 | 0.91121
72615 | 6 | 0.8 | 365 | 5.4494 | 0.46179 | 5 | 0.91121
72616 | 9.69 | 0.8 | 365 | 8.8008 | 0.58579 | 9 | 0.38661
72617 | 4.8 | 0.8 | 365 | 4.3595 | 0.16943 | 4 | 0.52897
72618 | 9.86 | 0.8 | 365 | 8.9552 | 0.052212 | 9 | 0.0074264
72619 | 8.12 | 0.8 | 365 | 7.3749 | 0.27829 | 7 | 0.65317
72623 | 4.875 | 0.8 | 365 | 4.4277 | 0.37521 | 4 | 0.80286
72624 | 9.18 | 0.8 | 365 | 8.3376 | 0.18654 | 8 | 0.52416
66282 | 10.8 | 1 | 365 | 12.2612 | 0.039032 | 12 | 0.30023
72625 | 7.59 | 0.8 | 365 | 6.8935 | 0.82417 | 7 | 0.71768
72626 | 4.48 | 0.8 | 365 | 4.0689 | 0.29147 | 4 | 0.36037
72627 | 9.92 | 0.8 | 365 | 9.0097 | 0.21683 | 9 | 0.22654
72629 | 10.08 | 0.8 | 365 | 9.155 | 0.65581 | 9 | 0.81084
72630 | 8.32 | 0.8 | 365 | 7.5565 | 0.82702 | 8 | 0.38355
72635 | 7.28 | 0.8 | 365 | 6.612 | 0.97364 | 7 | 0.5856
72637 | 6.72 | 0.8 | 365 | 6.1034 | 0.43721 | 6 | 0.54056
72636 | 4.76 | 0.8 | 365 | 4.3232 | 0.059688 | 4 | 0.3829
72638 | 9.52 | 0.8 | 365 | 8.6464 | 0.11938 | 8 | 0.76579
72639 | 3.92 | 0.8 | 365 | 3.5603 | 0.75504 | 4 | 0.31533
72640 | 7.5 | 0.8 | 365 | 6.8118 | 0.57724 | 7 | 0.38902
72641 | 7.41 | 0.8 | 365 | 6.73 | 0.33031 | 7 | 0.060348
72644 | 3.92 | 0.8 | 365 | 3.5603 | 0.75504 | 4 | 0.31533
72645 | 5.2 | 0.8 | 365 | 4.7228 | 0.26689 | 4 | 0.98972
72649 | 5.72 | 0.8 | 365 | 5.1951 | 0.69358 | 5 | 0.88869
72650 | 6.6 | 0.8 | 365 | 5.9944 | 0.10797 | 6 | 0.10233
72651 | 10.89 | 0.8 | 365 | 9.8907 | 0.87815 | 10 | 0.76885
72652 | 11.16 | 0.8 | 365 | 10.1359 | 0.61893 | 10 | 0.75486
72653 | 3.24 | 0.8 | 365 | 2.9427 | 0.88937 | 3 | 0.83205
72654 | 9.1 | 0.8 | 365 | 8.265 | 0.96705 | 9 | 0.23201
72657 | 7.8 | 0.8 | 365 | 7.0842 | 0.40033 | 7 | 0.48458
72658 | 4.64 | 0.8 | 365 | 4.2142 | 0.73045 | 4 | 0.94467
72659 | 6.72 | 0.8 | 365 | 6.1034 | 0.43721 | 6 | 0.54056
43640 | 4.2 | 0.8 | 365 | 3.8146 | 0.52325 | 4 | 0.33785
72660 | 10.08 | 0.8 | 365 | 9.155 | 0.65581 | 9 | 0.81084
72661 | 8.82 | 1 | 365 | 10.0133 | 0.24854 | 10 | 0.26185
72662 | 10.8 | 0.8 | 365 | 9.809 | 0.63123 | 10 | 0.44018
72663 | 8.64 | 0.8 | 365 | 7.8472 | 0.70498 | 8 | 0.55215
72664 | 4.2 | 0.8 | 365 | 3.8146 | 0.52325 | 4 | 0.33785
72665 | 7.59 | 0.8 | 365 | 6.8935 | 0.82417 | 7 | 0.71768
72666 | 7.2 | 0.8 | 365 | 6.5393 | 0.75415 | 7 | 0.29346
72672 | 6.9 | 0.8 | 365 | 6.2668 | 0.93106 | 7 | 0.19789
72673 | 3.18 | 0.8 | 365 | 2.8882 | 0.72475 | 3 | 0.61294
72675 | 4.8 | 0.8 | 365 | 4.3595 | 0.16943 | 4 | 0.52897
72679 | 9.24 | 0.8 | 365 | 8.3921 | 0.35116 | 8 | 0.74327
72680 | 8.28 | 0.8 | 365 | 7.5202 | 0.71727 | 8 | 0.23747
72682 | 8.28 | 0.8 | 365 | 7.5202 | 0.71727 | 8 | 0.23747
72684 | 6.6 | 0.8 | 365 | 5.9944 | 0.10797 | 6 | 0.10233
72685 | 4.76 | 0.8 | 365 | 4.3232 | 0.059688 | 4 | 0.3829
72687 | 7.2 | 0.8 | 365 | 6.5393 | 0.75415 | 7 | 0.29346
72688 | 4.48 | 0.8 | 365 | 4.0689 | 0.29147 | 4 | 0.36037
72691 | 6.095 | 0.8 | 365 | 5.5357 | 0.72244 | 6 | 0.25814
72692 | 7.245 | 0.8 | 365 | 6.5802 | 0.87761 | 7 | 0.45779
72693 | 7.8 | 0.8 | 365 | 7.0842 | 0.40033 | 7 | 0.48458
72694 | 8.04 | 0.8 | 365 | 7.3022 | 0.058801 | 7 | 0.36103
72696 | 7.2 | 0.8 | 365 | 6.5393 | 0.75415 | 7 | 0.29346
72697 | 6.16 | 0.8 | 365 | 5.5947 | 0.90077 | 6 | 0.49551
72699 | 3.92 | 0.8 | 365 | 3.5603 | 0.75504 | 4 | 0.31533
72700 | 5.13 | 0.8 | 365 | 4.6593 | 0.074832 | 4 | 0.73409
72702 | 10.36 | 0.8 | 365 | 9.4093 | 0.42403 | 9 | 0.83336
72703 | 5.4 | 0.8 | 365 | 4.9045 | 0.81561 | 5 | 0.72009
72704 | 9.135 | 0.8 | 365 | 8.2967 | 0.063078 | 8 | 0.35982
72705 | 8.91 | 0.8 | 365 | 8.0924 | 0.44576 | 8 | 0.53815
72709 | 9.6 | 0.8 | 365 | 8.7191 | 0.33887 | 9 | 0.05794
72708 | 3 | 0.8 | 365 | 2.7247 | 0.2309 | 2 | 0.95561
72711 | 10.725 | 0.8 | 365 | 9.7408 | 0.42545 | 10 | 0.16629
72712 | 7.8 | 0.8 | 365 | 7.0842 | 0.40033 | 7 | 0.48458
72713 | 9.135 | 0.8 | 365 | 8.2967 | 0.063078 | 8 | 0.35982
72716 | 4.095 | 0.8 | 365 | 3.7192 | 0.23517 | 3 | 0.9544
72717 | 5.44 | 0.8 | 365 | 4.9408 | 0.92536 | 5 | 0.86617
72718 | 6.76 | 0.8 | 365 | 6.1397 | 0.54695 | 6 | 0.68663
72719 | 8.7 | 0.8 | 365 | 7.9017 | 0.8696 | 8 | 0.77126
72720 | 4.2 | 0.8 | 365 | 3.8146 | 0.52325 | 4 | 0.33785
72721 | 6 | 0.8 | 365 | 5.4494 | 0.46179 | 5 | 0.91121
72724 | 7.194 | 0.8 | 365 | 6.5339 | 0.73769 | 7 | 0.27154
72725 | 9.6 | 0.8 | 365 | 8.7191 | 0.33887 | 9 | 0.05794
72726 | 8.215 | 0.8 | 365 | 7.4612 | 0.53894 | 8 | 0.00010219
72727 | 8.64 | 0.8 | 365 | 7.8472 | 0.70498 | 8 | 0.55215
72728 | 4.64 | 0.8 | 365 | 4.2142 | 0.73045 | 4 | 0.94467
72729 | 7.26 | 0.8 | 365 | 6.5938 | 0.91877 | 7 | 0.51257
72730 | 5.88 | 0.8 | 365 | 5.3404 | 0.13256 | 5 | 0.47299
71466 | 5.3 | 0.8 | 365 | 4.8137 | 0.54125 | 5 | 0.3549
72733 | 4.94 | 0.8 | 365 | 4.4867 | 0.55354 | 5 | 0.040232
72734 | 9.6 | 0.8 | 365 | 8.7191 | 0.33887 | 9 | 0.05794
72737 | 8.12 | 0.8 | 365 | 7.3749 | 0.27829 | 7 | 0.65317
72738 | 7.56 | 0.8 | 365 | 6.8663 | 0.74186 | 7 | 0.60813
72739 | 8.96 | 0.8 | 365 | 8.1378 | 0.58294 | 8 | 0.72074
72740 | 3.92 | 0.8 | 365 | 3.5603 | 0.75504 | 4 | 0.31533
72741 | 9.52 | 0.8 | 365 | 8.6464 | 0.11938 | 8 | 0.76579
72743 | 3.92 | 0.8 | 365 | 3.5603 | 0.75504 | 4 | 0.31533
72744 | 9.805 | 0.8 | 365 | 8.9053 | 0.90131 | 9 | 0.80657
72745 | 10.675 | 0.8 | 365 | 9.6954 | 0.28827 | 9 | 0.9837
72746 | 6.75 | 1 | 365 | 7.6632 | 0.1494 | 7 | 0.81264
72747 | 6.885 | 1 | 365 | 7.8165 | 0.61238 | 8 | 0.4289
72748 | 6.375 | 1 | 365 | 7.2375 | 0.86332 | 8 | 0.10083
72749 | 6.44 | 0.8 | 365 | 5.849 | 0.66899 | 6 | 0.51804
72751 | 11.18 | 0.8 | 365 | 10.1541 | 0.67381 | 10 | 0.82789
72756 | 5.46 | 0.8 | 365 | 4.959 | 0.98023 | 5 | 0.9392
72755 | 4.575 | 0.8 | 365 | 4.1552 | 0.55212 | 4 | 0.7073
72757 | 6.27 | 0.8 | 365 | 5.6946 | 0.20257 | 5 | 0.89722
72759 | 8.835 | 0.8 | 365 | 8.0243 | 0.23999 | 8 | 0.26426
72758 | 8.505 | 0.8 | 365 | 7.7246 | 0.33459 | 8 | 0.059144
72761 | 4.64 | 0.8 | 365 | 4.2142 | 0.73045 | 4 | 0.94467
72760 | 6.03 | 0.8 | 365 | 5.4767 | 0.5441 | 6 | 0.020769
72762 | 4.5 | 0.8 | 365 | 4.0871 | 0.34634 | 4 | 0.43341
72764 | 2.85 | 0.8 | 365 | 2.5885 | 0.81935 | 3 | 0.40783
72765 | 11.8 | 0.8 | 365 | 10.7172 | 0.37486 | 11 | 0.092052
72766 | 5.22 | 0.8 | 365 | 4.741 | 0.32176 | 5 | 0.062755
72482 | 46.92 | 0.6 | 365 | 31.9609 | 0.54841 | 32 | 0.50926
72767 | 10.5 | 0.8 | 365 | 9.5365 | 0.80814 | 10 | 0.34462
72768 | 9 | 0.8 | 365 | 8.1741 | 0.69269 | 8 | 0.86682
72772 | 10.8 | 0.8 | 365 | 9.809 | 0.63123 | 10 | 0.44018
72577 | 13.8 | 0.8 | 365 | 12.5337 | 0.86212 | 13 | 0.39579
72774 | 3.08 | 0.8 | 365 | 2.7974 | 0.45039 | 3 | 0.24776
72775 | 10.92 | 0.8 | 365 | 9.9179 | 0.96046 | 10 | 0.87841
30761 | 1961.82 | 0.8 | 365 | 1781.7971 | 0.51213 | 1782 | 0.30925
72776 | 8.68 | 0.8 | 365 | 7.8835 | 0.81473 | 8 | 0.69822
72779 | 8.7 | 0.8 | 365 | 7.9017 | 0.8696 | 8 | 0.77126
72781 | 9.9 | 0.8 | 365 | 8.9915 | 0.16196 | 9 | 0.1535
72782 | 8.1 | 0.8 | 365 | 7.3567 | 0.22342 | 7 | 0.58014
72783 | 6.4 | 0.8 | 365 | 5.8127 | 0.55924 | 6 | 0.37196
72786 | 11.285 | 0.8 | 365 | 10.2495 | 0.96189 | 11 | 0.21134
51384 | 586.5 | 0.7 | 365 | 466.0958 | 0.99765 | 467 | 0.09342
65077 | 67.52 | 0.7 | 365 | 53.6586 | 0.093779 | 53 | 0.75241
72788 | 6.96 | 0.8 | 365 | 6.3213 | 0.095679 | 6 | 0.41701
64273 | 124.74 | 0.9 | 365 | 127.4551 | 0.020738 | 127 | 0.47588
72790 | 9.24 | 0.8 | 365 | 8.3921 | 0.35116 | 8 | 0.74327
72791 | 5.94 | 0.8 | 365 | 5.3949 | 0.29717 | 5 | 0.6921
72792 | 4.59 | 0.8 | 365 | 4.1688 | 0.59327 | 4 | 0.76208
72793 | 3.08 | 0.8 | 365 | 2.7974 | 0.45039 | 3 | 0.24776
72795 | 5.795 | 0.8 | 365 | 5.2632 | 0.89935 | 6 | 0.16258
72796 | 9.6 | 0.8 | 365 | 8.7191 | 0.33887 | 9 | 0.05794
72797 | 10.05 | 0.8 | 365 | 9.1278 | 0.5735 | 9 | 0.70128
72799 | 5.8 | 0.8 | 365 | 5.2678 | 0.91307 | 6 | 0.18084
72800 | 10.08 | 0.8 | 365 | 9.155 | 0.65581 | 9 | 0.81084
72801 | 9.945 | 0.8 | 365 | 9.0324 | 0.28542 | 9 | 0.31784
72803 | 11.2 | 0.8 | 365 | 10.1723 | 0.72868 | 10 | 0.90093
72805 | 3.92 | 0.8 | 365 | 3.5603 | 0.75504 | 4 | 0.31533
72804 | 7.8 | 0.8 | 365 | 7.0842 | 0.40033 | 7 | 0.48458
72806 | 3.3 | 0.8 | 365 | 2.9972 | 0.053986 | 3 | 0.051167
72809 | 3.42 | 0.8 | 365 | 3.1062 | 0.38322 | 3 | 0.48939
72808 | 10.71 | 0.8 | 365 | 9.7272 | 0.3843 | 10 | 0.11151
72810 | 7.14 | 0.8 | 365 | 6.4848 | 0.58953 | 7 | 0.074343
72811 | 5.04 | 0.8 | 365 | 4.5775 | 0.82791 | 5 | 0.40542
72813 | 7.848 | 0.8 | 365 | 7.1278 | 0.53202 | 7 | 0.65987
69822 | 8.745 | 0.8 | 365 | 7.9425 | 0.99306 | 8 | 0.93559
70295 | 8.745 | 0.8 | 365 | 7.9425 | 0.99306 | 8 | 0.93559
63323 | 2170.35 | 0.65 | 365 | 1601.5933 | 0.14639 | 1601 | 0.73968
26350 | 1185.6 | 1 | 365 | 1346.0069 | 0.062624 | 1346 | 0.069562
21585 | 1316.7 | 1 | 365 | 1494.8442 | 0.67532 | 1495 | 0.51956
72492 | 4.64 | 0.8 | 365 | 4.2142 | 0.73045 | 4 | 0.94467
72484 | 5.22 | 0.8 | 365 | 4.741 | 0.32176 | 5 | 0.062755
72431 | 4.64 | 0.8 | 365 | 4.2142 | 0.73045 | 4 | 0.94467
51515 | 338.52 | 0.9 | 365 | 345.8884 | 0.87109 | 346 | 0.75945
72493 | 3.9 | 0.8 | 365 | 3.5421 | 0.70016 | 4 | 0.24229
70784 | 9.28 | 0.8 | 365 | 8.4284 | 0.4609 | 8 | 0.88934
72821 | 8.48 | 0.8 | 365 | 7.7018 | 0.266 | 7 | 0.96785
72822 | 7.68 | 0.8 | 365 | 6.9753 | 0.071094 | 7 | 0.046352
72048 | 12.395 | 0.8 | 365 | 11.2576 | 0.0073186 | 11 | 0.26491
72823 | 5.6 | 0.8 | 365 | 5.0861 | 0.36434 | 5 | 0.45047
72824 | 10.08 | 0.8 | 365 | 9.155 | 0.65581 | 9 | 0.81084
72826 | 4.48 | 0.8 | 365 | 4.0689 | 0.29147 | 4 | 0.36037
72828 | 6.7 | 0.8 | 365 | 6.0852 | 0.38233 | 6 | 0.46752
72830 | 7.28 | 0.8 | 365 | 6.612 | 0.97364 | 7 | 0.5856
72831 | 10.66 | 0.8 | 365 | 9.6818 | 0.24712 | 9 | 0.92892
72832 | 9.28 | 0.8 | 365 | 8.4284 | 0.4609 | 8 | 0.88934
72833 | 10.2 | 0.8 | 365 | 9.264 | 0.98505 | 10 | 0.24906
72834 | 4.59 | 0.8 | 365 | 4.1688 | 0.59327 | 4 | 0.76208
72839 | 6.48 | 0.8 | 365 | 5.8854 | 0.77874 | 6 | 0.66411
72841 | 8.96 | 0.8 | 365 | 8.1378 | 0.58294 | 8 | 0.72074
72842 | 8.7 | 0.8 | 365 | 7.9017 | 0.8696 | 8 | 0.77126
72843 | 4.845 | 0.8 | 365 | 4.4004 | 0.2929 | 4 | 0.6933
72844 | 4.56 | 0.8 | 365 | 4.1416 | 0.51096 | 4 | 0.65252
72848 | 11.1 | 0.8 | 365 | 10.0814 | 0.45432 | 10 | 0.53574
72847 | 6.6 | 0.8 | 365 | 5.9944 | 0.10797 | 6 | 0.10233
72849 | 6.71 | 0.8 | 365 | 6.0943 | 0.40977 | 6 | 0.50404
72845 | 9.24 | 0.8 | 365 | 8.3921 | 0.35116 | 8 | 0.74327
67722 | 9.45 | 0.8 | 365 | 8.5828 | 0.92732 | 9 | 0.51016
69768 | 5.3 | 0.8 | 365 | 4.8137 | 0.54125 | 5 | 0.3549
70265 | 9.805 | 0.8 | 365 | 8.9053 | 0.90131 | 9 | 0.80657
72851 | 3.92 | 0.8 | 365 | 3.5603 | 0.75504 | 4 | 0.31533
72052 | 9.6 | 0.8 | 365 | 8.7191 | 0.33887 | 9 | 0.05794
72852 | 4.76 | 0.8 | 365 | 4.3232 | 0.059688 | 4 | 0.3829
72853 | 14.04 | 0.8 | 365 | 12.7516 | 0.52059 | 13 | 0.27224
72854 | 12.76 | 0.8 | 365 | 11.5891 | 0.0087443 | 11 | 0.59785
72855 | 3.19 | 0.8 | 365 | 2.8973 | 0.75219 | 3 | 0.64946
72857 | 3.64 | 0.8 | 365 | 3.306 | 0.98682 | 4 | 0.2928
72856 | 5.865 | 0.8 | 365 | 5.3268 | 0.091402 | 5 | 0.41821
72483 | 9 | 0.8 | 365 | 8.1741 | 0.69269 | 8 | 0.86682
72858 | 5.88 | 0.8 | 365 | 5.3404 | 0.13256 | 5 | 0.47299
72859 | 5.4 | 0.8 | 365 | 4.9045 | 0.81561 | 5 | 0.72009
72860 | 7.56 | 0.8 | 365 | 6.8663 | 0.74186 | 7 | 0.60813
72861 | 11.48 | 0.8 | 365 | 10.4266 | 0.4969 | 10 | 0.92345
68320 | 4.2 | 0.8 | 365 | 3.8146 | 0.52325 | 4 | 0.33785
72864 | 10.08 | 0.8 | 365 | 9.155 | 0.65581 | 9 | 0.81084
72862 | 5.886 | 0.8 | 365 | 5.3459 | 0.14902 | 5 | 0.4949
72866 | 7.848 | 0.8 | 365 | 7.1278 | 0.53202 | 7 | 0.65987
72867 | 11.52 | 0.8 | 365 | 10.4629 | 0.60664 | 11 | 0.069529
72872 | 5.886 | 0.8 | 365 | 5.3459 | 0.14902 | 5 | 0.4949
72028 | 4.94 | 0.8 | 365 | 4.4867 | 0.55354 | 5 | 0.040232
72475 | 7.2 | 0.8 | 365 | 6.5393 | 0.75415 | 7 | 0.29346
72517 | 3.99 | 0.8 | 365 | 3.6239 | 0.94709 | 4 | 0.57096
72880 | 8.96 | 0.8 | 365 | 8.1378 | 0.58294 | 8 | 0.72074
72881 | 8.96 | 0.8 | 365 | 8.1378 | 0.58294 | 8 | 0.72074
72283 | 6.36 | 1 | 365 | 7.2205 | 0.81187 | 8 | 0.032357
72362 | 3.3 | 0.8 | 365 | 2.9972 | 0.053986 | 3 | 0.051167
72284 | 3.18 | 1 | 365 | 3.6102 | 0.90594 | 4 | 0.51618
72510 | 4.77 | 0.8 | 365 | 4.3323 | 0.087125 | 4 | 0.41941
72874 | 9.45 | 0.8 | 365 | 8.5828 | 0.92732 | 9 | 0.51016
72882 | 5.4 | 0.8 | 365 | 4.9045 | 0.81561 | 5 | 0.72009
72883 | 3 | 0.8 | 365 | 2.7247 | 0.2309 | 2 | 0.95561
72886 | 12.395 | 0.8 | 365 | 11.2576 | 0.0073186 | 11 | 0.26491
72887 | 5.51 | 0.8 | 365 | 5.0044 | 0.11741 | 5 | 0.1218
72888 | 10.36 | 0.8 | 365 | 9.4093 | 0.42403 | 9 | 0.83336
72890 | 3.64 | 0.8 | 365 | 3.306 | 0.98682 | 4 | 0.2928
72889 | 6.72 | 0.8 | 365 | 6.1034 | 0.43721 | 6 | 0.54056
72892 | 2.4 | 0.8 | 365 | 2.1798 | 0.58472 | 2 | 0.76449
72542 | 4.275 | 0.8 | 365 | 3.8827 | 0.72903 | 4 | 0.61174
72546 | 5.985 | 0.8 | 365 | 5.4358 | 0.42064 | 5 | 0.85643
72893 | 9.6 | 0.8 | 365 | 8.7191 | 0.33887 | 9 | 0.05794
72894 | 3.6 | 0.8 | 365 | 3.2697 | 0.87708 | 4 | 0.14673
72895 | 2.34 | 0.8 | 365 | 2.1253 | 0.4201 | 2 | 0.54537
72324 | 24.57 | 0.8 | 365 | 22.3154 | 0.41104 | 22 | 0.72642
72896 | 13.545 | 0.8 | 365 | 12.3021 | 0.1625 | 12 | 0.46456
72897 | 9.52 | 0.8 | 365 | 8.6464 | 0.11938 | 8 | 0.76579
72899 | 3.08 | 0.8 | 365 | 2.7974 | 0.45039 | 3 | 0.24776
72901 | 12.19 | 0.8 | 365 | 11.0714 | 0.44487 | 11 | 0.51628
72902 | 6.72 | 0.8 | 365 | 6.1034 | 0.43721 | 6 | 0.54056
72903 | 8.12 | 0.8 | 365 | 7.3749 | 0.27829 | 7 | 0.65317
72904 | 9.24 | 0.8 | 365 | 8.3921 | 0.35116 | 8 | 0.74327
72905 | 4.35 | 0.8 | 365 | 3.9508 | 0.9348 | 4 | 0.88563
72906 | 8.12 | 0.8 | 365 | 7.3749 | 0.27829 | 7 | 0.65317
72908 | 8.265 | 0.8 | 365 | 7.5066 | 0.67612 | 8 | 0.1827
72909 | 8.8 | 0.8 | 365 | 7.9925 | 0.14396 | 8 | 0.13645
72911 | 14.04 | 0.8 | 365 | 12.7516 | 0.52059 | 13 | 0.27224
72912 | 4.8 | 0.8 | 365 | 4.3595 | 0.16943 | 4 | 0.52897
72913 | 6 | 0.8 | 365 | 5.4494 | 0.46179 | 5 | 0.91121
72915 | 13.77 | 0.8 | 365 | 12.5064 | 0.77981 | 13 | 0.28623
72916 | 4.5 | 0.8 | 365 | 4.0871 | 0.34634 | 4 | 0.43341
72917 | 2.7 | 0.8 | 365 | 2.4522 | 0.40781 | 2 | 0.86005
72573 | 3 | 0.8 | 365 | 2.7247 | 0.2309 | 2 | 0.95561
72588 | 3.12 | 0.8 | 365 | 2.8337 | 0.56013 | 3 | 0.39383
72571 | 6.3 | 0.8 | 365 | 5.7219 | 0.28488 | 6 | 0.0067734
72589 | 6.3 | 0.8 | 365 | 5.7219 | 0.28488 | 6 | 0.0067734
72594 | 6 | 0.8 | 365 | 5.4494 | 0.46179 | 5 | 0.91121
72584 | 7.32 | 0.8 | 365 | 6.6483 | 0.083386 | 6 | 0.73168
72587 | 3.6 | 0.8 | 365 | 3.2697 | 0.87708 | 4 | 0.14673
72579 | 5.1 | 0.8 | 365 | 4.632 | 0.99252 | 5 | 0.62453
72591 | 4.5 | 0.8 | 365 | 4.0871 | 0.34634 | 4 | 0.43341
72918 | 8.96 | 0.8 | 365 | 8.1378 | 0.58294 | 8 | 0.72074
72919 | 2.86 | 0.8 | 365 | 2.5976 | 0.84679 | 3 | 0.44434
72920 | 4.93 | 0.8 | 365 | 4.4776 | 0.52611 | 5 | 0.0037132
72138 | 6.75 | 0.8 | 365 | 6.1306 | 0.51952 | 6 | 0.65011
72191 | 8.96 | 0.8 | 365 | 8.1378 | 0.58294 | 8 | 0.72074
72923 | 6.44 | 0.8 | 365 | 5.849 | 0.66899 | 6 | 0.51804
72924 | 3.92 | 0.8 | 365 | 3.5603 | 0.75504 | 4 | 0.31533
72869 | 2.56 | 0.8 | 365 | 2.3251 | 0.023698 | 2 | 0.34878
72114 | 7.2 | 0.8 | 365 | 6.5393 | 0.75415 | 7 | 0.29346
51269 | 6.54 | 1 | 365 | 7.4248 | 0.42919 | 7 | 0.85403
72925 | 11.31 | 0.8 | 365 | 10.2722 | 0.030478 | 10 | 0.30264
72926 | 5.6 | 0.8 | 365 | 5.0861 | 0.36434 | 5 | 0.45047
72024 | 13.2 | 1 | 365 | 14.9859 | 0.26993 | 15 | 0.25584
72752 | 13.5 | 0.8 | 365 | 12.2612 | 0.039032 | 12 | 0.30023
43804 | 4.725 | 0.8 | 365 | 4.2914 | 0.96366 | 5 | 0.25508
72927 | 12 | 0.8 | 365 | 10.8988 | 0.92358 | 11 | 0.82243
72929 | 2.24 | 0.8 | 365 | 2.0345 | 0.14574 | 2 | 0.18019
72934 | 4.8 | 0.8 | 365 | 4.3595 | 0.16943 | 4 | 0.52897
72935 | 5.4 | 0.8 | 365 | 4.9045 | 0.81561 | 5 | 0.72009
72936 | 13.8 | 0.8 | 365 | 12.5337 | 0.86212 | 13 | 0.39579
72937 | 11.1 | 0.8 | 365 | 10.0814 | 0.45432 | 10 | 0.53574
72938 | 3.575 | 0.8 | 365 | 3.2469 | 0.80848 | 4 | 0.055431
72939 | 7.2 | 0.8 | 365 | 6.5393 | 0.75415 | 7 | 0.29346
68069 | 4.68 | 0.8 | 365 | 4.2505 | 0.8402 | 5 | 0.090746
72466 | 11.18 | 1 | 365 | 12.6926 | 0.34226 | 13 | 0.034866
72940 | 9 | 0.8 | 365 | 8.1741 | 0.69269 | 8 | 0.86682
72941 | 12.72 | 0.8 | 365 | 11.5528 | 0.899 | 12 | 0.45177
72942 | 9.9 | 0.8 | 365 | 8.9915 | 0.16196 | 9 | 0.1535
72689 | 14.64 | 0.8 | 365 | 13.2966 | 0.16677 | 13 | 0.46336
72944 | 10.56 | 0.8 | 365 | 9.591 | 0.97275 | 10 | 0.56373
57967 | 5829.12 | 0.8 | 365 | 5294.2213 | 0.96016 | 5295 | 0.18146
72945 | 10.56 | 0.8 | 365 | 9.591 | 0.97275 | 10 | 0.56373
72946 | 3.92 | 0.8 | 365 | 3.5603 | 0.75504 | 4 | 0.31533
72947 | 3.64 | 0.8 | 365 | 3.306 | 0.98682 | 4 | 0.2928
72948 | 7.28 | 0.8 | 365 | 6.612 | 0.97364 | 7 | 0.5856
72763 | 3.38 | 0.8 | 365 | 3.0698 | 0.27348 | 3 | 0.34332
72949 | 10.385 | 0.8 | 365 | 9.432 | 0.49262 | 9 | 0.92466
72950 | 24.75 | 0.8 | 365 | 22.4789 | 0.90489 | 23 | 0.38375
72951 | 4.2 | 0.8 | 365 | 3.8146 | 0.52325 | 4 | 0.33785
72952 | 13.44 | 0.8 | 365 | 12.2067 | 0.87441 | 13 | 0.081117
72953 | 8.54 | 0.8 | 365 | 7.7563 | 0.43062 | 8 | 0.18696
72954 | 3.24 | 0.8 | 365 | 2.9427 | 0.88937 | 3 | 0.83205
72955 | 10.8 | 0.8 | 365 | 9.809 | 0.63123 | 10 | 0.44018
72957 | 11.88 | 0.8 | 365 | 10.7899 | 0.59435 | 11 | 0.3842
72958 | 8.96 | 0.8 | 365 | 8.1378 | 0.58294 | 8 | 0.72074
72959 | 11.055 | 0.8 | 365 | 10.0406 | 0.33085 | 10 | 0.37141
72962 | 10.395 | 0.8 | 365 | 9.4411 | 0.52005 | 9 | 0.96118
72963 | 7.4 | 0.8 | 365 | 6.721 | 0.30288 | 7 | 0.023829
72965 | 7.26 | 0.8 | 365 | 6.5938 | 0.91877 | 7 | 0.51257
72966 | 4.32 | 0.8 | 365 | 3.9236 | 0.85249 | 4 | 0.77607
72967 | 13.2 | 0.8 | 365 | 11.9887 | 0.21594 | 12 | 0.20467
72968 | 7.68 | 0.8 | 365 | 6.9753 | 0.071094 | 7 | 0.046352
72969 | 5.12 | 0.8 | 365 | 4.6502 | 0.047396 | 4 | 0.69757
72970 | 11.4 | 0.8 | 365 | 10.3539 | 0.2774 | 10 | 0.6313
72971 | 9.6 | 0.8 | 365 | 8.7191 | 0.33887 | 9 | 0.05794
72972 | 3.64 | 0.8 | 365 | 3.306 | 0.98682 | 4 | 0.2928
72973 | 6.72 | 0.8 | 365 | 6.1034 | 0.43721 | 6 | 0.54056
72975 | 24.96 | 0.8 | 365 | 22.6696 | 0.48105 | 23 | 0.15065
72976 | 10.385 | 0.8 | 365 | 9.432 | 0.49262 | 9 | 0.92466
72977 | 7.56 | 0.8 | 365 | 6.8663 | 0.74186 | 7 | 0.60813
30567 | 1316.7 | 1 | 365 | 1494.8442 | 0.67532 | 1495 | 0.51956
72978 | 9.18 | 0.8 | 365 | 8.3376 | 0.18654 | 8 | 0.52416
72979 | 10.98 | 0.8 | 365 | 9.9724 | 0.12508 | 10 | 0.097519
72980 | 11 | 0.8 | 365 | 9.9906 | 0.17995 | 10 | 0.17056
72981 | 7.425 | 0.8 | 365 | 6.7437 | 0.37147 | 7 | 0.11513
72986 | 11 | 0.8 | 365 | 9.9906 | 0.17995 | 10 | 0.17056
72988 | 9.57 | 0.8 | 365 | 8.6918 | 0.25656 | 8 | 0.94838
72989 | 14.4 | 0.8 | 365 | 13.0786 | 0.5083 | 13 | 0.58691
72990 | 17.49 | 0.8 | 365 | 15.8851 | 0.98612 | 16 | 0.87119
72991 | 11 | 0.8 | 365 | 9.9906 | 0.17995 | 10 | 0.17056
72992 | 7.93 | 0.8 | 365 | 7.2023 | 0.757 | 7 | 0.95932
72993 | 8.96 | 0.8 | 365 | 8.1378 | 0.58294 | 8 | 0.72074
72995 | 5.355 | 0.8 | 365 | 4.8636 | 0.69215 | 5 | 0.55576
72998 | 7.56 | 0.8 | 365 | 6.8663 | 0.74186 | 7 | 0.60813
72999 | 4.48 | 0.8 | 365 | 4.0689 | 0.29147 | 4 | 0.36037
73000 | 7.5 | 0.8 | 365 | 6.8118 | 0.57724 | 7 | 0.38902
73001 | 10.98 | 0.8 | 365 | 9.9724 | 0.12508 | 10 | 0.097519
73003 | 12 | 0.8 | 365 | 10.8988 | 0.92358 | 11 | 0.82243
73006 | 5.4 | 0.8 | 365 | 4.9045 | 0.81561 | 5 | 0.72009
73007 | 9.24 | 0.8 | 365 | 8.3921 | 0.35116 | 8 | 0.74327
73009 | 6.96 | 0.8 | 365 | 6.3213 | 0.095679 | 6 | 0.41701
73010 | 8.12 | 0.8 | 365 | 7.3749 | 0.27829 | 7 | 0.65317
73011 | 6.72 | 0.8 | 365 | 6.1034 | 0.43721 | 6 | 0.54056
73008 | 7.848 | 0.8 | 365 | 7.1278 | 0.53202 | 7 | 0.65987
73014 | 11.88 | 0.8 | 365 | 10.7899 | 0.59435 | 11 | 0.3842
73015 | 4.48 | 0.8 | 365 | 4.0689 | 0.29147 | 4 | 0.36037
73019 | 5.32 | 0.8 | 365 | 4.8318 | 0.59612 | 5 | 0.42794
56602 | 9.88 | 1 | 365 | 11.2167 | 0.88386 | 12 | 0.10058
73021 | 5.58 | 0.8 | 365 | 5.068 | 0.30947 | 5 | 0.37743
73022 | 4.5 | 0.8 | 365 | 4.0871 | 0.34634 | 4 | 0.43341
73024 | 3.96 | 0.8 | 365 | 3.5966 | 0.86478 | 4 | 0.4614
73028 | 13.2 | 0.8 | 365 | 11.9887 | 0.21594 | 12 | 0.20467
50875 | 8.58 | 1 | 365 | 9.7408 | 0.42545 | 10 | 0.16629
73029 | 4.76 | 0.8 | 365 | 4.3232 | 0.059688 | 4 | 0.3829
55139 | 2.34 | 1 | 365 | 2.6566 | 0.025124 | 2 | 0.68172
73030 | 5.04 | 0.8 | 365 | 4.5775 | 0.82791 | 5 | 0.40542
55649 | 3.9 | 1 | 365 | 4.4277 | 0.37521 | 4 | 0.80286
70664 | 6.3 | 1 | 365 | 7.1524 | 0.6061 | 7 | 0.75847
57319 | 8.32 | 1 | 365 | 9.4457 | 0.53377 | 9 | 0.97944
71519 | 11.1 | 0.8 | 365 | 10.0814 | 0.45432 | 10 | 0.53574
72695 | 13.8 | 0.8 | 365 | 12.5337 | 0.86212 | 13 | 0.39579
73032 | 11.05 | 0.8 | 365 | 10.036 | 0.31713 | 10 | 0.35315
52304 | 16.9 | 1 | 365 | 19.1865 | 0.95923 | 20 | 0.14573
73033 | 13.545 | 0.8 | 365 | 12.3021 | 0.1625 | 12 | 0.46456
55022 | 15.08 | 1 | 365 | 17.1203 | 0.71746 | 17 | 0.83773
54825 | 7.54 | 1 | 365 | 8.5601 | 0.85873 | 9 | 0.41886
20022 | 8.32 | 1 | 365 | 9.4457 | 0.53377 | 9 | 0.97944
72007 | 6.44 | 0.8 | 365 | 5.849 | 0.66899 | 6 | 0.51804
72159 | 7.25 | 0.8 | 365 | 6.5847 | 0.89133 | 7 | 0.47605
72091 | 2.61 | 0.8 | 365 | 2.3705 | 0.16088 | 2 | 0.53138
72463 | 4.76 | 0.8 | 365 | 4.3232 | 0.059688 | 4 | 0.3829
73037 | 5.88 | 0.8 | 365 | 5.3404 | 0.13256 | 5 | 0.47299
73038 | 7.84 | 0.8 | 365 | 7.1206 | 0.51007 | 7 | 0.63065
73039 | 13.92 | 0.8 | 365 | 12.6427 | 0.19136 | 12 | 0.83401
73040 | 13.25 | 1 | 365 | 15.0427 | 0.4414 | 15 | 0.48408
73041 | 4.675 | 0.8 | 365 | 4.246 | 0.82648 | 5 | 0.072487
73042 | 5.775 | 0.8 | 365 | 5.2451 | 0.84447 | 6 | 0.089542
73043 | 7.15 | 0.8 | 365 | 6.4939 | 0.61697 | 7 | 0.11086
73044 | 6.6 | 0.8 | 365 | 5.9944 | 0.10797 | 6 | 0.10233
73045 | 5.76 | 0.8 | 365 | 5.2314 | 0.80332 | 6 | 0.034764
72527 | 3.92 | 0.8 | 365 | 3.5603 | 0.75504 | 4 | 0.31533
65307 | 56.16 | 0.8 | 365 | 51.0066 | 0.082373 | 51 | 0.088952
73050 | 5.76 | 0.8 | 365 | 5.2314 | 0.80332 | 6 | 0.034764
73052 | 10.37 | 0.8 | 365 | 9.4184 | 0.45146 | 9 | 0.86988
73051 | 5.225 | 0.8 | 365 | 4.7455 | 0.33548 | 5 | 0.081014
73054 | 6.54 | 0.8 | 365 | 5.9399 | 0.94335 | 6 | 0.88322
73055 | 8.8 | 0.8 | 365 | 7.9925 | 0.14396 | 8 | 0.13645
73057 | 4.5 | 0.8 | 365 | 4.0871 | 0.34634 | 4 | 0.43341
71633 | 3.72 | 0.8 | 365 | 3.3786 | 0.20631 | 3 | 0.58495
71625 | 12.07 | 0.8 | 365 | 10.9624 | 0.11564 | 11 | 0.078056
73060 | 2.52 | 0.8 | 365 | 2.2888 | 0.91395 | 3 | 0.20271
72646 | 12.96 | 0.8 | 365 | 11.7707 | 0.55747 | 12 | 0.32822
72348 | 7.95 | 1 | 365 | 9.0256 | 0.26484 | 9 | 0.29045
72415 | 4.62 | 0.8 | 365 | 4.1961 | 0.67558 | 4 | 0.87163
70812 | 8.775 | 0.8 | 365 | 7.9698 | 0.075371 | 8 | 0.045149
73061 | 4.2 | 0.8 | 365 | 3.8146 | 0.52325 | 4 | 0.33785
73062 | 4.2 | 0.8 | 365 | 3.8146 | 0.52325 | 4 | 0.33785
69862 | 5.4 | 0.8 | 365 | 4.9045 | 0.81561 | 5 | 0.72009
73063 | 2.56 | 0.8 | 365 | 2.3251 | 0.023698 | 2 | 0.34878
73065 | 8.1 | 0.8 | 365 | 7.3567 | 0.22342 | 7 | 0.58014
72914 | 13.8 | 0.8 | 365 | 12.5337 | 0.86212 | 13 | 0.39579
73066 | 7.15 | 0.8 | 365 | 6.4939 | 0.61697 | 7 | 0.11086
72910 | 13.8 | 0.8 | 365 | 12.5337 | 0.86212 | 13 | 0.39579
73048 | 15.87 | 0.8 | 365 | 14.4137 | 0.54144 | 14 | 0.95516
73067 | 10.23 | 0.8 | 365 | 9.2913 | 0.067355 | 9 | 0.35862
73071 | 5.5 | 0.8 | 365 | 4.9953 | 0.089976 | 5 | 0.085278
73075 | 5.32 | 0.8 | 365 | 4.8318 | 0.59612 | 5 | 0.42794
73076 | 14.04 | 0.8 | 365 | 12.7516 | 0.52059 | 13 | 0.27224
73077 | 5.4 | 0.8 | 365 | 4.9045 | 0.81561 | 5 | 0.72009
73079 | 7.2 | 0.8 | 365 | 6.5393 | 0.75415 | 7 | 0.29346
73080 | 5.4 | 0.8 | 365 | 4.9045 | 0.81561 | 5 | 0.72009
73081 | 7.695 | 0.8 | 365 | 6.9889 | 0.11225 | 7 | 0.10113
73082 | 11.96 | 0.8 | 365 | 10.8625 | 0.81384 | 11 | 0.67635
73083 | 4.5 | 0.8 | 365 | 4.0871 | 0.34634 | 4 | 0.43341
73084 | 6.44 | 0.8 | 365 | 5.849 | 0.66899 | 6 | 0.51804
73085 | 8.32 | 0.8 | 365 | 7.5565 | 0.82702 | 8 | 0.38355
73087 | 3.92 | 0.8 | 365 | 3.5603 | 0.75504 | 4 | 0.31533
73088 | 6.72 | 0.8 | 365 | 6.1034 | 0.43721 | 6 | 0.54056
73089 | 7.395 | 0.8 | 365 | 6.7164 | 0.28916 | 7 | 0.0055698
73086 | 9.9 | 0.8 | 365 | 8.9915 | 0.16196 | 9 | 0.1535
73090 | 13.26 | 0.8 | 365 | 12.0432 | 0.38056 | 12 | 0.42378
73091 | 13.44 | 0.8 | 365 | 12.2067 | 0.87441 | 13 | 0.081117
73092 | 12.8 | 0.8 | 365 | 11.6254 | 0.11849 | 11 | 0.74392
73093 | 12.16 | 0.8 | 365 | 11.0442 | 0.36257 | 11 | 0.40672
73094 | 6.6 | 0.8 | 365 | 5.9944 | 0.10797 | 6 | 0.10233
73095 | 7.2 | 0.8 | 365 | 6.5393 | 0.75415 | 7 | 0.29346
73097 | 7.2 | 0.8 | 365 | 6.5393 | 0.75415 | 7 | 0.29346
73098 | 14.49 | 0.8 | 365 | 13.1604 | 0.75523 | 13 | 0.91558
73099 | 5.355 | 0.8 | 365 | 4.8636 | 0.69215 | 5 | 0.55576
73101 | 7.15 | 0.8 | 365 | 6.4939 | 0.61697 | 7 | 0.11086
73102 | 4.2 | 0.8 | 365 | 3.8146 | 0.52325 | 4 | 0.33785
73103 | 4.2 | 0.8 | 365 | 3.8146 | 0.52325 | 4 | 0.33785
73108 | 7.54 | 0.8 | 365 | 6.8481 | 0.68699 | 7 | 0.53509
73109 | 11.115 | 0.8 | 365 | 10.0951 | 0.49547 | 10 | 0.59052
73110 | 5.22 | 0.8 | 365 | 4.741 | 0.32176 | 5 | 0.062755
73111 | 12.375 | 0.8 | 365 | 11.2394 | 0.95245 | 12 | 0.19188
73112 | 4.06 | 0.8 | 365 | 3.6874 | 0.13915 | 3 | 0.82659
73113 | 3.64 | 0.8 | 365 | 3.306 | 0.98682 | 4 | 0.2928
73115 | 6.44 | 0.8 | 365 | 5.849 | 0.66899 | 6 | 0.51804
73118 | 8.4 | 0.8 | 365 | 7.6292 | 0.046509 | 7 | 0.6757
73119 | 7.15 | 0.8 | 365 | 6.4939 | 0.61697 | 7 | 0.11086
73120 | 4.8 | 0.8 | 365 | 4.3595 | 0.16943 | 4 | 0.52897
73124 | 4.2 | 0.8 | 365 | 3.8146 | 0.52325 | 4 | 0.33785
73126 | 5.88 | 0.8 | 365 | 5.3404 | 0.13256 | 5 | 0.47299
73096 | 8.8 | 0.8 | 365 | 7.9925 | 0.14396 | 8 | 0.13645
73128 | 4.95 | 0.8 | 365 | 4.4958 | 0.58098 | 5 | 0.076751
73129 | 13.23 | 0.8 | 365 | 12.016 | 0.29825 | 12 | 0.31422
73018 | 8.12 | 0.8 | 365 | 7.3749 | 0.27829 | 7 | 0.65317
73130 | 3.92 | 0.8 | 365 | 3.5603 | 0.75504 | 4 | 0.31533
64445 | 44.2 | 0.8 | 365 | 40.1441 | 0.26853 | 40 | 0.4126
73133 | 6.9 | 0.8 | 365 | 6.2668 | 0.93106 | 7 | 0.19789
73134 | 5.7 | 0.8 | 365 | 5.1769 | 0.6387 | 5 | 0.81565
72878 | 15 | 0.8 | 365 | 13.6236 | 0.15448 | 13 | 0.77803
73135 | 11.76 | 0.8 | 365 | 10.6809 | 0.26511 | 10 | 0.94598
68871 | 8.12 | 0.8 | 365 | 7.3749 | 0.27829 | 7 | 0.65317
73136 | 6.08 | 0.8 | 365 | 5.5221 | 0.68128 | 6 | 0.20336
73137 | 11.2 | 0.8 | 365 | 10.1723 | 0.72868 | 10 | 0.90093
68862 | 10.08 | 0.8 | 365 | 9.155 | 0.65581 | 9 | 0.81084
73138 | 12.435 | 0.8 | 365 | 11.2939 | 0.11706 | 11 | 0.41099
68869 | 9.9 | 0.8 | 365 | 8.9915 | 0.16196 | 9 | 0.1535
73139 | 24.42 | 0.8 | 365 | 22.1791 | 0.99949 | 23 | 0.17864
73141 | 3.35 | 0.8 | 365 | 3.0426 | 0.19117 | 3 | 0.23376
73143 | 8.64 | 0.8 | 365 | 7.8472 | 0.70498 | 8 | 0.55215
73146 | 12.21 | 0.8 | 365 | 11.0896 | 0.49975 | 11 | 0.58932
73145 | 2.75 | 0.8 | 365 | 2.4977 | 0.54499 | 3 | 0.042639
51339 | 24.795 | 0.8 | 365 | 22.5197 | 0.028355 | 22 | 0.54809
73147 | 3.78 | 1 | 365 | 4.2914 | 0.96366 | 5 | 0.25508
73149 | 10.08 | 0.8 | 365 | 9.155 | 0.65581 | 9 | 0.81084
73150 | 3 | 0.8 | 365 | 2.7247 | 0.2309 | 2 | 0.95561
73151 | 7.875 | 0.8 | 365 | 7.1524 | 0.6061 | 7 | 0.75847
73152 | 8.16 | 0.8 | 365 | 7.4112 | 0.38804 | 7 | 0.79925
73153 | 9.38 | 0.8 | 365 | 8.5193 | 0.73527 | 9 | 0.25453
73154 | 11.16 | 0.8 | 365 | 10.1359 | 0.61893 | 10 | 0.75486
73155 | 7 | 0.8 | 365 | 6.3577 | 0.20542 | 6 | 0.56308
64769 | 131.32 | 0.7 | 365 | 104.3609 | 0.25703 | 104 | 0.61798
73156 | 13.5 | 0.8 | 365 | 12.2612 | 0.039032 | 12 | 0.30023
73157 | 6.3 | 0.8 | 365 | 5.7219 | 0.28488 | 6 | 0.0067734
73159 | 10.2 | 0.8 | 365 | 9.264 | 0.98505 | 10 | 0.24906
73161 | 8.64 | 0.8 | 365 | 7.8472 | 0.70498 | 8 | 0.55215
73164 | 7.54 | 0.8 | 365 | 6.8481 | 0.68699 | 7 | 0.53509
73162 | 5.83 | 0.8 | 365 | 5.295 | 0.99537 | 6 | 0.2904
73163 | 6.09 | 0.8 | 365 | 5.5312 | 0.70872 | 6 | 0.23988
73165 | 3.92 | 0.8 | 365 | 3.5603 | 0.75504 | 4 | 0.31533
73167 | 10.26 | 0.8 | 365 | 9.3185 | 0.14966 | 9 | 0.46817
73166 | 8.71 | 0.8 | 365 | 7.9107 | 0.89703 | 8 | 0.80778
73168 | 7.2 | 0.8 | 365 | 6.5393 | 0.75415 | 7 | 0.29346
73169 | 12.21 | 0.8 | 365 | 11.0896 | 0.49975 | 11 | 0.58932
73170 | 7.2 | 0.8 | 365 | 6.5393 | 0.75415 | 7 | 0.29346
72829 | 12.73 | 0.8 | 365 | 11.5619 | 0.92644 | 12 | 0.48829
73172 | 3.3 | 0.8 | 365 | 2.9972 | 0.053986 | 3 | 0.051167
73171 | 7.26 | 0.8 | 365 | 6.5938 | 0.91877 | 7 | 0.51257
73174 | 7.935 | 0.8 | 365 | 7.2069 | 0.77072 | 7 | 0.97758
73176 | 5.4 | 0.8 | 365 | 4.9045 | 0.81561 | 5 | 0.72009
73177 | 8.4 | 0.8 | 365 | 7.6292 | 0.046509 | 7 | 0.6757
73178 | 6.21 | 0.8 | 365 | 5.6402 | 0.037955 | 5 | 0.67811
73070 | 10.08 | 0.8 | 365 | 9.155 | 0.65581 | 9 | 0.81084
73180 | 6.6 | 0.8 | 365 | 5.9944 | 0.10797 | 6 | 0.10233
73127 | 10.36 | 0.8 | 365 | 9.4093 | 0.42403 | 9 | 0.83336
73181 | 6 | 0.8 | 365 | 5.4494 | 0.46179 | 5 | 0.91121
73182 | 5.13 | 0.8 | 365 | 4.6593 | 0.074832 | 4 | 0.73409
73184 | 2.32 | 0.8 | 365 | 2.1071 | 0.36523 | 2 | 0.47234
73185 | 7.83 | 0.8 | 365 | 7.1115 | 0.48264 | 7 | 0.59413
73183 | 9.28 | 0.8 | 365 | 8.4284 | 0.4609 | 8 | 0.88934
73186 | 4.2 | 0.8 | 365 | 3.8146 | 0.52325 | 4 | 0.33785
73189 | 7.98 | 0.8 | 365 | 7.2477 | 0.89418 | 8 | 0.14191
73191 | 7.25 | 0.8 | 365 | 6.5847 | 0.89133 | 7 | 0.47605
73188 | 10.08 | 0.8 | 365 | 9.155 | 0.65581 | 9 | 0.81084
72440 | 27.295 | 0.6 | 365 | 18.5927 | 0.16558 | 18 | 0.75832
73194 | 4.275 | 0.8 | 365 | 3.8827 | 0.72903 | 4 | 0.61174
73193 | 4.335 | 0.8 | 365 | 3.9372 | 0.89364 | 4 | 0.83085
73195 | 4.275 | 0.8 | 365 | 3.8827 | 0.72903 | 4 | 0.61174
73196 | 9.24 | 0.8 | 365 | 8.3921 | 0.35116 | 8 | 0.74327
73197 | 8.265 | 0.8 | 365 | 7.5066 | 0.67612 | 8 | 0.1827
73198 | 6.96 | 0.8 | 365 | 6.3213 | 0.095679 | 6 | 0.41701
73199 | 9.54 | 0.8 | 365 | 8.6646 | 0.17425 | 8 | 0.83883
73200 | 5.415 | 0.8 | 365 | 4.9181 | 0.85677 | 5 | 0.77487
73201 | 2 | 0.8 | 365 | 1.8165 | 0.48726 | 2 | 0.30374
73202 | 8.67 | 0.8 | 365 | 7.8744 | 0.78729 | 8 | 0.6617
73203 | 8.265 | 0.8 | 365 | 7.5066 | 0.67612 | 8 | 0.1827
73205 | 13.515 | 0.8 | 365 | 12.2748 | 0.080186 | 12 | 0.35501
73207 | 5.32 | 0.8 | 365 | 4.8318 | 0.59612 | 5 | 0.42794
73204 | 7.8 | 0.8 | 365 | 7.0842 | 0.40033 | 7 | 0.48458
73208 | 11.97 | 0.8 | 365 | 10.8716 | 0.84128 | 11 | 0.71287
73209 | 6.6 | 0.8 | 365 | 5.9944 | 0.10797 | 6 | 0.10233
73210 | 3 | 0.8 | 365 | 2.7247 | 0.2309 | 2 | 0.95561
73211 | 13.5 | 1 | 365 | 15.3265 | 0.29879 | 15 | 0.62529
73212 | 8.45 | 0.8 | 365 | 7.6746 | 0.18369 | 7 | 0.85829
73213 | 5.4 | 0.8 | 365 | 4.9045 | 0.81561 | 5 | 0.72009
73214 | 11.02 | 0.8 | 365 | 10.0088 | 0.23482 | 10 | 0.24359
73215 | 6.71 | 0.8 | 365 | 6.0943 | 0.40977 | 6 | 0.50404
73216 | 6.12 | 0.8 | 365 | 5.5584 | 0.79103 | 6 | 0.34944
73232 | 3 | 0.8 | 365 | 2.7247 | 0.2309 | 2 | 0.95561
73233 | 4.48 | 0.8 | 365 | 4.0689 | 0.29147 | 4 | 0.36037
73234 | 7 | 0.8 | 365 | 6.3577 | 0.20542 | 6 | 0.56308
73238 | 9.6 | 0.8 | 365 | 8.7191 | 0.33887 | 9 | 0.05794
73237 | 4.2 | 0.8 | 365 | 3.8146 | 0.52325 | 4 | 0.33785
73240 | 7.44 | 0.8 | 365 | 6.7573 | 0.41262 | 7 | 0.1699
73241 | 6.7 | 0.8 | 365 | 6.0852 | 0.38233 | 6 | 0.46752
73242 | 3.92 | 0.8 | 365 | 3.5603 | 0.75504 | 4 | 0.31533
73243 | 4.32 | 0.8 | 365 | 3.9236 | 0.85249 | 4 | 0.77607
73249 | 11.34 | 0.8 | 365 | 10.2994 | 0.11279 | 10 | 0.41219
73253 | 9.24 | 0.8 | 365 | 8.3921 | 0.35116 | 8 | 0.74327
73255 | 13.2 | 0.8 | 365 | 11.9887 | 0.21594 | 12 | 0.20467
73256 | 10.24 | 0.8 | 365 | 9.3003 | 0.094792 | 9 | 0.39514
73257 | 5.565 | 0.8 | 365 | 5.0543 | 0.26831 | 5 | 0.32265
73258 | 9.805 | 0.8 | 365 | 8.9053 | 0.90131 | 9 | 0.80657
73259 | 4.2 | 0.8 | 365 | 3.8146 | 0.52325 | 4 | 0.33785
73260 | 6.21 | 0.8 | 365 | 5.6402 | 0.037955 | 5 | 0.67811
73261 | 7.84 | 0.8 | 365 | 7.1206 | 0.51007 | 7 | 0.63065
73262 | 11.76 | 0.8 | 365 | 10.6809 | 0.26511 | 10 | 0.94598
73263 | 7.68 | 0.8 | 365 | 6.9753 | 0.071094 | 7 | 0.046352
73264 | 9.455 | 0.8 | 365 | 8.5874 | 0.94104 | 9 | 0.52842
73265 | 4.725 | 0.8 | 365 | 4.2914 | 0.96366 | 5 | 0.25508
73268 | 9.805 | 0.8 | 365 | 8.9053 | 0.90131 | 9 | 0.80657
73269 | 10.92 | 0.8 | 365 | 9.9179 | 0.96046 | 10 | 0.87841
73270 | 8.99 | 0.8 | 365 | 8.165 | 0.66525 | 8 | 0.8303
73279 | 6.6 | 0.8 | 365 | 5.9944 | 0.10797 | 6 | 0.10233
73271 | 7.28 | 0.8 | 365 | 6.612 | 0.97364 | 7 | 0.5856
73272 | 6.625 | 0.8 | 365 | 6.0171 | 0.17656 | 6 | 0.19363
73273 | 9.52 | 0.8 | 365 | 8.6464 | 0.11938 | 8 | 0.76579
73274 | 5.32 | 0.8 | 365 | 4.8318 | 0.59612 | 5 | 0.42794
73275 | 9.28 | 0.8 | 365 | 8.4284 | 0.4609 | 8 | 0.88934
73276 | 7.28 | 0.8 | 365 | 6.612 | 0.97364 | 7 | 0.5856
73277 | 4.35 | 0.8 | 365 | 3.9508 | 0.9348 | 4 | 0.88563
73278 | 11.34 | 0.8 | 365 | 10.2994 | 0.11279 | 10 | 0.41219
73280 | 9.805 | 0.8 | 365 | 8.9053 | 0.90131 | 9 | 0.80657
63498 | 47.6 | 0.65 | 365 | 35.1261 | 0.10997 | 35 | 0.23603
71101 | 2.94 | 0.8 | 365 | 2.6702 | 0.066278 | 2 | 0.73649
73281 | 5.6 | 0.8 | 365 | 5.0861 | 0.36434 | 5 | 0.45047
73283 | 8.64 | 0.8 | 365 | 7.8472 | 0.70498 | 8 | 0.55215
73284 | 12 | 0.8 | 365 | 10.8988 | 0.92358 | 11 | 0.82243
73291 | 13.44 | 0.8 | 365 | 12.2067 | 0.87441 | 13 | 0.081117
23076 | 1316.7 | 1 | 365 | 1494.8442 | 0.67532 | 1495 | 0.51956
23085 | 1316.7 | 1 | 365 | 1494.8442 | 0.67532 | 1495 | 0.51956
73292 | 3.08 | 0.8 | 365 | 2.7974 | 0.45039 | 3 | 0.24776
73295 | 3.84 | 0.8 | 365 | 3.4876 | 0.53555 | 4 | 0.023176
73297 | 5.695 | 0.8 | 365 | 5.1724 | 0.62498 | 5 | 0.79739
73294 | 12.48 | 0.8 | 365 | 11.3348 | 0.24053 | 11 | 0.57532
73296 | 8.64 | 0.8 | 365 | 7.8472 | 0.70498 | 8 | 0.55215
73286 | 7.685 | 0.8 | 365 | 6.9798 | 0.084812 | 7 | 0.064612
73298 | 13.68 | 0.8 | 365 | 12.4247 | 0.53289 | 12 | 0.95757
73299 | 7.475 | 0.8 | 365 | 6.7891 | 0.50865 | 7 | 0.29772
73300 | 10.64 | 0.8 | 365 | 9.6636 | 0.19224 | 9 | 0.85588
73301 | 4.48 | 0.8 | 365 | 4.0689 | 0.29147 | 4 | 0.36037
73305 | 11.2 | 0.8 | 365 | 10.1723 | 0.72868 | 10 | 0.90093
73304 | 4.8 | 0.8 | 365 | 4.3595 | 0.16943 | 4 | 0.52897
30546 | 1316.7 | 1 | 365 | 1494.8442 | 0.67532 | 1495 | 0.51956
73306 | 10.8 | 0.8 | 365 | 9.809 | 0.63123 | 10 | 0.44018
73309 | 8.235 | 0.8 | 365 | 7.4793 | 0.59381 | 8 | 0.07314
73310 | 16.2 | 0.8 | 365 | 14.7134 | 0.44684 | 15 | 0.16027
73318 | 6.67 | 0.8 | 365 | 6.0579 | 0.30003 | 6 | 0.35796
73327 | 9.3 | 0.8 | 365 | 8.4466 | 0.51578 | 8 | 0.96238
73328 | 9.15 | 0.8 | 365 | 8.3104 | 0.10423 | 8 | 0.4146
73329 | 9 | 0.8 | 365 | 8.1741 | 0.69269 | 8 | 0.86682
73330 | 13.8 | 1 | 365 | 15.6671 | 0.32765 | 15 | 0.99474
20438 | 5998.59 | 0.8 | 365 | 5448.1402 | 0.92348 | 5449 | 0.063665
35874 | 6.63 | 1 | 365 | 7.527 | 0.73785 | 8 | 0.26486
50741 | 243.1 | 0.9 | 365 | 248.3914 | 0.34906 | 248 | 0.74047
68797 | 8.84 | 0.8 | 365 | 8.0288 | 0.25371 | 8 | 0.28252
71018 | 5.2 | 0.8 | 365 | 4.7228 | 0.26689 | 4 | 0.98972
73121 | 4.2 | 0.8 | 365 | 3.8146 | 0.52325 | 4 | 0.33785
73122 | 4.35 | 0.8 | 365 | 3.9508 | 0.9348 | 4 | 0.88563
73123 | 2.8 | 0.8 | 365 | 2.5431 | 0.68217 | 3 | 0.22523
73125 | 3.36 | 0.8 | 365 | 3.0517 | 0.2186 | 3 | 0.27028
73187 | 8.7 | 0.8 | 365 | 7.9017 | 0.8696 | 8 | 0.77126
73266 | 8.7 | 0.8 | 365 | 7.9017 | 0.8696 | 8 | 0.77126
73334 | 6.1 | 0.8 | 365 | 5.5402 | 0.73616 | 6 | 0.2764
73335 | 24 | 0.8 | 365 | 21.7977 | 0.84717 | 22 | 0.64485
73336 | 5.13 | 0.8 | 365 | 4.6593 | 0.074832 | 4 | 0.73409
73339 | 5.76 | 0.8 | 365 | 5.2314 | 0.80332 | 6 | 0.034764
73340 | 11.16 | 0.8 | 365 | 10.1359 | 0.61893 | 10 | 0.75486
73341 | 9.9 | 0.8 | 365 | 8.9915 | 0.16196 | 9 | 0.1535
73342 | 6.03 | 0.8 | 365 | 5.4767 | 0.5441 | 6 | 0.020769
73348 | 5.4 | 0.8 | 365 | 4.9045 | 0.81561 | 5 | 0.72009
73349 | 9.9 | 0.8 | 365 | 8.9915 | 0.16196 | 9 | 0.1535
73350 | 13.325 | 0.8 | 365 | 12.1023 | 0.5589 | 12 | 0.66115
73351 | 7.8 | 0.8 | 365 | 7.0842 | 0.40033 | 7 | 0.48458
73352 | 6.27 | 0.8 | 365 | 5.6946 | 0.20257 | 5 | 0.89722
73353 | 9.715 | 0.8 | 365 | 8.8235 | 0.65438 | 9 | 0.47791
73354 | 4.55 | 0.8 | 365 | 4.1325 | 0.48353 | 4 | 0.616
73355 | 10.8 | 0.8 | 365 | 9.809 | 0.63123 | 10 | 0.44018
73356 | 12.73 | 0.8 | 365 | 11.5619 | 0.92644 | 12 | 0.48829
73357 | 6.825 | 0.8 | 365 | 6.1987 | 0.72529 | 6 | 0.924
73358 | 7.5 | 0.8 | 365 | 6.8118 | 0.57724 | 7 | 0.38902
73359 | 6.875 | 0.8 | 365 | 6.2441 | 0.86247 | 7 | 0.1066
73362 | 3 | 0.8 | 365 | 2.7247 | 0.2309 | 2 | 0.95561
73364 | 11.4 | 0.8 | 365 | 10.3539 | 0.2774 | 10 | 0.6313
73366 | 6.9 | 0.8 | 365 | 6.2668 | 0.93106 | 7 | 0.19789
73367 | 10.2 | 0.8 | 365 | 9.264 | 0.98505 | 10 | 0.24906
73368 | 5.225 | 0.8 | 365 | 4.7455 | 0.33548 | 5 | 0.081014
73369 | 12 | 0.8 | 365 | 10.8988 | 0.92358 | 11 | 0.82243
73370 | 4.5 | 0.8 | 365 | 4.0871 | 0.34634 | 4 | 0.43341
73371 | 3.025 | 0.8 | 365 | 2.7474 | 0.29949 | 3 | 0.046903
73373 | 8.12 | 0.8 | 365 | 7.3749 | 0.27829 | 7 | 0.65317
73374 | 4.48 | 0.8 | 365 | 4.0689 | 0.29147 | 4 | 0.36037
73375 | 7 | 0.8 | 365 | 6.3577 | 0.20542 | 6 | 0.56308
73378 | 11.2 | 0.8 | 365 | 10.1723 | 0.72868 | 10 | 0.90093
73380 | 10.92 | 0.8 | 365 | 9.9179 | 0.96046 | 10 | 0.87841
73381 | 7.59 | 0.8 | 365 | 6.8935 | 0.82417 | 7 | 0.71768
73382 | 3.9 | 0.8 | 365 | 3.5421 | 0.70016 | 4 | 0.24229
73383 | 8.265 | 0.8 | 365 | 7.5066 | 0.67612 | 8 | 0.1827
73384 | 8.125 | 0.8 | 365 | 7.3794 | 0.29201 | 7 | 0.67143
73385 | 9.52 | 0.8 | 365 | 8.6464 | 0.11938 | 8 | 0.76579
73387 | 3.9 | 0.8 | 365 | 3.5421 | 0.70016 | 4 | 0.24229
73388 | 9.765 | 0.8 | 365 | 8.8689 | 0.79157 | 9 | 0.6605
73389 | 8.45 | 0.8 | 365 | 7.6746 | 0.18369 | 7 | 0.85829
73392 | 6.3 | 0.8 | 365 | 5.7219 | 0.28488 | 6 | 0.0067734
73393 | 11.1 | 0.8 | 365 | 10.0814 | 0.45432 | 10 | 0.53574
73394 | 10.075 | 0.8 | 365 | 9.1505 | 0.64209 | 9 | 0.79258
73395 | 8.125 | 0.8 | 365 | 7.3794 | 0.29201 | 7 | 0.67143
73396 | 9.6 | 0.8 | 365 | 8.7191 | 0.33887 | 9 | 0.05794
73397 | 2.7 | 0.8 | 365 | 2.4522 | 0.40781 | 2 | 0.86005
73401 | 13.325 | 0.8 | 365 | 12.1023 | 0.5589 | 12 | 0.66115
73402 | 13.325 | 0.8 | 365 | 12.1023 | 0.5589 | 12 | 0.66115
73405 | 5.525 | 0.8 | 365 | 5.018 | 0.15857 | 5 | 0.17658
73406 | 7.2 | 0.8 | 365 | 6.5393 | 0.75415 | 7 | 0.29346
73411 | 3 | 0.8 | 365 | 2.7247 | 0.2309 | 2 | 0.95561
73414 | 3 | 0.8 | 365 | 2.7247 | 0.2309 | 2 | 0.95561
73415 | 6.5 | 0.8 | 365 | 5.9035 | 0.83361 | 6 | 0.73715
73416 | 5.85 | 0.8 | 365 | 5.3132 | 0.050247 | 5 | 0.36343
73417 | 12 | 0.8 | 365 | 10.8988 | 0.92358 | 11 | 0.82243
73418 | 6.5 | 0.8 | 365 | 5.9035 | 0.83361 | 6 | 0.73715
73419 | 11.375 | 0.8 | 365 | 10.3312 | 0.20881 | 10 | 0.54001
73420 | 9.045 | 0.8 | 365 | 8.215 | 0.81615 | 9 | 0.031153
73421 | 4.55 | 0.8 | 365 | 4.1325 | 0.48353 | 4 | 0.616
73422 | 6.5 | 0.8 | 365 | 5.9035 | 0.83361 | 6 | 0.73715
73424 | 10.08 | 0.8 | 365 | 9.155 | 0.65581 | 9 | 0.81084
73426 | 8.68 | 0.8 | 365 | 7.8835 | 0.81473 | 8 | 0.69822
73427 | 4.62 | 0.8 | 365 | 4.1961 | 0.67558 | 4 | 0.87163
73428 | 3.08 | 0.8 | 365 | 2.7974 | 0.45039 | 3 | 0.24776
73433 | 9.52 | 0.8 | 365 | 8.6464 | 0.11938 | 8 | 0.76579
73438 | 14.84 | 0.8 | 365 | 13.4782 | 0.7155 | 14 | 0.19373
73439 | 6 | 0.8 | 365 | 5.4494 | 0.46179 | 5 | 0.91121
73440 | 8.48 | 0.8 | 365 | 7.7018 | 0.266 | 7 | 0.96785
73441 | 7.425 | 0.8 | 365 | 6.7437 | 0.37147 | 7 | 0.11513
73443 | 4.2 | 0.8 | 365 | 3.8146 | 0.52325 | 4 | 0.33785
73444 | 6.96 | 0.8 | 365 | 6.3213 | 0.095679 | 6 | 0.41701
73446 | 8.45 | 0.8 | 365 | 7.6746 | 0.18369 | 7 | 0.85829
73448 | 4.76 | 0.8 | 365 | 4.3232 | 0.059688 | 4 | 0.3829
73450 | 6.44 | 0.8 | 365 | 5.849 | 0.66899 | 6 | 0.51804
73451 | 5.04 | 0.8 | 365 | 4.5775 | 0.82791 | 5 | 0.40542
73452 | 10.2 | 0.8 | 365 | 9.264 | 0.98505 | 10 | 0.24906
73453 | 12.6 | 0.8 | 365 | 11.4438 | 0.56976 | 12 | 0.013547
73454 | 16.74 | 0.8 | 365 | 15.2039 | 0.9284 | 16 | 0.13228
73455 | 5.6 | 0.8 | 365 | 5.0861 | 0.36434 | 5 | 0.45047
73458 | 4.5 | 0.8 | 365 | 4.0871 | 0.34634 | 4 | 0.43341
70329 | 5.3 | 0.8 | 365 | 4.8137 | 0.54125 | 5 | 0.3549
72865 | 5.232 | 0.8 | 365 | 4.7519 | 0.35468 | 5 | 0.10658
72868 | 8.375 | 0.8 | 365 | 7.6065 | 0.97792 | 8 | 0.5844
72871 | 11.16 | 0.8 | 365 | 10.1359 | 0.61893 | 10 | 0.75486
72873 | 7.44 | 0.8 | 365 | 6.7573 | 0.41262 | 7 | 0.1699
72879 | 8.96 | 0.8 | 365 | 8.1378 | 0.58294 | 8 | 0.72074
72885 | 8.12 | 0.8 | 365 | 7.3749 | 0.27829 | 7 | 0.65317
72933 | 6.6 | 0.8 | 365 | 5.9944 | 0.10797 | 6 | 0.10233
72677 | 9.9 | 0.8 | 365 | 8.9915 | 0.16196 | 9 | 0.1535
73056 | 4.14 | 0.8 | 365 | 3.7601 | 0.35864 | 4 | 0.11874
73035 | 3.85 | 0.8 | 365 | 3.4967 | 0.56298 | 4 | 0.059695
73114 | 2.8 | 0.8 | 365 | 2.5431 | 0.68217 | 3 | 0.22523
66585 | 25 | 0.8 | 365 | 22.7059 | 0.5908 | 23 | 0.29672
49940 | 6.3 | 0.8 | 365 | 5.7219 | 0.28488 | 6 | 0.0067734
73267 | 11.07 | 0.8 | 365 | 10.0542 | 0.37201 | 10 | 0.42619
73116 | 9.24 | 0.8 | 365 | 8.3921 | 0.35116 | 8 | 0.74327
73285 | 3.315 | 0.8 | 365 | 3.0108 | 0.09514 | 3 | 0.10595
73302 | 8.54 | 0.8 | 365 | 7.7563 | 0.43062 | 8 | 0.18696
73308 | 12.47 | 0.8 | 365 | 11.3257 | 0.21309 | 11 | 0.5388
73333 | 6 | 0.8 | 365 | 5.4494 | 0.46179 | 5 | 0.91121
71947 | 3.08 | 0.8 | 365 | 2.7974 | 0.45039 | 3 | 0.24776
72100 | 17.64 | 0.8 | 365 | 16.0213 | 0.39767 | 16 | 0.41897
73459 | 6.9 | 0.8 | 365 | 6.2668 | 0.93106 | 7 | 0.19789
73436 | 10.92 | 0.8 | 365 | 9.9179 | 0.96046 | 10 | 0.87841
73461 | 4.845 | 0.8 | 365 | 4.4004 | 0.2929 | 4 | 0.6933
73463 | 10.065 | 0.8 | 365 | 9.1414 | 0.61466 | 9 | 0.75606
73464 | 3.92 | 0.8 | 365 | 3.5603 | 0.75504 | 4 | 0.31533
73465 | 5.6 | 0.8 | 365 | 5.0861 | 0.36434 | 5 | 0.45047
73466 | 7.28 | 0.8 | 365 | 6.612 | 0.97364 | 7 | 0.5856
73467 | 7.84 | 0.8 | 365 | 7.1206 | 0.51007 | 7 | 0.63065
73471 | 6.095 | 0.8 | 365 | 5.5357 | 0.72244 | 6 | 0.25814
73462 | 9.805 | 0.8 | 365 | 8.9053 | 0.90131 | 9 | 0.80657
73472 | 4.2 | 0.8 | 365 | 3.8146 | 0.52325 | 4 | 0.33785
73474 | 8.4 | 0.8 | 365 | 7.6292 | 0.046509 | 7 | 0.6757
73475 | 5.04 | 0.8 | 365 | 4.5775 | 0.82791 | 5 | 0.40542
73481 | 2.56 | 0.8 | 365 | 2.3251 | 0.023698 | 2 | 0.34878
73160 | 9.6 | 0.8 | 365 | 8.7191 | 0.33887 | 9 | 0.05794
73486 | 9.24 | 0.8 | 365 | 8.3921 | 0.35116 | 8 | 0.74327
73487 | 8.525 | 0.8 | 365 | 7.7427 | 0.38946 | 8 | 0.13218
73488 | 11.55 | 0.8 | 365 | 10.4901 | 0.68895 | 11 | 0.17908
73489 | 6.825 | 0.8 | 365 | 6.1987 | 0.72529 | 6 | 0.924
73492 | 3.05 | 0.8 | 365 | 2.7701 | 0.36808 | 3 | 0.1382
73494 | 4.42 | 0.8 | 365 | 4.0144 | 0.12685 | 4 | 0.14126
73495 | 6.24 | 1 | 365 | 7.0842 | 0.40033 | 7 | 0.48458
73497 | 9.45 | 1 | 365 | 10.7285 | 0.40915 | 11 | 0.1377
73496 | 2.08 | 0.8 | 365 | 1.8891 | 0.70675 | 2 | 0.59589
71965 | 32.94 | 0.9 | 365 | 33.657 | 0.67214 | 34 | 0.32913
72678 | 10.44 | 0.8 | 365 | 9.482 | 0.64352 | 10 | 0.12551
35294 | 574.2 | 0.7 | 365 | 456.3209 | 0.46931 | 456 | 0.79018
58636 | 10.35 | 0.8 | 365 | 9.4003 | 0.39659 | 9 | 0.79684
54192 | 3.12 | 1 | 365 | 3.5421 | 0.70016 | 4 | 0.24229
55360 | 7.28 | 1 | 365 | 8.265 | 0.96705 | 9 | 0.23201
70307 | 10.07 | 0.8 | 365 | 9.1459 | 0.62837 | 9 | 0.77432
62901 | 100.8 | 0.7 | 365 | 80.1065 | 0.98834 | 81 | 0.094828
65243 | 53.6 | 0.7 | 365 | 42.5963 | 0.67634 | 43 | 0.27265
63058 | 345.05 | 0.7 | 365 | 274.2137 | 0.35394 | 274 | 0.56766
73476 | 8.55 | 0.8 | 365 | 7.7654 | 0.45805 | 8 | 0.22348
73501 | 6.825 | 0.8 | 365 | 6.1987 | 0.72529 | 6 | 0.924
73379 | 10.4 | 0.8 | 365 | 9.4457 | 0.53377 | 9 | 0.97944
73507 | 3.64 | 0.8 | 365 | 3.306 | 0.98682 | 4 | 0.2928
73510 | 3.6 | 0.8 | 365 | 3.2697 | 0.87708 | 4 | 0.14673
73513 | 6.93 | 0.8 | 365 | 6.2941 | 0.01337 | 6 | 0.30745
73515 | 8.4 | 0.8 | 365 | 7.6292 | 0.046509 | 7 | 0.6757
73517 | 1.8 | 0.8 | 365 | 1.6348 | 0.93854 | 2 | 0.57336
73363 | 7.65 | 0.8 | 365 | 6.948 | 0.98878 | 7 | 0.9368
73520 | 10.725 | 0.8 | 365 | 9.7408 | 0.42545 | 10 | 0.16629
73410 | 12 | 0.8 | 365 | 10.8988 | 0.92358 | 11 | 0.82243
73521 | 9.15 | 0.8 | 365 | 8.3104 | 0.10423 | 8 | 0.4146
73522 | 13.2 | 0.8 | 365 | 11.9887 | 0.21594 | 12 | 0.20467
73524 | 5.795 | 0.8 | 365 | 5.2632 | 0.89935 | 6 | 0.16258
73525 | 6.825 | 0.8 | 365 | 6.1987 | 0.72529 | 6 | 0.924
73526 | 9.3 | 0.8 | 365 | 8.4466 | 0.51578 | 8 | 0.96238
73528 | 3.36 | 0.8 | 365 | 3.0517 | 0.2186 | 3 | 0.27028
73529 | 4.76 | 0.8 | 365 | 4.3232 | 0.059688 | 4 | 0.3829
73533 | 12.3 | 0.8 | 365 | 11.1713 | 0.74667 | 11 | 0.91799
73531 | 12.3 | 0.8 | 365 | 11.1713 | 0.74667 | 11 | 0.91799
73534 | 5.94 | 0.8 | 365 | 5.3949 | 0.29717 | 5 | 0.6921
73535 | 6.16 | 0.8 | 365 | 5.5947 | 0.90077 | 6 | 0.49551
73536 | 4.88 | 0.8 | 365 | 4.4322 | 0.38892 | 4 | 0.82112
73537 | 6.05 | 0.8 | 365 | 5.4948 | 0.59897 | 6 | 0.093806
50745 | 430.505 | 0.9 | 365 | 439.8755 | 0.79071 | 440 | 0.66625
73540 | 6.03 | 0.8 | 365 | 5.4767 | 0.5441 | 6 | 0.020769
73541 | 7.32 | 0.8 | 365 | 6.6483 | 0.083386 | 6 | 0.73168
73542 | 8.1 | 0.8 | 365 | 7.3567 | 0.22342 | 7 | 0.58014
73547 | 10.065 | 0.8 | 365 | 9.1414 | 0.61466 | 9 | 0.75606
73549 | 3.85 | 0.8 | 365 | 3.4967 | 0.56298 | 4 | 0.059695
73552 | 8.1 | 0.8 | 365 | 7.3567 | 0.22342 | 7 | 0.58014
72124 | 8.84 | 0.8 | 365 | 8.0288 | 0.25371 | 8 | 0.28252
73557 | 6.1 | 0.8 | 365 | 5.5402 | 0.73616 | 6 | 0.2764
73559 | 7.68 | 0.8 | 365 | 6.9753 | 0.071094 | 7 | 0.046352
73561 | 8.625 | 0.8 | 365 | 7.8335 | 0.66383 | 8 | 0.49737
73563 | 10.965 | 0.8 | 365 | 9.9588 | 0.083925 | 10 | 0.042741
73565 | 9.9 | 0.8 | 365 | 8.9915 | 0.16196 | 9 | 0.1535
73566 | 9.1 | 0.8 | 365 | 8.265 | 0.96705 | 9 | 0.23201
73569 | 7.7 | 0.8 | 365 | 6.9934 | 0.12597 | 7 | 0.11939
73568 | 9.9 | 0.8 | 365 | 8.9915 | 0.16196 | 9 | 0.1535
73573 | 5.5 | 0.8 | 365 | 4.9953 | 0.089976 | 5 | 0.085278
73571 | 8.235 | 0.8 | 365 | 7.4793 | 0.59381 | 8 | 0.07314
73575 | 4.05 | 0.8 | 365 | 3.6784 | 0.11171 | 3 | 0.79007
73576 | 8.7 | 0.8 | 365 | 7.9017 | 0.8696 | 8 | 0.77126
73580 | 4.32 | 0.8 | 365 | 3.9236 | 0.85249 | 4 | 0.77607
73581 | 7.25 | 0.8 | 365 | 6.5847 | 0.89133 | 7 | 0.47605
73586 | 3.3 | 0.8 | 365 | 2.9972 | 0.053986 | 3 | 0.051167
73587 | 12.375 | 0.8 | 365 | 11.2394 | 0.95245 | 12 | 0.19188
73588 | 7.425 | 0.8 | 365 | 6.7437 | 0.37147 | 7 | 0.11513
73590 | 5.44 | 0.8 | 365 | 4.9408 | 0.92536 | 5 | 0.86617
73593 | 8.4 | 0.8 | 365 | 7.6292 | 0.046509 | 7 | 0.6757
73572 | 4.88 | 0.8 | 365 | 4.4322 | 0.38892 | 4 | 0.82112
73603 | 7.28 | 0.8 | 365 | 6.612 | 0.97364 | 7 | 0.5856
73606 | 2.52 | 0.8 | 365 | 2.2888 | 0.91395 | 3 | 0.20271
73607 | 8.91 | 0.8 | 365 | 8.0924 | 0.44576 | 8 | 0.53815
73605 | 10.44 | 0.8 | 365 | 9.482 | 0.64352 | 10 | 0.12551
73613 | 5.4 | 0.8 | 365 | 4.9045 | 0.81561 | 5 | 0.72009
73617 | 3.36 | 0.8 | 365 | 3.0517 | 0.2186 | 3 | 0.27028
73619 | 5.88 | 0.8 | 365 | 5.3404 | 0.13256 | 5 | 0.47299
73618 | 5.85 | 0.8 | 365 | 5.3132 | 0.050247 | 5 | 0.36343
72802 | 3.25 | 0.8 | 365 | 2.9518 | 0.9168 | 3 | 0.86857
73404 | 6.5 | 0.8 | 365 | 5.9035 | 0.83361 | 6 | 0.73715
73620 | 9.18 | 0.8 | 365 | 8.3376 | 0.18654 | 8 | 0.52416
73621 | 3.3 | 0.8 | 365 | 2.9972 | 0.053986 | 3 | 0.051167
73623 | 11.59 | 0.8 | 365 | 10.5265 | 0.79869 | 11 | 0.32516
73624 | 5.88 | 0.8 | 365 | 5.3404 | 0.13256 | 5 | 0.47299
73626 | 10.26 | 0.8 | 365 | 9.3185 | 0.14966 | 9 | 0.46817
73627 | 8.835 | 0.8 | 365 | 8.0243 | 0.23999 | 8 | 0.26426
73628 | 7.83 | 1 | 365 | 8.8894 | 0.8533 | 9 | 0.74267
73631 | 6.6 | 0.8 | 365 | 5.9944 | 0.10797 | 6 | 0.10233
73632 | 8.4 | 0.8 | 365 | 7.6292 | 0.046509 | 7 | 0.6757
73532 | 5.415 | 0.8 | 365 | 4.9181 | 0.85677 | 5 | 0.77487
73633 | 4.27 | 0.8 | 365 | 3.8782 | 0.71531 | 4 | 0.59348
73635 | 3.9 | 0.8 | 365 | 3.5421 | 0.70016 | 4 | 0.24229
73636 | 7.28 | 0.8 | 365 | 6.612 | 0.97364 | 7 | 0.5856
73637 | 5.04 | 0.8 | 365 | 4.5775 | 0.82791 | 5 | 0.40542
73638 | 6.16 | 0.8 | 365 | 5.5947 | 0.90077 | 6 | 0.49551
73639 | 5.88 | 0.8 | 365 | 5.3404 | 0.13256 | 5 | 0.47299
73642 | 7.425 | 0.8 | 365 | 6.7437 | 0.37147 | 7 | 0.11513
73640 | 5.32 | 0.8 | 365 | 4.8318 | 0.59612 | 5 | 0.42794
73643 | 6.16 | 0.8 | 365 | 5.5947 | 0.90077 | 6 | 0.49551
73644 | 5.88 | 0.8 | 365 | 5.3404 | 0.13256 | 5 | 0.47299
73641 | 11.56 | 0.8 | 365 | 10.4992 | 0.71639 | 11 | 0.2156
73646 | 6.44 | 0.8 | 365 | 5.849 | 0.66899 | 6 | 0.51804
73645 | 9.66 | 0.8 | 365 | 8.7736 | 0.50349 | 9 | 0.27705
73647 | 10.36 | 0.8 | 365 | 9.4093 | 0.42403 | 9 | 0.83336
73648 | 5.865 | 0.8 | 365 | 5.3268 | 0.091402 | 5 | 0.41821
50990 | 9.9 | 0.8 | 365 | 8.9915 | 0.16196 | 9 | 0.1535
73654 | 3.2 | 0.8 | 365 | 2.9064 | 0.77962 | 3 | 0.68598
73657 | 5.22 | 0.8 | 365 | 4.741 | 0.32176 | 5 | 0.062755
73658 | 12.15 | 0.8 | 365 | 11.0351 | 0.33513 | 11 | 0.37021
73661 | 9.715 | 0.8 | 365 | 8.8235 | 0.65438 | 9 | 0.47791
73662 | 11.55 | 0.8 | 365 | 10.4901 | 0.68895 | 11 | 0.17908
73663 | 7.92 | 0.8 | 365 | 7.1932 | 0.72957 | 7 | 0.9228
73666 | 11.725 | 0.8 | 365 | 10.6491 | 0.16909 | 10 | 0.81816
73668 | 9.36 | 0.8 | 365 | 8.5011 | 0.6804 | 9 | 0.18149
73669 | 13.8 | 0.8 | 365 | 12.5337 | 0.86212 | 13 | 0.39579
73670 | 9.715 | 0.8 | 365 | 8.8235 | 0.65438 | 9 | 0.47791
73671 | 8.54 | 0.8 | 365 | 7.7563 | 0.43062 | 8 | 0.18696
73672 | 7.59 | 0.8 | 365 | 6.8935 | 0.82417 | 7 | 0.71768
73673 | 9.6 | 0.8 | 365 | 8.7191 | 0.33887 | 9 | 0.05794
73674 | 5.565 | 0.8 | 365 | 5.0543 | 0.26831 | 5 | 0.32265
73677 | 6.555 | 0.8 | 365 | 5.9535 | 0.98451 | 6 | 0.938
73678 | 6.72 | 0.8 | 365 | 6.1034 | 0.43721 | 6 | 0.54056
73679 | 6.12 | 0.8 | 365 | 5.5584 | 0.79103 | 6 | 0.34944
73680 | 4.5 | 0.8 | 365 | 4.0871 | 0.34634 | 4 | 0.43341
73682 | 6.867 | 0.8 | 365 | 6.2369 | 0.84052 | 7 | 0.077383
73683 | 13.4 | 0.8 | 365 | 12.1704 | 0.76467 | 12 | 0.93504
73687 | 9.9 | 0.8 | 365 | 8.9915 | 0.16196 | 9 | 0.1535
73667 | 8.12 | 0.8 | 365 | 7.3749 | 0.27829 | 7 | 0.65317
73689 | 3.08 | 0.8 | 365 | 2.7974 | 0.45039 | 3 | 0.24776
73690 | 5.88 | 0.8 | 365 | 5.3404 | 0.13256 | 5 | 0.47299
73691 | 5.32 | 0.8 | 365 | 4.8318 | 0.59612 | 5 | 0.42794
73692 | 3.08 | 0.8 | 365 | 2.7974 | 0.45039 | 3 | 0.24776
73287 | 8.96 | 0.8 | 365 | 8.1378 | 0.58294 | 8 | 0.72074
72789 | 4.14 | 0.8 | 365 | 3.7601 | 0.35864 | 4 | 0.11874
73288 | 8.96 | 0.8 | 365 | 8.1378 | 0.58294 | 8 | 0.72074
66640 | 11.18 | 1 | 365 | 12.6926 | 0.34226 | 13 | 0.034866
73695 | 5.6 | 0.8 | 365 | 5.0861 | 0.36434 | 5 | 0.45047
73696 | 6.44 | 0.8 | 365 | 5.849 | 0.66899 | 6 | 0.51804
73700 | 5.04 | 0.8 | 365 | 4.5775 | 0.82791 | 5 | 0.40542
73701 | 10.56 | 0.8 | 365 | 9.591 | 0.97275 | 10 | 0.56373
73703 | 7.56 | 0.8 | 365 | 6.8663 | 0.74186 | 7 | 0.60813
73704 | 8.4 | 0.8 | 365 | 7.6292 | 0.046509 | 7 | 0.6757
73705 | 2.16 | 0.8 | 365 | 1.9618 | 0.92625 | 2 | 0.88804
73709 | 6.72 | 0.8 | 365 | 6.1034 | 0.43721 | 6 | 0.54056
73710 | 7.8 | 0.8 | 365 | 7.0842 | 0.40033 | 7 | 0.48458
73712 | 8.505 | 0.8 | 365 | 7.7246 | 0.33459 | 8 | 0.059144
73714 | 10.8 | 0.8 | 365 | 9.809 | 0.63123 | 10 | 0.44018
73715 | 3.64 | 0.8 | 365 | 3.306 | 0.98682 | 4 | 0.2928
73716 | 11.4 | 0.8 | 365 | 10.3539 | 0.2774 | 10 | 0.6313
73717 | 4.8 | 0.8 | 365 | 4.3595 | 0.16943 | 4 | 0.52897
73720 | 8.96 | 0.8 | 365 | 8.1378 | 0.58294 | 8 | 0.72074
73725 | 6.4 | 0.8 | 365 | 5.8127 | 0.55924 | 6 | 0.37196
73726 | 6.615 | 0.8 | 365 | 6.008 | 0.14913 | 6 | 0.15711
73727 | 12 | 0.8 | 365 | 10.8988 | 0.92358 | 11 | 0.82243
59226 | 337.68 | 1 | 365 | 383.3668 | 0.087067 | 383 | 0.45382
59230 | 313.56 | 0.9 | 365 | 320.3851 | 0.82991 | 321 | 0.21498
59227 | 361.8 | 0.9 | 365 | 369.6751 | 0.72681 | 370 | 0.4019
59880 | 6.54 | 0.8 | 365 | 5.9399 | 0.94335 | 6 | 0.88322
36754 | 1290.24 | 1 | 365 | 1464.8043 | 0.92969 | 1465 | 0.734
73731 | 3.84 | 0.8 | 365 | 3.4876 | 0.53555 | 4 | 0.023176
73733 | 8.64 | 0.8 | 365 | 7.8472 | 0.70498 | 8 | 0.55215
73734 | 11.385 | 0.8 | 365 | 10.3403 | 0.23625 | 10 | 0.57653
73735 | 6.72 | 0.8 | 365 | 6.1034 | 0.43721 | 6 | 0.54056
73738 | 8.7 | 0.8 | 365 | 7.9017 | 0.8696 | 8 | 0.77126
73739 | 7.68 | 1 | 365 | 8.7191 | 0.33887 | 9 | 0.05794
73741 | 6.4 | 0.8 | 365 | 5.8127 | 0.55924 | 6 | 0.37196
73742 | 12 | 0.8 | 365 | 10.8988 | 0.92358 | 11 | 0.82243
73743 | 14.28 | 0.8 | 365 | 12.9696 | 0.17906 | 13 | 0.14869
73744 | 21.28 | 0.8 | 365 | 19.3273 | 0.38449 | 19 | 0.71177
73745 | 4.86 | 0.8 | 365 | 4.414 | 0.33405 | 4 | 0.74808
63513 | 176.205 | 0.9 | 365 | 180.0403 | 0.87189 | 180 | 0.91223
73290 | 5.76 | 0.8 | 365 | 5.2314 | 0.80332 | 6 | 0.034764
72780 | 24.64 | 0.8 | 365 | 22.379 | 0.60309 | 22 | 0.98205
73104 | 8.68 | 0.8 | 365 | 7.8835 | 0.81473 | 8 | 0.69822
72574 | 10.395 | 0.8 | 365 | 9.4411 | 0.52005 | 9 | 0.96118
73539 | 5.6 | 0.8 | 365 | 5.0861 | 0.36434 | 5 | 0.45047
73746 | 4.48 | 0.8 | 365 | 4.0689 | 0.29147 | 4 | 0.36037
73748 | 2.88 | 0.8 | 365 | 2.6157 | 0.90166 | 3 | 0.51738
73749 | 14.84 | 0.8 | 365 | 13.4782 | 0.7155 | 14 | 0.19373
73751 | 4.76 | 0.8 | 365 | 4.3232 | 0.059688 | 4 | 0.3829
73752 | 10.695 | 0.8 | 365 | 9.7136 | 0.34314 | 10 | 0.056737
73753 | 7 | 0.8 | 365 | 6.3577 | 0.20542 | 6 | 0.56308
73755 | 4.48 | 0.8 | 365 | 4.0689 | 0.29147 | 4 | 0.36037
73756 | 7.28 | 0.8 | 365 | 6.612 | 0.97364 | 7 | 0.5856
65280 | 69.68 | 0.65 | 365 | 51.4198 | 0.33073 | 51 | 0.75055
73757 | 4.59 | 1 | 365 | 5.211 | 0.74159 | 5 | 0.9526
73740 | 10.8 | 0.8 | 365 | 9.809 | 0.63123 | 10 | 0.44018
72698 | 7.2 | 0.8 | 365 | 6.5393 | 0.75415 | 7 | 0.29346
73759 | 11.1 | 0.8 | 365 | 10.0814 | 0.45432 | 10 | 0.53574
73761 | 11.73 | 0.8 | 365 | 10.6536 | 0.1828 | 10 | 0.83642
73762 | 6.16 | 0.8 | 365 | 5.5947 | 0.90077 | 6 | 0.49551
73771 | 6.7 | 0.8 | 365 | 6.0852 | 0.38233 | 6 | 0.46752
73772 | 8.28 | 0.8 | 365 | 7.5202 | 0.71727 | 8 | 0.23747
73775 | 4.32 | 0.8 | 365 | 3.9236 | 0.85249 | 4 | 0.77607
72690 | 5.355 | 0.8 | 365 | 4.8636 | 0.69215 | 5 | 0.55576
73776 | 13.44 | 0.8 | 365 | 12.2067 | 0.87441 | 13 | 0.081117
73777 | 5.6 | 0.8 | 365 | 5.0861 | 0.36434 | 5 | 0.45047
73778 | 15 | 0.8 | 365 | 13.6236 | 0.15448 | 13 | 0.77803
73780 | 9.81 | 0.8 | 365 | 8.9098 | 0.91503 | 9 | 0.82483
73781 | 6.72 | 0.8 | 365 | 6.1034 | 0.43721 | 6 | 0.54056
73783 | 10.08 | 0.8 | 365 | 9.155 | 0.65581 | 9 | 0.81084
73782 | 7.02 | 0.8 | 365 | 6.3758 | 0.2603 | 6 | 0.63612
73784 | 9.72 | 0.8 | 365 | 8.8281 | 0.6681 | 9 | 0.49616
73785 | 8.96 | 0.8 | 365 | 8.1378 | 0.58294 | 8 | 0.72074
73787 | 7.5 | 0.8 | 365 | 6.8118 | 0.57724 | 7 | 0.38902
73788 | 12.8 | 0.8 | 365 | 11.6254 | 0.11849 | 11 | 0.74392
73789 | 8.64 | 0.8 | 365 | 7.8472 | 0.70498 | 8 | 0.55215
73791 | 10.8 | 0.8 | 365 | 9.809 | 0.63123 | 10 | 0.44018
73792 | 8.32 | 0.8 | 365 | 7.5565 | 0.82702 | 8 | 0.38355
36583 | 345.312 | 0.9 | 365 | 352.8282 | 0.83518 | 353 | 0.66338
73764 | 6.05 | 0.8 | 365 | 5.4948 | 0.59897 | 6 | 0.093806
73794 | 9.315 | 0.8 | 365 | 8.4602 | 0.55693 | 9 | 0.017158
73766 | 5.7 | 0.8 | 365 | 5.1769 | 0.6387 | 5 | 0.81565
73795 | 8.54 | 0.8 | 365 | 7.7563 | 0.43062 | 8 | 0.18696
73767 | 6.54 | 0.8 | 365 | 5.9399 | 0.94335 | 6 | 0.88322
73796 | 9.156 | 0.8 | 365 | 8.3158 | 0.12069 | 8 | 0.43651
73768 | 11.4 | 0.8 | 365 | 10.3539 | 0.2774 | 10 | 0.6313
73798 | 7 | 0.8 | 365 | 6.3577 | 0.20542 | 6 | 0.56308
73769 | 5.886 | 0.8 | 365 | 5.3459 | 0.14902 | 5 | 0.4949
73799 | 4.251 | 0.8 | 365 | 3.8609 | 0.66318 | 4 | 0.52409
73797 | 17.6 | 0.8 | 365 | 15.985 | 0.28792 | 16 | 0.27289
73800 | 4.485 | 0.8 | 365 | 4.0734 | 0.30519 | 4 | 0.37863
73801 | 23.1 | 0.8 | 365 | 20.9803 | 0.3779 | 21 | 0.35817
73802 | 7.935 | 0.8 | 365 | 7.2069 | 0.77072 | 7 | 0.97758
73803 | 4.578 | 0.8 | 365 | 4.1579 | 0.56035 | 4 | 0.71826
73805 | 9.72 | 0.8 | 365 | 8.8281 | 0.6681 | 9 | 0.49616
73807 | 8.97 | 0.8 | 365 | 8.1469 | 0.61038 | 8 | 0.75726
73806 | 7.68 | 0.8 | 365 | 6.9753 | 0.071094 | 7 | 0.046352
73808 | 10.385 | 0.8 | 365 | 9.432 | 0.49262 | 9 | 0.92466
73809 | 11.52 | 0.8 | 365 | 10.4629 | 0.60664 | 11 | 0.069529
73810 | 10.695 | 0.8 | 365 | 9.7136 | 0.34314 | 10 | 0.056737
73811 | 7.521 | 0.8 | 365 | 6.8308 | 0.63486 | 7 | 0.46571
73812 | 11.34 | 0.8 | 365 | 10.2994 | 0.11279 | 10 | 0.41219
73813 | 4.83 | 0.8 | 365 | 4.3868 | 0.25174 | 4 | 0.63853
73814 | 8.32 | 0.8 | 365 | 7.5565 | 0.82702 | 8 | 0.38355
73816 | 10.4 | 0.8 | 365 | 9.4457 | 0.53377 | 9 | 0.97944
73817 | 7.2 | 0.8 | 365 | 6.5393 | 0.75415 | 7 | 0.29346
73818 | 8.55 | 0.8 | 365 | 7.7654 | 0.45805 | 8 | 0.22348
73821 | 11.16 | 0.8 | 365 | 10.1359 | 0.61893 | 10 | 0.75486
73820 | 8.28 | 0.8 | 365 | 7.5202 | 0.71727 | 8 | 0.23747
73822 | 9.72 | 0.8 | 365 | 8.8281 | 0.6681 | 9 | 0.49616
73823 | 10.56 | 0.8 | 365 | 9.591 | 0.97275 | 10 | 0.56373
69184 | 4.725 | 0.8 | 365 | 4.2914 | 0.96366 | 5 | 0.25508
73825 | 8.829 | 0.8 | 365 | 8.0188 | 0.22353 | 8 | 0.24235
70728 | 4.68 | 0.8 | 365 | 4.2505 | 0.8402 | 5 | 0.090746
73826 | 3.6 | 0.8 | 365 | 3.2697 | 0.87708 | 4 | 0.14673
73827 | 9.156 | 0.8 | 365 | 8.3158 | 0.12069 | 8 | 0.43651
73830 | 2.7 | 0.8 | 365 | 2.4522 | 0.40781 | 2 | 0.86005
73831 | 4.16 | 0.8 | 365 | 3.7783 | 0.41351 | 4 | 0.19177
71926 | 10.62 | 0.8 | 365 | 9.6455 | 0.13737 | 9 | 0.78285
71944 | 11.59 | 0.8 | 365 | 10.5265 | 0.79869 | 11 | 0.32516
71909 | 25.83 | 0.6 | 365 | 17.5948 | 0.15101 | 17 | 0.74583
72784 | 6.54 | 1 | 365 | 7.4248 | 0.42919 | 7 | 0.85403
72798 | 9.92 | 0.8 | 365 | 9.0097 | 0.21683 | 9 | 0.22654
72750 | 10.2 | 0.8 | 365 | 9.264 | 0.98505 | 10 | 0.24906
73832 | 6.12 | 0.8 | 365 | 5.5584 | 0.79103 | 6 | 0.34944
72787 | 13.23 | 0.8 | 365 | 12.016 | 0.29825 | 12 | 0.31422
72334 | 5.025 | 0.8 | 365 | 4.5639 | 0.78675 | 5 | 0.35064
73833 | 5.04 | 0.8 | 365 | 4.5775 | 0.82791 | 5 | 0.40542
72229 | 6.96 | 0.8 | 365 | 6.3213 | 0.095679 | 6 | 0.41701
72246 | 7.935 | 0.8 | 365 | 7.2069 | 0.77072 | 7 | 0.97758
73659 | 8.829 | 0.8 | 365 | 8.0188 | 0.22353 | 8 | 0.24235
73834 | 10.72 | 0.8 | 365 | 9.7363 | 0.41174 | 10 | 0.14803
73836 | 17.28 | 0.8 | 365 | 15.6943 | 0.40996 | 16 | 0.10429
71060 | 10.075 | 0.8 | 365 | 9.1505 | 0.64209 | 9 | 0.79258
71096 | 6.825 | 0.8 | 365 | 6.1987 | 0.72529 | 6 | 0.924
71084 | 5.2 | 0.8 | 365 | 4.7228 | 0.26689 | 4 | 0.98972
73713 | 5.4 | 0.8 | 365 | 4.9045 | 0.81561 | 5 | 0.72009
71141 | 8.775 | 0.8 | 365 | 7.9698 | 0.075371 | 8 | 0.045149
71159 | 13.325 | 0.8 | 365 | 12.1023 | 0.5589 | 12 | 0.66115
73838 | 9.3 | 0.8 | 365 | 8.4466 | 0.51578 | 8 | 0.96238
73839 | 8.64 | 0.8 | 365 | 7.8472 | 0.70498 | 8 | 0.55215
73843 | 6.6 | 0.8 | 365 | 5.9944 | 0.10797 | 6 | 0.10233
73844 | 6.48 | 0.8 | 365 | 5.8854 | 0.77874 | 6 | 0.66411
73845 | 7.36 | 0.8 | 365 | 6.6846 | 0.19313 | 6 | 0.87775
73846 | 19.2 | 0.8 | 365 | 17.4381 | 0.67773 | 18 | 0.11588
73847 | 9.24 | 0.8 | 365 | 8.3921 | 0.35116 | 8 | 0.74327
73848 | 8.1 | 0.8 | 365 | 7.3567 | 0.22342 | 7 | 0.58014
73851 | 5.94 | 0.8 | 365 | 5.3949 | 0.29717 | 5 | 0.6921
73852 | 10.35 | 0.8 | 365 | 9.4003 | 0.39659 | 9 | 0.79684
73754 | 12.42 | 0.8 | 365 | 11.2803 | 0.075909 | 11 | 0.35621
73855 | 6.5 | 0.8 | 365 | 5.9035 | 0.83361 | 6 | 0.73715
73857 | 4.2 | 0.8 | 365 | 3.8146 | 0.52325 | 4 | 0.33785
73858 | 2.32 | 0.8 | 365 | 2.1071 | 0.36523 | 2 | 0.47234
73859 | 9.36 | 0.8 | 365 | 8.5011 | 0.6804 | 9 | 0.18149
73860 | 6.72 | 0.8 | 365 | 6.1034 | 0.43721 | 6 | 0.54056
73736 | 3.99 | 0.8 | 365 | 3.6239 | 0.94709 | 4 | 0.57096
73863 | 5.67 | 0.8 | 365 | 5.1497 | 0.55639 | 5 | 0.7061
73864 | 13.25 | 0.8 | 365 | 12.0341 | 0.35312 | 12 | 0.38726
73865 | 5.32 | 0.8 | 365 | 4.8318 | 0.59612 | 5 | 0.42794
73867 | 14.52 | 0.8 | 365 | 13.1876 | 0.83754 | 14 | 0.025135
73868 | 8.96 | 0.8 | 365 | 8.1378 | 0.58294 | 8 | 0.72074
73869 | 7.5 | 0.8 | 365 | 6.8118 | 0.57724 | 7 | 0.38902
73870 | 10.92 | 0.8 | 365 | 9.9179 | 0.96046 | 10 | 0.87841
73872 | 6.4 | 0.8 | 365 | 5.8127 | 0.55924 | 6 | 0.37196
73873 | 3.51 | 0.8 | 365 | 3.1879 | 0.63015 | 3 | 0.81806
73874 | 9.275 | 0.8 | 365 | 8.4239 | 0.44719 | 8 | 0.87108
73875 | 5.94 | 0.8 | 365 | 5.3949 | 0.29717 | 5 | 0.6921
73876 | 7.68 | 0.8 | 365 | 6.9753 | 0.071094 | 7 | 0.046352
73879 | 7.2 | 0.8 | 365 | 6.5393 | 0.75415 | 7 | 0.29346
73881 | 9.12 | 0.8 | 365 | 8.2831 | 0.021924 | 8 | 0.30504
73880 | 7.82 | 0.8 | 365 | 7.1024 | 0.4552 | 7 | 0.55761
73884 | 5.52 | 0.8 | 365 | 5.0135 | 0.14485 | 5 | 0.15832
73885 | 7.8 | 0.8 | 365 | 7.0842 | 0.40033 | 7 | 0.48458
73889 | 8.19 | 0.8 | 365 | 7.4385 | 0.47035 | 7 | 0.90881
73890 | 11.16 | 0.8 | 365 | 10.1359 | 0.61893 | 10 | 0.75486
73891 | 9.075 | 0.8 | 365 | 8.2422 | 0.89846 | 9 | 0.14071
73887 | 11.2 | 0.8 | 365 | 10.1723 | 0.72868 | 10 | 0.90093
35073 | 108.5 | 0.9 | 365 | 110.8617 | 0.89458 | 111 | 0.75624
73894 | 3.71 | 0.8 | 365 | 3.3696 | 0.17887 | 3 | 0.54843
37128 | 572.904 | 0.9 | 365 | 585.3741 | 0.31747 | 585 | 0.69152
37143 | 243.288 | 0.9 | 365 | 248.5835 | 0.92933 | 249 | 0.51284
73895 | 12.54 | 0.8 | 365 | 11.3893 | 0.40515 | 11 | 0.79443
73896 | 10.56 | 0.8 | 365 | 9.591 | 0.97275 | 10 | 0.56373
73897 | 9.6 | 0.8 | 365 | 8.7191 | 0.33887 | 9 | 0.05794
73902 | 11.84 | 0.8 | 365 | 10.7535 | 0.4846 | 11 | 0.23813
73346 | 7.2 | 0.8 | 365 | 6.5393 | 0.75415 | 7 | 0.29346
73903 | 12.87 | 0.8 | 365 | 11.689 | 0.31054 | 11 | 0.99955
73904 | 7.92 | 0.8 | 365 | 7.1932 | 0.72957 | 7 | 0.9228
73905 | 10.8 | 0.8 | 365 | 9.809 | 0.63123 | 10 | 0.44018
73906 | 6.93 | 0.8 | 365 | 6.2941 | 0.01337 | 6 | 0.30745
73901 | 7.28 | 0.8 | 365 | 6.612 | 0.97364 | 7 | 0.5856
73908 | 2.4 | 0.8 | 365 | 2.1798 | 0.58472 | 2 | 0.76449
73915 | 6.9 | 0.8 | 365 | 6.2668 | 0.93106 | 7 | 0.19789
73916 | 9.75 | 0.8 | 365 | 8.8553 | 0.75041 | 9 | 0.60572
73025 | 5.13 | 0.8 | 365 | 4.6593 | 0.074832 | 4 | 0.73409
73919 | 3.3 | 0.8 | 365 | 2.9972 | 0.053986 | 3 | 0.051167
73920 | 11.06 | 0.8 | 365 | 10.0451 | 0.34457 | 10 | 0.38967
72846 | 7.68 | 0.8 | 365 | 6.9753 | 0.071094 | 7 | 0.046352
73913 | 8.97 | 0.8 | 365 | 8.1469 | 0.61038 | 8 | 0.75726
73912 | 5.232 | 0.8 | 365 | 4.7519 | 0.35468 | 5 | 0.10658
73758 | 10.695 | 0.8 | 365 | 9.7136 | 0.34314 | 10 | 0.056737
73824 | 7.59 | 0.8 | 365 | 6.8935 | 0.82417 | 7 | 0.71768
73922 | 10.26 | 0.8 | 365 | 9.3185 | 0.14966 | 9 | 0.46817
73923 | 4.48 | 0.8 | 365 | 4.0689 | 0.29147 | 4 | 0.36037
73721 | 11.2 | 0.8 | 365 | 10.1723 | 0.72868 | 10 | 0.90093
73925 | 11.48 | 0.8 | 365 | 10.4266 | 0.4969 | 10 | 0.92345
73924 | 6.03 | 0.8 | 365 | 5.4767 | 0.5441 | 6 | 0.020769
73926 | 7.56 | 0.8 | 365 | 6.8663 | 0.74186 | 7 | 0.60813
71610 | 12.675 | 0.8 | 365 | 11.5119 | 0.77554 | 12 | 0.28744
73927 | 3.36 | 0.8 | 365 | 3.0517 | 0.2186 | 3 | 0.27028
71748 | 11.375 | 0.8 | 365 | 10.3312 | 0.20881 | 10 | 0.54001
71728 | 5.2 | 0.8 | 365 | 4.7228 | 0.26689 | 4 | 0.98972
71603 | 4.2 | 0.8 | 365 | 3.8146 | 0.52325 | 4 | 0.33785
71607 | 4.5 | 0.8 | 365 | 4.0871 | 0.34634 | 4 | 0.43341
71558 | 5.1 | 0.8 | 365 | 4.632 | 0.99252 | 5 | 0.62453
71559 | 6.175 | 0.8 | 365 | 5.6084 | 0.94193 | 6 | 0.55029
71537 | 6.5 | 0.8 | 365 | 5.9035 | 0.83361 | 6 | 0.73715
73928 | 2.8 | 0.8 | 365 | 2.5431 | 0.68217 | 3 | 0.22523
73929 | 6.72 | 0.8 | 365 | 6.1034 | 0.43721 | 6 | 0.54056
71411 | 5.525 | 0.8 | 365 | 5.018 | 0.15857 | 5 | 0.17658
43975 | 12.76 | 0.8 | 365 | 11.5891 | 0.0087443 | 11 | 0.59785
73931 | 5.32 | 0.8 | 365 | 4.8318 | 0.59612 | 5 | 0.42794
73932 | 10.08 | 0.8 | 365 | 9.155 | 0.65581 | 9 | 0.81084
73933 | 2.24 | 0.8 | 365 | 2.0345 | 0.14574 | 2 | 0.18019
73829 | 5.61 | 1 | 365 | 6.369 | 0.23972 | 6 | 0.60873
34756 | 264.44 | 0.9 | 365 | 270.1959 | 0.2168 | 270 | 0.41271
34746 | 52.8 | 0.9 | 365 | 53.9493 | 0.97174 | 54 | 0.92101
34834 | 1551.25 | 0.9 | 365 | 1585.0151 | 0.066533 | 1585 | 0.08166
64307 | 167.3 | 0.7 | 365 | 132.9545 | 0.63343 | 133 | 0.58794
32891 | 1390.04 | 1 | 365 | 1578.1069 | 0.19778 | 1578 | 0.30463
48337 | 1232.91 | 1 | 365 | 1399.7178 | 0.31416 | 1400 | 0.031953
48351 | 832.14 | 1 | 365 | 944.7252 | 0.85742 | 945 | 0.58263
4002 | 2494.8 | 0.9 | 365 | 2549.1028 | 0.41475 | 2549 | 0.51757
32506 | 646.38 | 0.8 | 365 | 587.0661 | 0.42885 | 587 | 0.49495
26203 | 645.12 | 1 | 365 | 732.4022 | 0.46484 | 732 | 0.867
26330 | 645.12 | 1 | 365 | 732.4022 | 0.46484 | 732 | 0.867
26333 | 645.12 | 1 | 365 | 732.4022 | 0.46484 | 732 | 0.867
32894 | 695.02 | 1 | 365 | 789.0534 | 0.59889 | 789 | 0.65232
61241 | 493.68 | 0.9 | 365 | 504.4256 | 0.78578 | 505 | 0.21141
64034 | 518.32 | 0.9 | 365 | 529.602 | 0.83926 | 530 | 0.44122
37135 | 400.248 | 0.9 | 365 | 408.96 | 0.39987 | 409 | 0.35983
26187 | 472.32 | 1 | 365 | 536.223 | 0.84033 | 537 | 0.06334
34630 | 300.82 | 0.9 | 365 | 307.3678 | 0.5068 | 307 | 0.87457
64965 | 135 | 0.7 | 365 | 107.2855 | 0.09153 | 107 | 0.377
65231 | 50.25 | 0.7 | 365 | 39.934 | 0.63407 | 40 | 0.56811
5089 | 4475.25 | 1 | 365 | 5080.7334 | 0.048885 | 5080 | 0.78231
59221 | 661.96 | 1 | 365 | 751.5205 | 0.2183 | 751 | 0.73884
34701 | 1400.58 | 1 | 365 | 1590.0729 | 0.34513 | 1590 | 0.418
73773 | 7.15 | 0.8 | 365 | 6.4939 | 0.61697 | 7 | 0.11086
73900 | 5.32 | 0.8 | 365 | 4.8318 | 0.59612 | 5 | 0.42794
73790 | 3.15 | 0.8 | 365 | 2.8609 | 0.64244 | 3 | 0.50339
73819 | 6 | 0.8 | 365 | 5.4494 | 0.46179 | 5 | 0.91121
73664 | 8.125 | 0.8 | 365 | 7.3794 | 0.29201 | 7 | 0.67143
73871 | 6.6 | 0.8 | 365 | 5.9944 | 0.10797 | 6 | 0.10233
73893 | 5.28 | 0.8 | 365 | 4.7955 | 0.48638 | 5 | 0.28187
73882 | 5.7 | 0.8 | 365 | 5.1769 | 0.6387 | 5 | 0.81565
63702 | 579.15 | 0.65 | 365 | 427.3793 | 0.041759 | 427 | 0.4211
73702 | 3.05 | 0.8 | 365 | 2.7701 | 0.36808 | 3 | 0.1382
73447 | 5.04 | 0.8 | 365 | 4.5775 | 0.82791 | 5 | 0.40542
73407 | 13.5 | 0.8 | 365 | 12.2612 | 0.039032 | 12 | 0.30023
73724 | 12.753 | 0.8 | 365 | 11.5827 | 0.98954 | 12 | 0.57228
73431 | 6.16 | 0.8 | 365 | 5.5947 | 0.90077 | 6 | 0.49551
73493 | 7.2 | 0.8 | 365 | 6.5393 | 0.75415 | 7 | 0.29346
73698 | 7.65 | 1 | 365 | 8.685 | 0.23598 | 8 | 0.921
73730 | 10.395 | 0.8 | 365 | 9.4411 | 0.52005 | 9 | 0.96118
73460 | 6.875 | 0.8 | 365 | 6.2441 | 0.86247 | 7 | 0.1066
73527 | 7.2 | 0.8 | 365 | 6.5393 | 0.75415 | 7 | 0.29346
73625 | 9.975 | 0.8 | 365 | 9.0597 | 0.36773 | 9 | 0.42739
73629 | 9.69 | 0.8 | 365 | 8.8008 | 0.58579 | 9 | 0.38661
73630 | 7.125 | 0.8 | 365 | 6.4712 | 0.54838 | 7 | 0.019565
67369 | 12.88 | 1 | 365 | 14.6226 | 0.17248 | 14 | 0.79509
71025 | 10.725 | 0.8 | 365 | 9.7408 | 0.42545 | 10 | 0.16629
72358 | 9.1 | 0.8 | 365 | 8.265 | 0.96705 | 9 | 0.23201
73936 | 2.24 | 0.8 | 365 | 2.0345 | 0.14574 | 2 | 0.18019
73937 | 2.8 | 0.8 | 365 | 2.5431 | 0.68217 | 3 | 0.22523
73907 | 8.505 | 0.8 | 365 | 7.7246 | 0.33459 | 8 | 0.059144
73941 | 3.64 | 0.8 | 365 | 3.306 | 0.98682 | 4 | 0.2928
67488 | 10.92 | 1 | 365 | 12.3974 | 0.45058 | 12 | 0.84801
73898 | 7.36 | 0.8 | 365 | 6.6846 | 0.19313 | 6 | 0.87775
73944 | 2.24 | 0.8 | 365 | 2.0345 | 0.14574 | 2 | 0.18019
73946 | 3.92 | 0.8 | 365 | 3.5603 | 0.75504 | 4 | 0.31533
72669 | 8.505 | 0.8 | 365 | 7.7246 | 0.33459 | 8 | 0.059144
73952 | 5.13 | 1 | 365 | 5.8241 | 0.59354 | 6 | 0.41761
72621 | 6.72 | 0.8 | 365 | 6.1034 | 0.43721 | 6 | 0.54056
73697 | 8.58 | 0.8 | 365 | 7.7927 | 0.54036 | 8 | 0.33303
73608 | 4.48 | 0.8 | 365 | 4.0689 | 0.29147 | 4 | 0.36037
73956 | 7.695 | 0.8 | 365 | 6.9889 | 0.11225 | 7 | 0.10113
72964 | 4.8 | 0.8 | 365 | 4.3595 | 0.16943 | 4 | 0.52897
73958 | 8.04 | 0.8 | 365 | 7.3022 | 0.058801 | 7 | 0.36103
73964 | 3.64 | 0.8 | 365 | 3.306 | 0.98682 | 4 | 0.2928
71713 | 13.68 | 0.8 | 365 | 12.4247 | 0.53289 | 12 | 0.95757
73959 | 7.56 | 0.8 | 365 | 6.8663 | 0.74186 | 7 | 0.60813
73970 | 9.88 | 0.8 | 365 | 8.9734 | 0.10708 | 9 | 0.080464
73968 | 8.28 | 0.8 | 365 | 7.5202 | 0.71727 | 8 | 0.23747
73974 | 9.405 | 0.8 | 365 | 8.542 | 0.80386 | 9 | 0.34583
73976 | 7 | 0.8 | 365 | 6.3577 | 0.20542 | 6 | 0.56308
73978 | 6 | 0.8 | 365 | 5.4494 | 0.46179 | 5 | 0.91121
73034 | 10.395 | 0.8 | 365 | 9.4411 | 0.52005 | 9 | 0.96118
73979 | 7.2 | 0.8 | 365 | 6.5393 | 0.75415 | 7 | 0.29346
73763 | 7.93 | 0.8 | 365 | 7.2023 | 0.757 | 7 | 0.95932
71321 | 3.9 | 0.8 | 365 | 3.5421 | 0.70016 | 4 | 0.24229
73980 | 6.16 | 0.8 | 365 | 5.5947 | 0.90077 | 6 | 0.49551
73961 | 9.28 | 1 | 365 | 10.5355 | 0.82613 | 11 | 0.36168
73982 | 5.28 | 0.8 | 365 | 4.7955 | 0.48638 | 5 | 0.28187
73962 | 10.83 | 0.8 | 365 | 9.8362 | 0.71353 | 10 | 0.54974
73983 | 7.26 | 0.8 | 365 | 6.5938 | 0.91877 | 7 | 0.51257
73965 | 13.395 | 1 | 365 | 15.2073 | 0.93869 | 16 | 0.14598
73947 | 12.76 | 1 | 365 | 14.4864 | 0.76093 | 15 | 0.24731
73516 | 4.8 | 0.8 | 365 | 4.3595 | 0.16943 | 4 | 0.52897
72771 | 8.97 | 0.8 | 365 | 8.1469 | 0.61038 | 8 | 0.75726
73985 | 9.18 | 0.8 | 365 | 8.3376 | 0.18654 | 8 | 0.52416
72769 | 6.67 | 0.8 | 365 | 6.0579 | 0.30003 | 6 | 0.35796
73986 | 6.6 | 0.8 | 365 | 5.9944 | 0.10797 | 6 | 0.10233
72047 | 10.72 | 0.8 | 365 | 9.7363 | 0.41174 | 10 | 0.14803
72046 | 9.483 | 0.8 | 365 | 8.6128 | 0.017862 | 8 | 0.63067
73988 | 9.15 | 0.8 | 365 | 8.3104 | 0.10423 | 8 | 0.4146
73991 | 6.72 | 0.8 | 365 | 6.1034 | 0.43721 | 6 | 0.54056
73992 | 6.555 | 0.8 | 365 | 5.9535 | 0.98451 | 6 | 0.938
73993 | 4.48 | 0.8 | 365 | 4.0689 | 0.29147 | 4 | 0.36037
73994 | 7.56 | 0.8 | 365 | 6.8663 | 0.74186 | 7 | 0.60813
73995 | 5.32 | 0.8 | 365 | 4.8318 | 0.59612 | 5 | 0.42794
73996 | 3.36 | 0.8 | 365 | 3.0517 | 0.2186 | 3 | 0.27028
73997 | 5.04 | 0.8 | 365 | 4.5775 | 0.82791 | 5 | 0.40542
73998 | 8.4 | 0.8 | 365 | 7.6292 | 0.046509 | 7 | 0.6757
74000 | 12.32 | 0.8 | 365 | 11.1895 | 0.80155 | 11 | 0.99102
74001 | 5.6 | 0.8 | 365 | 5.0861 | 0.36434 | 5 | 0.45047
74002 | 5.04 | 0.8 | 365 | 4.5775 | 0.82791 | 5 | 0.40542
74007 | 4.56 | 0.8 | 365 | 4.1416 | 0.51096 | 4 | 0.65252
74008 | 6.27 | 0.8 | 365 | 5.6946 | 0.20257 | 5 | 0.89722
74009 | 9.75 | 0.8 | 365 | 8.8553 | 0.75041 | 9 | 0.60572
74012 | 5.88 | 0.8 | 365 | 5.3404 | 0.13256 | 5 | 0.47299
74011 | 15.84 | 0.8 | 365 | 14.3865 | 0.45913 | 14 | 0.8456
74013 | 6.12 | 0.8 | 365 | 5.5584 | 0.79103 | 6 | 0.34944
74014 | 3.92 | 0.8 | 365 | 3.5603 | 0.75504 | 4 | 0.31533
74015 | 7.84 | 0.8 | 365 | 7.1206 | 0.51007 | 7 | 0.63065
74016 | 6.44 | 0.8 | 365 | 5.849 | 0.66899 | 6 | 0.51804
74017 | 11.2 | 0.8 | 365 | 10.1723 | 0.72868 | 10 | 0.90093
74018 | 7 | 0.8 | 365 | 6.3577 | 0.20542 | 6 | 0.56308
74019 | 5.13 | 0.8 | 365 | 4.6593 | 0.074832 | 4 | 0.73409
74022 | 6.325 | 0.8 | 365 | 5.7446 | 0.35347 | 6 | 0.09807
74023 | 8.7 | 0.8 | 365 | 7.9017 | 0.8696 | 8 | 0.77126
74029 | 6.63 | 0.8 | 365 | 6.0216 | 0.19028 | 6 | 0.21189
74027 | 3 | 0.8 | 365 | 2.7247 | 0.2309 | 2 | 0.95561
74030 | 6.555 | 0.8 | 365 | 5.9535 | 0.98451 | 6 | 0.938
74034 | 3.25 | 0.8 | 365 | 2.9518 | 0.9168 | 3 | 0.86857
74036 | 12 | 0.8 | 365 | 10.8988 | 0.92358 | 11 | 0.82243
74037 | 4.2 | 0.8 | 365 | 3.8146 | 0.52325 | 4 | 0.33785
74039 | 11.02 | 0.8 | 365 | 10.0088 | 0.23482 | 10 | 0.24359
74040 | 5.22 | 0.8 | 365 | 4.741 | 0.32176 | 5 | 0.062755
74041 | 9.57 | 0.8 | 365 | 8.6918 | 0.25656 | 8 | 0.94838
74042 | 7.84 | 0.8 | 365 | 7.1206 | 0.51007 | 7 | 0.63065
74046 | 5.7 | 0.8 | 365 | 5.1769 | 0.6387 | 5 | 0.81565
74049 | 5.88 | 0.8 | 365 | 5.3404 | 0.13256 | 5 | 0.47299
64283 | 195.3 | 0.9 | 365 | 199.551 | 0.81025 | 200 | 0.36122
48589 | 102.06 | 0.9 | 365 | 104.2815 | 0.016967 | 104 | 0.29845
74055 | 3.08 | 0.8 | 365 | 2.7974 | 0.45039 | 3 | 0.24776
74052 | 4.5 | 0.8 | 365 | 4.0871 | 0.34634 | 4 | 0.43341
74056 | 11.4 | 0.8 | 365 | 10.3539 | 0.2774 | 10 | 0.6313
73949 | 9.975 | 1 | 365 | 11.3246 | 0.20966 | 11 | 0.53424
74057 | 7.475 | 0.8 | 365 | 6.7891 | 0.50865 | 7 | 0.29772
73282 | 6.7 | 0.8 | 365 | 6.0852 | 0.38233 | 6 | 0.46752
73943 | 6.24 | 1 | 365 | 7.0842 | 0.40033 | 7 | 0.48458
74043 | 5.8 | 0.8 | 365 | 5.2678 | 0.91307 | 6 | 0.18084
74058 | 8.45 | 0.8 | 365 | 7.6746 | 0.18369 | 7 | 0.85829
73954 | 5.4 | 0.8 | 365 | 4.9045 | 0.81561 | 5 | 0.72009
73921 | 10.4 | 0.8 | 365 | 9.4457 | 0.53377 | 9 | 0.97944
26554 | 1389.96 | 1 | 365 | 1578.016 | 0.92342 | 1578 | 0.93945
27094 | 1389.96 | 1 | 365 | 1578.016 | 0.92342 | 1578 | 0.93945
33487 | 730.17 | 0.9 | 365 | 746.0632 | 0.7325 | 746 | 0.79567
64898 | 474.95 | 0.7 | 365 | 377.4462 | 0.20202 | 377 | 0.6482
44256 | 63 | 1 | 365 | 71.5236 | 0.06102 | 71 | 0.58467
74060 | 12.6 | 0.8 | 365 | 11.4438 | 0.56976 | 12 | 0.013547
74061 | 4.5 | 0.8 | 365 | 4.0871 | 0.34634 | 4 | 0.43341
74064 | 5.4 | 0.8 | 365 | 4.9045 | 0.81561 | 5 | 0.72009
74065 | 7.035 | 0.8 | 365 | 6.3894 | 0.30145 | 6 | 0.6909
74066 | 6.615 | 0.8 | 365 | 6.008 | 0.14913 | 6 | 0.15711
74067 | 9.57 | 0.8 | 365 | 8.6918 | 0.25656 | 8 | 0.94838
74070 | 9.92 | 0.8 | 365 | 9.0097 | 0.21683 | 9 | 0.22654
74071 | 13.16 | 0.8 | 365 | 11.9524 | 0.1062 | 12 | 0.058593
74072 | 10.385 | 0.8 | 365 | 9.432 | 0.49262 | 9 | 0.92466
74073 | 8.71 | 0.8 | 365 | 7.9107 | 0.89703 | 8 | 0.80778
74077 | 6.6 | 0.8 | 365 | 5.9944 | 0.10797 | 6 | 0.10233
74080 | 3.9 | 0.8 | 365 | 3.5421 | 0.70016 | 4 | 0.24229
74081 | 4.76 | 0.8 | 365 | 4.3232 | 0.059688 | 4 | 0.3829
74083 | 4.2 | 0.8 | 365 | 3.8146 | 0.52325 | 4 | 0.33785
74086 | 4.2 | 0.8 | 365 | 3.8146 | 0.52325 | 4 | 0.33785
74089 | 4.48 | 0.8 | 365 | 4.0689 | 0.29147 | 4 | 0.36037
74090 | 7.56 | 0.8 | 365 | 6.8663 | 0.74186 | 7 | 0.60813
74091 | 6.72 | 0.8 | 365 | 6.1034 | 0.43721 | 6 | 0.54056
74092 | 4.2 | 0.8 | 365 | 3.8146 | 0.52325 | 4 | 0.33785
74024 | 5.355 | 0.8 | 365 | 4.8636 | 0.69215 | 5 | 0.55576
73966 | 10.56 | 0.8 | 365 | 9.591 | 0.97275 | 10 | 0.56373
73967 | 7.26 | 0.8 | 365 | 6.5938 | 0.91877 | 7 | 0.51257
73971 | 9.24 | 0.8 | 365 | 8.3921 | 0.35116 | 8 | 0.74327
73338 | 7.56 | 0.8 | 365 | 6.8663 | 0.74186 | 7 | 0.60813
74075 | 5.12 | 0.8 | 365 | 4.6502 | 0.047396 | 4 | 0.69757
73969 | 6 | 0.8 | 365 | 5.4494 | 0.46179 | 5 | 0.91121
73981 | 6 | 0.8 | 365 | 5.4494 | 0.46179 | 5 | 0.91121
73989 | 7.56 | 0.8 | 365 | 6.8663 | 0.74186 | 7 | 0.60813
74078 | 12.69 | 0.8 | 365 | 11.5255 | 0.81669 | 12 | 0.34222
73939 | 9 | 0.8 | 365 | 8.1741 | 0.69269 | 8 | 0.86682
73945 | 4.8 | 1 | 365 | 5.4494 | 0.46179 | 5 | 0.91121
73960 | 9.86 | 0.8 | 365 | 8.9552 | 0.052212 | 9 | 0.0074264
73578 | 5.2 | 1 | 365 | 5.9035 | 0.83361 | 6 | 0.73715
73837 | 9.99 | 1 | 365 | 11.3416 | 0.2611 | 11 | 0.60271
74273 | 4.48 | 0.8 | 365 | 4.0689 | 0.29147 | 4 | 0.36037
74093 | 6.72 | 0.8 | 365 | 6.1034 | 0.43721 | 6 | 0.54056
71897 | 10.075 | 0.8 | 365 | 9.1505 | 0.64209 | 9 | 0.79258
74094 | 8.12 | 0.8 | 365 | 7.3749 | 0.27829 | 7 | 0.65317
74095 | 2.8 | 0.8 | 365 | 2.5431 | 0.68217 | 3 | 0.22523
74096 | 5.32 | 0.8 | 365 | 4.8318 | 0.59612 | 5 | 0.42794
74097 | 7.02 | 0.8 | 365 | 6.3758 | 0.2603 | 6 | 0.63612
74100 | 14.84 | 0.8 | 365 | 13.4782 | 0.7155 | 14 | 0.19373
74084 | 4.2 | 0.8 | 365 | 3.8146 | 0.52325 | 4 | 0.33785
74102 | 5.6 | 0.8 | 365 | 5.0861 | 0.36434 | 5 | 0.45047
74103 | 12.04 | 0.8 | 365 | 10.9352 | 0.033329 | 10 | 0.9685
74104 | 13 | 0.8 | 365 | 11.8071 | 0.66722 | 12 | 0.47429
73955 | 11.31 | 0.8 | 365 | 10.2722 | 0.030478 | 10 | 0.30264
74106 | 3.08 | 0.8 | 365 | 2.7974 | 0.45039 | 3 | 0.24776
74110 | 8.1 | 0.8 | 365 | 7.3567 | 0.22342 | 7 | 0.58014
74107 | 4.2 | 0.8 | 365 | 3.8146 | 0.52325 | 4 | 0.33785
74112 | 6.6 | 0.8 | 365 | 5.9944 | 0.10797 | 6 | 0.10233
73473 | 4.48 | 0.8 | 365 | 4.0689 | 0.29147 | 4 | 0.36037
74113 | 5.2 | 0.8 | 365 | 4.7228 | 0.26689 | 4 | 0.98972
74111 | 4.64 | 0.8 | 365 | 4.2142 | 0.73045 | 4 | 0.94467
74115 | 5.7 | 0.8 | 365 | 5.1769 | 0.6387 | 5 | 0.81565
74116 | 6.5 | 0.8 | 365 | 5.9035 | 0.83361 | 6 | 0.73715
74121 | 5.7 | 0.8 | 365 | 5.1769 | 0.6387 | 5 | 0.81565
74122 | 2.4 | 0.8 | 365 | 2.1798 | 0.58472 | 2 | 0.76449
74124 | 7.8 | 0.8 | 365 | 7.0842 | 0.40033 | 7 | 0.48458
74125 | 10.4 | 0.8 | 365 | 9.4457 | 0.53377 | 9 | 0.97944
74128 | 12.915 | 0.8 | 365 | 11.7299 | 0.43401 | 12 | 0.16389
74127 | 3.705 | 0.8 | 365 | 3.365 | 0.16516 | 3 | 0.53017
74129 | 4.56 | 0.8 | 365 | 4.1416 | 0.51096 | 4 | 0.65252
74130 | 6.175 | 0.8 | 365 | 5.6084 | 0.94193 | 6 | 0.55029
74131 | 11.1 | 0.8 | 365 | 10.0814 | 0.45432 | 10 | 0.53574
74132 | 8.7 | 0.8 | 365 | 7.9017 | 0.8696 | 8 | 0.77126
74137 | 7.56 | 0.8 | 365 | 6.8663 | 0.74186 | 7 | 0.60813
74139 | 7.56 | 0.8 | 365 | 6.8663 | 0.74186 | 7 | 0.60813
74141 | 2.52 | 0.8 | 365 | 2.2888 | 0.91395 | 3 | 0.20271
74142 | 3.36 | 0.8 | 365 | 3.0517 | 0.2186 | 3 | 0.27028
73509 | 3.92 | 0.8 | 365 | 3.5603 | 0.75504 | 4 | 0.31533
73591 | 4.48 | 0.8 | 365 | 4.0689 | 0.29147 | 4 | 0.36037
74138 | 10.4 | 0.8 | 365 | 9.4457 | 0.53377 | 9 | 0.97944
74147 | 3.9 | 0.8 | 365 | 3.5421 | 0.70016 | 4 | 0.24229
74148 | 13 | 0.8 | 365 | 11.8071 | 0.66722 | 12 | 0.47429
73615 | 8.12 | 0.8 | 365 | 7.3749 | 0.27829 | 7 | 0.65317
74149 | 6 | 0.8 | 365 | 5.4494 | 0.46179 | 5 | 0.91121
73597 | 6.44 | 0.8 | 365 | 5.849 | 0.66899 | 6 | 0.51804
73477 | 11.48 | 0.8 | 365 | 10.4266 | 0.4969 | 10 | 0.92345
74153 | 8.4 | 0.8 | 365 | 7.6292 | 0.046509 | 7 | 0.6757
73594 | 4.2 | 0.8 | 365 | 3.8146 | 0.52325 | 4 | 0.33785
74155 | 3.92 | 0.8 | 365 | 3.5603 | 0.75504 | 4 | 0.31533
74146 | 10.2 | 0.8 | 365 | 9.264 | 0.98505 | 10 | 0.24906
73545 | 3.08 | 0.8 | 365 | 2.7974 | 0.45039 | 3 | 0.24776
74157 | 11.4 | 0.8 | 365 | 10.3539 | 0.2774 | 10 | 0.6313
74160 | 4.16 | 0.8 | 365 | 3.7783 | 0.41351 | 4 | 0.19177
74161 | 5.4 | 0.8 | 365 | 4.9045 | 0.81561 | 5 | 0.72009
74163 | 11.7 | 0.8 | 365 | 10.6264 | 0.10049 | 10 | 0.72686
74164 | 7.2 | 0.8 | 365 | 6.5393 | 0.75415 | 7 | 0.29346
74162 | 11.1 | 0.8 | 365 | 10.0814 | 0.45432 | 10 | 0.53574
74165 | 7.5 | 0.8 | 365 | 6.8118 | 0.57724 | 7 | 0.38902
74166 | 8.28 | 0.8 | 365 | 7.5202 | 0.71727 | 8 | 0.23747
74168 | 9.44 | 0.8 | 365 | 8.5738 | 0.89989 | 9 | 0.47364
73506 | 2.24 | 0.8 | 365 | 2.0345 | 0.14574 | 2 | 0.18019
73499 | 5.6 | 0.8 | 365 | 5.0861 | 0.36434 | 5 | 0.45047
73498 | 3.64 | 0.8 | 365 | 3.306 | 0.98682 | 4 | 0.2928
73602 | 2.24 | 0.8 | 365 | 2.0345 | 0.14574 | 2 | 0.18019
73508 | 2.24 | 0.8 | 365 | 2.0345 | 0.14574 | 2 | 0.18019
73558 | 9.52 | 0.8 | 365 | 8.6464 | 0.11938 | 8 | 0.76579
73596 | 8.12 | 0.8 | 365 | 7.3749 | 0.27829 | 7 | 0.65317
74133 | 9.24 | 0.8 | 365 | 8.3921 | 0.35116 | 8 | 0.74327
72987 | 9.28 | 0.8 | 365 | 8.4284 | 0.4609 | 8 | 0.88934
73500 | 4.2 | 0.8 | 365 | 3.8146 | 0.52325 | 4 | 0.33785
74176 | 14.4 | 0.8 | 365 | 13.0786 | 0.5083 | 13 | 0.58691
74178 | 10.2 | 0.8 | 365 | 9.264 | 0.98505 | 10 | 0.24906
73688 | 10.2 | 0.8 | 365 | 9.264 | 0.98505 | 10 | 0.24906
74182 | 6.12 | 1 | 365 | 6.948 | 0.98878 | 7 | 0.9368
73554 | 9.24 | 0.8 | 365 | 8.3921 | 0.35116 | 8 | 0.74327
73599 | 4.2 | 0.8 | 365 | 3.8146 | 0.52325 | 4 | 0.33785
74183 | 9.99 | 0.8 | 365 | 9.0733 | 0.40888 | 9 | 0.48217
74185 | 3.3 | 0.8 | 365 | 2.9972 | 0.053986 | 3 | 0.051167
73585 | 7 | 0.8 | 365 | 6.3577 | 0.20542 | 6 | 0.56308
74187 | 7.8 | 0.8 | 365 | 7.0842 | 0.40033 | 7 | 0.48458
73551 | 5.04 | 0.8 | 365 | 4.5775 | 0.82791 | 5 | 0.40542
74188 | 10.8 | 0.8 | 365 | 9.809 | 0.63123 | 10 | 0.44018
73616 | 6.16 | 0.8 | 365 | 5.5947 | 0.90077 | 6 | 0.49551
74189 | 11.655 | 0.8 | 365 | 10.5855 | 0.97703 | 11 | 0.56253
74190 | 5.28 | 0.8 | 365 | 4.7955 | 0.48638 | 5 | 0.28187
74191 | 10.395 | 0.8 | 365 | 9.4411 | 0.52005 | 9 | 0.96118
74192 | 12.88 | 0.8 | 365 | 11.6981 | 0.33798 | 12 | 0.03607
74193 | 7.15 | 0.8 | 365 | 6.4939 | 0.61697 | 7 | 0.11086
74196 | 8.235 | 0.8 | 365 | 7.4793 | 0.59381 | 8 | 0.07314
74200 | 4.68 | 0.8 | 365 | 4.2505 | 0.8402 | 5 | 0.090746
74201 | 5.985 | 0.8 | 365 | 5.4358 | 0.42064 | 5 | 0.85643
74202 | 11.97 | 0.8 | 365 | 10.8716 | 0.84128 | 11 | 0.71287
74203 | 4.275 | 0.8 | 365 | 3.8827 | 0.72903 | 4 | 0.61174
74204 | 8.96 | 0.8 | 365 | 8.1378 | 0.58294 | 8 | 0.72074
73911 | 10.64 | 0.8 | 365 | 9.6636 | 0.19224 | 9 | 0.85588
74208 | 7.56 | 0.8 | 365 | 6.8663 | 0.74186 | 7 | 0.60813
74209 | 11.725 | 0.8 | 365 | 10.6491 | 0.16909 | 10 | 0.81816
74210 | 13.2 | 0.8 | 365 | 11.9887 | 0.21594 | 12 | 0.20467
74213 | 7.5 | 0.8 | 365 | 6.8118 | 0.57724 | 7 | 0.38902
74212 | 7.8 | 0.8 | 365 | 7.0842 | 0.40033 | 7 | 0.48458
74219 | 3.9 | 0.8 | 365 | 3.5421 | 0.70016 | 4 | 0.24229
74220 | 8.96 | 0.8 | 365 | 8.1378 | 0.58294 | 8 | 0.72074
74184 | 2.24 | 0.8 | 365 | 2.0345 | 0.14574 | 2 | 0.18019
74172 | 4.2 | 0.8 | 365 | 3.8146 | 0.52325 | 4 | 0.33785
74226 | 10.08 | 0.8 | 365 | 9.155 | 0.65581 | 9 | 0.81084
74205 | 5.85 | 0.8 | 365 | 5.3132 | 0.050247 | 5 | 0.36343
74177 | 13.8 | 0.8 | 365 | 12.5337 | 0.86212 | 13 | 0.39579
73909 | 3.36 | 0.8 | 365 | 3.0517 | 0.2186 | 3 | 0.27028
73973 | 5.88 | 0.8 | 365 | 5.3404 | 0.13256 | 5 | 0.47299
74076 | 11.52 | 0.8 | 365 | 10.4629 | 0.60664 | 11 | 0.069529
74088 | 6.6 | 1 | 365 | 7.493 | 0.63496 | 8 | 0.12792
73408 | 10.725 | 0.8 | 365 | 9.7408 | 0.42545 | 10 | 0.16629
74069 | 8.96 | 0.8 | 365 | 8.1378 | 0.58294 | 8 | 0.72074
73403 | 13.325 | 0.8 | 365 | 12.1023 | 0.5589 | 12 | 0.66115
73456 | 6.24 | 0.8 | 365 | 5.6674 | 0.12026 | 5 | 0.78766
73504 | 10.92 | 0.8 | 365 | 9.9179 | 0.96046 | 10 | 0.87841
73878 | 9.18 | 0.8 | 365 | 8.3376 | 0.18654 | 8 | 0.52416
73892 | 12.15 | 0.8 | 365 | 11.0351 | 0.33513 | 11 | 0.37021
73842 | 13.5 | 0.8 | 365 | 12.2612 | 0.039032 | 12 | 0.30023
73899 | 12.915 | 0.8 | 365 | 11.7299 | 0.43401 | 12 | 0.16389
73841 | 10.395 | 0.8 | 365 | 9.4411 | 0.52005 | 9 | 0.96118
73877 | 9.9 | 0.8 | 365 | 8.9915 | 0.16196 | 9 | 0.1535
72701 | 6.44 | 0.8 | 365 | 5.849 | 0.66899 | 6 | 0.51804
73804 | 3 | 0.8 | 365 | 2.7247 | 0.2309 | 2 | 0.95561
72533 | 3.36 | 0.8 | 365 | 3.0517 | 0.2186 | 3 | 0.27028
73711 | 2.16 | 0.8 | 365 | 1.9618 | 0.92625 | 2 | 0.88804
73706 | 4.64 | 0.8 | 365 | 4.2142 | 0.73045 | 4 | 0.94467
73538 | 6.96 | 0.8 | 365 | 6.3213 | 0.095679 | 6 | 0.41701
73786 | 4.62 | 0.8 | 365 | 4.1961 | 0.67558 | 4 | 0.87163
73483 | 3.78 | 0.8 | 365 | 3.4331 | 0.37093 | 3 | 0.80406
74181 | 4.76 | 0.8 | 365 | 4.3232 | 0.059688 | 4 | 0.3829
74228 | 9.72 | 0.8 | 365 | 8.8281 | 0.6681 | 9 | 0.49616
74221 | 2.61 | 0.8 | 365 | 2.3705 | 0.16088 | 2 | 0.53138
74229 | 3.96 | 0.8 | 365 | 3.5966 | 0.86478 | 4 | 0.4614
74140 | 4.59 | 0.8 | 365 | 4.1688 | 0.59327 | 4 | 0.76208
74230 | 11.685 | 0.8 | 365 | 10.6127 | 0.05934 | 10 | 0.67209
74173 | 2.24 | 0.8 | 365 | 2.0345 | 0.14574 | 2 | 0.18019
74175 | 3.64 | 0.8 | 365 | 3.306 | 0.98682 | 4 | 0.2928
74232 | 7.56 | 0.8 | 365 | 6.8663 | 0.74186 | 7 | 0.60813
74233 | 7.5 | 0.8 | 365 | 6.8118 | 0.57724 | 7 | 0.38902
74169 | 2.8 | 0.8 | 365 | 2.5431 | 0.68217 | 3 | 0.22523
74174 | 2.8 | 0.8 | 365 | 2.5431 | 0.68217 | 3 | 0.22523
73544 | 8.4 | 0.8 | 365 | 7.6292 | 0.046509 | 7 | 0.6757
73482 | 3.36 | 0.8 | 365 | 3.0517 | 0.2186 | 3 | 0.27028
73556 | 6.72 | 0.8 | 365 | 6.1034 | 0.43721 | 6 | 0.54056
74154 | 6.44 | 0.8 | 365 | 5.849 | 0.66899 | 6 | 0.51804
73567 | 7.56 | 0.8 | 365 | 6.8663 | 0.74186 | 7 | 0.60813
73491 | 6.16 | 0.8 | 365 | 5.5947 | 0.90077 | 6 | 0.49551
73553 | 3.64 | 0.8 | 365 | 3.306 | 0.98682 | 4 | 0.2928
73570 | 6.16 | 0.8 | 365 | 5.5947 | 0.90077 | 6 | 0.49551
74242 | 11.05 | 0.8 | 365 | 10.036 | 0.31713 | 10 | 0.35315
74156 | 8.12 | 0.8 | 365 | 7.3749 | 0.27829 | 7 | 0.65317
73574 | 2.24 | 0.8 | 365 | 2.0345 | 0.14574 | 2 | 0.18019
74248 | 10.92 | 0.8 | 365 | 9.9179 | 0.96046 | 10 | 0.87841
74246 | 10.4 | 0.8 | 365 | 9.4457 | 0.53377 | 9 | 0.97944
74143 | 8.68 | 0.8 | 365 | 7.8835 | 0.81473 | 8 | 0.69822
74252 | 4.5 | 0.8 | 365 | 4.0871 | 0.34634 | 4 | 0.43341
73548 | 8.12 | 0.8 | 365 | 7.3749 | 0.27829 | 7 | 0.65317
74222 | 2.24 | 0.8 | 365 | 2.0345 | 0.14574 | 2 | 0.18019
74256 | 3.575 | 0.8 | 365 | 3.2469 | 0.80848 | 4 | 0.055431
27608 | 8.58 | 1 | 365 | 9.7408 | 0.42545 | 10 | 0.16629
73595 | 5.04 | 0.8 | 365 | 4.5775 | 0.82791 | 5 | 0.40542
73511 | 8.96 | 0.8 | 365 | 8.1378 | 0.58294 | 8 | 0.72074
74144 | 8.12 | 0.8 | 365 | 7.3749 | 0.27829 | 7 | 0.65317
73610 | 6.44 | 0.8 | 365 | 5.849 | 0.66899 | 6 | 0.51804
73584 | 3.08 | 0.8 | 365 | 2.7974 | 0.45039 | 3 | 0.24776
73560 | 4.48 | 0.8 | 365 | 4.0689 | 0.29147 | 4 | 0.36037
74270 | 6.72 | 0.8 | 365 | 6.1034 | 0.43721 | 6 | 0.54056
74271 | 6.44 | 0.8 | 365 | 5.849 | 0.66899 | 6 | 0.51804
74272 | 10.03 | 0.8 | 365 | 9.1096 | 0.51863 | 9 | 0.62824
74278 | 6.6 | 0.8 | 365 | 5.9944 | 0.10797 | 6 | 0.10233
74282 | 9.9 | 0.8 | 365 | 8.9915 | 0.16196 | 9 | 0.1535
74284 | 8.58 | 0.8 | 365 | 7.7927 | 0.54036 | 8 | 0.33303
74243 | 8.68 | 0.8 | 365 | 7.8835 | 0.81473 | 8 | 0.69822
73245 | 5.13 | 0.8 | 365 | 4.6593 | 0.074832 | 4 | 0.73409
73244 | 7.02 | 0.8 | 365 | 6.3758 | 0.2603 | 6 | 0.63612
73246 | 3.24 | 0.8 | 365 | 2.9427 | 0.88937 | 3 | 0.83205
74224 | 7 | 0.8 | 365 | 6.3577 | 0.20542 | 6 | 0.56308
74238 | 6.16 | 0.8 | 365 | 5.5947 | 0.90077 | 6 | 0.49551
74296 | 9.135 | 0.8 | 365 | 8.2967 | 0.063078 | 8 | 0.35982
74260 | 10.36 | 0.8 | 365 | 9.4093 | 0.42403 | 9 | 0.83336
74297 | 9.45 | 0.8 | 365 | 8.5828 | 0.92732 | 9 | 0.51016
74247 | 5.6 | 0.8 | 365 | 5.0861 | 0.36434 | 5 | 0.45047
74262 | 2.9 | 0.8 | 365 | 2.6339 | 0.95653 | 3 | 0.59042
74298 | 9.9 | 0.8 | 365 | 8.9915 | 0.16196 | 9 | 0.1535
74257 | 10.64 | 0.8 | 365 | 9.6636 | 0.19224 | 9 | 0.85588
74299 | 12.3 | 0.8 | 365 | 11.1713 | 0.74667 | 11 | 0.91799
74123 | 11.4 | 0.8 | 365 | 10.3539 | 0.2774 | 10 | 0.6313
73938 | 4.2 | 0.8 | 365 | 3.8146 | 0.52325 | 4 | 0.33785
74286 | 3.64 | 0.8 | 365 | 3.306 | 0.98682 | 4 | 0.2928
74300 | 5.8 | 0.8 | 365 | 5.2678 | 0.91307 | 6 | 0.18084
74241 | 8.12 | 0.8 | 365 | 7.3749 | 0.27829 | 7 | 0.65317
74302 | 12.915 | 0.8 | 365 | 11.7299 | 0.43401 | 12 | 0.16389
74303 | 7.5 | 0.8 | 365 | 6.8118 | 0.57724 | 7 | 0.38902
74236 | 10.36 | 0.8 | 365 | 9.4093 | 0.42403 | 9 | 0.83336
74305 | 8.4 | 0.8 | 365 | 7.6292 | 0.046509 | 7 | 0.6757
74276 | 4.76 | 0.8 | 365 | 4.3232 | 0.059688 | 4 | 0.3829
74254 | 3.36 | 0.8 | 365 | 3.0517 | 0.2186 | 3 | 0.27028
74307 | 11.4 | 0.8 | 365 | 10.3539 | 0.2774 | 10 | 0.6313
74255 | 2.24 | 0.8 | 365 | 2.0345 | 0.14574 | 2 | 0.18019
74308 | 13.2 | 0.8 | 365 | 11.9887 | 0.21594 | 12 | 0.20467
74274 | 2.24 | 0.8 | 365 | 2.0345 | 0.14574 | 2 | 0.18019
74310 | 8 | 0.8 | 365 | 7.2659 | 0.94906 | 8 | 0.21495
74223 | 2.24 | 0.8 | 365 | 2.0345 | 0.14574 | 2 | 0.18019
74311 | 10.44 | 0.8 | 365 | 9.482 | 0.64352 | 10 | 0.12551
74225 | 3.64 | 0.8 | 365 | 3.306 | 0.98682 | 4 | 0.2928
74313 | 8.19 | 0.8 | 365 | 7.4385 | 0.47035 | 7 | 0.90881
74235 | 4.76 | 0.8 | 365 | 4.3232 | 0.059688 | 4 | 0.3829
74288 | 10.4 | 0.8 | 365 | 9.4457 | 0.53377 | 9 | 0.97944
74234 | 4.76 | 0.8 | 365 | 4.3232 | 0.059688 | 4 | 0.3829
74227 | 6.16 | 0.8 | 365 | 5.5947 | 0.90077 | 6 | 0.49551
74240 | 8.4 | 0.8 | 365 | 7.6292 | 0.046509 | 7 | 0.6757
74249 | 4.2 | 0.8 | 365 | 3.8146 | 0.52325 | 4 | 0.33785
74289 | 5.32 | 0.8 | 365 | 4.8318 | 0.59612 | 5 | 0.42794
74264 | 5.32 | 0.8 | 365 | 4.8318 | 0.59612 | 5 | 0.42794
74319 | 10.2 | 0.8 | 365 | 9.264 | 0.98505 | 10 | 0.24906
74253 | 7.56 | 0.8 | 365 | 6.8663 | 0.74186 | 7 | 0.60813
74323 | 4.8 | 0.8 | 365 | 4.3595 | 0.16943 | 4 | 0.52897
74251 | 3.64 | 0.8 | 365 | 3.306 | 0.98682 | 4 | 0.2928
73512 | 7.84 | 0.8 | 365 | 7.1206 | 0.51007 | 7 | 0.63065
74283 | 3.92 | 0.8 | 365 | 3.5603 | 0.75504 | 4 | 0.31533
73530 | 6.72 | 0.8 | 365 | 6.1034 | 0.43721 | 6 | 0.54056
73478 | 8.4 | 0.8 | 365 | 7.6292 | 0.046509 | 7 | 0.6757
74324 | 5.525 | 0.8 | 365 | 5.018 | 0.15857 | 5 | 0.17658
73611 | 6.72 | 0.8 | 365 | 6.1034 | 0.43721 | 6 | 0.54056
74328 | 10.64 | 0.8 | 365 | 9.6636 | 0.19224 | 9 | 0.85588
73479 | 10.36 | 0.8 | 365 | 9.4093 | 0.42403 | 9 | 0.83336
74329 | 5.88 | 0.8 | 365 | 5.3404 | 0.13256 | 5 | 0.47299
74170 | 2.8 | 0.8 | 365 | 2.5431 | 0.68217 | 3 | 0.22523
74331 | 9.24 | 0.8 | 365 | 8.3921 | 0.35116 | 8 | 0.74327
73502 | 4.48 | 0.8 | 365 | 4.0689 | 0.29147 | 4 | 0.36037
74285 | 6.16 | 0.8 | 365 | 5.5947 | 0.90077 | 6 | 0.49551
73612 | 8.12 | 0.8 | 365 | 7.3749 | 0.27829 | 7 | 0.65317
73480 | 5.32 | 0.8 | 365 | 4.8318 | 0.59612 | 5 | 0.42794
73600 | 7.84 | 0.8 | 365 | 7.1206 | 0.51007 | 7 | 0.63065
74332 | 10.385 | 0.8 | 365 | 9.432 | 0.49262 | 9 | 0.92466
74334 | 5.76 | 0.8 | 365 | 5.2314 | 0.80332 | 6 | 0.034764
74335 | 12.8 | 0.8 | 365 | 11.6254 | 0.11849 | 11 | 0.74392
74336 | 9.12 | 0.8 | 365 | 8.2831 | 0.021924 | 8 | 0.30504
74151 | 3.6 | 0.8 | 365 | 3.2697 | 0.87708 | 4 | 0.14673
74101 | 10.36 | 0.8 | 365 | 9.4093 | 0.42403 | 9 | 0.83336
74206 | 6.16 | 0.8 | 365 | 5.5947 | 0.90077 | 6 | 0.49551
74098 | 11.2 | 0.8 | 365 | 10.1723 | 0.72868 | 10 | 0.90093
73442 | 2.24 | 0.8 | 365 | 2.0345 | 0.14574 | 2 | 0.18019
73543 | 2.24 | 0.8 | 365 | 2.0345 | 0.14574 | 2 | 0.18019
73555 | 5.6 | 0.8 | 365 | 5.0861 | 0.36434 | 5 | 0.45047
74237 | 2.8 | 0.8 | 365 | 2.5431 | 0.68217 | 3 | 0.22523
74250 | 3.08 | 0.8 | 365 | 2.7974 | 0.45039 | 3 | 0.24776
73332 | 11.04 | 0.8 | 365 | 10.0269 | 0.2897 | 10 | 0.31663
74167 | 16.2 | 0.8 | 365 | 14.7134 | 0.44684 | 15 | 0.16027
74186 | 8.96 | 0.8 | 365 | 8.1378 | 0.58294 | 8 | 0.72074
74194 | 13.25 | 0.8 | 365 | 12.0341 | 0.35312 | 12 | 0.38726
74211 | 14 | 0.8 | 365 | 12.7153 | 0.41085 | 13 | 0.12616
74269 | 7.92 | 0.8 | 365 | 7.1932 | 0.72957 | 7 | 0.9228
74275 | 7 | 0.8 | 365 | 6.3577 | 0.20542 | 6 | 0.56308
73601 | 9.86 | 0.8 | 365 | 8.9552 | 0.052212 | 9 | 0.0074264
63466 | 326.625 | 0.7 | 365 | 259.5712 | 0.12145 | 259 | 0.69269
9697 | 406.9 | 1 | 365 | 461.9519 | 0.47983 | 462 | 0.43177
74337 | 8.71 | 0.8 | 365 | 7.9107 | 0.89703 | 8 | 0.80778
74295 | 7.56 | 0.8 | 365 | 6.8663 | 0.74186 | 7 | 0.60813
74314 | 9.24 | 0.8 | 365 | 8.3921 | 0.35116 | 8 | 0.74327
74343 | 11.55 | 0.8 | 365 | 10.4901 | 0.68895 | 11 | 0.17908
74341 | 4.64 | 0.8 | 365 | 4.2142 | 0.73045 | 4 | 0.94467
74294 | 9.01 | 0.8 | 365 | 8.1832 | 0.72012 | 8 | 0.90334
74318 | 4.64 | 0.8 | 365 | 4.2142 | 0.73045 | 4 | 0.94467
74292 | 7.84 | 0.8 | 365 | 7.1206 | 0.51007 | 7 | 0.63065
74315 | 5.32 | 0.8 | 365 | 4.8318 | 0.59612 | 5 | 0.42794
74346 | 7.14 | 0.8 | 365 | 6.4848 | 0.58953 | 7 | 0.074343
74320 | 4.48 | 0.8 | 365 | 4.0689 | 0.29147 | 4 | 0.36037
74347 | 12.42 | 0.8 | 365 | 11.2803 | 0.075909 | 11 | 0.35621
74309 | 15.66 | 0.8 | 365 | 14.223 | 0.96528 | 15 | 0.18827
74306 | 3.48 | 0.8 | 365 | 3.1607 | 0.54784 | 3 | 0.7085
74350 | 4.86 | 0.8 | 365 | 4.414 | 0.33405 | 4 | 0.74808
74351 | 5.5 | 0.8 | 365 | 4.9953 | 0.089976 | 5 | 0.085278
74304 | 4.2 | 0.8 | 365 | 3.8146 | 0.52325 | 4 | 0.33785
74291 | 7 | 0.8 | 365 | 6.3577 | 0.20542 | 6 | 0.56308
74312 | 4.76 | 0.8 | 365 | 4.3232 | 0.059688 | 4 | 0.3829
74321 | 5.88 | 0.8 | 365 | 5.3404 | 0.13256 | 5 | 0.47299
74290 | 6.16 | 0.8 | 365 | 5.5947 | 0.90077 | 6 | 0.49551
74261 | 4.2 | 0.8 | 365 | 3.8146 | 0.52325 | 4 | 0.33785
73614 | 4.76 | 0.8 | 365 | 4.3232 | 0.059688 | 4 | 0.3829
74293 | 13.777 | 0.8 | 365 | 12.5128 | 0.79902 | 13 | 0.3118
73503 | 6.44 | 0.8 | 365 | 5.849 | 0.66899 | 6 | 0.51804
74277 | 4.48 | 0.8 | 365 | 4.0689 | 0.29147 | 4 | 0.36037
73484 | 4.48 | 0.8 | 365 | 4.0689 | 0.29147 | 4 | 0.36037
73546 | 3.08 | 0.8 | 365 | 2.7974 | 0.45039 | 3 | 0.24776
73592 | 3.36 | 0.8 | 365 | 3.0517 | 0.2186 | 3 | 0.27028
74338 | 10.73 | 0.8 | 365 | 9.7454 | 0.43917 | 10 | 0.18455
74339 | 8.265 | 0.8 | 365 | 7.5066 | 0.67612 | 8 | 0.1827
74340 | 8.68 | 0.8 | 365 | 7.8835 | 0.81473 | 8 | 0.69822
74342 | 2.9 | 0.8 | 365 | 2.6339 | 0.95653 | 3 | 0.59042
74345 | 6.16 | 0.8 | 365 | 5.5947 | 0.90077 | 6 | 0.49551
74357 | 5.22 | 0.8 | 365 | 4.741 | 0.32176 | 5 | 0.062755
74366 | 6.555 | 0.8 | 365 | 5.9535 | 0.98451 | 6 | 0.938
74367 | 8.7 | 0.8 | 365 | 7.9017 | 0.8696 | 8 | 0.77126
74368 | 14.04 | 0.8 | 365 | 12.7516 | 0.52059 | 13 | 0.27224
74369 | 2.44 | 0.8 | 365 | 2.2161 | 0.69446 | 2 | 0.91056
74370 | 13.3 | 0.8 | 365 | 12.0795 | 0.49031 | 12 | 0.56986
74371 | 9.24 | 0.8 | 365 | 8.3921 | 0.35116 | 8 | 0.74327
74372 | 11.1 | 0.8 | 365 | 10.0814 | 0.45432 | 10 | 0.53574
74376 | 5.04 | 0.8 | 365 | 4.5775 | 0.82791 | 5 | 0.40542
74379 | 18.2 | 0.8 | 365 | 16.5299 | 0.9341 | 17 | 0.46401
74382 | 6.9 | 0.8 | 365 | 6.2668 | 0.93106 | 7 | 0.19789
74386 | 12.3 | 0.8 | 365 | 11.1713 | 0.74667 | 11 | 0.91799
74388 | 11.76 | 0.8 | 365 | 10.6809 | 0.26511 | 10 | 0.94598
74391 | 9.3 | 0.8 | 365 | 8.4466 | 0.51578 | 8 | 0.96238
74393 | 16.74 | 0.8 | 365 | 15.2039 | 0.9284 | 16 | 0.13228
74394 | 11.73 | 0.8 | 365 | 10.6536 | 0.1828 | 10 | 0.83642
74397 | 6.375 | 0.8 | 365 | 5.79 | 0.49065 | 6 | 0.28066
65257 | 57.6 | 0.7 | 365 | 45.7751 | 0.27905 | 46 | 0.054188
74400 | 7.2 | 0.8 | 365 | 6.5393 | 0.75415 | 7 | 0.29346
74398 | 8.4 | 0.8 | 365 | 7.6292 | 0.046509 | 7 | 0.6757
74402 | 5.61 | 0.8 | 365 | 5.0952 | 0.39178 | 5 | 0.48698
74404 | 5.67 | 0.8 | 365 | 5.1497 | 0.55639 | 5 | 0.7061
74405 | 9 | 0.8 | 365 | 8.1741 | 0.69269 | 8 | 0.86682
74407 | 4.76 | 0.8 | 365 | 4.3232 | 0.059688 | 4 | 0.3829
74409 | 8.71 | 0.8 | 365 | 7.9107 | 0.89703 | 8 | 0.80778
74413 | 12.73 | 0.8 | 365 | 11.5619 | 0.92644 | 12 | 0.48829
74410 | 3.92 | 0.8 | 365 | 3.5603 | 0.75504 | 4 | 0.31533
74416 | 10.73 | 0.8 | 365 | 9.7454 | 0.43917 | 10 | 0.18455
74414 | 6.16 | 0.8 | 365 | 5.5947 | 0.90077 | 6 | 0.49551
74418 | 4.06 | 0.8 | 365 | 3.6874 | 0.13915 | 3 | 0.82659
74419 | 5.985 | 0.8 | 365 | 5.4358 | 0.42064 | 5 | 0.85643
74420 | 13.44 | 0.8 | 365 | 12.2067 | 0.87441 | 13 | 0.081117
74423 | 6.9 | 0.8 | 365 | 6.2668 | 0.93106 | 7 | 0.19789
74427 | 4.62 | 0.8 | 365 | 4.1961 | 0.67558 | 4 | 0.87163
74411 | 5.3 | 0.8 | 365 | 4.8137 | 0.54125 | 5 | 0.3549
74412 | 7.84 | 0.8 | 365 | 7.1206 | 0.51007 | 7 | 0.63065
73910 | 10.385 | 0.8 | 365 | 9.432 | 0.49262 | 9 | 0.92466
74439 | 4.02 | 0.8 | 365 | 3.6511 | 0.029401 | 3 | 0.68051
74440 | 7.37 | 0.8 | 365 | 6.6937 | 0.22057 | 6 | 0.91427
74442 | 12.426 | 0.8 | 365 | 11.2858 | 0.092371 | 11 | 0.37812
74443 | 13.395 | 0.8 | 365 | 12.1658 | 0.75095 | 12 | 0.91678
74444 | 7.68 | 0.8 | 365 | 6.9753 | 0.071094 | 7 | 0.046352
74445 | 10.56 | 0.8 | 365 | 9.591 | 0.97275 | 10 | 0.56373
74441 | 7.68 | 0.8 | 365 | 6.9753 | 0.071094 | 7 | 0.046352
74446 | 7.98 | 0.8 | 365 | 7.2477 | 0.89418 | 8 | 0.14191
74333 | 6.03 | 0.8 | 365 | 5.4767 | 0.5441 | 6 | 0.020769
74447 | 11 | 0.8 | 365 | 9.9906 | 0.17995 | 10 | 0.17056
74449 | 10.545 | 0.8 | 365 | 9.5774 | 0.9316 | 10 | 0.50896
74454 | 3.08 | 0.8 | 365 | 2.7974 | 0.45039 | 3 | 0.24776
74457 | 11.16 | 0.8 | 365 | 10.1359 | 0.61893 | 10 | 0.75486
73849 | 14.4 | 0.8 | 365 | 13.0786 | 0.5083 | 13 | 0.58691
74462 | 8.64 | 0.8 | 365 | 7.8472 | 0.70498 | 8 | 0.55215
74468 | 7.2 | 1 | 365 | 8.1741 | 0.69269 | 8 | 0.86682
74456 | 2.24 | 0.8 | 365 | 2.0345 | 0.14574 | 2 | 0.18019
74455 | 4.32 | 0.8 | 365 | 3.9236 | 0.85249 | 4 | 0.77607
74469 | 5.32 | 0.8 | 365 | 4.8318 | 0.59612 | 5 | 0.42794
74470 | 7.84 | 0.8 | 365 | 7.1206 | 0.51007 | 7 | 0.63065
74471 | 3.36 | 0.8 | 365 | 3.0517 | 0.2186 | 3 | 0.27028
74472 | 20.16 | 0.8 | 365 | 18.3101 | 0.31162 | 18 | 0.62168
74473 | 9.24 | 0.8 | 365 | 8.3921 | 0.35116 | 8 | 0.74327
74474 | 4.76 | 0.8 | 365 | 4.3232 | 0.059688 | 4 | 0.3829
74475 | 2.28 | 0.8 | 365 | 2.0708 | 0.25548 | 2 | 0.32626
74476 | 2.16 | 0.8 | 365 | 1.9618 | 0.92625 | 2 | 0.88804
74477 | 13.475 | 0.8 | 365 | 12.2385 | 0.97044 | 13 | 0.20893
74478 | 10.08 | 0.8 | 365 | 9.155 | 0.65581 | 9 | 0.81084
74479 | 9.69 | 0.8 | 365 | 8.8008 | 0.58579 | 9 | 0.38661
74480 | 6.09 | 0.8 | 365 | 5.5312 | 0.70872 | 6 | 0.23988
74481 | 7.56 | 0.8 | 365 | 6.8663 | 0.74186 | 7 | 0.60813
35624 | 1254 | 0.9 | 365 | 1281.2951 | 0.57884 | 1281 | 0.87391
74483 | 7.2 | 0.8 | 365 | 6.5393 | 0.75415 | 7 | 0.29346
72736 | 7.2 | 0.8 | 365 | 6.5393 | 0.75415 | 7 | 0.29346
74484 | 11.375 | 0.8 | 365 | 10.3312 | 0.20881 | 10 | 0.54001
74485 | 24.9 | 0.8 | 365 | 22.6151 | 0.31644 | 22 | 0.93153
74487 | 15.12 | 0.8 | 365 | 13.7325 | 0.48372 | 14 | 0.21626
74492 | 7.521 | 0.8 | 365 | 6.8308 | 0.63486 | 7 | 0.46571
74491 | 7.84 | 0.8 | 365 | 7.1206 | 0.51007 | 7 | 0.63065
74493 | 9.18 | 0.8 | 365 | 8.3376 | 0.18654 | 8 | 0.52416
74494 | 3.575 | 0.8 | 365 | 3.2469 | 0.80848 | 4 | 0.055431
74495 | 4.928 | 1 | 365 | 5.5947 | 0.90077 | 6 | 0.49551
74496 | 12 | 0.8 | 365 | 10.8988 | 0.92358 | 11 | 0.82243
74488 | 10.44 | 0.8 | 365 | 9.482 | 0.64352 | 10 | 0.12551
74498 | 12.35 | 0.8 | 365 | 11.2167 | 0.88386 | 12 | 0.10058
74499 | 8.58 | 0.8 | 365 | 7.7927 | 0.54036 | 8 | 0.33303
74500 | 4.8 | 0.8 | 365 | 4.3595 | 0.16943 | 4 | 0.52897
74501 | 5.4 | 0.8 | 365 | 4.9045 | 0.81561 | 5 | 0.72009
74504 | 5.04 | 0.8 | 365 | 4.5775 | 0.82791 | 5 | 0.40542
74448 | 9.01 | 0.8 | 365 | 8.1832 | 0.72012 | 8 | 0.90334
74508 | 4.41 | 0.8 | 365 | 4.0053 | 0.099417 | 4 | 0.10474
73519 | 12.6 | 0.8 | 365 | 11.4438 | 0.56976 | 12 | 0.013547
74195 | 5.695 | 0.8 | 365 | 5.1724 | 0.62498 | 5 | 0.79739
74509 | 8.12 | 0.8 | 365 | 7.3749 | 0.27829 | 7 | 0.65317
74505 | 8.4 | 0.8 | 365 | 7.6292 | 0.046509 | 7 | 0.6757
74506 | 4.48 | 0.8 | 365 | 4.0689 | 0.29147 | 4 | 0.36037
74507 | 5.8 | 0.8 | 365 | 5.2678 | 0.91307 | 6 | 0.18084
74353 | 5.98 | 0.8 | 365 | 5.4313 | 0.40692 | 5 | 0.83818
74356 | 6.5 | 0.8 | 365 | 5.9035 | 0.83361 | 6 | 0.73715
74387 | 9.75 | 0.8 | 365 | 8.8553 | 0.75041 | 9 | 0.60572
74399 | 4.225 | 0.8 | 365 | 3.8373 | 0.59185 | 4 | 0.42915
74406 | 5.2 | 0.8 | 365 | 4.7228 | 0.26689 | 4 | 0.98972
74415 | 12.3 | 0.8 | 365 | 11.1713 | 0.74667 | 11 | 0.91799
74417 | 10.075 | 0.8 | 365 | 9.1505 | 0.64209 | 9 | 0.79258
74421 | 11.7 | 0.8 | 365 | 10.6264 | 0.10049 | 10 | 0.72686
74422 | 9.6 | 0.8 | 365 | 8.7191 | 0.33887 | 9 | 0.05794
74426 | 5.4 | 0.8 | 365 | 4.9045 | 0.81561 | 5 | 0.72009
74429 | 7.15 | 0.8 | 365 | 6.4939 | 0.61697 | 7 | 0.11086
74431 | 10.725 | 0.8 | 365 | 9.7408 | 0.42545 | 10 | 0.16629
74432 | 5.85 | 0.8 | 365 | 5.3132 | 0.050247 | 5 | 0.36343
74435 | 10.66 | 1 | 365 | 12.1023 | 0.5589 | 12 | 0.66115
74437 | 6.825 | 0.8 | 365 | 6.1987 | 0.72529 | 6 | 0.924
74451 | 7.2 | 0.8 | 365 | 6.5393 | 0.75415 | 7 | 0.29346
74453 | 10.2 | 0.8 | 365 | 9.264 | 0.98505 | 10 | 0.24906
74461 | 6.9 | 0.8 | 365 | 6.2668 | 0.93106 | 7 | 0.19789
74463 | 13.325 | 0.8 | 365 | 12.1023 | 0.5589 | 12 | 0.66115
74466 | 14 | 0.8 | 365 | 12.7153 | 0.41085 | 13 | 0.12616
74467 | 10.5 | 0.8 | 365 | 9.5365 | 0.80814 | 10 | 0.34462
74510 | 8.45 | 0.8 | 365 | 7.6746 | 0.18369 | 7 | 0.85829
74511 | 4.225 | 0.8 | 365 | 3.8373 | 0.59185 | 4 | 0.42915
74513 | 8.45 | 0.8 | 365 | 7.6746 | 0.18369 | 7 | 0.85829
63105 | 24.64 | 0.8 | 365 | 22.379 | 0.60309 | 22 | 0.98205
74375 | 11.55 | 0.8 | 365 | 10.4901 | 0.68895 | 11 | 0.17908
74377 | 5.83 | 0.8 | 365 | 5.295 | 0.99537 | 6 | 0.2904
74344 | 4.2 | 0.8 | 365 | 3.8146 | 0.52325 | 4 | 0.33785
74378 | 8.19 | 0.8 | 365 | 7.4385 | 0.47035 | 7 | 0.90881
74259 | 2.52 | 0.8 | 365 | 2.2888 | 0.91395 | 3 | 0.20271
74438 | 10.325 | 0.8 | 365 | 9.3775 | 0.328 | 9 | 0.70555
74373 | 14.03 | 0.8 | 365 | 12.7426 | 0.49316 | 13 | 0.23572
74433 | 12.8 | 0.8 | 365 | 11.6254 | 0.11849 | 11 | 0.74392
74503 | 6.72 | 0.8 | 365 | 6.1034 | 0.43721 | 6 | 0.54056
45625 | 4.94 | 1 | 365 | 5.6084 | 0.94193 | 6 | 0.55029
65095 | 23.36 | 0.8 | 365 | 21.2164 | 0.091244 | 21 | 0.30766
74517 | 7.2 | 0.8 | 365 | 6.5393 | 0.75415 | 7 | 0.29346
74518 | 11.4 | 0.8 | 365 | 10.3539 | 0.2774 | 10 | 0.6313
74519 | 12 | 0.8 | 365 | 10.8988 | 0.92358 | 11 | 0.82243
74520 | 4.93 | 0.8 | 365 | 4.4776 | 0.52611 | 5 | 0.0037132
74523 | 10.08 | 0.8 | 365 | 9.155 | 0.65581 | 9 | 0.81084
74524 | 9.75 | 0.8 | 365 | 8.8553 | 0.75041 | 9 | 0.60572
73975 | 9.28 | 0.8 | 365 | 8.4284 | 0.4609 | 8 | 0.88934
74525 | 4.48 | 0.8 | 365 | 4.0689 | 0.29147 | 4 | 0.36037
74526 | 11.385 | 0.8 | 365 | 10.3403 | 0.23625 | 10 | 0.57653
73248 | 7.02 | 0.8 | 365 | 6.3758 | 0.2603 | 6 | 0.63612
74063 | 7.5 | 0.8 | 365 | 6.8118 | 0.57724 | 7 | 0.38902
74045 | 9.9 | 0.8 | 365 | 8.9915 | 0.16196 | 9 | 0.1535
51583 | 156 | 0.7 | 365 | 123.9743 | 0.50577 | 124 | 0.48009
2868 | 2255.4 | 0.9 | 365 | 2304.4919 | 0.48606 | 2304 | 0.978
26426 | 2597.76 | 1 | 365 | 2949.2265 | 0.12183 | 2949 | 0.34837
74529 | 10.395 | 0.8 | 365 | 9.4411 | 0.52005 | 9 | 0.96118
74528 | 7.705 | 0.8 | 365 | 6.998 | 0.13968 | 7 | 0.13765
74531 | 6.84 | 0.8 | 365 | 6.2123 | 0.76644 | 6 | 0.97878
74533 | 7.245 | 0.8 | 365 | 6.5802 | 0.87761 | 7 | 0.45779
74534 | 5.11 | 0.8 | 365 | 4.6411 | 0.01996 | 4 | 0.66105
74543 | 13.44 | 0.8 | 365 | 12.2067 | 0.87441 | 13 | 0.081117
73609 | 4.2 | 0.8 | 365 | 3.8146 | 0.52325 | 4 | 0.33785
72794 | 4.35 | 0.8 | 365 | 3.9508 | 0.9348 | 4 | 0.88563
35473 | 5867.19 | 0.8 | 365 | 5328.7979 | 0.41023 | 5329 | 0.2081
74546 | 9.72 | 0.8 | 365 | 8.8281 | 0.6681 | 9 | 0.49616
74068 | 8.55 | 0.8 | 365 | 7.7654 | 0.45805 | 8 | 0.22348
74535 | 10.15 | 0.8 | 365 | 9.2186 | 0.84786 | 10 | 0.066468
74537 | 10.26 | 0.8 | 365 | 9.3185 | 0.14966 | 9 | 0.46817
74547 | 6.44 | 0.8 | 365 | 5.849 | 0.66899 | 6 | 0.51804
36675 | 4.345 | 1 | 365 | 4.9329 | 0.90135 | 5 | 0.83421
74542 | 3.92 | 0.8 | 365 | 3.5603 | 0.75504 | 4 | 0.31533
74540 | 3.92 | 0.8 | 365 | 3.5603 | 0.75504 | 4 | 0.31533
74538 | 6.27 | 0.8 | 365 | 5.6946 | 0.20257 | 5 | 0.89722
74548 | 19.88 | 0.8 | 365 | 18.0557 | 0.5434 | 18 | 0.59915
74551 | 8.525 | 0.8 | 365 | 7.7427 | 0.38946 | 8 | 0.13218
74549 | 5.88 | 0.8 | 365 | 5.3404 | 0.13256 | 5 | 0.47299
74552 | 10.725 | 0.8 | 365 | 9.7408 | 0.42545 | 10 | 0.16629
74553 | 4.25 | 0.8 | 365 | 3.86 | 0.66044 | 4 | 0.52044
74536 | 5.76 | 0.8 | 365 | 5.2314 | 0.80332 | 6 | 0.034764
74554 | 19.215 | 0.8 | 365 | 17.4518 | 0.71889 | 18 | 0.17066
74555 | 12.9 | 0.8 | 365 | 11.7163 | 0.39285 | 12 | 0.10911
74556 | 9 | 0.8 | 365 | 8.1741 | 0.69269 | 8 | 0.86682
64886 | 60.32 | 0.7 | 365 | 47.9367 | 0.8089 | 48 | 0.74564
74557 | 5.695 | 0.8 | 365 | 5.1724 | 0.62498 | 5 | 0.79739
74559 | 8.67 | 0.8 | 365 | 7.8744 | 0.78729 | 8 | 0.6617
74560 | 7.905 | 0.8 | 365 | 7.1796 | 0.68841 | 7 | 0.86802
74562 | 8.41 | 0.8 | 365 | 7.6383 | 0.073945 | 7 | 0.71222
74561 | 7.395 | 0.8 | 365 | 6.7164 | 0.28916 | 7 | 0.0055698
74563 | 7.695 | 0.8 | 365 | 6.9889 | 0.11225 | 7 | 0.10113
74564 | 10.15 | 0.8 | 365 | 9.2186 | 0.84786 | 10 | 0.066468
74566 | 5.13 | 0.8 | 365 | 4.6593 | 0.074832 | 4 | 0.73409
74565 | 7.7 | 0.8 | 365 | 6.9934 | 0.12597 | 7 | 0.11939
74567 | 4.8 | 0.8 | 365 | 4.3595 | 0.16943 | 4 | 0.52897
74568 | 7.125 | 0.8 | 365 | 6.4712 | 0.54838 | 7 | 0.019565
74569 | 7.32 | 0.8 | 365 | 6.6483 | 0.083386 | 6 | 0.73168
74570 | 4.845 | 0.8 | 365 | 4.4004 | 0.2929 | 4 | 0.6933
74572 | 8.835 | 0.8 | 365 | 8.0243 | 0.23999 | 8 | 0.26426
74571 | 9.135 | 0.8 | 365 | 8.2967 | 0.063078 | 8 | 0.35982
74573 | 7.25 | 0.8 | 365 | 6.5847 | 0.89133 | 7 | 0.47605
74574 | 10.23 | 0.8 | 365 | 9.2913 | 0.067355 | 9 | 0.35862
74576 | 13.325 | 0.8 | 365 | 12.1023 | 0.5589 | 12 | 0.66115
74578 | 6.365 | 0.8 | 365 | 5.7809 | 0.46322 | 6 | 0.24414
74579 | 5.12 | 0.8 | 365 | 4.6502 | 0.047396 | 4 | 0.69757
74582 | 6.12 | 0.8 | 365 | 5.5584 | 0.79103 | 6 | 0.34944
74586 | 3.85 | 0.8 | 365 | 3.4967 | 0.56298 | 4 | 0.059695
74589 | 11.39 | 0.8 | 365 | 10.3448 | 0.24997 | 10 | 0.59479
74592 | 9.6 | 0.8 | 365 | 8.7191 | 0.33887 | 9 | 0.05794
61072 | 510.3 | 0.8 | 365 | 463.4732 | 0.07541 | 463 | 0.54865
74609 | 1.98 | 0.8 | 365 | 1.7983 | 0.43239 | 2 | 0.2307
74611 | 8.12 | 0.8 | 365 | 7.3749 | 0.27829 | 7 | 0.65317
74612 | 11.055 | 0.8 | 365 | 10.0406 | 0.33085 | 10 | 0.37141
74613 | 5.4 | 0.8 | 365 | 4.9045 | 0.81561 | 5 | 0.72009
74614 | 7.59 | 0.8 | 365 | 6.8935 | 0.82417 | 7 | 0.71768
74615 | 6.6 | 0.8 | 365 | 5.9944 | 0.10797 | 6 | 0.10233
74617 | 3.08 | 0.8 | 365 | 2.7974 | 0.45039 | 3 | 0.24776
74618 | 5.67 | 0.8 | 365 | 5.1497 | 0.55639 | 5 | 0.7061
74619 | 11.04 | 0.8 | 365 | 10.0269 | 0.2897 | 10 | 0.31663
74608 | 8.28 | 0.8 | 365 | 7.5202 | 0.71727 | 8 | 0.23747
74621 | 7.56 | 0.8 | 365 | 6.8663 | 0.74186 | 7 | 0.60813
74622 | 6.96 | 0.8 | 365 | 6.3213 | 0.095679 | 6 | 0.41701
71206 | 12.8 | 0.8 | 365 | 11.6254 | 0.11849 | 11 | 0.74392
74630 | 9.6 | 1 | 365 | 10.8988 | 0.92358 | 11 | 0.82243
74636 | 7.905 | 0.8 | 365 | 7.1796 | 0.68841 | 7 | 0.86802
74516 | 6 | 0.8 | 365 | 5.4494 | 0.46179 | 5 | 0.91121
74527 | 8.45 | 0.8 | 365 | 7.6746 | 0.18369 | 7 | 0.85829
63161 | 307.2 | 0.9 | 365 | 313.8866 | 0.19922 | 314 | 0.085857
63118 | 2784.6 | 0.8 | 365 | 2529.0762 | 0.91767 | 2529 | 0.99386
74558 | 13.8 | 0.8 | 365 | 12.5337 | 0.86212 | 13 | 0.39579
74580 | 3.92 | 0.8 | 365 | 3.5603 | 0.75504 | 4 | 0.31533
74581 | 9.625 | 0.8 | 365 | 8.7418 | 0.40746 | 9 | 0.14924
74584 | 5.46 | 0.8 | 365 | 4.959 | 0.98023 | 5 | 0.9392
74585 | 5.04 | 0.8 | 365 | 4.5775 | 0.82791 | 5 | 0.40542
74587 | 2.28 | 0.8 | 365 | 2.0708 | 0.25548 | 2 | 0.32626
74588 | 12.6 | 0.8 | 365 | 11.4438 | 0.56976 | 12 | 0.013547
74590 | 5.415 | 0.8 | 365 | 4.9181 | 0.85677 | 5 | 0.77487
74591 | 6.27 | 0.8 | 365 | 5.6946 | 0.20257 | 5 | 0.89722
74594 | 2.32 | 0.8 | 365 | 2.1071 | 0.36523 | 2 | 0.47234
74596 | 5.415 | 0.8 | 365 | 4.9181 | 0.85677 | 5 | 0.77487
74597 | 3.99 | 0.8 | 365 | 3.6239 | 0.94709 | 4 | 0.57096
74598 | 3.64 | 0.8 | 365 | 3.306 | 0.98682 | 4 | 0.2928
74599 | 7.41 | 0.8 | 365 | 6.73 | 0.33031 | 7 | 0.060348
74600 | 11.505 | 0.8 | 365 | 10.4493 | 0.56549 | 11 | 0.014751
74601 | 2.565 | 0.8 | 365 | 2.3296 | 0.037416 | 2 | 0.36704
74602 | 7.98 | 0.8 | 365 | 7.2477 | 0.89418 | 8 | 0.14191
74603 | 9.24 | 0.8 | 365 | 8.3921 | 0.35116 | 8 | 0.74327
74604 | 3.99 | 0.8 | 365 | 3.6239 | 0.94709 | 4 | 0.57096
74605 | 4.56 | 0.8 | 365 | 4.1416 | 0.51096 | 4 | 0.65252
74606 | 6.72 | 0.8 | 365 | 6.1034 | 0.43721 | 6 | 0.54056
74629 | 4.55 | 0.8 | 365 | 4.1325 | 0.48353 | 4 | 0.616
48630 | 514.56 | 0.65 | 365 | 379.7156 | 0.057667 | 379 | 0.77331
17457 | 4127.76 | 0.8 | 365 | 3748.9835 | 0.054424 | 3749 | 0.037958
74502 | 7.84 | 0.8 | 365 | 7.1206 | 0.51007 | 7 | 0.63065
74355 | 3.975 | 0.8 | 365 | 3.6102 | 0.90594 | 4 | 0.51618
74364 | 10.5 | 0.8 | 365 | 9.5365 | 0.80814 | 10 | 0.34462
63100 | 48.16 | 0.7 | 365 | 38.2731 | 0.61665 | 38 | 0.88975
74610 | 82.5 | 0.6 | 365 | 56.1972 | 0.76223 | 56 | 0.95938
74642 | 3.42 | 0.8 | 365 | 3.1062 | 0.38322 | 3 | 0.48939
74644 | 6.09 | 0.8 | 365 | 5.5312 | 0.70872 | 6 | 0.23988
74646 | 12.04 | 0.8 | 365 | 10.9352 | 0.033329 | 10 | 0.9685
74648 | 13 | 0.8 | 365 | 11.8071 | 0.66722 | 12 | 0.47429
74651 | 8.82 | 0.8 | 365 | 8.0106 | 0.19883 | 8 | 0.20948
74652 | 6 | 0.8 | 365 | 5.4494 | 0.46179 | 5 | 0.91121
74653 | 10.4 | 0.8 | 365 | 9.4457 | 0.53377 | 9 | 0.97944
74654 | 5.67 | 0.8 | 365 | 5.1497 | 0.55639 | 5 | 0.7061
34019 | 61.2 | 0.9 | 365 | 62.5321 | 0.89906 | 63 | 0.43117
34025 | 45.9 | 0.9 | 365 | 46.8991 | 0.6743 | 47 | 0.57338
34024 | 42.84 | 0.9 | 365 | 43.7725 | 0.22934 | 44 | 0.0018168
74053 | 10.64 | 0.8 | 365 | 9.6636 | 0.19224 | 9 | 0.85588
74374 | 7.28 | 0.8 | 365 | 6.612 | 0.97364 | 7 | 0.5856
74362 | 9.24 | 0.8 | 365 | 8.3921 | 0.35116 | 8 | 0.74327
74359 | 4.62 | 0.8 | 365 | 4.1961 | 0.67558 | 4 | 0.87163
74358 | 7.28 | 0.8 | 365 | 6.612 | 0.97364 | 7 | 0.5856
74657 | 3.6 | 0.8 | 365 | 3.2697 | 0.87708 | 4 | 0.14673
74659 | 8.7 | 0.8 | 365 | 7.9017 | 0.8696 | 8 | 0.77126
74663 | 13.325 | 0.8 | 365 | 12.1023 | 0.5589 | 12 | 0.66115
74665 | 5.1 | 0.8 | 365 | 4.632 | 0.99252 | 5 | 0.62453
73100 | 6.36 | 0.8 | 365 | 5.7764 | 0.4495 | 6 | 0.22589
73036 | 11.73 | 0.8 | 365 | 10.6536 | 0.1828 | 10 | 0.83642
73400 | 4.59 | 0.8 | 365 | 4.1688 | 0.59327 | 4 | 0.76208
73505 | 12.375 | 0.8 | 365 | 11.2394 | 0.95245 | 12 | 0.19188
73562 | 10.8 | 0.8 | 365 | 9.809 | 0.63123 | 10 | 0.44018
62849 | 118.4 | 0.9 | 365 | 120.9771 | 0.45178 | 121 | 0.42892
74670 | 7.56 | 0.8 | 365 | 6.8663 | 0.74186 | 7 | 0.60813
74673 | 10.72 | 0.8 | 365 | 9.7363 | 0.41174 | 10 | 0.14803
74490 | 12.69 | 0.8 | 365 | 11.5255 | 0.81669 | 12 | 0.34222
74489 | 9.9 | 0.8 | 365 | 8.9915 | 0.16196 | 9 | 0.1535
74675 | 7.36 | 0.8 | 365 | 6.6846 | 0.19313 | 6 | 0.87775
74677 | 12.1 | 0.8 | 365 | 10.9897 | 0.19795 | 11 | 0.18761
74680 | 5.28 | 0.8 | 365 | 4.7955 | 0.48638 | 5 | 0.28187
74681 | 10.88 | 0.8 | 365 | 9.8816 | 0.85072 | 10 | 0.73233
74682 | 8.4 | 0.8 | 365 | 7.6292 | 0.046509 | 7 | 0.6757
73365 | 21.3 | 0.8 | 365 | 19.3454 | 0.43936 | 19 | 0.78481
74683 | 8.54 | 0.8 | 365 | 7.7563 | 0.43062 | 8 | 0.18696
73360 | 12.375 | 0.8 | 365 | 11.2394 | 0.95245 | 12 | 0.19188
74685 | 8.32 | 0.8 | 365 | 7.5565 | 0.82702 | 8 | 0.38355
74686 | 5.97 | 0.8 | 365 | 5.4222 | 0.37948 | 5 | 0.80166
74687 | 12.6 | 0.8 | 365 | 11.4438 | 0.56976 | 12 | 0.013547
74688 | 9.315 | 0.8 | 365 | 8.4602 | 0.55693 | 9 | 0.017158
74684 | 5.85 | 0.8 | 365 | 5.3132 | 0.050247 | 5 | 0.36343
74689 | 4.86 | 0.8 | 365 | 4.414 | 0.33405 | 4 | 0.74808
74690 | 6.21 | 0.8 | 365 | 5.6402 | 0.037955 | 5 | 0.67811
74486 | 3.3 | 0.8 | 365 | 2.9972 | 0.053986 | 3 | 0.051167
74691 | 8.1 | 0.8 | 365 | 7.3567 | 0.22342 | 7 | 0.58014
74403 | 11.88 | 0.8 | 365 | 10.7899 | 0.59435 | 11 | 0.3842
74655 | 6.93 | 0.8 | 365 | 6.2941 | 0.01337 | 6 | 0.30745
74656 | 7 | 0.8 | 365 | 6.3577 | 0.20542 | 6 | 0.56308
74678 | 9.28 | 0.8 | 365 | 8.4284 | 0.4609 | 8 | 0.88934
73132 | 29.61 | 0.6 | 365 | 20.1697 | 0.92921 | 21 | 0.098876
74532 | 6.27 | 0.8 | 365 | 5.6946 | 0.20257 | 5 | 0.89722
74593 | 8.265 | 0.8 | 365 | 7.5066 | 0.67612 | 8 | 0.1827
74583 | 11.76 | 0.8 | 365 | 10.6809 | 0.26511 | 10 | 0.94598
74640 | 7.98 | 0.8 | 365 | 7.2477 | 0.89418 | 8 | 0.14191
74539 | 8.64 | 0.8 | 365 | 7.8472 | 0.70498 | 8 | 0.55215
74430 | 4.69 | 0.8 | 365 | 4.2596 | 0.86763 | 5 | 0.12726
74550 | 7.975 | 0.8 | 365 | 7.2432 | 0.88047 | 8 | 0.12365
34818 | 646.38 | 0.65 | 365 | 476.9912 | 0.91094 | 477 | 0.90215
60831 | 1419.84 | 0.8 | 365 | 1289.5509 | 0.51846 | 1290 | 0.069397
73550 | 4.8 | 0.8 | 365 | 4.3595 | 0.16943 | 4 | 0.52897
70073 | 7.2 | 0.8 | 365 | 6.5393 | 0.75415 | 7 | 0.29346
73347 | 5.46 | 0.8 | 365 | 4.959 | 0.98023 | 5 | 0.9392
71078 | 7.8 | 0.8 | 365 | 7.0842 | 0.40033 | 7 | 0.48458
73345 | 5.46 | 0.8 | 365 | 4.959 | 0.98023 | 5 | 0.9392
34022 | 116.28 | 0.9 | 365 | 118.811 | 0.90822 | 119 | 0.71922
74464 | 5.4 | 0.8 | 365 | 4.9045 | 0.81561 | 5 | 0.72009
74693 | 14.4 | 0.8 | 365 | 13.0786 | 0.5083 | 13 | 0.58691
74694 | 6.1 | 0.8 | 365 | 5.5402 | 0.73616 | 6 | 0.2764
74695 | 9.25 | 0.8 | 365 | 8.4012 | 0.3786 | 8 | 0.77979
74696 | 6.625 | 0.8 | 365 | 6.0171 | 0.17656 | 6 | 0.19363
74707 | 5.76 | 0.8 | 365 | 5.2314 | 0.80332 | 6 | 0.034764
26502 | 230.208 | 0.9 | 365 | 235.2188 | 0.55679 | 235 | 0.77559
74710 | 5.5 | 0.8 | 365 | 4.9953 | 0.089976 | 5 | 0.085278
74711 | 11.375 | 0.8 | 365 | 10.3312 | 0.20881 | 10 | 0.54001
74708 | 7.26 | 0.8 | 365 | 6.5938 | 0.91877 | 7 | 0.51257
74712 | 6.27 | 0.8 | 365 | 5.6946 | 0.20257 | 5 | 0.89722
74713 | 7.93 | 0.8 | 365 | 7.2023 | 0.757 | 7 | 0.95932
74714 | 12.395 | 0.8 | 365 | 11.2576 | 0.0073186 | 11 | 0.26491
58520 | 646 | 0.7 | 365 | 513.3809 | 0.83799 | 514 | 0.21884
74715 | 5.94 | 0.8 | 365 | 5.3949 | 0.29717 | 5 | 0.6921
74717 | 13.395 | 0.8 | 365 | 12.1658 | 0.75095 | 12 | 0.91678
74720 | 6.9 | 0.8 | 365 | 6.2668 | 0.93106 | 7 | 0.19789
74723 | 4.55 | 0.8 | 365 | 4.1325 | 0.48353 | 4 | 0.616
33928 | 57.12 | 0.9 | 365 | 58.3633 | 0.30579 | 58 | 0.66909
74724 | 10.725 | 0.8 | 365 | 9.7408 | 0.42545 | 10 | 0.16629
74727 | 9.75 | 0.8 | 365 | 8.8553 | 0.75041 | 9 | 0.60572
74729 | 6.6 | 0.8 | 365 | 5.9944 | 0.10797 | 6 | 0.10233
74730 | 8.829 | 0.8 | 365 | 8.0188 | 0.22353 | 8 | 0.24235
74327 | 4.16 | 0.8 | 365 | 3.7783 | 0.41351 | 4 | 0.19177
74731 | 12.96 | 0.8 | 365 | 11.7707 | 0.55747 | 12 | 0.32822
74733 | 2.2 | 0.8 | 365 | 1.9981 | 0.03599 | 2 | 0.034111
74734 | 5.04 | 0.8 | 365 | 4.5775 | 0.82791 | 5 | 0.40542
74739 | 8.54 | 0.8 | 365 | 7.7563 | 0.43062 | 8 | 0.18696
74740 | 7.625 | 0.8 | 365 | 6.9253 | 0.92019 | 7 | 0.8455
74742 | 4.8 | 0.8 | 365 | 4.3595 | 0.16943 | 4 | 0.52897
74750 | 9.8 | 0.8 | 365 | 8.9007 | 0.88759 | 9 | 0.78831
65252 | 51.24 | 0.7 | 365 | 40.7208 | 0.010741 | 40 | 0.73154
74754 | 6.9 | 0.8 | 365 | 6.2668 | 0.93106 | 7 | 0.19789
74755 | 4.725 | 0.8 | 365 | 4.2914 | 0.96366 | 5 | 0.25508
74756 | 8.55 | 0.8 | 365 | 7.7654 | 0.45805 | 8 | 0.22348
74757 | 6.4 | 0.8 | 365 | 5.8127 | 0.55924 | 6 | 0.37196
74758 | 3.84 | 0.8 | 365 | 3.4876 | 0.53555 | 4 | 0.023176
74759 | 5.4 | 0.8 | 365 | 4.9045 | 0.81561 | 5 | 0.72009
32466 | 681.39 | 1 | 365 | 773.5793 | 0.85426 | 774 | 0.4336
74762 | 8.28 | 0.8 | 365 | 7.5202 | 0.71727 | 8 | 0.23747
74763 | 11.2 | 0.8 | 365 | 10.1723 | 0.72868 | 10 | 0.90093
74760 | 3.08 | 0.8 | 365 | 2.7974 | 0.45039 | 3 | 0.24776
74770 | 7.7 | 0.8 | 365 | 6.9934 | 0.12597 | 7 | 0.11939
74641 | 3.92 | 0.8 | 365 | 3.5603 | 0.75504 | 4 | 0.31533
74771 | 5.4 | 0.8 | 365 | 4.9045 | 0.81561 | 5 | 0.72009
74721 | 6.72 | 0.8 | 365 | 6.1034 | 0.43721 | 6 | 0.54056
74702 | 8.12 | 0.8 | 365 | 7.3749 | 0.27829 | 7 | 0.65317
74772 | 12 | 0.8 | 365 | 10.8988 | 0.92358 | 11 | 0.82243
74773 | 8.502 | 0.8 | 365 | 7.7218 | 0.32636 | 8 | 0.048189
74623 | 6.72 | 0.8 | 365 | 6.1034 | 0.43721 | 6 | 0.54056
74774 | 9.72 | 0.8 | 365 | 8.8281 | 0.6681 | 9 | 0.49616
74775 | 7.92 | 0.8 | 365 | 7.1932 | 0.72957 | 7 | 0.9228
74776 | 13.475 | 0.8 | 365 | 12.2385 | 0.97044 | 13 | 0.20893
74544 | 26.5 | 0.6 | 365 | 18.0512 | 0.52969 | 18 | 0.58089
74638 | 3.36 | 0.8 | 365 | 3.0517 | 0.2186 | 3 | 0.27028
74778 | 10.56 | 0.8 | 365 | 9.591 | 0.97275 | 10 | 0.56373
74697 | 10.92 | 0.8 | 365 | 9.9179 | 0.96046 | 10 | 0.87841
74779 | 9.92 | 0.8 | 365 | 9.0097 | 0.21683 | 9 | 0.22654
74780 | 5.36 | 0.8 | 365 | 4.8681 | 0.70587 | 5 | 0.57402
74704 | 2.565 | 0.8 | 365 | 2.3296 | 0.037416 | 2 | 0.36704
74624 | 8.4 | 0.8 | 365 | 7.6292 | 0.046509 | 7 | 0.6757
74703 | 7.41 | 0.8 | 365 | 6.73 | 0.33031 | 7 | 0.060348
74625 | 15.12 | 0.8 | 365 | 13.7325 | 0.48372 | 14 | 0.21626
74709 | 9.52 | 0.8 | 365 | 8.6464 | 0.11938 | 8 | 0.76579
74671 | 4.86 | 0.8 | 365 | 4.414 | 0.33405 | 4 | 0.74808
74700 | 4.2 | 0.8 | 365 | 3.8146 | 0.52325 | 4 | 0.33785
74698 | 7.56 | 0.8 | 365 | 6.8663 | 0.74186 | 7 | 0.60813
74643 | 3.64 | 0.8 | 365 | 3.306 | 0.98682 | 4 | 0.2928
74645 | 6.44 | 0.8 | 365 | 5.849 | 0.66899 | 6 | 0.51804
74667 | 5.6 | 0.8 | 365 | 5.0861 | 0.36434 | 5 | 0.45047
74674 | 6.44 | 0.8 | 365 | 5.849 | 0.66899 | 6 | 0.51804
74718 | 5.88 | 0.8 | 365 | 5.3404 | 0.13256 | 5 | 0.47299
74699 | 4.275 | 0.8 | 365 | 3.8827 | 0.72903 | 4 | 0.61174
74669 | 7.84 | 0.8 | 365 | 7.1206 | 0.51007 | 7 | 0.63065
74728 | 7.84 | 0.8 | 365 | 7.1206 | 0.51007 | 7 | 0.63065
74786 | 11.2 | 0.8 | 365 | 10.1723 | 0.72868 | 10 | 0.90093
74787 | 6.9 | 0.8 | 365 | 6.2668 | 0.93106 | 7 | 0.19789
74788 | 9.24 | 0.8 | 365 | 8.3921 | 0.35116 | 8 | 0.74327
74794 | 9.12 | 0.8 | 365 | 8.2831 | 0.021924 | 8 | 0.30504
74791 | 4.2 | 0.8 | 365 | 3.8146 | 0.52325 | 4 | 0.33785
74793 | 4.48 | 0.8 | 365 | 4.0689 | 0.29147 | 4 | 0.36037
74795 | 2.24 | 0.8 | 365 | 2.0345 | 0.14574 | 2 | 0.18019
74796 | 3.36 | 0.8 | 365 | 3.0517 | 0.2186 | 3 | 0.27028
74797 | 6.16 | 0.8 | 365 | 5.5947 | 0.90077 | 6 | 0.49551
74803 | 5.4 | 0.8 | 365 | 4.9045 | 0.81561 | 5 | 0.72009
74798 | 5.6 | 0.8 | 365 | 5.0861 | 0.36434 | 5 | 0.45047
74514 | 3.9 | 0.8 | 365 | 3.5421 | 0.70016 | 4 | 0.24229
74701 | 12.9 | 0.8 | 365 | 11.7163 | 0.39285 | 12 | 0.10911
74744 | 13.23 | 0.8 | 365 | 12.016 | 0.29825 | 12 | 0.31422
74745 | 3.705 | 0.8 | 365 | 3.365 | 0.16516 | 3 | 0.53017
74747 | 5.4 | 0.8 | 365 | 4.9045 | 0.81561 | 5 | 0.72009
74748 | 5.415 | 0.8 | 365 | 4.9181 | 0.85677 | 5 | 0.77487
74749 | 8.12 | 0.8 | 365 | 7.3749 | 0.27829 | 7 | 0.65317
74753 | 11.1 | 0.8 | 365 | 10.0814 | 0.45432 | 10 | 0.53574
74722 | 12.9 | 0.8 | 365 | 11.7163 | 0.39285 | 12 | 0.10911
74746 | 13.395 | 0.8 | 365 | 12.1658 | 0.75095 | 12 | 0.91678
74765 | 14.04 | 0.8 | 365 | 12.7516 | 0.52059 | 13 | 0.27224
74768 | 3.9 | 0.8 | 365 | 3.5421 | 0.70016 | 4 | 0.24229
74769 | 8.125 | 0.8 | 365 | 7.3794 | 0.29201 | 7 | 0.67143
74801 | 4.335 | 0.8 | 365 | 3.9372 | 0.89364 | 4 | 0.83085
74802 | 13.325 | 0.8 | 365 | 12.1023 | 0.5589 | 12 | 0.66115
70833 | 2.52 | 0.8 | 365 | 2.2888 | 0.91395 | 3 | 0.20271
71513 | 3.78 | 0.8 | 365 | 3.4331 | 0.37093 | 3 | 0.80406
35499 | 666.21 | 0.9 | 365 | 680.711 | 0.31446 | 681 | 0.025452
74818 | 5.98 | 0.8 | 365 | 5.4313 | 0.40692 | 5 | 0.83818
74805 | 5.6 | 0.8 | 365 | 5.0861 | 0.36434 | 5 | 0.45047
74806 | 11.48 | 0.8 | 365 | 10.4266 | 0.4969 | 10 | 0.92345
74807 | 5.88 | 0.8 | 365 | 5.3404 | 0.13256 | 5 | 0.47299
74808 | 7.28 | 0.8 | 365 | 6.612 | 0.97364 | 7 | 0.5856
74809 | 7.28 | 0.8 | 365 | 6.612 | 0.97364 | 7 | 0.5856
74810 | 10.89 | 0.8 | 365 | 9.8907 | 0.87815 | 10 | 0.76885
74812 | 5.6 | 0.8 | 365 | 5.0861 | 0.36434 | 5 | 0.45047
74811 | 7.8 | 0.8 | 365 | 7.0842 | 0.40033 | 7 | 0.48458
74813 | 8.68 | 0.8 | 365 | 7.8835 | 0.81473 | 8 | 0.69822
74815 | 7.98 | 0.8 | 365 | 7.2477 | 0.89418 | 8 | 0.14191
74790 | 1.92 | 0.8 | 365 | 1.7438 | 0.26777 | 2 | 0.011588
74817 | 4.8 | 0.8 | 365 | 4.3595 | 0.16943 | 4 | 0.52897
74819 | 8.37 | 0.8 | 365 | 7.6019 | 0.9642 | 8 | 0.56614
74821 | 7.7 | 0.8 | 365 | 6.9934 | 0.12597 | 7 | 0.11939
74827 | 9.36 | 0.8 | 365 | 8.5011 | 0.6804 | 9 | 0.18149
74831 | 9.81 | 0.8 | 365 | 8.9098 | 0.91503 | 9 | 0.82483
74832 | 9.76 | 0.8 | 365 | 8.8644 | 0.77785 | 9 | 0.64224
74541 | 10.695 | 0.8 | 365 | 9.7136 | 0.34314 | 10 | 0.056737
74834 | 10.22 | 0.8 | 365 | 9.2822 | 0.039919 | 9 | 0.3221
74676 | 12.25 | 0.8 | 365 | 11.1259 | 0.60949 | 11 | 0.73539
74836 | 6.72 | 0.8 | 365 | 6.1034 | 0.43721 | 6 | 0.54056
74838 | 12.06 | 0.8 | 365 | 10.9533 | 0.088202 | 11 | 0.041538
74839 | 6.5 | 0.8 | 365 | 5.9035 | 0.83361 | 6 | 0.73715
74840 | 5.12 | 0.8 | 365 | 4.6502 | 0.047396 | 4 | 0.69757
74841 | 5.51 | 0.8 | 365 | 5.0044 | 0.11741 | 5 | 0.1218
74842 | 6.96 | 0.8 | 365 | 6.3213 | 0.095679 | 6 | 0.41701
74843 | 7.83 | 0.8 | 365 | 7.1115 | 0.48264 | 7 | 0.59413
74844 | 4.48 | 0.8 | 365 | 4.0689 | 0.29147 | 4 | 0.36037
43029 | 440.685 | 0.9 | 365 | 450.2771 | 0.21215 | 450 | 0.48928
74848 | 12.42 | 0.8 | 365 | 11.2803 | 0.075909 | 11 | 0.35621
74852 | 12.18 | 0.8 | 365 | 11.0623 | 0.41744 | 11 | 0.47976
74853 | 11.2 | 0.8 | 365 | 10.1723 | 0.72868 | 10 | 0.90093
74854 | 8.4 | 0.8 | 365 | 7.6292 | 0.046509 | 7 | 0.6757
74858 | 8 | 0.8 | 365 | 7.2659 | 0.94906 | 8 | 0.21495
74860 | 7.68 | 0.8 | 365 | 6.9753 | 0.071094 | 7 | 0.046352
74862 | 24.92 | 0.8 | 365 | 22.6333 | 0.37131 | 23 | 0.0045705
74868 | 6.4 | 0.8 | 365 | 5.8127 | 0.55924 | 6 | 0.37196
74871 | 8.7 | 0.8 | 365 | 7.9017 | 0.8696 | 8 | 0.77126
74880 | 8.32 | 0.8 | 365 | 7.5565 | 0.82702 | 8 | 0.38355
74881 | 6.48 | 0.8 | 365 | 5.8854 | 0.77874 | 6 | 0.66411
34206 | 2321.28 | 0.9 | 365 | 2371.8059 | 0.83035 | 2372 | 0.63626
74889 | 11.2 | 0.8 | 365 | 10.1723 | 0.72868 | 10 | 0.90093
74301 | 16.74 | 0.8 | 365 | 15.2039 | 0.9284 | 16 | 0.13228
74894 | 5.11 | 0.8 | 365 | 4.6411 | 0.01996 | 4 | 0.66105
74897 | 8.64 | 0.8 | 365 | 7.8472 | 0.70498 | 8 | 0.55215
74899 | 9.28 | 0.8 | 365 | 8.4284 | 0.4609 | 8 | 0.88934
74901 | 2.7 | 0.8 | 365 | 2.4522 | 0.40781 | 2 | 0.86005
74905 | 8.32 | 0.8 | 365 | 7.5565 | 0.82702 | 8 | 0.38355
74869 | 5.6 | 0.8 | 365 | 5.0861 | 0.36434 | 5 | 0.45047
74872 | 3.36 | 0.8 | 365 | 3.0517 | 0.2186 | 3 | 0.27028
74822 | 4.48 | 0.8 | 365 | 4.0689 | 0.29147 | 4 | 0.36037
74915 | 9.9 | 0.8 | 365 | 8.9915 | 0.16196 | 9 | 0.1535
74912 | 2.52 | 0.8 | 365 | 2.2888 | 0.91395 | 3 | 0.20271
73012 | 9.86 | 0.8 | 365 | 8.9552 | 0.052212 | 9 | 0.0074264
72900 | 7.28 | 0.8 | 365 | 6.612 | 0.97364 | 7 | 0.5856
74824 | 3.465 | 0.8 | 365 | 3.147 | 0.50668 | 3 | 0.65373
72898 | 14.58 | 0.8 | 365 | 13.2421 | 0.0021546 | 13 | 0.24425
74916 | 3.36 | 0.8 | 365 | 3.0517 | 0.2186 | 3 | 0.27028
68548 | 6.21 | 0.8 | 365 | 5.6402 | 0.037955 | 5 | 0.67811
74928 | 5.4 | 0.8 | 365 | 4.9045 | 0.81561 | 5 | 0.72009
74931 | 8.54 | 0.8 | 365 | 7.7563 | 0.43062 | 8 | 0.18696
73856 | 9.24 | 0.8 | 365 | 8.3921 | 0.35116 | 8 | 0.74327
74936 | 8.4 | 0.8 | 365 | 7.6292 | 0.046509 | 7 | 0.6757
74937 | 12.6 | 0.8 | 365 | 11.4438 | 0.56976 | 12 | 0.013547
74258 | 3.36 | 0.8 | 365 | 3.0517 | 0.2186 | 3 | 0.27028
74939 | 8.32 | 0.8 | 365 | 7.5565 | 0.82702 | 8 | 0.38355
74633 | 3.9 | 0.8 | 365 | 3.5421 | 0.70016 | 4 | 0.24229
74577 | 25.11 | 0.6 | 365 | 17.1044 | 0.66945 | 17 | 0.77382
74595 | 5.88 | 0.8 | 365 | 5.3404 | 0.13256 | 5 | 0.47299
74833 | 4.55 | 0.8 | 365 | 4.1325 | 0.48353 | 4 | 0.616
74835 | 13.325 | 0.8 | 365 | 12.1023 | 0.5589 | 12 | 0.66115
74666 | 2.88 | 0.8 | 365 | 2.6157 | 0.90166 | 3 | 0.51738
74859 | 9 | 0.8 | 365 | 8.1741 | 0.69269 | 8 | 0.86682
74857 | 7.59 | 0.8 | 365 | 6.8935 | 0.82417 | 7 | 0.71768
74876 | 9.75 | 0.8 | 365 | 8.8553 | 0.75041 | 9 | 0.60572
74877 | 3.6 | 0.8 | 365 | 3.2697 | 0.87708 | 4 | 0.14673
74879 | 7.8 | 0.8 | 365 | 7.0842 | 0.40033 | 7 | 0.48458
74883 | 4.5 | 0.8 | 365 | 4.0871 | 0.34634 | 4 | 0.43341
74884 | 6.5 | 0.8 | 365 | 5.9035 | 0.83361 | 6 | 0.73715
74886 | 8.45 | 0.8 | 365 | 7.6746 | 0.18369 | 7 | 0.85829
74887 | 6 | 0.8 | 365 | 5.4494 | 0.46179 | 5 | 0.91121
74888 | 4.32 | 0.8 | 365 | 3.9236 | 0.85249 | 4 | 0.77607
74890 | 7.8 | 0.8 | 365 | 7.0842 | 0.40033 | 7 | 0.48458
74891 | 9.45 | 0.8 | 365 | 8.5828 | 0.92732 | 9 | 0.51016
74893 | 6.84 | 0.8 | 365 | 6.2123 | 0.76644 | 6 | 0.97878
74895 | 7.02 | 0.8 | 365 | 6.3758 | 0.2603 | 6 | 0.63612
74896 | 7.8 | 0.8 | 365 | 7.0842 | 0.40033 | 7 | 0.48458
74898 | 5.1 | 0.8 | 365 | 4.632 | 0.99252 | 5 | 0.62453
74900 | 12.255 | 0.8 | 365 | 11.1304 | 0.62321 | 11 | 0.75365
74902 | 6.48 | 0.8 | 365 | 5.8854 | 0.77874 | 6 | 0.66411
74903 | 13.395 | 0.8 | 365 | 12.1658 | 0.75095 | 12 | 0.91678
74917 | 9.3 | 0.8 | 365 | 8.4466 | 0.51578 | 8 | 0.96238
74919 | 7.8 | 0.8 | 365 | 7.0842 | 0.40033 | 7 | 0.48458
74662 | 3.92 | 0.8 | 365 | 3.5603 | 0.75504 | 4 | 0.31533
74920 | 4.8 | 0.8 | 365 | 4.3595 | 0.16943 | 4 | 0.52897
74925 | 12.04 | 0.8 | 365 | 10.9352 | 0.033329 | 10 | 0.9685
74926 | 4.2 | 0.8 | 365 | 3.8146 | 0.52325 | 4 | 0.33785
74930 | 7.5 | 0.8 | 365 | 6.8118 | 0.57724 | 7 | 0.38902
74929 | 4.62 | 0.8 | 365 | 4.1961 | 0.67558 | 4 | 0.87163
74932 | 7.84 | 0.8 | 365 | 7.1206 | 0.51007 | 7 | 0.63065
74938 | 9.3 | 0.8 | 365 | 8.4466 | 0.51578 | 8 | 0.96238
74716 | 2.88 | 0.8 | 365 | 2.6157 | 0.90166 | 3 | 0.51738
74719 | 4.675 | 0.8 | 365 | 4.246 | 0.82648 | 5 | 0.072487
74736 | 9.6 | 0.8 | 365 | 8.7191 | 0.33887 | 9 | 0.05794
74741 | 9.135 | 0.8 | 365 | 8.2967 | 0.063078 | 8 | 0.35982
74804 | 9.8 | 0.8 | 365 | 8.9007 | 0.88759 | 9 | 0.78831
74845 | 7.68 | 0.8 | 365 | 6.9753 | 0.071094 | 7 | 0.046352
74923 | 6.27 | 0.8 | 365 | 5.6946 | 0.20257 | 5 | 0.89722
74941 | 9.425 | 0.8 | 365 | 8.5601 | 0.85873 | 9 | 0.41886
74942 | 7.84 | 0.8 | 365 | 7.1206 | 0.51007 | 7 | 0.63065
74943 | 5.49 | 0.8 | 365 | 4.9862 | 0.06254 | 5 | 0.04876
74944 | 11.025 | 0.8 | 365 | 10.0133 | 0.24854 | 10 | 0.26185
74945 | 13.77 | 0.8 | 365 | 12.5064 | 0.77981 | 13 | 0.28623
74948 | 7.2 | 0.8 | 365 | 6.5393 | 0.75415 | 7 | 0.29346
74950 | 9.75 | 0.8 | 365 | 8.8553 | 0.75041 | 9 | 0.60572
74951 | 5.525 | 0.8 | 365 | 5.018 | 0.15857 | 5 | 0.17658
74953 | 10.98 | 0.8 | 365 | 9.9724 | 0.12508 | 10 | 0.097519
74959 | 14.7 | 0.8 | 365 | 13.3511 | 0.33139 | 13 | 0.68247
74962 | 10.2 | 0.8 | 365 | 9.264 | 0.98505 | 10 | 0.24906
74961 | 9.1 | 0.8 | 365 | 8.265 | 0.96705 | 9 | 0.23201
74963 | 6.72 | 0.8 | 365 | 6.1034 | 0.43721 | 6 | 0.54056
74966 | 9.36 | 0.8 | 365 | 8.5011 | 0.6804 | 9 | 0.18149
74968 | 8.4 | 0.8 | 365 | 7.6292 | 0.046509 | 7 | 0.6757
74970 | 10.8 | 0.8 | 365 | 9.809 | 0.63123 | 10 | 0.44018
72089 | 6.5 | 0.8 | 365 | 5.9035 | 0.83361 | 6 | 0.73715
74971 | 3 | 0.8 | 365 | 2.7247 | 0.2309 | 2 | 0.95561
74934 | 10.92 | 0.8 | 365 | 9.9179 | 0.96046 | 10 | 0.87841
74975 | 12.32 | 0.8 | 365 | 11.1895 | 0.80155 | 11 | 0.99102
74978 | 4.76 | 0.8 | 365 | 4.3232 | 0.059688 | 4 | 0.3829
74982 | 19.8 | 0.8 | 365 | 17.9831 | 0.32391 | 18 | 0.307
74979 | 5.94 | 0.8 | 365 | 5.3949 | 0.29717 | 5 | 0.6921
74984 | 4.2 | 0.8 | 365 | 3.8146 | 0.52325 | 4 | 0.33785
74985 | 3.92 | 0.8 | 365 | 3.5603 | 0.75504 | 4 | 0.31533
74986 | 7.56 | 0.8 | 365 | 6.8663 | 0.74186 | 7 | 0.60813
74145 | 6.6 | 0.8 | 365 | 5.9944 | 0.10797 | 6 | 0.10233
74990 | 7.02 | 0.8 | 365 | 6.3758 | 0.2603 | 6 | 0.63612
74992 | 3.9 | 0.8 | 365 | 3.5421 | 0.70016 | 4 | 0.24229
74993 | 9.625 | 0.8 | 365 | 8.7418 | 0.40746 | 9 | 0.14924
74994 | 7.8 | 0.8 | 365 | 7.0842 | 0.40033 | 7 | 0.48458
74996 | 3.36 | 0.8 | 365 | 3.0517 | 0.2186 | 3 | 0.27028
74997 | 6.5 | 0.8 | 365 | 5.9035 | 0.83361 | 6 | 0.73715
74998 | 10.44 | 0.8 | 365 | 9.482 | 0.64352 | 10 | 0.12551
74999 | 4.35 | 0.8 | 365 | 3.9508 | 0.9348 | 4 | 0.88563
75000 | 3.52 | 0.8 | 365 | 3.197 | 0.65758 | 3 | 0.85458
75002 | 10.175 | 0.8 | 365 | 9.2413 | 0.91646 | 10 | 0.15777
75004 | 4.725 | 0.8 | 365 | 4.2914 | 0.96366 | 5 | 0.25508
75005 | 4.48 | 0.8 | 365 | 4.0689 | 0.29147 | 4 | 0.36037
74960 | 2.24 | 0.8 | 365 | 2.0345 | 0.14574 | 2 | 0.18019
75006 | 4.725 | 0.8 | 365 | 4.2914 | 0.96366 | 5 | 0.25508
75007 | 7.54 | 0.8 | 365 | 6.8481 | 0.68699 | 7 | 0.53509
75009 | 5.225 | 0.8 | 365 | 4.7455 | 0.33548 | 5 | 0.081014
74976 | 3.36 | 0.8 | 365 | 3.0517 | 0.2186 | 3 | 0.27028
75010 | 11.025 | 0.8 | 365 | 10.0133 | 0.24854 | 10 | 0.26185
75013 | 6.4 | 0.8 | 365 | 5.8127 | 0.55924 | 6 | 0.37196
75014 | 14.4 | 0.8 | 365 | 13.0786 | 0.5083 | 13 | 0.58691
75015 | 11.2 | 0.8 | 365 | 10.1723 | 0.72868 | 10 | 0.90093
75016 | 7.68 | 0.8 | 365 | 6.9753 | 0.071094 | 7 | 0.046352
75017 | 5.13 | 0.8 | 365 | 4.6593 | 0.074832 | 4 | 0.73409
75019 | 10.545 | 0.8 | 365 | 9.5774 | 0.9316 | 10 | 0.50896
75030 | 9.28 | 0.8 | 365 | 8.4284 | 0.4609 | 8 | 0.88934
74983 | 8.4 | 0.8 | 365 | 7.6292 | 0.046509 | 7 | 0.6757
74991 | 4.48 | 0.8 | 365 | 4.0689 | 0.29147 | 4 | 0.36037
75034 | 6.9 | 0.8 | 365 | 6.2668 | 0.93106 | 7 | 0.19789
75036 | 9.156 | 0.8 | 365 | 8.3158 | 0.12069 | 8 | 0.43651
74980 | 2.8 | 0.8 | 365 | 2.5431 | 0.68217 | 3 | 0.22523
75041 | 4.56 | 0.8 | 365 | 4.1416 | 0.51096 | 4 | 0.65252
75046 | 10.64 | 0.8 | 365 | 9.6636 | 0.19224 | 9 | 0.85588
75048 | 8.5 | 0.8 | 365 | 7.72 | 0.32087 | 8 | 0.040885
75049 | 6.4 | 0.8 | 365 | 5.8127 | 0.55924 | 6 | 0.37196
75050 | 10.2 | 0.8 | 365 | 9.264 | 0.98505 | 10 | 0.24906
75052 | 8.96 | 0.8 | 365 | 8.1378 | 0.58294 | 8 | 0.72074
74989 | 7.15 | 0.8 | 365 | 6.4939 | 0.61697 | 7 | 0.11086
74995 | 10.8 | 0.8 | 365 | 9.809 | 0.63123 | 10 | 0.44018
65327 | 188.27 | 0.7 | 365 | 149.6195 | 0.97565 | 150 | 0.59517
75058 | 10.72 | 0.8 | 365 | 9.7363 | 0.41174 | 10 | 0.14803
75062 | 4.88 | 1 | 365 | 5.5402 | 0.73616 | 6 | 0.2764
75065 | 12.375 | 0.8 | 365 | 11.2394 | 0.95245 | 12 | 0.19188
75063 | 4.675 | 0.8 | 365 | 4.246 | 0.82648 | 5 | 0.072487
75066 | 11.6 | 0.8 | 365 | 10.5355 | 0.82613 | 11 | 0.36168
75068 | 6.38 | 0.8 | 365 | 5.7946 | 0.50437 | 6 | 0.29892
75067 | 5.1 | 0.8 | 365 | 4.632 | 0.99252 | 5 | 0.62453
75072 | 5.44 | 0.8 | 365 | 4.9408 | 0.92536 | 5 | 0.86617
75073 | 10.56 | 0.8 | 365 | 9.591 | 0.97275 | 10 | 0.56373
75074 | 9.6 | 0.8 | 365 | 8.7191 | 0.33887 | 9 | 0.05794
75076 | 3.66 | 0.8 | 365 | 3.3241 | 0.041693 | 3 | 0.36584
75077 | 14.04 | 0.8 | 365 | 12.7516 | 0.52059 | 13 | 0.27224
75078 | 6.6 | 0.8 | 365 | 5.9944 | 0.10797 | 6 | 0.10233
75079 | 8.04 | 0.8 | 365 | 7.3022 | 0.058801 | 7 | 0.36103
75080 | 4.16 | 0.8 | 365 | 3.7783 | 0.41351 | 4 | 0.19177
75082 | 7.625 | 0.8 | 365 | 6.9253 | 0.92019 | 7 | 0.8455
75037 | 5.185 | 0.8 | 365 | 4.7092 | 0.22573 | 4 | 0.93494
74732 | 8.19 | 0.8 | 365 | 7.4385 | 0.47035 | 7 | 0.90881
75085 | 8.68 | 0.8 | 365 | 7.8835 | 0.81473 | 8 | 0.69822
75087 | 3.3 | 0.8 | 365 | 2.9972 | 0.053986 | 3 | 0.051167
54168 | 27.3 | 0.9 | 365 | 27.8942 | 0.2638 | 28 | 0.15802
75088 | 7.54 | 0.8 | 365 | 6.8481 | 0.68699 | 7 | 0.53509
75089 | 9.99 | 0.8 | 365 | 9.0733 | 0.40888 | 9 | 0.48217
75090 | 8.12 | 0.8 | 365 | 7.3749 | 0.27829 | 7 | 0.65317
75091 | 4.56 | 0.8 | 365 | 4.1416 | 0.51096 | 4 | 0.65252
75018 | 13.4 | 0.8 | 365 | 12.1704 | 0.76467 | 12 | 0.93504
75092 | 7.5 | 0.8 | 365 | 6.8118 | 0.57724 | 7 | 0.38902
75094 | 9.9 | 0.8 | 365 | 8.9915 | 0.16196 | 9 | 0.1535
75095 | 12.87 | 0.8 | 365 | 11.689 | 0.31054 | 11 | 0.99955
75096 | 9.045 | 0.8 | 365 | 8.215 | 0.81615 | 9 | 0.031153
75097 | 6.3 | 0.8 | 365 | 5.7219 | 0.28488 | 6 | 0.0067734
75099 | 5.025 | 0.8 | 365 | 4.5639 | 0.78675 | 5 | 0.35064
75100 | 9.045 | 0.8 | 365 | 8.215 | 0.81615 | 9 | 0.031153
75101 | 10 | 0.8 | 365 | 9.0824 | 0.43632 | 9 | 0.51869
75102 | 11.725 | 0.8 | 365 | 10.6491 | 0.16909 | 10 | 0.81816
75103 | 79.98 | 0.6 | 365 | 54.4806 | 0.57677 | 55 | 0.05735
75107 | 9.88 | 0.8 | 365 | 8.9734 | 0.10708 | 9 | 0.080464
75108 | 7.32 | 0.8 | 365 | 6.6483 | 0.083386 | 6 | 0.73168
75109 | 11.61 | 0.8 | 365 | 10.5446 | 0.85357 | 11 | 0.3982
75111 | 7.8 | 0.8 | 365 | 7.0842 | 0.40033 | 7 | 0.48458
75115 | 9.6 | 0.8 | 365 | 8.7191 | 0.33887 | 9 | 0.05794
75118 | 5.28 | 0.8 | 365 | 4.7955 | 0.48638 | 5 | 0.28187
75119 | 3.96 | 0.8 | 365 | 3.5966 | 0.86478 | 4 | 0.4614
75120 | 4.95 | 0.8 | 365 | 4.4958 | 0.58098 | 5 | 0.076751
75121 | 5.12 | 0.8 | 365 | 4.6502 | 0.047396 | 4 | 0.69757
75122 | 7.59 | 0.8 | 365 | 6.8935 | 0.82417 | 7 | 0.71768
75123 | 4.08 | 0.8 | 365 | 3.7056 | 0.19402 | 3 | 0.89962
75125 | 11.4 | 0.8 | 365 | 10.3539 | 0.2774 | 10 | 0.6313
75126 | 13.44 | 0.8 | 365 | 12.2067 | 0.87441 | 13 | 0.081117
75128 | 4.93 | 0.8 | 365 | 4.4776 | 0.52611 | 5 | 0.0037132
75129 | 14.56 | 0.8 | 365 | 13.2239 | 0.94728 | 14 | 0.17121
75131 | 7.28 | 0.8 | 365 | 6.612 | 0.97364 | 7 | 0.5856
75132 | 5.88 | 0.8 | 365 | 5.3404 | 0.13256 | 5 | 0.47299
75135 | 3.96 | 0.8 | 365 | 3.5966 | 0.86478 | 4 | 0.4614
75138 | 12 | 0.8 | 365 | 10.8988 | 0.92358 | 11 | 0.82243
74952 | 9.35 | 0.8 | 365 | 8.492 | 0.65296 | 9 | 0.14497
74626 | 3.78 | 0.8 | 365 | 3.4331 | 0.37093 | 3 | 0.80406
74829 | 2.52 | 0.8 | 365 | 2.2888 | 0.91395 | 3 | 0.20271
75143 | 9.76 | 0.8 | 365 | 8.8644 | 0.77785 | 9 | 0.64224
75144 | 13.4 | 0.8 | 365 | 12.1704 | 0.76467 | 12 | 0.93504
75146 | 10.05 | 0.8 | 365 | 9.1278 | 0.5735 | 9 | 0.70128
75147 | 6 | 0.8 | 365 | 5.4494 | 0.46179 | 5 | 0.91121
75150 | 25.6 | 0.6 | 365 | 17.4381 | 0.67773 | 18 | 0.11588
73935 | 7.245 | 0.8 | 365 | 6.5802 | 0.87761 | 7 | 0.45779
75154 | 11.2 | 0.8 | 365 | 10.1723 | 0.72868 | 10 | 0.90093
34581 | 1298.88 | 0.9 | 365 | 1327.1519 | 0.10482 | 1327 | 0.25677
75139 | 10.36 | 0.8 | 365 | 9.4093 | 0.42403 | 9 | 0.83336
75172 | 5.2 | 0.8 | 365 | 4.7228 | 0.26689 | 4 | 0.98972
75173 | 7.29 | 0.8 | 365 | 6.621 | 0.0010773 | 6 | 0.62212
75149 | 5.04 | 0.8 | 365 | 4.5775 | 0.82791 | 5 | 0.40542
75175 | 7.92 | 0.8 | 365 | 7.1932 | 0.72957 | 7 | 0.9228
75152 | 2.24 | 0.8 | 365 | 2.0345 | 0.14574 | 2 | 0.18019
75176 | 3.24 | 0.8 | 365 | 2.9427 | 0.88937 | 3 | 0.83205
75177 | 8.58 | 0.8 | 365 | 7.7927 | 0.54036 | 8 | 0.33303
34337 | 4397.4 | 1 | 365 | 4992.3506 | 0.059196 | 4992 | 0.40983
73386 | 4.8 | 0.8 | 365 | 4.3595 | 0.16943 | 4 | 0.52897
75071 | 5.32 | 0.8 | 365 | 4.8318 | 0.59612 | 5 | 0.42794
75040 | 3.08 | 0.8 | 365 | 2.7974 | 0.45039 | 3 | 0.24776
75182 | 17.28 | 0.8 | 365 | 15.6943 | 0.40996 | 16 | 0.10429
75028 | 3.92 | 0.8 | 365 | 3.5603 | 0.75504 | 4 | 0.31533
75083 | 3.08 | 0.8 | 365 | 2.7974 | 0.45039 | 3 | 0.24776
75184 | 11.05 | 0.8 | 365 | 10.036 | 0.31713 | 10 | 0.35315
75186 | 6.72 | 0.8 | 365 | 6.1034 | 0.43721 | 6 | 0.54056
75188 | 5.94 | 0.8 | 365 | 5.3949 | 0.29717 | 5 | 0.6921
75189 | 5.94 | 0.8 | 365 | 5.3949 | 0.29717 | 5 | 0.6921
75191 | 7.59 | 0.8 | 365 | 6.8935 | 0.82417 | 7 | 0.71768
75192 | 5.6 | 0.8 | 365 | 5.0861 | 0.36434 | 5 | 0.45047
75027 | 3.36 | 0.8 | 365 | 3.0517 | 0.2186 | 3 | 0.27028
75194 | 8.64 | 0.8 | 365 | 7.8472 | 0.70498 | 8 | 0.55215
75195 | 8 | 0.8 | 365 | 7.2659 | 0.94906 | 8 | 0.21495
59468 | 196.02 | 0.9 | 365 | 200.2866 | 0.032588 | 200 | 0.31924
73372 | 5.015 | 0.8 | 365 | 4.5548 | 0.75931 | 5 | 0.31412
75084 | 26.1 | 0.6 | 365 | 17.7787 | 0.7066 | 18 | 0.48533
75199 | 6.72 | 0.8 | 365 | 6.1034 | 0.43721 | 6 | 0.54056
75201 | 7.04 | 0.8 | 365 | 6.394 | 0.31517 | 6 | 0.70916
75202 | 4.5 | 0.8 | 365 | 4.0871 | 0.34634 | 4 | 0.43341
75203 | 10.08 | 0.8 | 365 | 9.155 | 0.65581 | 9 | 0.81084
75204 | 5.12 | 0.8 | 365 | 4.6502 | 0.047396 | 4 | 0.69757
34408 | 2623.44 | 1 | 365 | 2978.3809 | 0.19242 | 2978 | 0.57336
74946 | 6.38 | 0.8 | 365 | 5.7946 | 0.50437 | 6 | 0.29892
74965 | 12.42 | 0.8 | 365 | 11.2803 | 0.075909 | 11 | 0.35621
75003 | 11.1 | 0.8 | 365 | 10.0814 | 0.45432 | 10 | 0.53574
75011 | 8.28 | 0.8 | 365 | 7.5202 | 0.71727 | 8 | 0.23747
75081 | 8.58 | 0.8 | 365 | 7.7927 | 0.54036 | 8 | 0.33303
75136 | 4.86 | 0.8 | 365 | 4.414 | 0.33405 | 4 | 0.74808
75137 | 7.245 | 0.8 | 365 | 6.5802 | 0.87761 | 7 | 0.45779
75187 | 5.28 | 0.8 | 365 | 4.7955 | 0.48638 | 5 | 0.28187
75218 | 6.27 | 0.8 | 365 | 5.6946 | 0.20257 | 5 | 0.89722
75219 | 7.695 | 0.8 | 365 | 6.9889 | 0.11225 | 7 | 0.10113
75220 | 6.555 | 0.8 | 365 | 5.9535 | 0.98451 | 6 | 0.938
75221 | 4.59 | 0.8 | 365 | 4.1688 | 0.59327 | 4 | 0.76208
75222 | 4.275 | 0.8 | 365 | 3.8827 | 0.72903 | 4 | 0.61174
75223 | 3.78 | 0.8 | 365 | 3.4331 | 0.37093 | 3 | 0.80406
75225 | 8.41 | 0.8 | 365 | 7.6383 | 0.073945 | 7 | 0.71222
75226 | 8.64 | 0.8 | 365 | 7.8472 | 0.70498 | 8 | 0.55215
75227 | 7.84 | 0.8 | 365 | 7.1206 | 0.51007 | 7 | 0.63065
75228 | 5.94 | 0.8 | 365 | 5.3949 | 0.29717 | 5 | 0.6921
75181 | 5.12 | 0.8 | 365 | 4.6502 | 0.047396 | 4 | 0.69757
75233 | 2.4 | 0.8 | 365 | 2.1798 | 0.58472 | 2 | 0.76449
75240 | 10.8 | 0.8 | 365 | 9.809 | 0.63123 | 10 | 0.44018
75241 | 3.465 | 0.8 | 365 | 3.147 | 0.50668 | 3 | 0.65373
75242 | 4.8 | 0.8 | 365 | 4.3595 | 0.16943 | 4 | 0.52897
75243 | 8.32 | 0.8 | 365 | 7.5565 | 0.82702 | 8 | 0.38355
75244 | 8 | 0.8 | 365 | 7.2659 | 0.94906 | 8 | 0.21495
75245 | 5.28 | 0.8 | 365 | 4.7955 | 0.48638 | 5 | 0.28187
75246 | 4.27 | 0.8 | 365 | 3.8782 | 0.71531 | 4 | 0.59348
75248 | 8.96 | 0.8 | 365 | 8.1378 | 0.58294 | 8 | 0.72074
75249 | 9.9 | 0.8 | 365 | 8.9915 | 0.16196 | 9 | 0.1535
75251 | 4.62 | 0.8 | 365 | 4.1961 | 0.67558 | 4 | 0.87163
75237 | 8.7 | 0.8 | 365 | 7.9017 | 0.8696 | 8 | 0.77126
75253 | 6.175 | 0.8 | 365 | 5.6084 | 0.94193 | 6 | 0.55029
75250 | 8.1 | 0.8 | 365 | 7.3567 | 0.22342 | 7 | 0.58014
75254 | 5.22 | 0.8 | 365 | 4.741 | 0.32176 | 5 | 0.062755
75255 | 3.36 | 0.8 | 365 | 3.0517 | 0.2186 | 3 | 0.27028
75258 | 5.04 | 0.8 | 365 | 4.5775 | 0.82791 | 5 | 0.40542
75259 | 7.2 | 0.8 | 365 | 6.5393 | 0.75415 | 7 | 0.29346
75260 | 6.16 | 0.8 | 365 | 5.5947 | 0.90077 | 6 | 0.49551
75257 | 5.04 | 0.8 | 365 | 4.5775 | 0.82791 | 5 | 0.40542
75265 | 6.6 | 0.8 | 365 | 5.9944 | 0.10797 | 6 | 0.10233
75270 | 9.8 | 0.8 | 365 | 8.9007 | 0.88759 | 9 | 0.78831
75273 | 8.235 | 0.8 | 365 | 7.4793 | 0.59381 | 8 | 0.07314
75276 | 5.12 | 0.8 | 365 | 4.6502 | 0.047396 | 4 | 0.69757
74981 | 5.1 | 1 | 365 | 5.79 | 0.49065 | 6 | 0.28066
75163 | 13.325 | 0.8 | 365 | 12.1023 | 0.5589 | 12 | 0.66115
75183 | 5.4 | 0.8 | 365 | 4.9045 | 0.81561 | 5 | 0.72009
75277 | 6.44 | 0.8 | 365 | 5.849 | 0.66899 | 6 | 0.51804
75278 | 6.08 | 0.8 | 365 | 5.5221 | 0.68128 | 6 | 0.20336
75279 | 9.3 | 0.8 | 365 | 8.4466 | 0.51578 | 8 | 0.96238
74814 | 3.36 | 0.8 | 365 | 3.0517 | 0.2186 | 3 | 0.27028
74935 | 6.93 | 0.8 | 365 | 6.2941 | 0.01337 | 6 | 0.30745
75281 | 15.39 | 0.8 | 365 | 13.9778 | 0.2245 | 14 | 0.20226
75284 | 9.945 | 1 | 365 | 11.2905 | 0.10678 | 11 | 0.39729
59847 | 223.668 | 0.9 | 365 | 228.5364 | 0.37052 | 228 | 0.90696
75285 | 4.845 | 0.8 | 365 | 4.4004 | 0.2929 | 4 | 0.6933
73236 | 4.56 | 0.8 | 365 | 4.1416 | 0.51096 | 4 | 0.65252
75290 | 7.035 | 0.8 | 365 | 6.3894 | 0.30145 | 6 | 0.6909
4604 | 1285.2 | 1 | 365 | 1459.0824 | 0.64481 | 1459 | 0.72723
64598 | 526.68 | 1 | 365 | 597.9377 | 0.27013 | 598 | 0.20782
34750 | 2465.28 | 1 | 365 | 2798.8225 | 0.77637 | 2799 | 0.59889
65262 | 25.53 | 0.7 | 365 | 20.2889 | 0.28931 | 20 | 0.57818
75294 | 7.15 | 0.8 | 365 | 6.4939 | 0.61697 | 7 | 0.11086
74949 | 10.08 | 0.8 | 365 | 9.155 | 0.65581 | 9 | 0.81084
75295 | 9 | 0.8 | 365 | 8.1741 | 0.69269 | 8 | 0.86682
75296 | 5.67 | 0.8 | 365 | 5.1497 | 0.55639 | 5 | 0.7061
75297 | 7.98 | 0.8 | 365 | 7.2477 | 0.89418 | 8 | 0.14191
75301 | 10.075 | 0.8 | 365 | 9.1505 | 0.64209 | 9 | 0.79258
75302 | 8.96 | 0.8 | 365 | 8.1378 | 0.58294 | 8 | 0.72074
75303 | 12.6 | 0.8 | 365 | 11.4438 | 0.56976 | 12 | 0.013547
75304 | 8.96 | 0.8 | 365 | 8.1378 | 0.58294 | 8 | 0.72074
75305 | 9.38 | 0.8 | 365 | 8.5193 | 0.73527 | 9 | 0.25453
75306 | 10.791 | 0.8 | 365 | 9.8008 | 0.60653 | 10 | 0.40732
75307 | 4.02 | 0.8 | 365 | 3.6511 | 0.029401 | 3 | 0.68051
75308 | 12.54 | 0.8 | 365 | 11.3893 | 0.40515 | 11 | 0.79443
75309 | 7.848 | 0.8 | 365 | 7.1278 | 0.53202 | 7 | 0.65987
75310 | 11.7 | 0.8 | 365 | 10.6264 | 0.10049 | 10 | 0.72686
75311 | 11.2 | 0.8 | 365 | 10.1723 | 0.72868 | 10 | 0.90093
75312 | 3.6 | 0.8 | 365 | 3.2697 | 0.87708 | 4 | 0.14673
75314 | 11.445 | 0.8 | 365 | 10.3948 | 0.40087 | 10 | 0.79564
75316 | 9.9 | 0.8 | 365 | 8.9915 | 0.16196 | 9 | 0.1535
75317 | 7.68 | 0.8 | 365 | 6.9753 | 0.071094 | 7 | 0.046352
75196 | 9.92 | 0.8 | 365 | 9.0097 | 0.21683 | 9 | 0.22654
74849 | 14.79 | 0.8 | 365 | 13.4328 | 0.57832 | 14 | 0.01114
75326 | 7.98 | 0.8 | 365 | 7.2477 | 0.89418 | 8 | 0.14191
75327 | 7.98 | 0.8 | 365 | 7.2477 | 0.89418 | 8 | 0.14191
75328 | 3.3 | 0.8 | 365 | 2.9972 | 0.053986 | 3 | 0.051167
21555 | 1256.85 | 1 | 365 | 1426.8968 | 0.41735 | 1427 | 0.31413
75330 | 6.6 | 0.8 | 365 | 5.9944 | 0.10797 | 6 | 0.10233
75333 | 7.155 | 1 | 365 | 8.123 | 0.53836 | 8 | 0.6614
75335 | 3.92 | 0.8 | 365 | 3.5603 | 0.75504 | 4 | 0.31533
75334 | 9.36 | 0.8 | 365 | 8.5011 | 0.6804 | 9 | 0.18149
75340 | 7.92 | 0.8 | 365 | 7.1932 | 0.72957 | 7 | 0.9228
75341 | 5.4 | 0.8 | 365 | 4.9045 | 0.81561 | 5 | 0.72009
75342 | 6.38 | 0.8 | 365 | 5.7946 | 0.50437 | 6 | 0.29892
75344 | 6.38 | 0.8 | 365 | 5.7946 | 0.50437 | 6 | 0.29892
75343 | 6.54 | 0.8 | 365 | 5.9399 | 0.94335 | 6 | 0.88322
75346 | 4.35 | 0.8 | 365 | 3.9508 | 0.9348 | 4 | 0.88563
75347 | 3.3 | 0.8 | 365 | 2.9972 | 0.053986 | 3 | 0.051167
75350 | 24.9 | 0.8 | 365 | 22.6151 | 0.31644 | 22 | 0.93153
75348 | 2 | 1 | 365 | 2.2706 | 0.85908 | 3 | 0.12967
75352 | 3.84 | 0.8 | 365 | 3.4876 | 0.53555 | 4 | 0.023176
75353 | 3.285 | 0.8 | 365 | 2.9836 | 0.012831 | 2 | 0.99639
75354 | 9.45 | 0.8 | 365 | 8.5828 | 0.92732 | 9 | 0.51016
75355 | 8.04 | 0.8 | 365 | 7.3022 | 0.058801 | 7 | 0.36103
75356 | 6.7 | 0.8 | 365 | 6.0852 | 0.38233 | 6 | 0.46752
75357 | 2.88 | 0.8 | 365 | 2.6157 | 0.90166 | 3 | 0.51738
75359 | 9.625 | 0.8 | 365 | 8.7418 | 0.40746 | 9 | 0.14924
74664 | 2.64 | 0.8 | 365 | 2.3977 | 0.24319 | 2 | 0.64093
44535 | 388.74 | 0.65 | 365 | 286.8677 | 0.5796 | 287 | 0.44733
75224 | 5.7 | 0.8 | 365 | 5.1769 | 0.6387 | 5 | 0.81565
75272 | 9.045 | 0.8 | 365 | 8.215 | 0.81615 | 9 | 0.031153
75274 | 9.24 | 0.8 | 365 | 8.3921 | 0.35116 | 8 | 0.74327
75291 | 8.45 | 0.8 | 365 | 7.6746 | 0.18369 | 7 | 0.85829
75336 | 7 | 0.8 | 365 | 6.3577 | 0.20542 | 6 | 0.56308
34327 | 1297.89 | 1 | 365 | 1473.4893 | 0.16567 | 1473 | 0.655
75360 | 9.9 | 0.8 | 365 | 8.9915 | 0.16196 | 9 | 0.1535
75263 | 8.502 | 0.8 | 365 | 7.7218 | 0.32636 | 8 | 0.048189
75364 | 8.45 | 0.8 | 365 | 7.6746 | 0.18369 | 7 | 0.85829
75367 | 7.155 | 0.8 | 365 | 6.4984 | 0.63069 | 7 | 0.12912
75373 | 2.65 | 0.8 | 365 | 2.4068 | 0.27062 | 2 | 0.67745
75376 | 6.9 | 0.8 | 365 | 6.2668 | 0.93106 | 7 | 0.19789
75377 | 4.8 | 0.8 | 365 | 4.3595 | 0.16943 | 4 | 0.52897
75380 | 13.8 | 0.8 | 365 | 12.5337 | 0.86212 | 13 | 0.39579
75289 | 7.41 | 0.8 | 365 | 6.73 | 0.33031 | 7 | 0.060348
74987 | 8.12 | 0.8 | 365 | 7.3749 | 0.27829 | 7 | 0.65317
75059 | 18.2 | 0.8 | 365 | 16.5299 | 0.9341 | 17 | 0.46401
74459 | 5.44 | 0.8 | 365 | 4.9408 | 0.92536 | 5 | 0.86617
36802 | 388.476 | 0.9 | 365 | 396.9317 | 0.064583 | 396 | 0.99631
75110 | 6.4 | 0.8 | 365 | 5.8127 | 0.55924 | 6 | 0.37196
75351 | 19.04 | 0.8 | 365 | 17.2928 | 0.23875 | 17 | 0.53158
75394 | 5.7 | 0.8 | 365 | 5.1769 | 0.6387 | 5 | 0.81565
75180 | 5.52 | 0.8 | 365 | 5.0135 | 0.14485 | 5 | 0.15832
75398 | 7.65 | 0.8 | 365 | 6.948 | 0.98878 | 7 | 0.9368
75332 | 5.04 | 1 | 365 | 5.7219 | 0.28488 | 6 | 0.0067734
75070 | 4.2 | 0.8 | 365 | 3.8146 | 0.52325 | 4 | 0.33785
75170 | 7.2 | 0.8 | 365 | 6.5393 | 0.75415 | 7 | 0.29346
75153 | 8.7 | 1 | 365 | 9.8771 | 0.837 | 10 | 0.71407
35259 | 8.96 | 0.8 | 365 | 8.1378 | 0.58294 | 8 | 0.72074
35262 | 15.12 | 0.8 | 365 | 13.7325 | 0.48372 | 14 | 0.21626
75427 | 5.355 | 0.8 | 365 | 4.8636 | 0.69215 | 5 | 0.55576
75430 | 6.67 | 0.8 | 365 | 6.0579 | 0.30003 | 6 | 0.35796
75431 | 9.9 | 0.8 | 365 | 8.9915 | 0.16196 | 9 | 0.1535
75433 | 6.6 | 0.8 | 365 | 5.9944 | 0.10797 | 6 | 0.10233
75434 | 6.6 | 0.8 | 365 | 5.9944 | 0.10797 | 6 | 0.10233
75435 | 7.92 | 0.8 | 365 | 7.1932 | 0.72957 | 7 | 0.9228
75236 | 3.92 | 0.8 | 365 | 3.5603 | 0.75504 | 4 | 0.31533
75369 | 13.325 | 0.8 | 365 | 12.1023 | 0.5589 | 12 | 0.66115
75382 | 17.28 | 0.8 | 365 | 15.6943 | 0.40996 | 16 | 0.10429
75443 | 11.97 | 0.8 | 365 | 10.8716 | 0.84128 | 11 | 0.71287
75441 | 12.47 | 0.8 | 365 | 11.3257 | 0.21309 | 11 | 0.5388
75444 | 6.825 | 0.8 | 365 | 6.1987 | 0.72529 | 6 | 0.924
75445 | 12.54 | 0.8 | 365 | 11.3893 | 0.40515 | 11 | 0.79443
75178 | 6.875 | 0.8 | 365 | 6.2441 | 0.86247 | 7 | 0.1066
75450 | 4.95 | 0.8 | 365 | 4.4958 | 0.58098 | 5 | 0.076751
75451 | 7.2 | 0.8 | 365 | 6.5393 | 0.75415 | 7 | 0.29346
75452 | 5.559 | 0.8 | 365 | 5.0489 | 0.25185 | 5 | 0.30074
75454 | 20.1 | 0.8 | 365 | 18.2556 | 0.147 | 18 | 0.40256
75453 | 6.6 | 0.8 | 365 | 5.9944 | 0.10797 | 6 | 0.10233
75460 | 10.385 | 0.8 | 365 | 9.432 | 0.49262 | 9 | 0.92466
75465 | 11.7 | 0.8 | 365 | 10.6264 | 0.10049 | 10 | 0.72686
75466 | 5.76 | 0.8 | 365 | 5.2314 | 0.80332 | 6 | 0.034764
75468 | 3.135 | 0.8 | 365 | 2.8473 | 0.60129 | 3 | 0.44861
75469 | 9.72 | 0.8 | 365 | 8.8281 | 0.6681 | 9 | 0.49616
75471 | 8.265 | 0.8 | 365 | 7.5066 | 0.67612 | 8 | 0.1827
75472 | 3.99 | 0.8 | 365 | 3.6239 | 0.94709 | 4 | 0.57096
75473 | 8.1 | 0.8 | 365 | 7.3567 | 0.22342 | 7 | 0.58014
75474 | 7.125 | 0.8 | 365 | 6.4712 | 0.54838 | 7 | 0.019565
75476 | 6.24 | 0.8 | 365 | 5.6674 | 0.12026 | 5 | 0.78766
75475 | 7.975 | 0.8 | 365 | 7.2432 | 0.88047 | 8 | 0.12365
75477 | 4.95 | 0.8 | 365 | 4.4958 | 0.58098 | 5 | 0.076751
75480 | 9.36 | 0.8 | 365 | 8.5011 | 0.6804 | 9 | 0.18149
75482 | 6 | 0.8 | 365 | 5.4494 | 0.46179 | 5 | 0.91121
75479 | 5.7 | 0.8 | 365 | 5.1769 | 0.6387 | 5 | 0.81565
75488 | 9.24 | 0.8 | 365 | 8.3921 | 0.35116 | 8 | 0.74327
75489 | 13.2 | 0.8 | 365 | 11.9887 | 0.21594 | 12 | 0.20467
75490 | 10.23 | 0.8 | 365 | 9.2913 | 0.067355 | 9 | 0.35862
75491 | 8.58 | 0.8 | 365 | 7.7927 | 0.54036 | 8 | 0.33303
75493 | 6.12 | 0.8 | 365 | 5.5584 | 0.79103 | 6 | 0.34944
75388 | 11.76 | 0.8 | 365 | 10.6809 | 0.26511 | 10 | 0.94598
75387 | 6.5 | 0.8 | 365 | 5.9035 | 0.83361 | 6 | 0.73715
75386 | 3.08 | 0.8 | 365 | 2.7974 | 0.45039 | 3 | 0.24776
75426 | 3.92 | 0.8 | 365 | 3.5603 | 0.75504 | 4 | 0.31533
75403 | 3.64 | 0.8 | 365 | 3.306 | 0.98682 | 4 | 0.2928
75419 | 4.93 | 0.8 | 365 | 4.4776 | 0.52611 | 5 | 0.0037132
30065 | 1287.72 | 1 | 365 | 1461.9434 | 0.28725 | 1462 | 0.23061
75497 | 10.2 | 0.8 | 365 | 9.264 | 0.98505 | 10 | 0.24906
75498 | 3.6 | 0.8 | 365 | 3.2697 | 0.87708 | 4 | 0.14673
75464 | 4.505 | 0.8 | 365 | 4.0916 | 0.36006 | 4 | 0.45167
75470 | 4.48 | 0.8 | 365 | 4.0689 | 0.29147 | 4 | 0.36037
75485 | 3.92 | 0.8 | 365 | 3.5603 | 0.75504 | 4 | 0.31533
75486 | 12.32 | 0.8 | 365 | 11.1895 | 0.80155 | 11 | 0.99102
75499 | 6.38 | 0.8 | 365 | 5.7946 | 0.50437 | 6 | 0.29892
75500 | 7.32 | 0.8 | 365 | 6.6483 | 0.083386 | 6 | 0.73168
75501 | 10.675 | 0.8 | 365 | 9.6954 | 0.55728 | 10 | 0.25271
75502 | 6.6 | 0.8 | 365 | 5.9944 | 0.10797 | 6 | 0.10233
75503 | 10.8 | 0.8 | 365 | 9.809 | 0.63123 | 10 | 0.44018
75505 | 2.64 | 0.8 | 365 | 2.3977 | 0.24319 | 2 | 0.64093
75506 | 10.24 | 0.8 | 365 | 9.3003 | 0.094792 | 9 | 0.39514
66025 | 10.395 | 0.8 | 365 | 9.4411 | 0.52005 | 9 | 0.96118
75517 | 7.26 | 0.8 | 365 | 6.5938 | 0.91877 | 7 | 0.51257
75518 | 11.73 | 0.8 | 365 | 10.6536 | 0.1828 | 10 | 0.83642
75523 | 7.68 | 0.8 | 365 | 6.9753 | 0.071094 | 7 | 0.046352
75525 | 9.715 | 0.8 | 365 | 8.8235 | 0.65438 | 9 | 0.47791
75526 | 8.55 | 1 | 365 | 9.7068 | 0.32257 | 10 | 0.029348
75527 | 9.9 | 0.8 | 365 | 8.9915 | 0.16196 | 9 | 0.1535
75533 | 9.1 | 0.8 | 365 | 8.265 | 0.96705 | 9 | 0.23201
75395 | 5.8 | 0.8 | 365 | 5.2678 | 0.91307 | 6 | 0.18084
75537 | 4.55 | 0.8 | 365 | 4.1325 | 0.48353 | 4 | 0.616
75541 | 5.7 | 1 | 365 | 6.4712 | 0.54838 | 7 | 0.019565
75546 | 6.9 | 0.8 | 365 | 6.2668 | 0.93106 | 7 | 0.19789
75549 | 3.08 | 0.8 | 365 | 2.7974 | 0.45039 | 3 | 0.24776
75552 | 5.88 | 0.8 | 365 | 5.3404 | 0.13256 | 5 | 0.47299
75554 | 7.695 | 0.8 | 365 | 6.9889 | 0.11225 | 7 | 0.10113
75555 | 4.35 | 0.8 | 365 | 3.9508 | 0.9348 | 4 | 0.88563
75556 | 6.67 | 0.8 | 365 | 6.0579 | 0.30003 | 6 | 0.35796
75557 | 9.57 | 0.8 | 365 | 8.6918 | 0.25656 | 8 | 0.94838
75558 | 9.28 | 0.8 | 365 | 8.4284 | 0.4609 | 8 | 0.88934
75298 | 7.475 | 0.8 | 365 | 6.7891 | 0.50865 | 7 | 0.29772
75566 | 11.375 | 0.8 | 365 | 10.3312 | 0.20881 | 10 | 0.54001
75570 | 5.886 | 0.8 | 365 | 5.3459 | 0.14902 | 5 | 0.4949
75572 | 5.36 | 0.8 | 365 | 4.8681 | 0.70587 | 5 | 0.57402
75573 | 9.28 | 0.8 | 365 | 8.4284 | 0.4609 | 8 | 0.88934
75551 | 5.7 | 0.8 | 365 | 5.1769 | 0.6387 | 5 | 0.81565
75559 | 6.555 | 0.8 | 365 | 5.9535 | 0.98451 | 6 | 0.938
75571 | 7.125 | 0.8 | 365 | 6.4712 | 0.54838 | 7 | 0.019565
75547 | 8.55 | 1 | 365 | 9.7068 | 0.32257 | 10 | 0.029348
75548 | 9.975 | 1 | 365 | 11.3246 | 0.20966 | 11 | 0.53424
75545 | 9.69 | 1 | 365 | 11.001 | 0.23224 | 11 | 0.23326
75574 | 3.135 | 0.8 | 365 | 2.8473 | 0.60129 | 3 | 0.44861
75576 | 4.56 | 0.8 | 365 | 4.1416 | 0.51096 | 4 | 0.65252
75577 | 13.34 | 0.8 | 365 | 12.1159 | 0.60005 | 12 | 0.71593
75212 | 3.48 | 0.8 | 365 | 3.1607 | 0.54784 | 3 | 0.7085
75579 | 4.55 | 0.8 | 365 | 4.1325 | 0.48353 | 4 | 0.616
75580 | 8.4 | 0.8 | 365 | 7.6292 | 0.046509 | 7 | 0.6757
75581 | 3.6 | 0.8 | 365 | 3.2697 | 0.87708 | 4 | 0.14673
75582 | 3.99 | 0.8 | 365 | 3.6239 | 0.94709 | 4 | 0.57096
75583 | 4.845 | 0.8 | 365 | 4.4004 | 0.2929 | 4 | 0.6933
75584 | 9.405 | 0.8 | 365 | 8.542 | 0.80386 | 9 | 0.34583
75586 | 7.41 | 0.8 | 365 | 6.73 | 0.33031 | 7 | 0.060348
75588 | 7.8 | 0.8 | 365 | 7.0842 | 0.40033 | 7 | 0.48458
75438 | 6.555 | 0.8 | 365 | 5.9535 | 0.98451 | 6 | 0.938
75440 | 2.565 | 0.8 | 365 | 2.3296 | 0.037416 | 2 | 0.36704
75591 | 6.27 | 0.8 | 365 | 5.6946 | 0.20257 | 5 | 0.89722
75595 | 5.985 | 0.8 | 365 | 5.4358 | 0.42064 | 5 | 0.85643
75593 | 3.9 | 0.8 | 365 | 3.5421 | 0.70016 | 4 | 0.24229
75596 | 1.95 | 0.8 | 365 | 1.7711 | 0.35008 | 2 | 0.12114
75600 | 13.2 | 0.8 | 365 | 11.9887 | 0.21594 | 12 | 0.20467
75601 | 2.4 | 0.8 | 365 | 2.1798 | 0.58472 | 2 | 0.76449
75602 | 13.735 | 0.8 | 365 | 12.4746 | 0.68379 | 13 | 0.15842
75603 | 11.13 | 0.8 | 365 | 10.1087 | 0.53662 | 10 | 0.6453
75605 | 11.025 | 0.8 | 365 | 10.0133 | 0.24854 | 10 | 0.26185
75606 | 4.95 | 0.8 | 365 | 4.4958 | 0.58098 | 5 | 0.076751
75609 | 3.92 | 0.8 | 365 | 3.5603 | 0.75504 | 4 | 0.31533
75612 | 4.8 | 0.8 | 365 | 4.3595 | 0.16943 | 4 | 0.52897
75613 | 6.27 | 0.8 | 365 | 5.6946 | 0.20257 | 5 | 0.89722
75614 | 7.54 | 1 | 365 | 8.5601 | 0.85873 | 9 | 0.41886
75615 | 17.6 | 0.8 | 365 | 15.985 | 0.28792 | 16 | 0.27289
75616 | 10.71 | 0.8 | 365 | 9.7272 | 0.3843 | 10 | 0.11151
75617 | 8.775 | 0.8 | 365 | 7.9698 | 0.075371 | 8 | 0.045149
75620 | 8.265 | 0.8 | 365 | 7.5066 | 0.67612 | 8 | 0.1827
75621 | 9.12 | 0.8 | 365 | 8.2831 | 0.021924 | 8 | 0.30504
75622 | 9.975 | 0.8 | 365 | 9.0597 | 0.36773 | 9 | 0.42739
75624 | 8.265 | 0.8 | 365 | 7.5066 | 0.67612 | 8 | 0.1827
75626 | 7.41 | 0.8 | 365 | 6.73 | 0.33031 | 7 | 0.060348
75512 | 5.51 | 0.8 | 365 | 5.0044 | 0.11741 | 5 | 0.1218
75628 | 6.27 | 0.8 | 365 | 5.6946 | 0.20257 | 5 | 0.89722
75629 | 6.84 | 0.8 | 365 | 6.2123 | 0.76644 | 6 | 0.97878
75511 | 5.88 | 0.8 | 365 | 5.3404 | 0.13256 | 5 | 0.47299
75632 | 9.69 | 0.8 | 365 | 8.8008 | 0.58579 | 9 | 0.38661
75631 | 2.8 | 0.8 | 365 | 2.5431 | 0.68217 | 3 | 0.22523
75508 | 6.72 | 0.8 | 365 | 6.1034 | 0.43721 | 6 | 0.54056
75634 | 4.275 | 0.8 | 365 | 3.8827 | 0.72903 | 4 | 0.61174
75515 | 16.53 | 0.8 | 365 | 15.0132 | 0.35224 | 15 | 0.36539
75635 | 7.15 | 0.8 | 365 | 6.4939 | 0.61697 | 7 | 0.11086
75637 | 8.55 | 0.8 | 365 | 7.7654 | 0.45805 | 8 | 0.22348
75638 | 8.55 | 0.8 | 365 | 7.7654 | 0.45805 | 8 | 0.22348
75116 | 9.92 | 0.8 | 365 | 9.0097 | 0.21683 | 9 | 0.22654
75640 | 6.24 | 0.8 | 365 | 5.6674 | 0.12026 | 5 | 0.78766
75509 | 5.6 | 0.8 | 365 | 5.0861 | 0.36434 | 5 | 0.45047
75642 | 8.28 | 0.8 | 365 | 7.5202 | 0.71727 | 8 | 0.23747
75390 | 5.6 | 0.8 | 365 | 5.0861 | 0.36434 | 5 | 0.45047
75644 | 9.975 | 0.8 | 365 | 9.0597 | 0.36773 | 9 | 0.42739
75645 | 11.2 | 0.8 | 365 | 10.1723 | 0.72868 | 10 | 0.90093
75647 | 7.26 | 0.8 | 365 | 6.5938 | 0.91877 | 7 | 0.51257
75643 | 6.4 | 0.8 | 365 | 5.8127 | 0.55924 | 6 | 0.37196
75651 | 9.12 | 0.8 | 365 | 8.2831 | 0.021924 | 8 | 0.30504
75650 | 7.92 | 0.8 | 365 | 7.1932 | 0.72957 | 7 | 0.9228
75652 | 4.275 | 0.8 | 365 | 3.8827 | 0.72903 | 4 | 0.61174
75653 | 6.84 | 0.8 | 365 | 6.2123 | 0.76644 | 6 | 0.97878
75391 | 4.2 | 0.8 | 365 | 3.8146 | 0.52325 | 4 | 0.33785
75657 | 9.12 | 0.8 | 365 | 8.2831 | 0.021924 | 8 | 0.30504
75429 | 7.41 | 0.8 | 365 | 6.73 | 0.33031 | 7 | 0.060348
75424 | 6.44 | 0.8 | 365 | 5.849 | 0.66899 | 6 | 0.51804
75742 | 8.265 | 0.8 | 365 | 7.5066 | 0.67612 | 8 | 0.1827
75662 | 7.41 | 0.8 | 365 | 6.73 | 0.33031 | 7 | 0.060348
75663 | 6.84 | 0.8 | 365 | 6.2123 | 0.76644 | 6 | 0.97878
75664 | 2.1 | 0.8 | 365 | 1.9073 | 0.76163 | 2 | 0.66892
75666 | 6.27 | 0.8 | 365 | 5.6946 | 0.20257 | 5 | 0.89722
75667 | 10.4 | 0.8 | 365 | 9.4457 | 0.53377 | 9 | 0.97944
75669 | 7.125 | 0.8 | 365 | 6.4712 | 0.54838 | 7 | 0.019565
75418 | 5.88 | 0.8 | 365 | 5.3404 | 0.13256 | 5 | 0.47299
75672 | 9.975 | 0.8 | 365 | 9.0597 | 0.36773 | 9 | 0.42739
75670 | 7.8 | 0.8 | 365 | 7.0842 | 0.40033 | 7 | 0.48458
75676 | 12.6 | 0.8 | 365 | 11.4438 | 0.56976 | 12 | 0.013547
75053 | 2.24 | 0.8 | 365 | 2.0345 | 0.14574 | 2 | 0.18019
75026 | 2.24 | 0.8 | 365 | 2.0345 | 0.14574 | 2 | 0.18019
75033 | 3.08 | 0.8 | 365 | 2.7974 | 0.45039 | 3 | 0.24776
75679 | 6.84 | 0.8 | 365 | 6.2123 | 0.76644 | 6 | 0.97878
75681 | 5.7 | 0.8 | 365 | 5.1769 | 0.6387 | 5 | 0.81565
75682 | 7.98 | 0.8 | 365 | 7.2477 | 0.89418 | 8 | 0.14191
75684 | 9.69 | 0.8 | 365 | 8.8008 | 0.58579 | 9 | 0.38661
75686 | 5.415 | 0.8 | 365 | 4.9181 | 0.85677 | 5 | 0.77487
75024 | 4.2 | 0.8 | 365 | 3.8146 | 0.52325 | 4 | 0.33785
75688 | 9.6 | 0.8 | 365 | 8.7191 | 0.33887 | 9 | 0.05794
75689 | 3.9 | 0.8 | 365 | 3.5421 | 0.70016 | 4 | 0.24229
75690 | 3.78 | 0.8 | 365 | 3.4331 | 0.37093 | 3 | 0.80406
75692 | 3.78 | 0.8 | 365 | 3.4331 | 0.37093 | 3 | 0.80406
75693 | 7.25 | 0.8 | 365 | 6.5847 | 0.89133 | 7 | 0.47605
75694 | 8.37 | 0.8 | 365 | 7.6019 | 0.9642 | 8 | 0.56614
75695 | 2.97 | 0.8 | 365 | 2.6975 | 0.14859 | 2 | 0.84605
75697 | 12.48 | 0.8 | 365 | 11.3348 | 0.24053 | 11 | 0.57532
75699 | 6.24 | 0.8 | 365 | 5.6674 | 0.12026 | 5 | 0.78766
75700 | 7.28 | 0.8 | 365 | 6.612 | 0.97364 | 7 | 0.5856
75701 | 4.93 | 0.8 | 365 | 4.4776 | 0.52611 | 5 | 0.0037132
75702 | 4.56 | 0.8 | 365 | 4.1416 | 0.51096 | 4 | 0.65252
75703 | 8.4 | 0.8 | 365 | 7.6292 | 0.046509 | 7 | 0.6757
75705 | 13.395 | 0.8 | 365 | 12.1658 | 0.75095 | 12 | 0.91678
75706 | 7.15 | 0.8 | 365 | 6.4939 | 0.61697 | 7 | 0.11086
75707 | 10.92 | 0.8 | 365 | 9.9179 | 0.96046 | 10 | 0.87841
75708 | 10.44 | 0.8 | 365 | 9.482 | 0.64352 | 10 | 0.12551
75710 | 11.2 | 0.8 | 365 | 10.1723 | 0.72868 | 10 | 0.90093
75712 | 12.54 | 0.8 | 365 | 11.3893 | 0.40515 | 11 | 0.79443
30062 | 1254.87 | 1 | 365 | 1424.6489 | 0.62686 | 1425 | 0.27575
75711 | 7.84 | 0.8 | 365 | 7.1206 | 0.51007 | 7 | 0.63065
75713 | 10.395 | 0.8 | 365 | 9.4411 | 0.52005 | 9 | 0.96118
75715 | 77.52 | 0.6 | 365 | 52.8049 | 0.51476 | 53 | 0.31965
75716 | 6.84 | 0.8 | 365 | 6.2123 | 0.76644 | 6 | 0.97878
75717 | 4.275 | 0.8 | 365 | 3.8827 | 0.72903 | 4 | 0.61174
75718 | 6.555 | 0.8 | 365 | 5.9535 | 0.98451 | 6 | 0.938
75719 | 9.975 | 0.8 | 365 | 9.0597 | 0.36773 | 9 | 0.42739
75432 | 7.54 | 0.8 | 365 | 6.8481 | 0.68699 | 7 | 0.53509
75721 | 6.84 | 0.8 | 365 | 6.2123 | 0.76644 | 6 | 0.97878
75723 | 5.7 | 0.8 | 365 | 5.1769 | 0.6387 | 5 | 0.81565
75448 | 24.085 | 0.8 | 365 | 21.8749 | 0.080377 | 21 | 0.95526
75724 | 3.99 | 0.8 | 365 | 3.6239 | 0.94709 | 4 | 0.57096
75726 | 6.84 | 0.8 | 365 | 6.2123 | 0.76644 | 6 | 0.97878
75727 | 4.56 | 0.8 | 365 | 4.1416 | 0.51096 | 4 | 0.65252
75731 | 8.265 | 0.8 | 365 | 7.5066 | 0.67612 | 8 | 0.1827
75734 | 4.225 | 0.8 | 365 | 3.8373 | 0.59185 | 4 | 0.42915
75437 | 13.12 | 0.8 | 365 | 11.9161 | 0.99645 | 12 | 0.91252
75735 | 6.27 | 0.8 | 365 | 5.6946 | 0.20257 | 5 | 0.89722
75736 | 6.555 | 0.8 | 365 | 5.9535 | 0.98451 | 6 | 0.938
75737 | 6.9 | 0.8 | 365 | 6.2668 | 0.93106 | 7 | 0.19789
75738 | 5.13 | 0.8 | 365 | 4.6593 | 0.074832 | 4 | 0.73409
75739 | 8.55 | 0.8 | 365 | 7.7654 | 0.45805 | 8 | 0.22348
75741 | 9.12 | 0.8 | 365 | 8.2831 | 0.021924 | 8 | 0.30504
75743 | 5.985 | 0.8 | 365 | 5.4358 | 0.42064 | 5 | 0.85643
75744 | 4.275 | 0.8 | 365 | 3.8827 | 0.72903 | 4 | 0.61174
75522 | 6.555 | 1 | 365 | 7.4419 | 0.48063 | 7 | 0.9225
75535 | 7.125 | 1 | 365 | 8.089 | 0.43547 | 8 | 0.52446
75746 | 5.415 | 0.8 | 365 | 4.9181 | 0.85677 | 5 | 0.77487
75747 | 3.705 | 0.8 | 365 | 3.365 | 0.16516 | 3 | 0.53017
75748 | 5.13 | 0.8 | 365 | 4.6593 | 0.074832 | 4 | 0.73409
75749 | 3.99 | 0.8 | 365 | 3.6239 | 0.94709 | 4 | 0.57096
75750 | 4.845 | 0.8 | 365 | 4.4004 | 0.2929 | 4 | 0.6933
75751 | 5.13 | 0.8 | 365 | 4.6593 | 0.074832 | 4 | 0.73409
75752 | 6.555 | 0.8 | 365 | 5.9535 | 0.98451 | 6 | 0.938
75495 | 4.8 | 0.8 | 365 | 4.3595 | 0.16943 | 4 | 0.52897
75524 | 7.2 | 0.8 | 365 | 6.5393 | 0.75415 | 7 | 0.29346
75753 | 4.5 | 0.8 | 365 | 4.0871 | 0.34634 | 4 | 0.43341
75754 | 5.695 | 0.8 | 365 | 5.1724 | 0.62498 | 5 | 0.79739
75755 | 7.98 | 0.8 | 365 | 7.2477 | 0.89418 | 8 | 0.14191
75757 | 10.385 | 0.8 | 365 | 9.432 | 0.49262 | 9 | 0.92466
75758 | 8 | 0.8 | 365 | 7.2659 | 0.94906 | 8 | 0.21495
32233 | 3081.33 | 1 | 365 | 3498.2216 | 0.54449 | 3498 | 0.76611
75759 | 15.075 | 0.8 | 365 | 13.6917 | 0.36025 | 14 | 0.051922
75760 | 8.55 | 0.8 | 365 | 7.7654 | 0.45805 | 8 | 0.22348
65348 | 236.25 | 0.7 | 365 | 187.7496 | 0.16018 | 187 | 0.90975
35104 | 138.38 | 0.9 | 365 | 141.392 | 0.12177 | 141 | 0.51381
75392 | 9.94 | 0.8 | 365 | 9.0279 | 0.2717 | 9 | 0.29958
75761 | 7.125 | 0.8 | 365 | 6.4712 | 0.54838 | 7 | 0.019565
75467 | 6.08 | 0.8 | 365 | 5.5221 | 0.68128 | 6 | 0.20336
75764 | 2.6 | 0.8 | 365 | 2.3614 | 0.13344 | 2 | 0.49486
75665 | 11.07 | 0.8 | 365 | 10.0542 | 0.37201 | 10 | 0.42619
75766 | 5.7 | 0.8 | 365 | 5.1769 | 0.6387 | 5 | 0.81565
75765 | 6.6 | 0.8 | 365 | 5.9944 | 0.10797 | 6 | 0.10233
75668 | 3.92 | 0.8 | 365 | 3.5603 | 0.75504 | 4 | 0.31533
75768 | 5.559 | 0.8 | 365 | 5.0489 | 0.25185 | 5 | 0.30074
75769 | 7.695 | 0.8 | 365 | 6.9889 | 0.11225 | 7 | 0.10113
75770 | 4.88 | 0.8 | 365 | 4.4322 | 0.38892 | 4 | 0.82112
75774 | 3.42 | 0.8 | 365 | 3.1062 | 0.38322 | 3 | 0.48939
75331 | 5.04 | 0.8 | 365 | 4.5775 | 0.82791 | 5 | 0.40542
75329 | 2.85 | 0.8 | 365 | 2.5885 | 0.81935 | 3 | 0.40783
75776 | 3.99 | 0.8 | 365 | 3.6239 | 0.94709 | 4 | 0.57096
75513 | 3.08 | 0.8 | 365 | 2.7974 | 0.45039 | 3 | 0.24776
75540 | 4.845 | 1 | 365 | 5.5005 | 0.61612 | 6 | 0.11663
75585 | 8.55 | 0.8 | 365 | 7.7654 | 0.45805 | 8 | 0.22348
75780 | 9.405 | 0.8 | 365 | 8.542 | 0.80386 | 9 | 0.34583
75785 | 8.835 | 0.8 | 365 | 8.0243 | 0.23999 | 8 | 0.26426
75783 | 13.8 | 0.8 | 365 | 12.5337 | 0.86212 | 13 | 0.39579
75786 | 8.55 | 0.8 | 365 | 7.7654 | 0.45805 | 8 | 0.22348
75790 | 6.27 | 0.8 | 365 | 5.6946 | 0.20257 | 5 | 0.89722
75791 | 9.1 | 0.8 | 365 | 8.265 | 0.96705 | 9 | 0.23201
75792 | 13.725 | 0.8 | 365 | 12.4656 | 0.65635 | 13 | 0.1219
75793 | 11.375 | 0.8 | 365 | 10.3312 | 0.20881 | 10 | 0.54001
73206 | 9.28 | 0.8 | 365 | 8.4284 | 0.4609 | 8 | 0.88934
75794 | 9.69 | 0.8 | 365 | 8.8008 | 0.58579 | 9 | 0.38661
75799 | 4.225 | 0.8 | 365 | 3.8373 | 0.59185 | 4 | 0.42915
75801 | 9.975 | 0.8 | 365 | 9.0597 | 0.36773 | 9 | 0.42739
75803 | 9.69 | 0.8 | 365 | 8.8008 | 0.58579 | 9 | 0.38661
75804 | 5.13 | 0.8 | 365 | 4.6593 | 0.074832 | 4 | 0.73409
75805 | 6.27 | 0.8 | 365 | 5.6946 | 0.20257 | 5 | 0.89722
75806 | 5.13 | 0.8 | 365 | 4.6593 | 0.074832 | 4 | 0.73409
75807 | 5.7 | 0.8 | 365 | 5.1769 | 0.6387 | 5 | 0.81565
75808 | 3.99 | 0.8 | 365 | 3.6239 | 0.94709 | 4 | 0.57096
75809 | 8.835 | 0.8 | 365 | 8.0243 | 0.23999 | 8 | 0.26426
75810 | 6.27 | 0.8 | 365 | 5.6946 | 0.20257 | 5 | 0.89722
75811 | 5.7 | 0.8 | 365 | 5.1769 | 0.6387 | 5 | 0.81565
75812 | 4.845 | 0.8 | 365 | 4.4004 | 0.2929 | 4 | 0.6933
75813 | 5.985 | 0.8 | 365 | 5.4358 | 0.42064 | 5 | 0.85643
75814 | 8.55 | 0.8 | 365 | 7.7654 | 0.45805 | 8 | 0.22348
75815 | 11.84 | 0.8 | 365 | 10.7535 | 0.4846 | 11 | 0.23813
75816 | 7.56 | 0.8 | 365 | 6.8663 | 0.74186 | 7 | 0.60813
75817 | 4.76 | 0.8 | 365 | 4.3232 | 0.059688 | 4 | 0.3829
75818 | 9.3 | 0.8 | 365 | 8.4466 | 0.51578 | 8 | 0.96238
75819 | 6.75 | 0.8 | 365 | 6.1306 | 0.51952 | 6 | 0.65011
75820 | 6.875 | 0.8 | 365 | 6.2441 | 0.86247 | 7 | 0.1066
75822 | 10.915 | 0.8 | 365 | 9.9134 | 0.94674 | 10 | 0.86015
75826 | 8.64 | 0.8 | 365 | 7.8472 | 0.70498 | 8 | 0.55215
75828 | 11.2 | 0.8 | 365 | 10.1723 | 0.72868 | 10 | 0.90093
75829 | 4.27 | 0.8 | 365 | 3.8782 | 0.71531 | 4 | 0.59348
75830 | 4.875 | 0.8 | 365 | 4.4277 | 0.37521 | 4 | 0.80286
75833 | 2.32 | 0.8 | 365 | 2.1071 | 0.36523 | 2 | 0.47234
75832 | 9.24 | 0.8 | 365 | 8.3921 | 0.35116 | 8 | 0.74327
75823 | 3.64 | 0.8 | 365 | 3.306 | 0.98682 | 4 | 0.2928
75824 | 14 | 0.8 | 365 | 12.7153 | 0.41085 | 13 | 0.12616
75834 | 6.555 | 0.8 | 365 | 5.9535 | 0.98451 | 6 | 0.938
75835 | 4.845 | 0.8 | 365 | 4.4004 | 0.2929 | 4 | 0.6933
75836 | 9.975 | 0.8 | 365 | 9.0597 | 0.36773 | 9 | 0.42739
75837 | 4.845 | 0.8 | 365 | 4.4004 | 0.2929 | 4 | 0.6933
75838 | 5.8 | 0.8 | 365 | 5.2678 | 0.91307 | 6 | 0.18084
75839 | 8.55 | 0.8 | 365 | 7.7654 | 0.45805 | 8 | 0.22348
75840 | 3.19 | 0.8 | 365 | 2.8973 | 0.75219 | 3 | 0.64946
75841 | 4.8 | 0.8 | 365 | 4.3595 | 0.16943 | 4 | 0.52897
75843 | 13 | 0.8 | 365 | 11.8071 | 0.66722 | 12 | 0.47429
75845 | 8.265 | 0.8 | 365 | 7.5066 | 0.67612 | 8 | 0.1827
75847 | 9.57 | 0.8 | 365 | 8.6918 | 0.25656 | 8 | 0.94838
75848 | 9.12 | 0.8 | 365 | 8.2831 | 0.021924 | 8 | 0.30504
75850 | 4.56 | 0.8 | 365 | 4.1416 | 0.51096 | 4 | 0.65252
75851 | 3.705 | 0.8 | 365 | 3.365 | 0.16516 | 3 | 0.53017
75853 | 4.93 | 0.8 | 365 | 4.4776 | 0.52611 | 5 | 0.0037132
75855 | 8.41 | 0.8 | 365 | 7.6383 | 0.073945 | 7 | 0.71222
75856 | 5.415 | 0.8 | 365 | 4.9181 | 0.85677 | 5 | 0.77487
75857 | 9.69 | 0.8 | 365 | 8.8008 | 0.58579 | 9 | 0.38661
75861 | 2.61 | 0.8 | 365 | 2.3705 | 0.16088 | 2 | 0.53138
75863 | 4.56 | 0.8 | 365 | 4.1416 | 0.51096 | 4 | 0.65252
75862 | 7.8 | 0.8 | 365 | 7.0842 | 0.40033 | 7 | 0.48458
75865 | 5.7 | 0.8 | 365 | 5.1769 | 0.6387 | 5 | 0.81565
75864 | 15.41 | 0.8 | 365 | 13.9959 | 0.27937 | 14 | 0.2753
75866 | 3.99 | 0.8 | 365 | 3.6239 | 0.94709 | 4 | 0.57096
75867 | 7.42 | 1 | 365 | 8.4239 | 0.44719 | 8 | 0.87108
75868 | 9.975 | 0.8 | 365 | 9.0597 | 0.36773 | 9 | 0.42739
75381 | 8.925 | 0.8 | 365 | 8.106 | 0.48692 | 8 | 0.59293
75704 | 5.13 | 0.8 | 365 | 4.6593 | 0.074832 | 4 | 0.73409
75553 | 11 | 0.8 | 365 | 9.9906 | 0.17995 | 10 | 0.17056
72620 | 10.08 | 0.8 | 365 | 9.155 | 0.65581 | 9 | 0.81084
75561 | 9.12 | 0.8 | 365 | 8.2831 | 0.021924 | 8 | 0.30504
75568 | 5.13 | 0.8 | 365 | 4.6593 | 0.074832 | 4 | 0.73409
75641 | 7.125 | 0.8 | 365 | 6.4712 | 0.54838 | 7 | 0.019565
75633 | 6.96 | 0.8 | 365 | 6.3213 | 0.095679 | 6 | 0.41701
75660 | 3.42 | 0.8 | 365 | 3.1062 | 0.38322 | 3 | 0.48939
75636 | 4.845 | 0.8 | 365 | 4.4004 | 0.2929 | 4 | 0.6933
75618 | 8.25 | 0.8 | 365 | 7.493 | 0.63496 | 8 | 0.12792
75654 | 9.15 | 0.8 | 365 | 8.3104 | 0.10423 | 8 | 0.4146
75756 | 7.695 | 0.8 | 365 | 6.9889 | 0.11225 | 7 | 0.10113
75763 | 13.05 | 0.8 | 365 | 11.8525 | 0.8044 | 12 | 0.65689
75789 | 2.925 | 0.8 | 365 | 2.6566 | 0.025124 | 2 | 0.68172
75802 | 10.725 | 0.8 | 365 | 9.7408 | 0.42545 | 10 | 0.16629
75821 | 9.6 | 0.8 | 365 | 8.7191 | 0.33887 | 9 | 0.05794
74545 | 10 | 0.8 | 365 | 9.0824 | 0.43632 | 9 | 0.51869
75114 | 3.6 | 0.8 | 365 | 3.2697 | 0.87708 | 4 | 0.14673
75166 | 4.5 | 0.8 | 365 | 4.0871 | 0.34634 | 4 | 0.43341
75261 | 5.8 | 0.8 | 365 | 5.2678 | 0.91307 | 6 | 0.18084
75345 | 7.7 | 0.8 | 365 | 6.9934 | 0.12597 | 7 | 0.11939
75874 | 5.13 | 0.8 | 365 | 4.6593 | 0.074832 | 4 | 0.73409
75876 | 10.26 | 1 | 365 | 11.6481 | 0.18708 | 11 | 0.83522
75877 | 9.57 | 0.8 | 365 | 8.6918 | 0.25656 | 8 | 0.94838
75878 | 9.975 | 0.8 | 365 | 9.0597 | 0.36773 | 9 | 0.42739
75881 | 3.19 | 0.8 | 365 | 2.8973 | 0.75219 | 3 | 0.64946
75879 | 7.83 | 0.8 | 365 | 7.1115 | 0.48264 | 7 | 0.59413
75883 | 3.9 | 0.8 | 365 | 3.5421 | 0.70016 | 4 | 0.24229
75886 | 2.28 | 0.8 | 365 | 2.0708 | 0.25548 | 2 | 0.32626
75439 | 9.975 | 1 | 365 | 11.3246 | 0.20966 | 11 | 0.53424
75890 | 7.54 | 0.8 | 365 | 6.8481 | 0.68699 | 7 | 0.53509
75894 | 8.55 | 0.8 | 365 | 7.7654 | 0.45805 | 8 | 0.22348
73990 | 5.225 | 0.8 | 365 | 4.7455 | 0.33548 | 5 | 0.081014
75896 | 3.48 | 0.8 | 365 | 3.1607 | 0.54784 | 3 | 0.7085
73653 | 7.56 | 0.8 | 365 | 6.8663 | 0.74186 | 7 | 0.60813
73652 | 10.15 | 0.8 | 365 | 9.2186 | 0.84786 | 10 | 0.066468
75905 | 7.8 | 0.8 | 365 | 7.0842 | 0.40033 | 7 | 0.48458
75904 | 4.35 | 0.8 | 365 | 3.9508 | 0.9348 | 4 | 0.88563
75908 | 4.93 | 0.8 | 365 | 4.4776 | 0.52611 | 5 | 0.0037132
75907 | 8.4 | 0.8 | 365 | 7.6292 | 0.046509 | 7 | 0.6757
75910 | 7.25 | 0.8 | 365 | 6.5847 | 0.89133 | 7 | 0.47605
75918 | 8.55 | 0.8 | 365 | 7.7654 | 0.45805 | 8 | 0.22348
75859 | 9 | 0.8 | 365 | 8.1741 | 0.69269 | 8 | 0.86682
75919 | 4.275 | 0.8 | 365 | 3.8827 | 0.72903 | 4 | 0.61174
75920 | 14.3 | 0.8 | 365 | 12.9878 | 0.23394 | 13 | 0.22172
75604 | 10.73 | 0.8 | 365 | 9.7454 | 0.43917 | 10 | 0.18455
75921 | 2.1 | 0.8 | 365 | 1.9073 | 0.76163 | 2 | 0.66892
75922 | 7.695 | 0.8 | 365 | 6.9889 | 0.11225 | 7 | 0.10113
75923 | 12.825 | 1 | 365 | 14.5602 | 0.98385 | 15 | 0.54402
75924 | 13.11 | 1 | 365 | 14.8837 | 0.96127 | 15 | 0.845
75925 | 13.395 | 0.8 | 365 | 12.1658 | 0.75095 | 12 | 0.91678
75926 | 11.4 | 0.8 | 365 | 10.3539 | 0.2774 | 10 | 0.6313
75927 | 12.54 | 0.8 | 365 | 11.3893 | 0.40515 | 11 | 0.79443
75928 | 13.395 | 0.8 | 365 | 12.1658 | 0.75095 | 12 | 0.91678
75282 | 7.26 | 0.8 | 365 | 6.5938 | 0.91877 | 7 | 0.51257
75929 | 13.11 | 0.8 | 365 | 11.907 | 0.96902 | 12 | 0.876
75930 | 10.545 | 0.8 | 365 | 9.5774 | 0.9316 | 10 | 0.50896
75931 | 10.26 | 0.8 | 365 | 9.3185 | 0.14966 | 9 | 0.46817
75932 | 10.83 | 0.8 | 365 | 9.8362 | 0.71353 | 10 | 0.54974
75933 | 13.395 | 0.8 | 365 | 12.1658 | 0.75095 | 12 | 0.91678
75934 | 13.395 | 0.8 | 365 | 12.1658 | 0.75095 | 12 | 0.91678
75935 | 11.115 | 0.8 | 365 | 10.0951 | 0.49547 | 10 | 0.59052
75936 | 13.11 | 0.8 | 365 | 11.907 | 0.96902 | 12 | 0.876
29938 | 1268.01 | 1 | 365 | 1439.5667 | 0.69102 | 1440 | 0.2577
75937 | 11.4 | 0.8 | 365 | 10.3539 | 0.2774 | 10 | 0.6313
75938 | 12.825 | 0.8 | 365 | 11.6481 | 0.18708 | 11 | 0.83522
75939 | 12.54 | 0.8 | 365 | 11.3893 | 0.40515 | 11 | 0.79443
75940 | 7.68 | 0.8 | 365 | 6.9753 | 0.071094 | 7 | 0.046352
75941 | 4.48 | 0.8 | 365 | 4.0689 | 0.29147 | 4 | 0.36037
75942 | 6.6 | 0.8 | 365 | 5.9944 | 0.10797 | 6 | 0.10233
75943 | 6.84 | 0.8 | 365 | 6.2123 | 0.76644 | 6 | 0.97878
75944 | 9.405 | 0.8 | 365 | 8.542 | 0.80386 | 9 | 0.34583
75945 | 5.94 | 0.8 | 365 | 5.3949 | 0.29717 | 5 | 0.6921
75947 | 13.395 | 0.8 | 365 | 12.1658 | 0.75095 | 12 | 0.91678
75949 | 13.11 | 0.8 | 365 | 11.907 | 0.96902 | 12 | 0.876
75950 | 13.395 | 0.8 | 365 | 12.1658 | 0.75095 | 12 | 0.91678
75951 | 11.97 | 0.8 | 365 | 10.8716 | 0.84128 | 11 | 0.71287
75952 | 13.11 | 0.8 | 365 | 11.907 | 0.96902 | 12 | 0.876
75953 | 10.83 | 0.8 | 365 | 9.8362 | 0.71353 | 10 | 0.54974
75954 | 13.395 | 0.8 | 365 | 12.1658 | 0.75095 | 12 | 0.91678
73231 | 10.26 | 0.8 | 365 | 9.3185 | 0.14966 | 9 | 0.46817
75957 | 5.7 | 0.8 | 365 | 5.1769 | 0.6387 | 5 | 0.81565
75958 | 11.115 | 0.8 | 365 | 10.0951 | 0.49547 | 10 | 0.59052
75959 | 8.4 | 0.8 | 365 | 7.6292 | 0.046509 | 7 | 0.6757
75696 | 11.685 | 0.8 | 365 | 10.6127 | 0.05934 | 10 | 0.67209
75961 | 6.5 | 0.8 | 365 | 5.9035 | 0.83361 | 6 | 0.73715
75964 | 5.025 | 0.8 | 365 | 4.5639 | 0.78675 | 5 | 0.35064
75967 | 10.15 | 0.8 | 365 | 9.2186 | 0.84786 | 10 | 0.066468
75966 | 6.93 | 0.8 | 365 | 6.2941 | 0.01337 | 6 | 0.30745
75970 | 12.825 | 0.8 | 365 | 11.6481 | 0.18708 | 11 | 0.83522
75972 | 6.89 | 0.8 | 365 | 6.2578 | 0.90362 | 7 | 0.16138
75974 | 9.6 | 0.8 | 365 | 8.7191 | 0.33887 | 9 | 0.05794
75975 | 12.21 | 0.8 | 365 | 11.0896 | 0.49975 | 11 | 0.58932
75148 | 5.04 | 0.8 | 365 | 4.5775 | 0.82791 | 5 | 0.40542
75976 | 8.4 | 0.8 | 365 | 7.6292 | 0.046509 | 7 | 0.6757
75977 | 8.41 | 0.8 | 365 | 7.6383 | 0.073945 | 7 | 0.71222
75979 | 13.395 | 0.8 | 365 | 12.1658 | 0.75095 | 12 | 0.91678
50553 | 200.07 | 0.9 | 365 | 204.4248 | 0.53326 | 204 | 0.95806
75980 | 11.31 | 0.8 | 365 | 10.2722 | 0.030478 | 10 | 0.30264
75981 | 11.02 | 0.8 | 365 | 10.0088 | 0.23482 | 10 | 0.24359
75982 | 8.7 | 0.8 | 365 | 7.9017 | 0.8696 | 8 | 0.77126
75983 | 13.11 | 0.8 | 365 | 11.907 | 0.96902 | 12 | 0.876
75984 | 13.63 | 0.8 | 365 | 12.3793 | 0.3957 | 12 | 0.77497
75985 | 13.63 | 0.8 | 365 | 12.3793 | 0.3957 | 12 | 0.77497
73651 | 10.8 | 1 | 365 | 12.2612 | 0.039032 | 12 | 0.30023
75008 | 20.1 | 0.8 | 365 | 18.2556 | 0.147 | 18 | 0.40256
75012 | 6.825 | 0.8 | 365 | 6.1987 | 0.72529 | 6 | 0.924
75989 | 10.64 | 0.8 | 365 | 9.6636 | 0.19224 | 9 | 0.85588
73699 | 7.32 | 1 | 365 | 8.3104 | 0.10423 | 8 | 0.4146
75991 | 5.88 | 0.8 | 365 | 5.3404 | 0.13256 | 5 | 0.47299
75996 | 4.62 | 0.8 | 365 | 4.1961 | 0.67558 | 4 | 0.87163
75997 | 8.91 | 0.8 | 365 | 8.0924 | 0.44576 | 8 | 0.53815
75998 | 10.64 | 0.8 | 365 | 9.6636 | 0.19224 | 9 | 0.85588
76000 | 4.62 | 0.8 | 365 | 4.1961 | 0.67558 | 4 | 0.87163
76009 | 5.13 | 0.8 | 365 | 4.6593 | 0.074832 | 4 | 0.73409
73765 | 10.137 | 0.8 | 365 | 9.2068 | 0.8122 | 10 | 0.018994
76015 | 10.56 | 0.8 | 365 | 9.591 | 0.97275 | 10 | 0.56373
76018 | 4.68 | 0.8 | 365 | 4.2505 | 0.8402 | 5 | 0.090746
76020 | 12.15 | 0.8 | 365 | 11.0351 | 0.33513 | 11 | 0.37021
76030 | 6.25 | 1 | 365 | 7.0956 | 0.43462 | 7 | 0.53022
76033 | 5.7 | 0.8 | 365 | 5.1769 | 0.6387 | 5 | 0.81565
76035 | 7.035 | 0.8 | 365 | 6.3894 | 0.30145 | 6 | 0.6909
76032 | 11.76 | 0.8 | 365 | 10.6809 | 0.26511 | 10 | 0.94598
76042 | 8.96 | 0.8 | 365 | 8.1378 | 0.58294 | 8 | 0.72074
76041 | 3.92 | 0.8 | 365 | 3.5603 | 0.75504 | 4 | 0.31533
76047 | 8.12 | 0.8 | 365 | 7.3749 | 0.27829 | 7 | 0.65317
76049 | 7.28 | 0.8 | 365 | 6.612 | 0.97364 | 7 | 0.5856
76052 | 4.29 | 0.8 | 365 | 3.8963 | 0.77018 | 4 | 0.66652
4611 | 1159.2 | 1 | 365 | 1316.0351 | 0.52277 | 1316 | 0.55789
76055 | 7.56 | 0.8 | 365 | 6.8663 | 0.74186 | 7 | 0.60813
76057 | 6.72 | 0.8 | 365 | 6.1034 | 0.43721 | 6 | 0.54056
76059 | 10.325 | 0.8 | 365 | 9.3775 | 0.328 | 9 | 0.70555
76060 | 5.6 | 0.8 | 365 | 5.0861 | 0.36434 | 5 | 0.45047
76062 | 6.4 | 0.8 | 365 | 5.8127 | 0.55924 | 6 | 0.37196
76063 | 6 | 0.8 | 365 | 5.4494 | 0.46179 | 5 | 0.91121
76065 | 10.56 | 0.8 | 365 | 9.591 | 0.97275 | 10 | 0.56373
76053 | 12.6 | 0.8 | 365 | 11.4438 | 0.56976 | 12 | 0.013547
76068 | 5.76 | 0.8 | 365 | 5.2314 | 0.80332 | 6 | 0.034764
76069 | 24.82 | 0.8 | 365 | 22.5424 | 0.096946 | 22 | 0.63938
76071 | 10.8 | 0.8 | 365 | 9.809 | 0.63123 | 10 | 0.44018
75217 | 23.52 | 0.8 | 365 | 21.3617 | 0.53022 | 21 | 0.89195
76073 | 5.135 | 0.8 | 365 | 4.6638 | 0.08855 | 4 | 0.75235
76075 | 6.4 | 0.8 | 365 | 5.8127 | 0.55924 | 6 | 0.37196
76078 | 9.76 | 0.8 | 365 | 8.8644 | 0.77785 | 9 | 0.64224
76082 | 4.69 | 0.8 | 365 | 4.2596 | 0.86763 | 5 | 0.12726
76084 | 4.16 | 0.8 | 365 | 3.7783 | 0.41351 | 4 | 0.19177
76087 | 7.67 | 0.8 | 365 | 6.9662 | 0.043657 | 7 | 0.0098337
76089 | 2.12 | 0.8 | 365 | 1.9255 | 0.8165 | 2 | 0.74196
76090 | 11.655 | 0.8 | 365 | 10.5855 | 0.97703 | 11 | 0.56253
76086 | 9.45 | 0.8 | 365 | 8.5828 | 0.92732 | 9 | 0.51016
76092 | 7.67 | 0.8 | 365 | 6.9662 | 0.043657 | 7 | 0.0098337
75846 | 6.84 | 0.8 | 365 | 6.2123 | 0.76644 | 6 | 0.97878
75849 | 5.13 | 0.8 | 365 | 4.6593 | 0.074832 | 4 | 0.73409
75854 | 9.69 | 0.8 | 365 | 8.8008 | 0.58579 | 9 | 0.38661
76094 | 6 | 0.8 | 365 | 5.4494 | 0.46179 | 5 | 0.91121
75673 | 2.28 | 0.8 | 365 | 2.0708 | 0.25548 | 2 | 0.32626
76096 | 9.8 | 0.8 | 365 | 8.9007 | 0.88759 | 9 | 0.78831
76103 | 7.32 | 0.8 | 365 | 6.6483 | 0.083386 | 6 | 0.73168
76106 | 12.73 | 0.8 | 365 | 11.5619 | 0.92644 | 12 | 0.48829
35301 | 129.14 | 1 | 365 | 146.6121 | 0.8908 | 147 | 0.50292
76111 | 2.1 | 0.8 | 365 | 1.9073 | 0.76163 | 2 | 0.66892
76113 | 6.72 | 0.8 | 365 | 6.1034 | 0.43721 | 6 | 0.54056
76115 | 8.64 | 0.8 | 365 | 7.8472 | 0.70498 | 8 | 0.55215
76099 | 8.37 | 0.8 | 365 | 7.6019 | 0.9642 | 8 | 0.56614
76117 | 15.435 | 0.8 | 365 | 14.0186 | 0.34796 | 14 | 0.36659
76118 | 5.94 | 0.8 | 365 | 5.3949 | 0.29717 | 5 | 0.6921
76108 | 11.31 | 0.8 | 365 | 10.2722 | 0.030478 | 10 | 0.30264
76119 | 16.64 | 0.8 | 365 | 15.1131 | 0.65404 | 15 | 0.7671
76120 | 12.21 | 0.8 | 365 | 11.0896 | 0.49975 | 11 | 0.58932
76121 | 6.6 | 0.8 | 365 | 5.9944 | 0.10797 | 6 | 0.10233
76127 | 5.8 | 0.8 | 365 | 5.2678 | 0.91307 | 6 | 0.18084
75858 | 5.22 | 0.8 | 365 | 4.741 | 0.32176 | 5 | 0.062755
76128 | 13.2 | 0.8 | 365 | 11.9887 | 0.21594 | 12 | 0.20467
76129 | 7.92 | 0.8 | 365 | 7.1932 | 0.72957 | 7 | 0.9228
76131 | 9.69 | 0.8 | 365 | 8.8008 | 0.58579 | 9 | 0.38661
76135 | 7.695 | 0.8 | 365 | 6.9889 | 0.11225 | 7 | 0.10113
76136 | 11.89 | 0.8 | 365 | 10.7989 | 0.62178 | 11 | 0.42072
74820 | 13.725 | 0.8 | 365 | 12.4656 | 0.65635 | 13 | 0.1219
76142 | 12.18 | 0.8 | 365 | 11.0623 | 0.41744 | 11 | 0.47976
76144 | 11.44 | 0.8 | 365 | 10.3902 | 0.38715 | 10 | 0.77738
76145 | 8.1 | 0.8 | 365 | 7.3567 | 0.22342 | 7 | 0.58014
76146 | 7.25 | 0.8 | 365 | 6.5847 | 0.89133 | 7 | 0.47605
76147 | 7.521 | 0.8 | 365 | 6.8308 | 0.63486 | 7 | 0.46571
76148 | 9.81 | 0.8 | 365 | 8.9098 | 0.91503 | 9 | 0.82483
76149 | 9.66 | 0.8 | 365 | 8.7736 | 0.50349 | 9 | 0.27705
76150 | 8.19 | 0.8 | 365 | 7.4385 | 0.47035 | 7 | 0.90881
76151 | 6.3 | 0.8 | 365 | 5.7219 | 0.28488 | 6 | 0.0067734
76153 | 3.08 | 0.8 | 365 | 2.7974 | 0.45039 | 3 | 0.24776
76154 | 5.8 | 0.8 | 365 | 5.2678 | 0.91307 | 6 | 0.18084
76155 | 10.83 | 0.8 | 365 | 9.8362 | 0.71353 | 10 | 0.54974
65163 | 612 | 0.9 | 365 | 625.321 | 0.99063 | 626 | 0.31167
75963 | 11.97 | 0.8 | 365 | 10.8716 | 0.84128 | 11 | 0.71287
76066 | 8.68 | 0.8 | 365 | 7.8835 | 0.81473 | 8 | 0.69822
75995 | 8.58 | 0.8 | 365 | 7.7927 | 0.54036 | 8 | 0.33303
76081 | 9.24 | 0.8 | 365 | 8.3921 | 0.35116 | 8 | 0.74327
75915 | 5.13 | 0.8 | 365 | 4.6593 | 0.074832 | 4 | 0.73409
16878 | 5998.86 | 0.7 | 365 | 4767.3372 | 0.33123 | 4767 | 0.66846
75973 | 5.36 | 0.8 | 365 | 4.8681 | 0.70587 | 5 | 0.57402
75592 | 9.12 | 0.8 | 365 | 8.2831 | 0.021924 | 8 | 0.30504
36670 | 174 | 0.9 | 365 | 177.7874 | 0.065964 | 177 | 0.85332
75658 | 7.41 | 0.8 | 365 | 6.73 | 0.33031 | 7 | 0.060348
75288 | 5.985 | 0.8 | 365 | 5.4358 | 0.42064 | 5 | 0.85643
75771 | 6.9 | 1 | 365 | 7.8335 | 0.66383 | 8 | 0.49737
75969 | 10.395 | 0.8 | 365 | 9.4411 | 0.52005 | 9 | 0.96118
76156 | 5.04 | 0.8 | 365 | 4.5775 | 0.82791 | 5 | 0.40542
76157 | 8.58 | 0.8 | 365 | 7.7927 | 0.54036 | 8 | 0.33303
76158 | 9.24 | 0.8 | 365 | 8.3921 | 0.35116 | 8 | 0.74327
76159 | 13.407 | 0.8 | 365 | 12.1767 | 0.78387 | 12 | 0.96061
76162 | 2.52 | 0.8 | 365 | 2.2888 | 0.91395 | 3 | 0.20271
76164 | 10.08 | 0.8 | 365 | 9.155 | 0.65581 | 9 | 0.81084
76166 | 3.2 | 0.8 | 365 | 2.9064 | 0.77962 | 3 | 0.68598
76167 | 11.825 | 0.8 | 365 | 10.7399 | 0.44345 | 11 | 0.18335
76168 | 7.02 | 0.8 | 365 | 6.3758 | 0.2603 | 6 | 0.63612
76169 | 4.95 | 0.8 | 365 | 4.4958 | 0.58098 | 5 | 0.076751
76172 | 7.965 | 0.8 | 365 | 7.2341 | 0.85303 | 8 | 0.087135
76177 | 5.76 | 0.8 | 365 | 5.2314 | 0.80332 | 6 | 0.034764
76180 | 5.76 | 0.8 | 365 | 5.2314 | 0.80332 | 6 | 0.034764
76181 | 6.84 | 0.8 | 365 | 6.2123 | 0.76644 | 6 | 0.97878
76184 | 3.42 | 0.8 | 365 | 3.1062 | 0.38322 | 3 | 0.48939
76185 | 4.68 | 0.8 | 365 | 4.2505 | 0.8402 | 5 | 0.090746
76192 | 6.9 | 0.8 | 365 | 6.2668 | 0.93106 | 7 | 0.19789
32462 | 1234.8 | 1 | 365 | 1401.8635 | 0.79599 | 1402 | 0.65949
76194 | 6 | 0.8 | 365 | 5.4494 | 0.46179 | 5 | 0.91121
76195 | 6.3 | 0.8 | 365 | 5.7219 | 0.28488 | 6 | 0.0067734
76196 | 10.73 | 0.8 | 365 | 9.7454 | 0.43917 | 10 | 0.18455
76189 | 3.924 | 0.8 | 365 | 3.5639 | 0.76601 | 4 | 0.32993
76200 | 9.69 | 0.8 | 365 | 8.8008 | 0.58579 | 9 | 0.38661
76201 | 11.4 | 0.8 | 365 | 10.3539 | 0.2774 | 10 | 0.6313
76202 | 13.5 | 0.8 | 365 | 12.2612 | 0.039032 | 12 | 0.30023
76132 | 5.415 | 0.8 | 365 | 4.9181 | 0.85677 | 5 | 0.77487
76203 | 10.791 | 0.8 | 365 | 9.8008 | 0.60653 | 10 | 0.40732
76133 | 9.405 | 0.8 | 365 | 8.542 | 0.80386 | 9 | 0.34583
76134 | 3.135 | 0.8 | 365 | 2.8473 | 0.60129 | 3 | 0.44861
76138 | 9.405 | 0.8 | 365 | 8.542 | 0.80386 | 9 | 0.34583
76139 | 5.7 | 0.8 | 365 | 5.1769 | 0.6387 | 5 | 0.81565
76206 | 8.4 | 0.8 | 365 | 7.6292 | 0.046509 | 7 | 0.6757
76211 | 6.935 | 0.8 | 365 | 6.2986 | 0.027088 | 6 | 0.32571
76215 | 4.29 | 0.8 | 365 | 3.8963 | 0.77018 | 4 | 0.66652
76220 | 8.97 | 0.8 | 365 | 8.1469 | 0.61038 | 8 | 0.75726
75884 | 3.99 | 0.8 | 365 | 3.6239 | 0.94709 | 4 | 0.57096
76186 | 9.52 | 0.8 | 365 | 8.6464 | 0.11938 | 8 | 0.76579
76187 | 14.31 | 0.8 | 365 | 12.9969 | 0.26137 | 13 | 0.25824
76226 | 7.875 | 0.8 | 365 | 7.1524 | 0.6061 | 7 | 0.75847
76229 | 12.21 | 0.8 | 365 | 11.0896 | 0.49975 | 11 | 0.58932
76230 | 11.16 | 0.8 | 365 | 10.1359 | 0.61893 | 10 | 0.75486
76231 | 11.16 | 0.8 | 365 | 10.1359 | 0.61893 | 10 | 0.75486
76232 | 4.02 | 0.8 | 365 | 3.6511 | 0.029401 | 3 | 0.68051
76234 | 10.395 | 0.8 | 365 | 9.4411 | 0.52005 | 9 | 0.96118
76235 | 5.51 | 0.8 | 365 | 5.0044 | 0.11741 | 5 | 0.1218
76224 | 5.46 | 0.8 | 365 | 4.959 | 0.98023 | 5 | 0.9392
75358 | 7.02 | 0.8 | 365 | 6.3758 | 0.2603 | 6 | 0.63612
76240 | 8.4 | 0.8 | 365 | 7.6292 | 0.046509 | 7 | 0.6757
76237 | 7.2 | 0.8 | 365 | 6.5393 | 0.75415 | 7 | 0.29346
76241 | 9 | 0.8 | 365 | 8.1741 | 0.69269 | 8 | 0.86682
76245 | 10.72 | 0.8 | 365 | 9.7363 | 0.41174 | 10 | 0.14803
76246 | 7.68 | 0.8 | 365 | 6.9753 | 0.071094 | 7 | 0.046352
75283 | 11.39 | 0.8 | 365 | 10.3448 | 0.24997 | 10 | 0.59479
76248 | 10.24 | 0.8 | 365 | 9.3003 | 0.094792 | 9 | 0.39514
76249 | 13.44 | 0.8 | 365 | 12.2067 | 0.87441 | 13 | 0.081117
76250 | 9.69 | 0.8 | 365 | 8.8008 | 0.58579 | 9 | 0.38661
76252 | 6.27 | 0.8 | 365 | 5.6946 | 0.20257 | 5 | 0.89722
76255 | 7.8 | 0.8 | 365 | 7.0842 | 0.40033 | 7 | 0.48458
76256 | 4.275 | 0.8 | 365 | 3.8827 | 0.72903 | 4 | 0.61174
75914 | 7.2 | 0.8 | 365 | 6.5393 | 0.75415 | 7 | 0.29346
76258 | 6.6 | 0.8 | 365 | 5.9944 | 0.10797 | 6 | 0.10233
76259 | 6.175 | 0.8 | 365 | 5.6084 | 0.94193 | 6 | 0.55029
76260 | 7.2 | 0.8 | 365 | 6.5393 | 0.75415 | 7 | 0.29346
76262 | 9.38 | 0.8 | 365 | 8.5193 | 0.73527 | 9 | 0.25453
75948 | 10.83 | 0.8 | 365 | 9.8362 | 0.71353 | 10 | 0.54974
75946 | 10.83 | 0.8 | 365 | 9.8362 | 0.71353 | 10 | 0.54974
76271 | 12 | 0.8 | 365 | 10.8988 | 0.92358 | 11 | 0.82243
76273 | 6.84 | 0.8 | 365 | 6.2123 | 0.76644 | 6 | 0.97878
76275 | 4.69 | 0.8 | 365 | 4.2596 | 0.86763 | 5 | 0.12726
76272 | 5.525 | 0.8 | 365 | 5.018 | 0.15857 | 5 | 0.17658
76276 | 24.84 | 0.8 | 365 | 22.5606 | 0.15182 | 22 | 0.71242
76274 | 10.92 | 0.8 | 365 | 9.9179 | 0.96046 | 10 | 0.87841
75978 | 13.395 | 0.8 | 365 | 12.1658 | 0.75095 | 12 | 0.91678
75987 | 6.38 | 0.8 | 365 | 5.7946 | 0.50437 | 6 | 0.29892
75990 | 3.19 | 0.8 | 365 | 2.8973 | 0.75219 | 3 | 0.64946
76280 | 13.325 | 0.8 | 365 | 12.1023 | 0.5589 | 12 | 0.66115
76278 | 9.9 | 0.8 | 365 | 8.9915 | 0.16196 | 9 | 0.1535
75993 | 13.395 | 0.8 | 365 | 12.1658 | 0.75095 | 12 | 0.91678
76282 | 15.36 | 0.8 | 365 | 13.9505 | 0.14219 | 14 | 0.092705
76281 | 4.875 | 0.8 | 365 | 4.4277 | 0.37521 | 4 | 0.80286
76283 | 2.8 | 0.8 | 365 | 2.5431 | 0.68217 | 3 | 0.22523
76285 | 12.2 | 0.8 | 365 | 11.0805 | 0.47231 | 11 | 0.5528
64944 | 48.24 | 0.9 | 365 | 49.29 | 0.89691 | 50 | 0.18692
76286 | 6.3 | 0.8 | 365 | 5.7219 | 0.28488 | 6 | 0.0067734
76289 | 5.7 | 0.8 | 365 | 5.1769 | 0.6387 | 5 | 0.81565
76290 | 3.99 | 0.8 | 365 | 3.6239 | 0.94709 | 4 | 0.57096
76291 | 9.35 | 0.8 | 365 | 8.492 | 0.65296 | 9 | 0.14497
76254 | 103.005 | 0.6 | 365 | 70.1647 | 0.95586 | 71 | 0.12056
76294 | 24.96 | 0.8 | 365 | 22.6696 | 0.48105 | 23 | 0.15065
76295 | 4.425 | 0.8 | 365 | 4.0189 | 0.14057 | 4 | 0.15952
76297 | 5.2 | 0.8 | 365 | 4.7228 | 0.26689 | 4 | 0.98972
76298 | 4.64 | 0.8 | 365 | 4.2142 | 0.73045 | 4 | 0.94467
76299 | 5.12 | 0.8 | 365 | 4.6502 | 0.047396 | 4 | 0.69757
76300 | 8.91 | 0.8 | 365 | 8.0924 | 0.44576 | 8 | 0.53815
76423 | 5.6 | 0.8 | 365 | 5.0861 | 0.36434 | 5 | 0.45047
75339 | 8 | 0.8 | 365 | 7.2659 | 0.94906 | 8 | 0.21495
76301 | 8.58 | 0.8 | 365 | 7.7927 | 0.54036 | 8 | 0.33303
76302 | 13.5 | 0.8 | 365 | 12.2612 | 0.039032 | 12 | 0.30023
76305 | 7.26 | 0.8 | 365 | 6.5938 | 0.91877 | 7 | 0.51257
76306 | 7.92 | 0.8 | 365 | 7.1932 | 0.72957 | 7 | 0.9228
76307 | 11.88 | 0.8 | 365 | 10.7899 | 0.59435 | 11 | 0.3842
76308 | 9.8 | 0.8 | 365 | 8.9007 | 0.88759 | 9 | 0.78831
76309 | 4.48 | 0.8 | 365 | 4.0689 | 0.29147 | 4 | 0.36037
76310 | 6.12 | 0.8 | 365 | 5.5584 | 0.79103 | 6 | 0.34944
76316 | 12.24 | 0.8 | 365 | 11.1168 | 0.58206 | 11 | 0.69887
76266 | 2.9 | 0.8 | 365 | 2.6339 | 0.95653 | 3 | 0.59042
76318 | 13.5 | 0.8 | 365 | 12.2612 | 0.039032 | 12 | 0.30023
76320 | 9.12 | 0.8 | 365 | 8.2831 | 0.021924 | 8 | 0.30504
76330 | 9.49 | 0.8 | 365 | 8.6192 | 0.037068 | 8 | 0.65623
58522 | 275.04 | 0.7 | 365 | 218.5763 | 0.28248 | 218 | 0.85875
76335 | 5.175 | 0.8 | 365 | 4.7001 | 0.1983 | 4 | 0.89842
76336 | 6.4 | 0.8 | 365 | 5.8127 | 0.55924 | 6 | 0.37196
76337 | 8.04 | 0.8 | 365 | 7.3022 | 0.058801 | 7 | 0.36103
76338 | 5.76 | 0.8 | 365 | 5.2314 | 0.80332 | 6 | 0.034764
76340 | 9.9 | 0.8 | 365 | 8.9915 | 0.16196 | 9 | 0.1535
76342 | 3.6 | 0.8 | 365 | 3.2697 | 0.87708 | 4 | 0.14673
76101 | 7.8 | 0.8 | 365 | 7.0842 | 0.40033 | 7 | 0.48458
76326 | 6.09 | 0.8 | 365 | 5.5312 | 0.70872 | 6 | 0.23988
76126 | 3.24 | 0.8 | 365 | 2.9427 | 0.88937 | 3 | 0.83205
76122 | 6.38 | 0.8 | 365 | 5.7946 | 0.50437 | 6 | 0.29892
76114 | 3.78 | 0.8 | 365 | 3.4331 | 0.37093 | 3 | 0.80406
65279 | 2802.96 | 0.7 | 365 | 2227.5325 | 0.0044069 | 2227 | 0.5369
76110 | 12.42 | 0.8 | 365 | 11.2803 | 0.075909 | 11 | 0.35621
76107 | 6.21 | 0.8 | 365 | 5.6402 | 0.037955 | 5 | 0.67811
76105 | 8.55 | 0.8 | 365 | 7.7654 | 0.45805 | 8 | 0.22348
76353 | 7.84 | 0.8 | 365 | 7.1206 | 0.51007 | 7 | 0.63065
76100 | 6.75 | 0.8 | 365 | 6.1306 | 0.51952 | 6 | 0.65011
76098 | 8.12 | 0.8 | 365 | 7.3749 | 0.27829 | 7 | 0.65317
76097 | 20.52 | 0.8 | 365 | 18.637 | 0.29933 | 18 | 0.93635
76314 | 5.1 | 0.8 | 365 | 4.632 | 0.99252 | 5 | 0.62453
76093 | 12.42 | 0.8 | 365 | 11.2803 | 0.075909 | 11 | 0.35621
76091 | 4.93 | 0.8 | 365 | 4.4776 | 0.52611 | 5 | 0.0037132
76277 | 12.3 | 0.8 | 365 | 11.1713 | 0.74667 | 11 | 0.91799
76088 | 12.88 | 0.8 | 365 | 11.6981 | 0.33798 | 12 | 0.03607
76354 | 9.38 | 0.8 | 365 | 8.5193 | 0.73527 | 9 | 0.25453
76319 | 8.7 | 0.8 | 365 | 7.9017 | 0.8696 | 8 | 0.77126
76083 | 3.51 | 0.8 | 365 | 3.1879 | 0.63015 | 3 | 0.81806
76080 | 6.84 | 0.8 | 365 | 6.2123 | 0.76644 | 6 | 0.97878
76076 | 4.2 | 0.8 | 365 | 3.8146 | 0.52325 | 4 | 0.33785
76072 | 5.985 | 0.8 | 365 | 5.4358 | 0.42064 | 5 | 0.85643
76067 | 8.835 | 0.8 | 365 | 8.0243 | 0.23999 | 8 | 0.26426
76355 | 8.64 | 0.8 | 365 | 7.8472 | 0.70498 | 8 | 0.55215
76064 | 4.275 | 0.8 | 365 | 3.8827 | 0.72903 | 4 | 0.61174
76061 | 4.48 | 0.8 | 365 | 4.0689 | 0.29147 | 4 | 0.36037
76056 | 7 | 0.8 | 365 | 6.3577 | 0.20542 | 6 | 0.56308
76054 | 3.92 | 0.8 | 365 | 3.5603 | 0.75504 | 4 | 0.31533
76051 | 7 | 0.8 | 365 | 6.3577 | 0.20542 | 6 | 0.56308
76046 | 6.72 | 0.8 | 365 | 6.1034 | 0.43721 | 6 | 0.54056
76048 | 5.6 | 0.8 | 365 | 5.0861 | 0.36434 | 5 | 0.45047
76040 | 5.32 | 0.8 | 365 | 4.8318 | 0.59612 | 5 | 0.42794
76038 | 11.685 | 0.8 | 365 | 10.6127 | 0.05934 | 10 | 0.67209
76027 | 7 | 0.8 | 365 | 6.3577 | 0.20542 | 6 | 0.56308
76022 | 6.44 | 0.8 | 365 | 5.849 | 0.66899 | 6 | 0.51804
76019 | 9.28 | 0.8 | 365 | 8.4284 | 0.4609 | 8 | 0.88934
76021 | 9.52 | 0.8 | 365 | 8.6464 | 0.11938 | 8 | 0.76579
76014 | 5.6 | 0.8 | 365 | 5.0861 | 0.36434 | 5 | 0.45047
76017 | 10.44 | 0.8 | 365 | 9.482 | 0.64352 | 10 | 0.12551
76315 | 4.56 | 0.8 | 365 | 4.1416 | 0.51096 | 4 | 0.65252
75539 | 4.845 | 1 | 365 | 5.5005 | 0.61612 | 6 | 0.11663
76585 | 9.6 | 0.8 | 365 | 8.7191 | 0.33887 | 9 | 0.05794
76586 | 4.275 | 0.8 | 365 | 3.8827 | 0.72903 | 4 | 0.61174
76589 | 5.76 | 0.8 | 365 | 5.2314 | 0.80332 | 6 | 0.034764
76593 | 9.315 | 0.8 | 365 | 8.4602 | 0.55693 | 9 | 0.017158
76594 | 5.04 | 0.8 | 365 | 4.5775 | 0.82791 | 5 | 0.40542
76595 | 6.72 | 0.8 | 365 | 6.1034 | 0.43721 | 6 | 0.54056
76598 | 7.2 | 0.8 | 365 | 6.5393 | 0.75415 | 7 | 0.29346
76581 | 8.55 | 0.8 | 365 | 7.7654 | 0.45805 | 8 | 0.22348
75986 | 12.825 | 0.8 | 365 | 11.6481 | 0.18708 | 11 | 0.83522
76024 | 5.6 | 0.8 | 365 | 5.0861 | 0.36434 | 5 | 0.45047
67069 | 6.96 | 1 | 365 | 7.9017 | 0.8696 | 8 | 0.77126
76312 | 5.83 | 0.8 | 365 | 5.295 | 0.99537 | 6 | 0.2904
76607 | 5.22 | 0.8 | 365 | 4.741 | 0.32176 | 5 | 0.062755
76608 | 4.24 | 0.8 | 365 | 3.8509 | 0.633 | 4 | 0.48392
76614 | 4.5 | 0.8 | 365 | 4.0871 | 0.34634 | 4 | 0.43341
76617 | 13.2 | 0.8 | 365 | 11.9887 | 0.21594 | 12 | 0.20467
76619 | 6.89 | 1 | 365 | 7.8222 | 0.62953 | 8 | 0.45172
76372 | 3.92 | 0.8 | 365 | 3.5603 | 0.75504 | 4 | 0.31533
76628 | 5.04 | 0.8 | 365 | 4.5775 | 0.82791 | 5 | 0.40542
76629 | 6.3 | 0.8 | 365 | 5.7219 | 0.28488 | 6 | 0.0067734
76632 | 8.19 | 0.8 | 365 | 7.4385 | 0.47035 | 7 | 0.90881
76116 | 4.8 | 0.8 | 365 | 4.3595 | 0.16943 | 4 | 0.52897
76634 | 5.355 | 0.8 | 365 | 4.8636 | 0.69215 | 5 | 0.55576
60595 | 457.38 | 0.8 | 365 | 415.4093 | 0.8824 | 416 | 0.29175
76636 | 5.04 | 0.8 | 365 | 4.5775 | 0.82791 | 5 | 0.40542
76638 | 3.465 | 0.8 | 365 | 3.147 | 0.50668 | 3 | 0.65373
76639 | 8.19 | 0.8 | 365 | 7.4385 | 0.47035 | 7 | 0.90881
76640 | 4.41 | 0.8 | 365 | 4.0053 | 0.099417 | 4 | 0.10474
76642 | 4.41 | 0.8 | 365 | 4.0053 | 0.099417 | 4 | 0.10474
76647 | 2.52 | 0.8 | 365 | 2.2888 | 0.91395 | 3 | 0.20271
76651 | 3.9 | 0.8 | 365 | 3.5421 | 0.70016 | 4 | 0.24229
76652 | 5.4 | 0.8 | 365 | 4.9045 | 0.81561 | 5 | 0.72009
76653 | 8.82 | 0.8 | 365 | 8.0106 | 0.19883 | 8 | 0.20948
76660 | 8.505 | 0.8 | 365 | 7.7246 | 0.33459 | 8 | 0.059144
76661 | 3.3 | 1 | 365 | 3.7465 | 0.31748 | 4 | 0.063959
76671 | 5.775 | 0.8 | 365 | 5.2451 | 0.84447 | 6 | 0.089542
76674 | 3.9 | 0.8 | 365 | 3.5421 | 0.70016 | 4 | 0.24229
76675 | 3.3 | 0.8 | 365 | 2.9972 | 0.053986 | 3 | 0.051167
76676 | 4.5 | 0.8 | 365 | 4.0871 | 0.34634 | 4 | 0.43341
76407 | 7.2 | 0.8 | 365 | 6.5393 | 0.75415 | 7 | 0.29346
76678 | 4.675 | 0.8 | 365 | 4.246 | 0.82648 | 5 | 0.072487
76680 | 9.86 | 0.8 | 365 | 8.9552 | 0.052212 | 9 | 0.0074264
76682 | 9.735 | 0.8 | 365 | 8.8417 | 0.70926 | 9 | 0.55094
76684 | 3.15 | 0.8 | 365 | 2.8609 | 0.64244 | 3 | 0.50339
76403 | 11.7 | 0.8 | 365 | 10.6264 | 0.10049 | 10 | 0.72686
76679 | 10.05 | 0.8 | 365 | 9.1278 | 0.5735 | 9 | 0.70128
76685 | 11.22 | 0.8 | 365 | 10.1904 | 0.78355 | 10 | 0.97397
76686 | 8.41 | 0.8 | 365 | 7.6383 | 0.073945 | 7 | 0.71222
76687 | 12.025 | 0.8 | 365 | 10.9215 | 0.99217 | 11 | 0.91372
76688 | 6.3 | 0.8 | 365 | 5.7219 | 0.28488 | 6 | 0.0067734
76664 | 3.36 | 0.8 | 365 | 3.0517 | 0.2186 | 3 | 0.27028
76689 | 7.7 | 0.8 | 365 | 6.9934 | 0.12597 | 7 | 0.11939
76690 | 4.725 | 0.8 | 365 | 4.2914 | 0.96366 | 5 | 0.25508
76691 | 5.76 | 0.8 | 365 | 5.2314 | 0.80332 | 6 | 0.034764
76692 | 8.96 | 0.8 | 365 | 8.1378 | 0.58294 | 8 | 0.72074
76693 | 6.3 | 0.8 | 365 | 5.7219 | 0.28488 | 6 | 0.0067734
76696 | 5.355 | 0.8 | 365 | 4.8636 | 0.69215 | 5 | 0.55576
76695 | 8.99 | 0.8 | 365 | 8.165 | 0.66525 | 8 | 0.8303
76697 | 7.56 | 0.8 | 365 | 6.8663 | 0.74186 | 7 | 0.60813
76698 | 4.95 | 0.8 | 365 | 4.4958 | 0.58098 | 5 | 0.076751
76699 | 8.7 | 0.8 | 365 | 7.9017 | 0.8696 | 8 | 0.77126
76700 | 12.04 | 0.8 | 365 | 10.9352 | 0.033329 | 10 | 0.9685
76701 | 2.52 | 0.8 | 365 | 2.2888 | 0.91395 | 3 | 0.20271
76703 | 12.18 | 0.8 | 365 | 11.0623 | 0.41744 | 11 | 0.47976
76704 | 5.13 | 0.8 | 365 | 4.6593 | 0.074832 | 4 | 0.73409
76706 | 5.61 | 0.8 | 365 | 5.0952 | 0.39178 | 5 | 0.48698
76702 | 6.555 | 0.8 | 365 | 5.9535 | 0.98451 | 6 | 0.938
76707 | 6.3 | 0.8 | 365 | 5.7219 | 0.28488 | 6 | 0.0067734
76708 | 6.93 | 0.8 | 365 | 6.2941 | 0.01337 | 6 | 0.30745
75374 | 12.95 | 0.8 | 365 | 11.7617 | 0.53003 | 12 | 0.2917
76011 | 4.845 | 0.8 | 365 | 4.4004 | 0.2929 | 4 | 0.6933
76361 | 6.6 | 0.8 | 365 | 5.9944 | 0.10797 | 6 | 0.10233
75563 | 7.98 | 0.8 | 365 | 7.2477 | 0.89418 | 8 | 0.14191
76365 | 6.6 | 0.8 | 365 | 5.9944 | 0.10797 | 6 | 0.10233
76367 | 8.76 | 0.8 | 365 | 7.9562 | 0.034216 | 7 | 0.99037
76369 | 2.61 | 0.8 | 365 | 2.3705 | 0.16088 | 2 | 0.53138
76321 | 31.32 | 0.6 | 365 | 21.3345 | 0.44792 | 21 | 0.7824
76370 | 5.76 | 0.8 | 365 | 5.2314 | 0.80332 | 6 | 0.034764
76374 | 9.81 | 0.8 | 365 | 8.9098 | 0.91503 | 9 | 0.82483
76373 | 8.55 | 0.8 | 365 | 7.7654 | 0.45805 | 8 | 0.22348
76375 | 3.51 | 0.8 | 365 | 3.1879 | 0.63015 | 3 | 0.81806
76377 | 2.34 | 0.8 | 365 | 2.1253 | 0.4201 | 2 | 0.54537
76378 | 10.44 | 0.8 | 365 | 9.482 | 0.64352 | 10 | 0.12551
76376 | 10.98 | 1 | 365 | 12.4656 | 0.65635 | 13 | 0.1219
76379 | 7.83 | 0.8 | 365 | 7.1115 | 0.48264 | 7 | 0.59413
76380 | 7.37 | 0.8 | 365 | 6.6937 | 0.22057 | 6 | 0.91427
76382 | 9.24 | 0.8 | 365 | 8.3921 | 0.35116 | 8 | 0.74327
76383 | 9 | 0.8 | 365 | 8.1741 | 0.69269 | 8 | 0.86682
76386 | 8.76 | 0.8 | 365 | 7.9562 | 0.034216 | 7 | 0.99037
76397 | 10.15 | 0.8 | 365 | 9.2186 | 0.84786 | 10 | 0.066468
76400 | 12.9 | 0.8 | 365 | 11.7163 | 0.39285 | 12 | 0.10911
76401 | 16.32 | 0.8 | 365 | 14.8224 | 0.77607 | 15 | 0.5985
76325 | 4.2 | 0.8 | 365 | 3.8146 | 0.52325 | 4 | 0.33785
76191 | 5.025 | 0.8 | 365 | 4.5639 | 0.78675 | 5 | 0.35064
76417 | 10.2 | 0.8 | 365 | 9.264 | 0.98505 | 10 | 0.24906
75287 | 5.985 | 0.8 | 365 | 5.4358 | 0.42064 | 5 | 0.85643
76421 | 13.4 | 0.8 | 365 | 12.1704 | 0.76467 | 12 | 0.93504
31178 | 1591.92 | 0.8 | 365 | 1445.8403 | 0.64265 | 1446 | 0.48298
76422 | 5.6 | 0.8 | 365 | 5.0861 | 0.36434 | 5 | 0.45047
76424 | 14.52 | 0.8 | 365 | 13.1876 | 0.83754 | 14 | 0.025135
76426 | 6.3 | 0.8 | 365 | 5.7219 | 0.28488 | 6 | 0.0067734
76425 | 7.5 | 0.8 | 365 | 6.8118 | 0.57724 | 7 | 0.38902
76427 | 12.87 | 0.8 | 365 | 11.689 | 0.31054 | 11 | 0.99955
76428 | 11.025 | 0.8 | 365 | 10.0133 | 0.24854 | 10 | 0.26185
76431 | 11.685 | 0.8 | 365 | 10.6127 | 0.05934 | 10 | 0.67209
76433 | 11.76 | 0.8 | 365 | 10.6809 | 0.26511 | 10 | 0.94598
76435 | 13.44 | 0.8 | 365 | 12.2067 | 0.87441 | 13 | 0.081117
76436 | 10.5 | 0.8 | 365 | 9.5365 | 0.80814 | 10 | 0.34462
76438 | 4.8 | 0.8 | 365 | 4.3595 | 0.16943 | 4 | 0.52897
76402 | 4.64 | 0.8 | 365 | 4.2142 | 0.73045 | 4 | 0.94467
76440 | 9.715 | 0.8 | 365 | 8.8235 | 0.65438 | 9 | 0.47791
76385 | 4.48 | 0.8 | 365 | 4.0689 | 0.29147 | 4 | 0.36037
76441 | 7.92 | 0.8 | 365 | 7.1932 | 0.72957 | 7 | 0.9228
76444 | 7.848 | 0.8 | 365 | 7.1278 | 0.53202 | 7 | 0.65987
76446 | 22.1 | 0.8 | 365 | 20.072 | 0.63427 | 20 | 0.7063
76406 | 2.8 | 0.8 | 365 | 2.5431 | 0.68217 | 3 | 0.22523
76381 | 4.76 | 0.8 | 365 | 4.3232 | 0.059688 | 4 | 0.3829
76465 | 5.985 | 0.8 | 365 | 5.4358 | 0.42064 | 5 | 0.85643
76466 | 5.6 | 0.8 | 365 | 5.0861 | 0.36434 | 5 | 0.45047
76467 | 9.92 | 0.8 | 365 | 9.0097 | 0.21683 | 9 | 0.22654
76471 | 6.38 | 0.8 | 365 | 5.7946 | 0.50437 | 6 | 0.29892
75361 | 8.25 | 0.8 | 365 | 7.493 | 0.63496 | 8 | 0.12792
76473 | 6.44 | 0.8 | 365 | 5.849 | 0.66899 | 6 | 0.51804
76474 | 7.8 | 0.8 | 365 | 7.0842 | 0.40033 | 7 | 0.48458
76476 | 8.55 | 0.8 | 365 | 7.7654 | 0.45805 | 8 | 0.22348
76475 | 3.9 | 0.8 | 365 | 3.5421 | 0.70016 | 4 | 0.24229
76479 | 12.375 | 0.8 | 365 | 11.2394 | 0.95245 | 12 | 0.19188
76480 | 7.26 | 0.8 | 365 | 6.5938 | 0.91877 | 7 | 0.51257
76481 | 8.58 | 0.8 | 365 | 7.7927 | 0.54036 | 8 | 0.33303
76482 | 8.76 | 0.8 | 365 | 7.9562 | 0.034216 | 7 | 0.99037
76483 | 8.32 | 0.8 | 365 | 7.5565 | 0.82702 | 8 | 0.38355
76484 | 10.88 | 0.8 | 365 | 9.8816 | 0.85072 | 10 | 0.73233
76488 | 4.95 | 0.8 | 365 | 4.4958 | 0.58098 | 5 | 0.076751
76489 | 7.84 | 0.8 | 365 | 7.1206 | 0.51007 | 7 | 0.63065
76492 | 6.72 | 0.8 | 365 | 6.1034 | 0.43721 | 6 | 0.54056
75416 | 6.555 | 1 | 365 | 7.4419 | 0.48063 | 7 | 0.9225
76493 | 7 | 0.8 | 365 | 6.3577 | 0.20542 | 6 | 0.56308
76494 | 7.28 | 0.8 | 365 | 6.612 | 0.97364 | 7 | 0.5856
76495 | 9.8 | 0.8 | 365 | 8.9007 | 0.88759 | 9 | 0.78831
76496 | 6.6 | 0.8 | 365 | 5.9944 | 0.10797 | 6 | 0.10233
76499 | 14.49 | 0.8 | 365 | 13.1604 | 0.75523 | 13 | 0.91558
76243 | 24.82 | 0.8 | 365 | 22.5424 | 0.096946 | 22 | 0.63938
76503 | 7.2 | 0.8 | 365 | 6.5393 | 0.75415 | 7 | 0.29346
76505 | 10.88 | 0.8 | 365 | 9.8816 | 0.85072 | 10 | 0.73233
76506 | 6.16 | 0.8 | 365 | 5.5947 | 0.90077 | 6 | 0.49551
76508 | 11.2 | 0.8 | 365 | 10.1723 | 0.72868 | 10 | 0.90093
76509 | 3.92 | 0.8 | 365 | 3.5603 | 0.75504 | 4 | 0.31533
76513 | 11.2 | 0.8 | 365 | 10.1723 | 0.72868 | 10 | 0.90093
75661 | 9.86 | 0.8 | 365 | 8.9552 | 0.052212 | 9 | 0.0074264
75410 | 2.8 | 0.8 | 365 | 2.5431 | 0.68217 | 3 | 0.22523
75514 | 3.36 | 0.8 | 365 | 3.0517 | 0.2186 | 3 | 0.27028
75677 | 3.08 | 0.8 | 365 | 2.7974 | 0.45039 | 3 | 0.24776
76525 | 7.26 | 0.8 | 365 | 6.5938 | 0.91877 | 7 | 0.51257
76526 | 11.7 | 0.8 | 365 | 10.6264 | 0.10049 | 10 | 0.72686
76527 | 6.1 | 0.8 | 365 | 5.5402 | 0.73616 | 6 | 0.2764
76528 | 3.705 | 0.8 | 365 | 3.365 | 0.16516 | 3 | 0.53017
76529 | 10.065 | 0.8 | 365 | 9.1414 | 0.61466 | 9 | 0.75606
76530 | 4.76 | 0.8 | 365 | 4.3232 | 0.059688 | 4 | 0.3829
76531 | 6.7 | 0.8 | 365 | 6.0852 | 0.38233 | 6 | 0.46752
76504 | 4.56 | 0.8 | 365 | 4.1416 | 0.51096 | 4 | 0.65252
76204 | 5.31 | 0.8 | 365 | 4.8227 | 0.56869 | 5 | 0.39142
76534 | 8.37 | 0.8 | 365 | 7.6019 | 0.9642 | 8 | 0.56614
76472 | 15.3 | 0.8 | 365 | 13.896 | 0.97757 | 14 | 0.87359
76550 | 2.24 | 0.8 | 365 | 2.0345 | 0.14574 | 2 | 0.18019
76304 | 6.6 | 0.8 | 365 | 5.9944 | 0.10797 | 6 | 0.10233
76430 | 9.9 | 0.8 | 365 | 8.9915 | 0.16196 | 9 | 0.1535
76562 | 6.67 | 0.8 | 365 | 6.0579 | 0.30003 | 6 | 0.35796
76350 | 5.6 | 0.8 | 365 | 5.0861 | 0.36434 | 5 | 0.45047
76567 | 7.04 | 0.8 | 365 | 6.394 | 0.31517 | 6 | 0.70916
76568 | 6.7 | 0.8 | 365 | 6.0852 | 0.38233 | 6 | 0.46752
76571 | 5.76 | 0.8 | 365 | 5.2314 | 0.80332 | 6 | 0.034764
76556 | 5.6 | 0.8 | 365 | 5.0861 | 0.36434 | 5 | 0.45047
76573 | 4.8 | 0.8 | 365 | 4.3595 | 0.16943 | 4 | 0.52897
76574 | 7.68 | 0.8 | 365 | 6.9753 | 0.071094 | 7 | 0.046352
76575 | 9.52 | 0.8 | 365 | 8.6464 | 0.11938 | 8 | 0.76579
76577 | 4.275 | 0.8 | 365 | 3.8827 | 0.72903 | 4 | 0.61174
76580 | 14.4 | 0.8 | 365 | 13.0786 | 0.5083 | 13 | 0.58691
76371 | 4.56 | 0.8 | 365 | 4.1416 | 0.51096 | 4 | 0.65252
75860 | 12.025 | 0.8 | 365 | 10.9215 | 0.99217 | 11 | 0.91372
76559 | 11.7 | 0.8 | 365 | 10.6264 | 0.10049 | 10 | 0.72686
76253 | 3.6 | 0.8 | 365 | 3.2697 | 0.87708 | 4 | 0.14673
76257 | 8.4 | 0.8 | 365 | 7.6292 | 0.046509 | 7 | 0.6757
76582 | 9.975 | 0.8 | 365 | 9.0597 | 0.36773 | 9 | 0.42739
75988 | 7.5 | 0.8 | 365 | 6.8118 | 0.57724 | 7 | 0.38902
76583 | 9.28 | 0.8 | 365 | 8.4284 | 0.4609 | 8 | 0.88934
76584 | 12.98 | 0.8 | 365 | 11.7889 | 0.61234 | 12 | 0.40126
76171 | 3.6 | 0.8 | 365 | 3.2697 | 0.87708 | 4 | 0.14673
76179 | 6.27 | 0.8 | 365 | 5.6946 | 0.20257 | 5 | 0.89722
76210 | 9.38 | 0.8 | 365 | 8.5193 | 0.73527 | 9 | 0.25453
76216 | 12 | 0.8 | 365 | 10.8988 | 0.92358 | 11 | 0.82243
76217 | 10.8 | 0.8 | 365 | 9.809 | 0.63123 | 10 | 0.44018
76218 | 14.4 | 0.8 | 365 | 13.0786 | 0.5083 | 13 | 0.58691
76222 | 9.6 | 0.8 | 365 | 8.7191 | 0.33887 | 9 | 0.05794
75911 | 6.38 | 0.8 | 365 | 5.7946 | 0.50437 | 6 | 0.29892
76239 | 12.88 | 0.8 | 365 | 11.6981 | 0.33798 | 12 | 0.03607
76244 | 5.61 | 0.8 | 365 | 5.0952 | 0.39178 | 5 | 0.48698
76247 | 9.92 | 0.8 | 365 | 9.0097 | 0.21683 | 9 | 0.22654
76251 | 11.52 | 0.8 | 365 | 10.4629 | 0.60664 | 11 | 0.069529
75992 | 13.395 | 0.8 | 365 | 12.1658 | 0.75095 | 12 | 0.91678
76339 | 9.9 | 0.8 | 365 | 8.9915 | 0.16196 | 9 | 0.1535
76341 | 13.8 | 0.8 | 365 | 12.5337 | 0.86212 | 13 | 0.39579
76112 | 7.84 | 0.8 | 365 | 7.1206 | 0.51007 | 7 | 0.63065
76085 | 4.76 | 0.8 | 365 | 4.3232 | 0.059688 | 4 | 0.3829
76070 | 9.99 | 0.8 | 365 | 9.0733 | 0.40888 | 9 | 0.48217
76043 | 6.16 | 0.8 | 365 | 5.5947 | 0.90077 | 6 | 0.49551
76026 | 9.975 | 0.8 | 365 | 9.0597 | 0.36773 | 9 | 0.42739
76008 | 4.93 | 0.8 | 365 | 4.4776 | 0.52611 | 5 | 0.0037132
75842 | 2.12 | 0.8 | 365 | 1.9255 | 0.8165 | 2 | 0.74196
76363 | 7.7 | 0.8 | 365 | 6.9934 | 0.12597 | 7 | 0.11939
76398 | 4.48 | 0.8 | 365 | 4.0689 | 0.29147 | 4 | 0.36037
76429 | 4.62 | 0.8 | 365 | 4.1961 | 0.67558 | 4 | 0.87163
76434 | 4.2 | 0.8 | 365 | 3.8146 | 0.52325 | 4 | 0.33785
76437 | 9.9 | 0.8 | 365 | 8.9915 | 0.16196 | 9 | 0.1535
76445 | 11.2 | 0.8 | 365 | 10.1723 | 0.72868 | 10 | 0.90093
76578 | 4.725 | 0.8 | 365 | 4.2914 | 0.96366 | 5 | 0.25508
76596 | 7.56 | 0.8 | 365 | 6.8663 | 0.74186 | 7 | 0.60813
76609 | 8.55 | 0.8 | 365 | 7.7654 | 0.45805 | 8 | 0.22348
76621 | 9.57 | 0.8 | 365 | 8.6918 | 0.25656 | 8 | 0.94838
76705 | 10.89 | 0.8 | 365 | 9.8907 | 0.87815 | 10 | 0.76885
51476 | 1411.2 | 1 | 365 | 1602.1297 | 0.76685 | 1602 | 0.89656
49973 | 1209.6 | 1 | 365 | 1373.254 | 0.37158 | 1373 | 0.62563
76592 | 5.025 | 0.8 | 365 | 4.5639 | 0.78675 | 5 | 0.35064
76709 | 6.09 | 0.8 | 365 | 5.5312 | 0.70872 | 6 | 0.23988
76710 | 4.93 | 0.8 | 365 | 4.4776 | 0.52611 | 5 | 0.0037132
35190 | 37.52 | 0.8 | 365 | 34.077 | 0.94107 | 35 | 0.018117
60602 | 577.5 | 1 | 365 | 655.6334 | 0.55935 | 656 | 0.19279
76712 | 5.04 | 0.8 | 365 | 4.5775 | 0.82791 | 5 | 0.40542
76713 | 5.985 | 0.8 | 365 | 5.4358 | 0.42064 | 5 | 0.85643
76715 | 3.15 | 0.8 | 365 | 2.8609 | 0.64244 | 3 | 0.50339
76714 | 8.1 | 0.8 | 365 | 7.3567 | 0.22342 | 7 | 0.58014
76716 | 4.41 | 0.8 | 365 | 4.0053 | 0.099417 | 4 | 0.10474
76548 | 4.93 | 0.8 | 365 | 4.4776 | 0.52611 | 5 | 0.0037132
76143 | 7.2 | 0.8 | 365 | 6.5393 | 0.75415 | 7 | 0.29346
76718 | 3.78 | 0.8 | 365 | 3.4331 | 0.37093 | 3 | 0.80406
76720 | 4.095 | 0.8 | 365 | 3.7192 | 0.23517 | 3 | 0.9544
76722 | 4.725 | 0.8 | 365 | 4.2914 | 0.96366 | 5 | 0.25508
76721 | 7.68 | 0.8 | 365 | 6.9753 | 0.071094 | 7 | 0.046352
76724 | 5.355 | 0.8 | 365 | 4.8636 | 0.69215 | 5 | 0.55576
76723 | 9.66 | 0.8 | 365 | 8.7736 | 0.50349 | 9 | 0.27705
76725 | 8.1 | 0.8 | 365 | 7.3567 | 0.22342 | 7 | 0.58014
76726 | 14.19 | 0.8 | 365 | 12.8879 | 0.93214 | 13 | 0.82002
76728 | 8.91 | 0.8 | 365 | 8.0924 | 0.44576 | 8 | 0.53815
76730 | 8.99 | 0.8 | 365 | 8.165 | 0.66525 | 8 | 0.8303
76735 | 7.245 | 0.8 | 365 | 6.5802 | 0.87761 | 7 | 0.45779
76736 | 7.56 | 0.8 | 365 | 6.8663 | 0.74186 | 7 | 0.60813
76737 | 3.78 | 0.8 | 365 | 3.4331 | 0.37093 | 3 | 0.80406
76738 | 5.67 | 0.8 | 365 | 5.1497 | 0.55639 | 5 | 0.7061
76739 | 5.985 | 0.8 | 365 | 5.4358 | 0.42064 | 5 | 0.85643
76742 | 8.4 | 0.8 | 365 | 7.6292 | 0.046509 | 7 | 0.6757
76743 | 10.5 | 0.8 | 365 | 9.5365 | 0.80814 | 10 | 0.34462
76745 | 9.8 | 0.8 | 365 | 8.9007 | 0.88759 | 9 | 0.78831
76520 | 2.4 | 0.8 | 365 | 2.1798 | 0.58472 | 2 | 0.76449
76746 | 7.84 | 0.8 | 365 | 7.1206 | 0.51007 | 7 | 0.63065
76748 | 6.9 | 0.8 | 365 | 6.2668 | 0.93106 | 7 | 0.19789
76750 | 7.28 | 0.8 | 365 | 6.612 | 0.97364 | 7 | 0.5856
76753 | 6.27 | 0.8 | 365 | 5.6946 | 0.20257 | 5 | 0.89722
64547 | 87 | 0.7 | 365 | 69.1395 | 0.85899 | 69 | 0.99851
76777 | 3.465 | 0.8 | 365 | 3.147 | 0.50668 | 3 | 0.65373
76778 | 6.67 | 0.8 | 365 | 6.0579 | 0.30003 | 6 | 0.35796
76782 | 6.93 | 0.8 | 365 | 6.2941 | 0.01337 | 6 | 0.30745
76784 | 5.67 | 0.8 | 365 | 5.1497 | 0.55639 | 5 | 0.7061
76786 | 11.655 | 0.8 | 365 | 10.5855 | 0.97703 | 11 | 0.56253
76791 | 10.08 | 0.8 | 365 | 9.155 | 0.65581 | 9 | 0.81084
76792 | 6.3 | 0.8 | 365 | 5.7219 | 0.28488 | 6 | 0.0067734
76793 | 13.23 | 0.8 | 365 | 12.016 | 0.29825 | 12 | 0.31422
76795 | 3.15 | 0.8 | 365 | 2.8609 | 0.64244 | 3 | 0.50339
76796 | 8.68 | 0.8 | 365 | 7.8835 | 0.81473 | 8 | 0.69822
76797 | 7.245 | 0.8 | 365 | 6.5802 | 0.87761 | 7 | 0.45779
76799 | 11.655 | 0.8 | 365 | 10.5855 | 0.97703 | 11 | 0.56253
76803 | 4.725 | 0.8 | 365 | 4.2914 | 0.96366 | 5 | 0.25508
76773 | 4.76 | 0.8 | 365 | 4.3232 | 0.059688 | 4 | 0.3829
76804 | 8.12 | 0.8 | 365 | 7.3749 | 0.27829 | 7 | 0.65317
76798 | 5.61 | 0.8 | 365 | 5.0952 | 0.39178 | 5 | 0.48698
76137 | 5.985 | 0.8 | 365 | 5.4358 | 0.42064 | 5 | 0.85643
76805 | 7.875 | 0.8 | 365 | 7.1524 | 0.6061 | 7 | 0.75847
76806 | 10.56 | 0.8 | 365 | 9.591 | 0.97275 | 10 | 0.56373
76809 | 10.64 | 0.8 | 365 | 9.6636 | 0.19224 | 9 | 0.85588
76810 | 9.45 | 1 | 365 | 10.7285 | 0.40915 | 11 | 0.1377
76812 | 3.15 | 1 | 365 | 3.5762 | 0.80305 | 4 | 0.37923
76813 | 2.8 | 0.8 | 365 | 2.5431 | 0.68217 | 3 | 0.22523
76814 | 9 | 0.8 | 365 | 8.1741 | 0.69269 | 8 | 0.86682
76817 | 5.4 | 0.8 | 365 | 4.9045 | 0.81561 | 5 | 0.72009
76820 | 4.68 | 0.8 | 365 | 4.2505 | 0.8402 | 5 | 0.090746
76824 | 5.8 | 0.8 | 365 | 5.2678 | 0.91307 | 6 | 0.18084
76827 | 13.2 | 0.8 | 365 | 11.9887 | 0.21594 | 12 | 0.20467
76825 | 2.52 | 0.8 | 365 | 2.2888 | 0.91395 | 3 | 0.20271
76826 | 12.045 | 0.8 | 365 | 10.9397 | 0.047047 | 10 | 0.98676
76828 | 3.78 | 0.8 | 365 | 3.4331 | 0.37093 | 3 | 0.80406
76829 | 3.36 | 0.8 | 365 | 3.0517 | 0.2186 | 3 | 0.27028
76830 | 6.72 | 0.8 | 365 | 6.1034 | 0.43721 | 6 | 0.54056
76831 | 8.28 | 0.8 | 365 | 7.5202 | 0.71727 | 8 | 0.23747
76832 | 5.6 | 0.8 | 365 | 5.0861 | 0.36434 | 5 | 0.45047
10856 | 641.52 | 0.65 | 365 | 473.4048 | 0.077026 | 473 | 0.48183
75869 | 3.2 | 0.8 | 365 | 2.9064 | 0.77962 | 3 | 0.68598
76834 | 9 | 0.8 | 365 | 8.1741 | 0.69269 | 8 | 0.86682
76836 | 8.58 | 0.8 | 365 | 7.7927 | 0.54036 | 8 | 0.33303
76837 | 5.94 | 0.8 | 365 | 5.3949 | 0.29717 | 5 | 0.6921
76838 | 9.57 | 0.8 | 365 | 8.6918 | 0.25656 | 8 | 0.94838
76839 | 6.72 | 0.8 | 365 | 6.1034 | 0.43721 | 6 | 0.54056
76841 | 7.2 | 0.8 | 365 | 6.5393 | 0.75415 | 7 | 0.29346
76842 | 8.4 | 0.8 | 365 | 7.6292 | 0.046509 | 7 | 0.6757
76844 | 11.97 | 0.8 | 365 | 10.8716 | 0.84128 | 11 | 0.71287
76579 | 5.4 | 0.8 | 365 | 4.9045 | 0.81561 | 5 | 0.72009
76566 | 5.7 | 0.8 | 365 | 5.1769 | 0.6387 | 5 | 0.81565
76846 | 6.615 | 0.8 | 365 | 6.008 | 0.14913 | 6 | 0.15711
76847 | 12.285 | 0.8 | 365 | 11.1577 | 0.70552 | 11 | 0.86321
52445 | 1033.2 | 1 | 365 | 1172.9878 | 0.40073 | 1173 | 0.38856
76848 | 4.725 | 0.8 | 365 | 4.2914 | 0.96366 | 5 | 0.25508
76849 | 11.97 | 0.8 | 365 | 10.8716 | 0.84128 | 11 | 0.71287
76850 | 3.77 | 0.8 | 365 | 3.4241 | 0.34349 | 3 | 0.76755
76851 | 12.285 | 0.8 | 365 | 11.1577 | 0.70552 | 11 | 0.86321
76853 | 5.04 | 0.8 | 365 | 4.5775 | 0.82791 | 5 | 0.40542
76822 | 4.2 | 0.8 | 365 | 3.8146 | 0.52325 | 4 | 0.33785
76790 | 13 | 0.8 | 365 | 11.8071 | 0.66722 | 12 | 0.47429
76815 | 6.5 | 0.8 | 365 | 5.9035 | 0.83361 | 6 | 0.73715
76808 | 5.1 | 0.8 | 365 | 4.632 | 0.99252 | 5 | 0.62453
76854 | 8.7 | 0.8 | 365 | 7.9017 | 0.8696 | 8 | 0.77126
76855 | 8.12 | 0.8 | 365 | 7.3749 | 0.27829 | 7 | 0.65317
76650 | 12.3 | 0.8 | 365 | 11.1713 | 0.74667 | 11 | 0.91799
76491 | 5.4 | 0.8 | 365 | 4.9045 | 0.81561 | 5 | 0.72009
76645 | 5.1 | 0.8 | 365 | 4.632 | 0.99252 | 5 | 0.62453
76659 | 6.5 | 0.8 | 365 | 5.9035 | 0.83361 | 6 | 0.73715
76669 | 3.9 | 0.8 | 365 | 3.5421 | 0.70016 | 4 | 0.24229
76633 | 10.4 | 0.8 | 365 | 9.4457 | 0.53377 | 9 | 0.97944
76779 | 3.64 | 0.8 | 365 | 3.306 | 0.98682 | 4 | 0.2928
76486 | 5.85 | 0.8 | 365 | 5.3132 | 0.050247 | 5 | 0.36343
76485 | 12.9 | 0.8 | 365 | 11.7163 | 0.39285 | 12 | 0.10911
76487 | 10.8 | 0.8 | 365 | 9.809 | 0.63123 | 10 | 0.44018
76470 | 1.8 | 0.8 | 365 | 1.6348 | 0.93854 | 2 | 0.57336
76858 | 11.725 | 0.8 | 365 | 10.6491 | 0.16909 | 10 | 0.81816
76859 | 4.68 | 0.8 | 365 | 4.2505 | 0.8402 | 5 | 0.090746
76861 | 1.962 | 0.8 | 365 | 1.782 | 0.38301 | 2 | 0.16497
76857 | 3.64 | 0.8 | 365 | 3.306 | 0.98682 | 4 | 0.2928
76862 | 6.27 | 0.8 | 365 | 5.6946 | 0.20257 | 5 | 0.89722
76845 | 13.23 | 0.8 | 365 | 12.016 | 0.29825 | 12 | 0.31422
76863 | 5.232 | 0.8 | 365 | 4.7519 | 0.35468 | 5 | 0.10658
76864 | 7.68 | 0.8 | 365 | 6.9753 | 0.071094 | 7 | 0.046352
76865 | 7.8 | 1 | 365 | 8.8553 | 0.75041 | 9 | 0.60572
76866 | 10.71 | 1 | 365 | 12.159 | 0.73037 | 12 | 0.88939
76868 | 6.93 | 0.8 | 365 | 6.2941 | 0.01337 | 6 | 0.30745
76279 | 6.5 | 0.8 | 365 | 5.9035 | 0.83361 | 6 | 0.73715
76869 | 10.08 | 0.8 | 365 | 9.155 | 0.65581 | 9 | 0.81084
76870 | 4.725 | 0.8 | 365 | 4.2914 | 0.96366 | 5 | 0.25508
76871 | 6.615 | 1 | 365 | 7.51 | 0.68641 | 8 | 0.19639
76874 | 7.56 | 0.8 | 365 | 6.8663 | 0.74186 | 7 | 0.60813
76856 | 3.77 | 0.8 | 365 | 3.4241 | 0.34349 | 3 | 0.76755
76875 | 5.51 | 0.8 | 365 | 5.0044 | 0.11741 | 5 | 0.1218
76878 | 4.35 | 0.8 | 365 | 3.9508 | 0.9348 | 4 | 0.88563
76879 | 4.35 | 0.8 | 365 | 3.9508 | 0.9348 | 4 | 0.88563
76881 | 7.25 | 0.8 | 365 | 6.5847 | 0.89133 | 7 | 0.47605
76880 | 13 | 0.8 | 365 | 11.8071 | 0.66722 | 12 | 0.47429
76074 | 7.98 | 0.8 | 365 | 7.2477 | 0.89418 | 8 | 0.14191
76882 | 6.405 | 0.8 | 365 | 5.8173 | 0.57296 | 6 | 0.39022
76883 | 5.7 | 0.8 | 365 | 5.1769 | 0.6387 | 5 | 0.81565
76884 | 4.35 | 0.8 | 365 | 3.9508 | 0.9348 | 4 | 0.88563
76885 | 2.32 | 0.8 | 365 | 2.1071 | 0.36523 | 2 | 0.47234
76886 | 5.51 | 0.8 | 365 | 5.0044 | 0.11741 | 5 | 0.1218
76887 | 3.77 | 0.8 | 365 | 3.4241 | 0.34349 | 3 | 0.76755
76888 | 4.06 | 0.8 | 365 | 3.6874 | 0.13915 | 3 | 0.82659
76889 | 4.06 | 0.8 | 365 | 3.6874 | 0.13915 | 3 | 0.82659
76890 | 9.57 | 0.8 | 365 | 8.6918 | 0.25656 | 8 | 0.94838
76892 | 4.35 | 0.8 | 365 | 3.9508 | 0.9348 | 4 | 0.88563
76893 | 2.61 | 0.8 | 365 | 2.3705 | 0.16088 | 2 | 0.53138
76894 | 8.7 | 1 | 365 | 9.8771 | 0.837 | 10 | 0.71407
76719 | 6.9 | 0.8 | 365 | 6.2668 | 0.93106 | 7 | 0.19789
76740 | 9.81 | 0.8 | 365 | 8.9098 | 0.91503 | 9 | 0.82483
76351 | 495.465 | 0.6 | 365 | 337.4997 | 0.53022 | 338 | 0.029881
76785 | 3.78 | 0.8 | 365 | 3.4331 | 0.37093 | 3 | 0.80406
76802 | 4.02 | 0.8 | 365 | 3.6511 | 0.029401 | 3 | 0.68051
76772 | 7.92 | 0.8 | 365 | 7.1932 | 0.72957 | 7 | 0.9228
76611 | 10.865 | 0.8 | 365 | 9.868 | 0.80956 | 10 | 0.67755
76413 | 10.2 | 0.8 | 365 | 9.264 | 0.98505 | 10 | 0.24906
76895 | 6.12 | 0.8 | 365 | 5.5584 | 0.79103 | 6 | 0.34944
76896 | 3.77 | 0.8 | 365 | 3.4241 | 0.34349 | 3 | 0.76755
76897 | 11.4 | 0.8 | 365 | 10.3539 | 0.2774 | 10 | 0.6313
76898 | 4.06 | 0.8 | 365 | 3.6874 | 0.13915 | 3 | 0.82659
76900 | 5.51 | 0.8 | 365 | 5.0044 | 0.11741 | 5 | 0.1218
76899 | 5.985 | 0.8 | 365 | 5.4358 | 0.42064 | 5 | 0.85643
76901 | 3.48 | 0.8 | 365 | 3.1607 | 0.54784 | 3 | 0.7085
76902 | 9.075 | 0.8 | 365 | 8.2422 | 0.89846 | 9 | 0.14071
76903 | 4.64 | 0.8 | 365 | 4.2142 | 0.73045 | 4 | 0.94467
76904 | 7.04 | 0.8 | 365 | 6.394 | 0.31517 | 6 | 0.70916
76905 | 2.9 | 0.8 | 365 | 2.6339 | 0.95653 | 3 | 0.59042
76906 | 10.2 | 0.8 | 365 | 9.264 | 0.98505 | 10 | 0.24906
76907 | 7.14 | 0.8 | 365 | 6.4848 | 0.58953 | 7 | 0.074343
76908 | 2.28 | 0.8 | 365 | 2.0708 | 0.25548 | 2 | 0.32626
76910 | 11.31 | 0.8 | 365 | 10.2722 | 0.030478 | 10 | 0.30264
76911 | 10.56 | 0.8 | 365 | 9.591 | 0.97275 | 10 | 0.56373
73224 | 4.93 | 0.8 | 365 | 4.4776 | 0.52611 | 5 | 0.0037132
76199 | 11.1 | 0.8 | 365 | 10.0814 | 0.45432 | 10 | 0.53574
76214 | 9.92 | 0.8 | 365 | 9.0097 | 0.21683 | 9 | 0.22654
76221 | 7.37 | 0.8 | 365 | 6.6937 | 0.22057 | 6 | 0.91427
76741 | 8.505 | 0.8 | 365 | 7.7246 | 0.33459 | 8 | 0.059144
76744 | 10.385 | 0.8 | 365 | 9.432 | 0.49262 | 9 | 0.92466
76747 | 13.44 | 0.8 | 365 | 12.2067 | 0.87441 | 13 | 0.081117
76599 | 13.16 | 0.8 | 365 | 11.9524 | 0.1062 | 12 | 0.058593
76780 | 6.4 | 0.8 | 365 | 5.8127 | 0.55924 | 6 | 0.37196
76711 | 7.8 | 0.8 | 365 | 7.0842 | 0.40033 | 7 | 0.48458
76920 | 12.06 | 0.8 | 365 | 10.9533 | 0.088202 | 11 | 0.041538
76731 | 8.1 | 0.8 | 365 | 7.3567 | 0.22342 | 7 | 0.58014
76732 | 9.715 | 0.8 | 365 | 8.8235 | 0.65438 | 9 | 0.47791
76751 | 16.35 | 0.8 | 365 | 14.8497 | 0.85838 | 15 | 0.70805
76754 | 9.81 | 0.8 | 365 | 8.9098 | 0.91503 | 9 | 0.82483
76919 | 4.2 | 0.8 | 365 | 3.8146 | 0.52325 | 4 | 0.33785
76923 | 3.64 | 0.8 | 365 | 3.306 | 0.98682 | 4 | 0.2928
76079 | 13.12 | 0.8 | 365 | 11.9161 | 0.99645 | 12 | 0.91252
76756 | 10.137 | 0.8 | 365 | 9.2068 | 0.8122 | 10 | 0.018994
76929 | 9.49 | 0.8 | 365 | 8.6192 | 0.037068 | 8 | 0.65623
76930 | 4.8 | 0.8 | 365 | 4.3595 | 0.16943 | 4 | 0.52897
76727 | 11.1 | 0.8 | 365 | 10.0814 | 0.45432 | 10 | 0.53574
76546 | 7.04 | 0.8 | 365 | 6.394 | 0.31517 | 6 | 0.70916
73984 | 4.16 | 0.8 | 365 | 3.7783 | 0.41351 | 4 | 0.19177
76757 | 13.455 | 0.8 | 365 | 12.2203 | 0.91557 | 13 | 0.13589
76934 | 5.76 | 0.8 | 365 | 5.2314 | 0.80332 | 6 | 0.034764
76935 | 8.4 | 0.8 | 365 | 7.6292 | 0.046509 | 7 | 0.6757
76936 | 10.35 | 0.8 | 365 | 9.4003 | 0.39659 | 9 | 0.79684
76937 | 5.85 | 0.8 | 365 | 5.3132 | 0.050247 | 5 | 0.36343
76938 | 5.1 | 0.8 | 365 | 4.632 | 0.99252 | 5 | 0.62453
76939 | 12.16 | 0.8 | 365 | 11.0442 | 0.36257 | 11 | 0.40672
76940 | 4.95 | 0.8 | 365 | 4.4958 | 0.58098 | 5 | 0.076751
76941 | 8.32 | 0.8 | 365 | 7.5565 | 0.82702 | 8 | 0.38355
76942 | 7.8 | 0.8 | 365 | 7.0842 | 0.40033 | 7 | 0.48458
76944 | 8.525 | 0.8 | 365 | 7.7427 | 0.38946 | 8 | 0.13218
76946 | 3.105 | 0.8 | 365 | 2.8201 | 0.51898 | 3 | 0.33905
76947 | 7.26 | 0.8 | 365 | 6.5938 | 0.91877 | 7 | 0.51257
76948 | 10.23 | 0.8 | 365 | 9.2913 | 0.067355 | 9 | 0.35862
76949 | 9.24 | 0.8 | 365 | 8.3921 | 0.35116 | 8 | 0.74327
76950 | 3.3 | 0.8 | 365 | 2.9972 | 0.053986 | 3 | 0.051167
76951 | 6.67 | 0.8 | 365 | 6.0579 | 0.30003 | 6 | 0.35796
76952 | 8 | 0.8 | 365 | 7.2659 | 0.94906 | 8 | 0.21495
76953 | 5.94 | 0.8 | 365 | 5.3949 | 0.29717 | 5 | 0.6921
76954 | 15.105 | 0.8 | 365 | 13.7189 | 0.44256 | 14 | 0.16148
76956 | 6.9 | 0.8 | 365 | 6.2668 | 0.93106 | 7 | 0.19789
76958 | 3 | 0.8 | 365 | 2.7247 | 0.2309 | 2 | 0.95561
74010 | 61.38 | 0.6 | 365 | 41.8107 | 0.3031 | 42 | 0.11378
50396 | 1388.52 | 1 | 365 | 1576.3812 | 0.98488 | 1577 | 0.36608
76960 | 5.36 | 0.8 | 365 | 4.8681 | 0.70587 | 5 | 0.57402
76962 | 12.6 | 0.8 | 365 | 11.4438 | 0.56976 | 12 | 0.013547
76360 | 6 | 0.8 | 365 | 5.4494 | 0.46179 | 5 | 0.91121
76348 | 6.5 | 0.8 | 365 | 5.9035 | 0.83361 | 6 | 0.73715
76448 | 5.67 | 0.8 | 365 | 5.1497 | 0.55639 | 5 | 0.7061
76975 | 5.8 | 0.8 | 365 | 5.2678 | 0.91307 | 6 | 0.18084
76976 | 8.12 | 0.8 | 365 | 7.3749 | 0.27829 | 7 | 0.65317
76977 | 7.25 | 0.8 | 365 | 6.5847 | 0.89133 | 7 | 0.47605
76978 | 4.06 | 0.8 | 365 | 3.6874 | 0.13915 | 3 | 0.82659
76979 | 2.28 | 0.8 | 365 | 2.0708 | 0.25548 | 2 | 0.32626
76980 | 2.9 | 0.8 | 365 | 2.6339 | 0.95653 | 3 | 0.59042
76982 | 5.67 | 0.8 | 365 | 5.1497 | 0.55639 | 5 | 0.7061
76983 | 4.35 | 0.8 | 365 | 3.9508 | 0.9348 | 4 | 0.88563
76984 | 2.32 | 0.8 | 365 | 2.1071 | 0.36523 | 2 | 0.47234
76985 | 3.19 | 0.8 | 365 | 2.8973 | 0.75219 | 3 | 0.64946
76986 | 6.67 | 0.8 | 365 | 6.0579 | 0.30003 | 6 | 0.35796
76987 | 10.15 | 0.8 | 365 | 9.2186 | 0.84786 | 10 | 0.066468
76102 | 5.7 | 0.8 | 365 | 5.1769 | 0.6387 | 5 | 0.81565
76183 | 10.26 | 0.8 | 365 | 9.3185 | 0.14966 | 9 | 0.46817
76140 | 8.68 | 0.8 | 365 | 7.8835 | 0.81473 | 8 | 0.69822
76990 | 8.91 | 0.8 | 365 | 8.0924 | 0.44576 | 8 | 0.53815
76992 | 7.65 | 0.8 | 365 | 6.948 | 0.98878 | 7 | 0.9368
74816 | 9.28 | 0.8 | 365 | 8.4284 | 0.4609 | 8 | 0.88934
73656 | 5.67 | 0.8 | 365 | 5.1497 | 0.55639 | 5 | 0.7061
73888 | 8.1 | 0.8 | 365 | 7.3567 | 0.22342 | 7 | 0.58014
76993 | 10.545 | 0.8 | 365 | 9.5774 | 0.9316 | 10 | 0.50896
76994 | 6.67 | 0.8 | 365 | 6.0579 | 0.30003 | 6 | 0.35796
76995 | 2.61 | 0.8 | 365 | 2.3705 | 0.16088 | 2 | 0.53138
76542 | 13.5 | 0.8 | 365 | 12.2612 | 0.039032 | 12 | 0.30023
64862 | 2039.8 | 0.7 | 365 | 1621.0437 | 0.90298 | 1621 | 0.94673
76996 | 4.93 | 0.8 | 365 | 4.4776 | 0.52611 | 5 | 0.0037132
76997 | 4.93 | 0.8 | 365 | 4.4776 | 0.52611 | 5 | 0.0037132
76998 | 3.705 | 0.8 | 365 | 3.365 | 0.16516 | 3 | 0.53017
76999 | 2.565 | 0.8 | 365 | 2.3296 | 0.037416 | 2 | 0.36704
77000 | 2.565 | 0.8 | 365 | 2.3296 | 0.037416 | 2 | 0.36704
76776 | 6.6 | 0.8 | 365 | 5.9944 | 0.10797 | 6 | 0.10233
77002 | 4.64 | 0.8 | 365 | 4.2142 | 0.73045 | 4 | 0.94467
77003 | 10.44 | 0.8 | 365 | 9.482 | 0.64352 | 10 | 0.12551
37055 | 1389.96 | 1 | 365 | 1578.016 | 0.92342 | 1578 | 0.93945
75507 | 5.5 | 0.8 | 365 | 4.9953 | 0.089976 | 5 | 0.085278
77004 | 19.04 | 0.8 | 365 | 17.2928 | 0.23875 | 17 | 0.53158
77013 | 5.4 | 0.8 | 365 | 4.9045 | 0.81561 | 5 | 0.72009
77016 | 3 | 0.8 | 365 | 2.7247 | 0.2309 | 2 | 0.95561
77017 | 6.03 | 0.8 | 365 | 5.4767 | 0.5441 | 6 | 0.020769
77019 | 7.92 | 0.8 | 365 | 7.1932 | 0.72957 | 7 | 0.9228
77021 | 3 | 0.8 | 365 | 2.7247 | 0.2309 | 2 | 0.95561
77023 | 12.06 | 0.8 | 365 | 10.9533 | 0.088202 | 11 | 0.041538
77026 | 7.59 | 0.8 | 365 | 6.8935 | 0.82417 | 7 | 0.71768
77024 | 9.9 | 0.8 | 365 | 8.9915 | 0.16196 | 9 | 0.1535
61528 | 326.72 | 0.9 | 365 | 333.8315 | 0.44938 | 334 | 0.2809
77028 | 15.075 | 0.8 | 365 | 13.6917 | 0.36025 | 14 | 0.051922
77027 | 7.5 | 0.8 | 365 | 6.8118 | 0.57724 | 7 | 0.38902
77029 | 7.56 | 0.8 | 365 | 6.8663 | 0.74186 | 7 | 0.60813
77030 | 4.5 | 0.8 | 365 | 4.0871 | 0.34634 | 4 | 0.43341
76219 | 12.6 | 0.8 | 365 | 11.4438 | 0.56976 | 12 | 0.013547
77035 | 7.92 | 0.8 | 365 | 7.1932 | 0.72957 | 7 | 0.9228
77036 | 11.97 | 0.8 | 365 | 10.8716 | 0.84128 | 11 | 0.71287
76961 | 7.245 | 0.8 | 365 | 6.5802 | 0.87761 | 7 | 0.45779
76420 | 12.4 | 0.8 | 365 | 11.2621 | 0.021037 | 11 | 0.28317
76963 | 6.38 | 0.8 | 365 | 5.7946 | 0.50437 | 6 | 0.29892
77032 | 9.3 | 0.8 | 365 | 8.4466 | 0.51578 | 8 | 0.96238
77040 | 8.71 | 0.8 | 365 | 7.9107 | 0.89703 | 8 | 0.80778
77041 | 6.5 | 0.8 | 365 | 5.9035 | 0.83361 | 6 | 0.73715
77039 | 3 | 0.8 | 365 | 2.7247 | 0.2309 | 2 | 0.95561
77043 | 3.9 | 0.8 | 365 | 3.5421 | 0.70016 | 4 | 0.24229
77044 | 11.4 | 0.8 | 365 | 10.3539 | 0.2774 | 10 | 0.6313
77045 | 8.32 | 0.8 | 365 | 7.5565 | 0.82702 | 8 | 0.38355
77046 | 6.96 | 0.8 | 365 | 6.3213 | 0.095679 | 6 | 0.41701
77047 | 4.275 | 0.8 | 365 | 3.8827 | 0.72903 | 4 | 0.61174
77048 | 10.545 | 0.8 | 365 | 9.5774 | 0.9316 | 10 | 0.50896
77049 | 7.56 | 0.8 | 365 | 6.8663 | 0.74186 | 7 | 0.60813
77050 | 7.29 | 0.8 | 365 | 6.621 | 0.0010773 | 6 | 0.62212
77052 | 2.36 | 0.8 | 365 | 2.1434 | 0.47497 | 2 | 0.61841
76717 | 6.9 | 0.8 | 365 | 6.2668 | 0.93106 | 7 | 0.19789
77060 | 8.68 | 0.8 | 365 | 7.8835 | 0.81473 | 8 | 0.69822
77065 | 6.3 | 0.8 | 365 | 5.7219 | 0.28488 | 6 | 0.0067734
77068 | 8.125 | 0.8 | 365 | 7.3794 | 0.29201 | 7 | 0.67143
77071 | 5.25 | 0.8 | 365 | 4.7682 | 0.40407 | 5 | 0.17231
77072 | 9.1 | 0.8 | 365 | 8.265 | 0.96705 | 9 | 0.23201
77075 | 6.72 | 0.8 | 365 | 6.1034 | 0.43721 | 6 | 0.54056
77077 | 5.61 | 0.8 | 365 | 5.0952 | 0.39178 | 5 | 0.48698
77079 | 7.035 | 0.8 | 365 | 6.3894 | 0.30145 | 6 | 0.6909
77073 | 7.8 | 0.8 | 365 | 7.0842 | 0.40033 | 7 | 0.48458
77066 | 6.12 | 0.8 | 365 | 5.5584 | 0.79103 | 6 | 0.34944
76801 | 11.22 | 0.8 | 365 | 10.1904 | 0.78355 | 10 | 0.97397
77064 | 4.225 | 0.8 | 365 | 3.8373 | 0.59185 | 4 | 0.42915
76497 | 7.59 | 0.8 | 365 | 6.8935 | 0.82417 | 7 | 0.71768
76490 | 5.6 | 0.8 | 365 | 5.0861 | 0.36434 | 5 | 0.45047
75999 | 9.24 | 0.8 | 365 | 8.3921 | 0.35116 | 8 | 0.74327
76001 | 8.4 | 0.8 | 365 | 7.6292 | 0.046509 | 7 | 0.6757
75256 | 8.91 | 0.8 | 365 | 8.0924 | 0.44576 | 8 | 0.53815
75262 | 9.52 | 0.8 | 365 | 8.6464 | 0.11938 | 8 | 0.76579
75267 | 9.9 | 0.8 | 365 | 8.9915 | 0.16196 | 9 | 0.1535
76755 | 16.023 | 0.8 | 365 | 14.5527 | 0.96122 | 15 | 0.51389
77082 | 13.8 | 0.8 | 365 | 12.5337 | 0.86212 | 13 | 0.39579
76758 | 8.71 | 0.8 | 365 | 7.9107 | 0.89703 | 8 | 0.80778
77084 | 13.515 | 0.8 | 365 | 12.2748 | 0.080186 | 12 | 0.35501
77085 | 7.8 | 0.8 | 365 | 7.0842 | 0.40033 | 7 | 0.48458
76761 | 7.2 | 0.8 | 365 | 6.5393 | 0.75415 | 7 | 0.29346
77086 | 7.28 | 0.8 | 365 | 6.612 | 0.97364 | 7 | 0.5856
77089 | 4.5 | 0.8 | 365 | 4.0871 | 0.34634 | 4 | 0.43341
74851 | 14.335 | 0.8 | 365 | 13.0196 | 0.32996 | 13 | 0.34954
77092 | 2.4 | 0.8 | 365 | 2.1798 | 0.58472 | 2 | 0.76449
77093 | 7.41 | 0.8 | 365 | 6.73 | 0.33031 | 7 | 0.060348
76597 | 16.53 | 0.8 | 365 | 15.0132 | 0.35224 | 15 | 0.36539
77096 | 5.04 | 0.8 | 365 | 4.5775 | 0.82791 | 5 | 0.40542
76213 | 5.28 | 0.8 | 365 | 4.7955 | 0.48638 | 5 | 0.28187
77101 | 9.52 | 0.8 | 365 | 8.6464 | 0.11938 | 8 | 0.76579
77102 | 7.59 | 0.8 | 365 | 6.8935 | 0.82417 | 7 | 0.71768
76843 | 7.695 | 0.8 | 365 | 6.9889 | 0.11225 | 7 | 0.10113
77103 | 9.6 | 0.8 | 365 | 8.7191 | 0.33887 | 9 | 0.05794
77104 | 3.78 | 0.8 | 365 | 3.4331 | 0.37093 | 3 | 0.80406
77105 | 7.68 | 0.8 | 365 | 6.9753 | 0.071094 | 7 | 0.046352
77106 | 11.84 | 0.8 | 365 | 10.7535 | 0.4846 | 11 | 0.23813
77108 | 6.6 | 0.8 | 365 | 5.9944 | 0.10797 | 6 | 0.10233
75787 | 10.335 | 0.8 | 365 | 9.3866 | 0.35544 | 9 | 0.74206
77110 | 11.375 | 0.8 | 365 | 10.3312 | 0.20881 | 10 | 0.54001
77113 | 12.375 | 0.8 | 365 | 11.2394 | 0.95245 | 12 | 0.19188
76208 | 7.68 | 0.8 | 365 | 6.9753 | 0.071094 | 7 | 0.046352
75901 | 3.92 | 0.8 | 365 | 3.5603 | 0.75504 | 4 | 0.31533
77061 | 5.6 | 0.8 | 365 | 5.0861 | 0.36434 | 5 | 0.45047
77054 | 5.32 | 0.8 | 365 | 4.8318 | 0.59612 | 5 | 0.42794
77123 | 24.96 | 1 | 365 | 28.337 | 0.60132 | 28 | 0.93831
77126 | 6.27 | 0.8 | 365 | 5.6946 | 0.20257 | 5 | 0.89722
77127 | 3.3 | 0.8 | 365 | 2.9972 | 0.053986 | 3 | 0.051167
77129 | 24.85 | 0.8 | 365 | 22.5697 | 0.17926 | 22 | 0.74894
76867 | 10.71 | 1 | 365 | 12.159 | 0.73037 | 12 | 0.88939
77130 | 6.75 | 0.8 | 365 | 6.1306 | 0.51952 | 6 | 0.65011
77131 | 5.1 | 0.8 | 365 | 4.632 | 0.99252 | 5 | 0.62453
77132 | 8.25 | 0.8 | 365 | 7.493 | 0.63496 | 8 | 0.12792
77133 | 10.5 | 0.8 | 365 | 9.5365 | 0.80814 | 10 | 0.34462
77139 | 7.28 | 0.8 | 365 | 6.612 | 0.97364 | 7 | 0.5856
77140 | 8.1 | 0.8 | 365 | 7.3567 | 0.22342 | 7 | 0.58014
75001 | 4.2 | 0.8 | 365 | 3.8146 | 0.52325 | 4 | 0.33785
77146 | 12.32 | 0.8 | 365 | 11.1895 | 0.80155 | 11 | 0.99102
77147 | 9.69 | 0.8 | 365 | 8.8008 | 0.58579 | 9 | 0.38661
77148 | 5.28 | 0.8 | 365 | 4.7955 | 0.48638 | 5 | 0.28187
77150 | 11.88 | 0.8 | 365 | 10.7899 | 0.59435 | 11 | 0.3842
77151 | 3.92 | 0.8 | 365 | 3.5603 | 0.75504 | 4 | 0.31533
77152 | 11.2 | 0.8 | 365 | 10.1723 | 0.72868 | 10 | 0.90093
77153 | 6.16 | 0.8 | 365 | 5.5947 | 0.90077 | 6 | 0.49551
37200 | 1659.84 | 0.8 | 365 | 1507.5278 | 0.99014 | 1508 | 0.51791
77158 | 4.55 | 0.8 | 365 | 4.1325 | 0.48353 | 4 | 0.616
77160 | 6 | 0.8 | 365 | 5.4494 | 0.46179 | 5 | 0.91121
76442 | 6 | 0.8 | 365 | 5.4494 | 0.46179 | 5 | 0.91121
77169 | 3.6 | 0.8 | 365 | 3.2697 | 0.87708 | 4 | 0.14673
77173 | 14.25 | 0.8 | 365 | 12.9424 | 0.096756 | 13 | 0.03913
77171 | 6.3 | 0.8 | 365 | 5.7219 | 0.28488 | 6 | 0.0067734
77177 | 11.4 | 0.8 | 365 | 10.3539 | 0.2774 | 10 | 0.6313
77179 | 6.16 | 0.8 | 365 | 5.5947 | 0.90077 | 6 | 0.49551
77181 | 8.4 | 0.8 | 365 | 7.6292 | 0.046509 | 7 | 0.6757
77118 | 13.44 | 0.8 | 365 | 12.2067 | 0.87441 | 13 | 0.081117
77182 | 7.26 | 0.8 | 365 | 6.5938 | 0.91877 | 7 | 0.51257
77183 | 4.48 | 0.8 | 365 | 4.0689 | 0.29147 | 4 | 0.36037
77184 | 3.64 | 0.8 | 365 | 3.306 | 0.98682 | 4 | 0.2928
77185 | 10.64 | 0.8 | 365 | 9.6636 | 0.19224 | 9 | 0.85588
77076 | 4.48 | 0.8 | 365 | 4.0689 | 0.29147 | 4 | 0.36037
77186 | 9.24 | 0.8 | 365 | 8.3921 | 0.35116 | 8 | 0.74327
77188 | 11.22 | 0.8 | 365 | 10.1904 | 0.78355 | 10 | 0.97397
77189 | 9.24 | 0.8 | 365 | 8.3921 | 0.35116 | 8 | 0.74327
77192 | 3.92 | 0.8 | 365 | 3.5603 | 0.75504 | 4 | 0.31533
77190 | 9.24 | 0.8 | 365 | 8.3921 | 0.35116 | 8 | 0.74327
77191 | 10.89 | 0.8 | 365 | 9.8907 | 0.87815 | 10 | 0.76885
77193 | 6.6 | 0.8 | 365 | 5.9944 | 0.10797 | 6 | 0.10233
77194 | 8.25 | 0.8 | 365 | 7.493 | 0.63496 | 8 | 0.12792
77011 | 2.925 | 0.8 | 365 | 2.6566 | 0.025124 | 2 | 0.68172
77195 | 9.405 | 0.8 | 365 | 8.542 | 0.80386 | 9 | 0.34583
77196 | 3.92 | 0.8 | 365 | 3.5603 | 0.75504 | 4 | 0.31533
77197 | 5.415 | 0.8 | 365 | 4.9181 | 0.85677 | 5 | 0.77487
77198 | 10.64 | 0.8 | 365 | 9.6636 | 0.19224 | 9 | 0.85588
77199 | 9.57 | 0.8 | 365 | 8.6918 | 0.25656 | 8 | 0.94838
77200 | 6.555 | 0.8 | 365 | 5.9535 | 0.98451 | 6 | 0.938
77119 | 4.8 | 0.8 | 365 | 4.3595 | 0.16943 | 4 | 0.52897
77137 | 5.2 | 0.8 | 365 | 4.7228 | 0.26689 | 4 | 0.98972
77202 | 9.52 | 0.8 | 365 | 8.6464 | 0.11938 | 8 | 0.76579
77204 | 3.3 | 0.8 | 365 | 2.9972 | 0.053986 | 3 | 0.051167
77162 | 8.54 | 0.8 | 365 | 7.7563 | 0.43062 | 8 | 0.18696
77201 | 5.4 | 0.8 | 365 | 4.9045 | 0.81561 | 5 | 0.72009
77206 | 6.72 | 0.8 | 365 | 6.1034 | 0.43721 | 6 | 0.54056
77207 | 10.23 | 0.8 | 365 | 9.2913 | 0.067355 | 9 | 0.35862
77208 | 8.58 | 0.8 | 365 | 7.7927 | 0.54036 | 8 | 0.33303
77178 | 9.28 | 0.8 | 365 | 8.4284 | 0.4609 | 8 | 0.88934
77209 | 4.56 | 0.8 | 365 | 4.1416 | 0.51096 | 4 | 0.65252
77211 | 8.55 | 0.8 | 365 | 7.7654 | 0.45805 | 8 | 0.22348
77212 | 10.88 | 0.8 | 365 | 9.8816 | 0.85072 | 10 | 0.73233
77213 | 7.98 | 0.8 | 365 | 7.2477 | 0.89418 | 8 | 0.14191
77215 | 7.68 | 0.8 | 365 | 6.9753 | 0.071094 | 7 | 0.046352
77216 | 6.4 | 0.8 | 365 | 5.8127 | 0.55924 | 6 | 0.37196
77217 | 9.69 | 0.8 | 365 | 8.8008 | 0.58579 | 9 | 0.38661
77218 | 5.7 | 0.8 | 365 | 5.1769 | 0.6387 | 5 | 0.81565
51478 | 629.13 | 0.8 | 365 | 571.399 | 0.1012 | 571 | 0.50022
77020 | 9.6 | 0.8 | 365 | 8.7191 | 0.33887 | 9 | 0.05794
77221 | 10.8 | 0.8 | 365 | 9.809 | 0.63123 | 10 | 0.44018
77222 | 9.24 | 0.8 | 365 | 8.3921 | 0.35116 | 8 | 0.74327
77223 | 8.67 | 0.8 | 365 | 7.8744 | 0.78729 | 8 | 0.6617
77225 | 5.36 | 0.8 | 365 | 4.8681 | 0.70587 | 5 | 0.57402
77226 | 10.385 | 0.8 | 365 | 9.432 | 0.49262 | 9 | 0.92466
77229 | 6.4 | 0.8 | 365 | 5.8127 | 0.55924 | 6 | 0.37196
76677 | 10.725 | 0.8 | 365 | 9.7408 | 0.42545 | 10 | 0.16629
76734 | 6 | 0.8 | 365 | 5.4494 | 0.46179 | 5 | 0.91121
77235 | 9 | 0.8 | 365 | 8.1741 | 0.69269 | 8 | 0.86682
77051 | 7.125 | 0.8 | 365 | 6.4712 | 0.54838 | 7 | 0.019565
77238 | 7.44 | 0.8 | 365 | 6.7573 | 0.41262 | 7 | 0.1699
77239 | 6.03 | 0.8 | 365 | 5.4767 | 0.5441 | 6 | 0.020769
77240 | 11.16 | 0.8 | 365 | 10.1359 | 0.61893 | 10 | 0.75486
77243 | 9.45 | 0.8 | 365 | 8.5828 | 0.92732 | 9 | 0.51016
77245 | 5.04 | 0.8 | 365 | 4.5775 | 0.82791 | 5 | 0.40542
77247 | 2.52 | 0.8 | 365 | 2.2888 | 0.91395 | 3 | 0.20271
77248 | 7.2 | 0.8 | 365 | 6.5393 | 0.75415 | 7 | 0.29346
77250 | 4.4 | 1 | 365 | 4.9953 | 0.089976 | 5 | 0.085278
77251 | 7.5 | 0.8 | 365 | 6.8118 | 0.57724 | 7 | 0.38902
77252 | 6.49 | 0.8 | 365 | 5.8945 | 0.80617 | 6 | 0.70063
34985 | 607.2 | 0.9 | 365 | 620.4166 | 0.17502 | 620 | 0.59158
76749 | 10.695 | 0.8 | 365 | 9.7136 | 0.34314 | 10 | 0.056737
76918 | 4.8 | 0.8 | 365 | 4.3595 | 0.16943 | 4 | 0.52897
76752 | 5.232 | 0.8 | 365 | 4.7519 | 0.35468 | 5 | 0.10658
76945 | 6.05 | 0.8 | 365 | 5.4948 | 0.59897 | 6 | 0.093806
76955 | 4.14 | 0.8 | 365 | 3.7601 | 0.35864 | 4 | 0.11874
31902 | 5892.48 | 1 | 365 | 6689.709 | 0.49586 | 6690 | 0.20483
77014 | 24.735 | 1 | 365 | 28.0815 | 0.82967 | 28 | 0.91122
77018 | 6 | 0.8 | 365 | 5.4494 | 0.46179 | 5 | 0.91121
77062 | 10.56 | 0.8 | 365 | 9.591 | 0.97275 | 10 | 0.56373
77081 | 7.8 | 0.8 | 365 | 7.0842 | 0.40033 | 7 | 0.48458
77083 | 4.875 | 0.8 | 365 | 4.4277 | 0.37521 | 4 | 0.80286
77090 | 9 | 0.8 | 365 | 8.1741 | 0.69269 | 8 | 0.86682
77095 | 6.867 | 0.8 | 365 | 6.2369 | 0.84052 | 7 | 0.077383
77097 | 6.63 | 0.8 | 365 | 6.0216 | 0.19028 | 6 | 0.21189
77100 | 15.66 | 0.8 | 365 | 14.223 | 0.96528 | 15 | 0.18827
77135 | 8.91 | 0.8 | 365 | 8.0924 | 0.44576 | 8 | 0.53815
77164 | 5.7 | 0.8 | 365 | 5.1769 | 0.6387 | 5 | 0.81565
77001 | 9.3 | 0.8 | 365 | 8.4466 | 0.51578 | 8 | 0.96238
76989 | 4.875 | 0.8 | 365 | 4.4277 | 0.37521 | 4 | 0.80286
77237 | 10.05 | 0.8 | 365 | 9.1278 | 0.5735 | 9 | 0.70128
35527 | 4805.91 | 0.8 | 365 | 4364.9043 | 0.64847 | 4365 | 0.55278
64770 | 522.24 | 0.7 | 365 | 415.0279 | 0.73008 | 415 | 0.75797
64981 | 43.47 | 0.7 | 365 | 34.5459 | 0.35747 | 34 | 0.90339
65012 | 92.214 | 0.9 | 365 | 94.2212 | 0.62644 | 94 | 0.84761
73665 | 7.194 | 0.8 | 365 | 6.5339 | 0.73769 | 7 | 0.27154
73675 | 8.96 | 0.8 | 365 | 8.1378 | 0.58294 | 8 | 0.72074
74988 | 11.48 | 0.8 | 365 | 10.4266 | 0.4969 | 10 | 0.92345
76390 | 24.2 | 0.8 | 365 | 21.9793 | 0.39589 | 22 | 0.37522
76781 | 3.78 | 0.8 | 365 | 3.4331 | 0.37093 | 3 | 0.80406
76794 | 7.68 | 0.8 | 365 | 6.9753 | 0.071094 | 7 | 0.046352
77253 | 12.395 | 0.8 | 365 | 11.2576 | 0.0073186 | 11 | 0.26491
77254 | 4.86 | 0.8 | 365 | 4.414 | 0.33405 | 4 | 0.74808
77255 | 7 | 0.8 | 365 | 6.3577 | 0.20542 | 6 | 0.56308
77256 | 9.9 | 0.8 | 365 | 8.9915 | 0.16196 | 9 | 0.1535
77257 | 5.88 | 0.8 | 365 | 5.3404 | 0.13256 | 5 | 0.47299
77258 | 10.08 | 0.8 | 365 | 9.155 | 0.65581 | 9 | 0.81084
77259 | 6.93 | 0.8 | 365 | 6.2941 | 0.01337 | 6 | 0.30745
77260 | 6.93 | 0.8 | 365 | 6.2941 | 0.01337 | 6 | 0.30745
77263 | 5.04 | 0.8 | 365 | 4.5775 | 0.82791 | 5 | 0.40542
33929 | 3002.94 | 0.8 | 365 | 2727.3806 | 0.96228 | 2728 | 0.34289
76590 | 3 | 0.8 | 365 | 2.7247 | 0.2309 | 2 | 0.95561
76461 | 5.525 | 0.8 | 365 | 5.018 | 0.15857 | 5 | 0.17658
77267 | 7.56 | 0.8 | 365 | 6.8663 | 0.74186 | 7 | 0.60813
77268 | 4.2 | 0.8 | 365 | 3.8146 | 0.52325 | 4 | 0.33785
77269 | 3.92 | 0.8 | 365 | 3.5603 | 0.75504 | 4 | 0.31533
77270 | 4.275 | 0.8 | 365 | 3.8827 | 0.72903 | 4 | 0.61174
77272 | 4.578 | 0.8 | 365 | 4.1579 | 0.56035 | 4 | 0.71826
77273 | 11.22 | 0.8 | 365 | 10.1904 | 0.78355 | 10 | 0.97397
76835 | 6.08 | 0.8 | 365 | 5.5221 | 0.68128 | 6 | 0.20336
76909 | 6.8 | 0.8 | 365 | 6.176 | 0.6567 | 6 | 0.83271
77277 | 13.2 | 0.8 | 365 | 11.9887 | 0.21594 | 12 | 0.20467
77278 | 7.035 | 0.8 | 365 | 6.3894 | 0.30145 | 6 | 0.6909
77282 | 7.41 | 0.8 | 365 | 6.73 | 0.33031 | 7 | 0.060348
77287 | 6 | 0.8 | 365 | 5.4494 | 0.46179 | 5 | 0.91121
77288 | 3.99 | 0.8 | 365 | 3.6239 | 0.94709 | 4 | 0.57096
32927 | 912.87 | 0.8 | 365 | 829.1021 | 0.57934 | 829 | 0.68147
77289 | 7.92 | 0.8 | 365 | 7.1932 | 0.72957 | 7 | 0.9228
77291 | 7.98 | 0.8 | 365 | 7.2477 | 0.89418 | 8 | 0.14191
77295 | 6.615 | 0.8 | 365 | 6.008 | 0.14913 | 6 | 0.15711
77022 | 6.6 | 0.8 | 365 | 5.9944 | 0.10797 | 6 | 0.10233
77298 | 7.29 | 0.8 | 365 | 6.621 | 0.0010773 | 6 | 0.62212
77300 | 8.395 | 0.8 | 365 | 7.6246 | 0.032791 | 7 | 0.65744
77138 | 13.545 | 0.8 | 365 | 12.3021 | 0.1625 | 12 | 0.46456
77304 | 16.53 | 0.8 | 365 | 15.0132 | 0.35224 | 15 | 0.36539
29613 | 496.47 | 0.9 | 365 | 507.2764 | 0.39735 | 507 | 0.67372
77316 | 5.67 | 0.8 | 365 | 5.1497 | 0.55639 | 5 | 0.7061
77317 | 7.975 | 0.8 | 365 | 7.2432 | 0.88047 | 8 | 0.12365
77318 | 10.8 | 0.8 | 365 | 9.809 | 0.63123 | 10 | 0.44018
77319 | 7.29 | 0.8 | 365 | 6.621 | 0.0010773 | 6 | 0.62212
77320 | 12 | 0.8 | 365 | 10.8988 | 0.92358 | 11 | 0.82243
77324 | 3.78 | 0.8 | 365 | 3.4331 | 0.37093 | 3 | 0.80406
77325 | 5.76 | 0.8 | 365 | 5.2314 | 0.80332 | 6 | 0.034764
77322 | 10.88 | 0.8 | 365 | 9.8816 | 0.85072 | 10 | 0.73233
77327 | 13.34 | 0.8 | 365 | 12.1159 | 0.60005 | 12 | 0.71593
77328 | 5.7 | 0.8 | 365 | 5.1769 | 0.6387 | 5 | 0.81565
77330 | 7.2 | 0.8 | 365 | 6.5393 | 0.75415 | 7 | 0.29346
77333 | 12.87 | 0.8 | 365 | 11.689 | 0.31054 | 11 | 0.99955
77335 | 7.92 | 0.8 | 365 | 7.1932 | 0.72957 | 7 | 0.9228
77332 | 14.74 | 0.8 | 365 | 13.3874 | 0.44114 | 13 | 0.82855
76840 | 7.68 | 0.8 | 365 | 6.9753 | 0.071094 | 7 | 0.046352
77337 | 4.56 | 0.8 | 365 | 4.1416 | 0.51096 | 4 | 0.65252
77339 | 6.6 | 0.8 | 365 | 5.9944 | 0.10797 | 6 | 0.10233
77341 | 5.4 | 0.8 | 365 | 4.9045 | 0.81561 | 5 | 0.72009
77340 | 8.04 | 0.8 | 365 | 7.3022 | 0.058801 | 7 | 0.36103
77342 | 9.405 | 0.8 | 365 | 8.542 | 0.80386 | 9 | 0.34583
77343 | 7.98 | 0.8 | 365 | 7.2477 | 0.89418 | 8 | 0.14191
77091 | 11.4 | 0.8 | 365 | 10.3539 | 0.2774 | 10 | 0.6313
75893 | 5.31 | 0.8 | 365 | 4.8227 | 0.56869 | 5 | 0.39142
77355 | 7.375 | 0.8 | 365 | 6.6982 | 0.23429 | 6 | 0.93253
77356 | 8.64 | 0.8 | 365 | 7.8472 | 0.70498 | 8 | 0.55215
76233 | 9.425 | 0.8 | 365 | 8.5601 | 0.85873 | 9 | 0.41886
77274 | 5.6 | 0.8 | 365 | 5.0861 | 0.36434 | 5 | 0.45047
77128 | 3.575 | 0.8 | 365 | 3.2469 | 0.80848 | 4 | 0.055431
77281 | 9.38 | 0.8 | 365 | 8.5193 | 0.73527 | 9 | 0.25453
77284 | 6.84 | 0.8 | 365 | 6.2123 | 0.76644 | 6 | 0.97878
77134 | 3 | 0.8 | 365 | 2.7247 | 0.2309 | 2 | 0.95561
77313 | 8.1 | 0.8 | 365 | 7.3567 | 0.22342 | 7 | 0.58014
77323 | 8.71 | 0.8 | 365 | 7.9107 | 0.89703 | 8 | 0.80778
77348 | 11.34 | 0.8 | 365 | 10.2994 | 0.11279 | 10 | 0.41219
77359 | 7.5 | 0.8 | 365 | 6.8118 | 0.57724 | 7 | 0.38902
77109 | 13.11 | 0.8 | 365 | 11.907 | 0.96902 | 12 | 0.876
50690 | 648.415 | 0.9 | 365 | 662.5287 | 0.38866 | 662 | 0.91732
65114 | 66.708 | 0.9 | 365 | 68.16 | 0.89998 | 69 | 0.059972
76931 | 7.875 | 0.8 | 365 | 7.1524 | 0.6061 | 7 | 0.75847
64323 | 85.8 | 0.9 | 365 | 87.6676 | 0.82908 | 88 | 0.49664
76419 | 10.72 | 0.8 | 365 | 9.7363 | 0.41174 | 10 | 0.14803
65242 | 20.35 | 0.8 | 365 | 18.4826 | 0.83291 | 19 | 0.31553
77436 | 10.72 | 0.8 | 365 | 9.7363 | 0.41174 | 10 | 0.14803
77433 | 3.465 | 0.8 | 365 | 3.147 | 0.50668 | 3 | 0.65373
77402 | 7.84 | 0.8 | 365 | 7.1206 | 0.51007 | 7 | 0.63065
77429 | 6.72 | 0.8 | 365 | 6.1034 | 0.43721 | 6 | 0.54056
77427 | 9.9 | 0.8 | 365 | 8.9915 | 0.16196 | 9 | 0.1535
76205 | 5.4 | 0.8 | 365 | 4.9045 | 0.81561 | 5 | 0.72009
77366 | 7.8 | 0.8 | 365 | 7.0842 | 0.40033 | 7 | 0.48458
77099 | 7.84 | 0.8 | 365 | 7.1206 | 0.51007 | 7 | 0.63065
76095 | 6.48 | 0.8 | 365 | 5.8854 | 0.77874 | 6 | 0.66411
75714 | 5.7 | 0.8 | 365 | 5.1769 | 0.6387 | 5 | 0.81565
75709 | 5.13 | 0.8 | 365 | 4.6593 | 0.074832 | 4 | 0.73409
75446 | 9.135 | 0.8 | 365 | 8.2967 | 0.063078 | 8 | 0.35982
75093 | 6.48 | 0.8 | 365 | 5.8854 | 0.77874 | 6 | 0.66411
77413 | 2.24 | 0.8 | 365 | 2.0345 | 0.14574 | 2 | 0.18019
77369 | 7.92 | 0.8 | 365 | 7.1932 | 0.72957 | 7 | 0.9228
77368 | 5.04 | 0.8 | 365 | 4.5775 | 0.82791 | 5 | 0.40542
77367 | 7.8 | 0.8 | 365 | 7.0842 | 0.40033 | 7 | 0.48458
77365 | 9.24 | 0.8 | 365 | 8.3921 | 0.35116 | 8 | 0.74327
77364 | 11.76 | 0.8 | 365 | 10.6809 | 0.26511 | 10 | 0.94598
77350 | 108.205 | 0.6 | 365 | 73.7068 | 0.65603 | 74 | 0.36285
34731 | 114.4 | 1 | 365 | 129.8779 | 0.33938 | 130 | 0.21724
77360 | 10.56 | 0.8 | 365 | 9.591 | 0.97275 | 10 | 0.56373
77362 | 6.72 | 0.8 | 365 | 6.1034 | 0.43721 | 6 | 0.54056
51479 | 857.6 | 1 | 365 | 973.6298 | 0.1735 | 973 | 0.80335
76261 | 12 | 0.8 | 365 | 10.8988 | 0.92358 | 11 | 0.82243
77376 | 7.37 | 0.8 | 365 | 6.6937 | 0.22057 | 6 | 0.91427
77377 | 6.4 | 0.8 | 365 | 5.8127 | 0.55924 | 6 | 0.37196
77379 | 11.84 | 0.8 | 365 | 10.7535 | 0.4846 | 11 | 0.23813
77380 | 6.1 | 0.8 | 365 | 5.5402 | 0.73616 | 6 | 0.2764
77382 | 5.94 | 0.8 | 365 | 5.3949 | 0.29717 | 5 | 0.6921
77384 | 8.64 | 0.8 | 365 | 7.8472 | 0.70498 | 8 | 0.55215
77385 | 9.24 | 0.8 | 365 | 8.3921 | 0.35116 | 8 | 0.74327
77386 | 5.9 | 0.8 | 365 | 5.3586 | 0.18743 | 5 | 0.54603
77381 | 8.775 | 0.8 | 365 | 7.9698 | 0.075371 | 8 | 0.045149
77387 | 6.3 | 0.8 | 365 | 5.7219 | 0.28488 | 6 | 0.0067734
77388 | 12.21 | 0.8 | 365 | 11.0896 | 0.49975 | 11 | 0.58932
77363 | 12.95 | 0.8 | 365 | 11.7617 | 0.53003 | 12 | 0.2917
77390 | 13.4 | 0.8 | 365 | 12.1704 | 0.76467 | 12 | 0.93504
77392 | 8.7 | 0.8 | 365 | 7.9017 | 0.8696 | 8 | 0.77126
77393 | 9.045 | 0.8 | 365 | 8.215 | 0.81615 | 9 | 0.031153
77395 | 7.035 | 0.8 | 365 | 6.3894 | 0.30145 | 6 | 0.6909
77396 | 3.84 | 0.8 | 365 | 3.4876 | 0.53555 | 4 | 0.023176
77399 | 8.835 | 0.8 | 365 | 8.0243 | 0.23999 | 8 | 0.26426
77397 | 8.12 | 0.8 | 365 | 7.3749 | 0.27829 | 7 | 0.65317
77400 | 5.475 | 0.8 | 365 | 4.9726 | 0.021385 | 4 | 0.99398
77403 | 8.04 | 0.8 | 365 | 7.3022 | 0.058801 | 7 | 0.36103
77303 | 17.92 | 0.8 | 365 | 16.2756 | 0.16589 | 16 | 0.44149
77404 | 10.95 | 0.8 | 365 | 9.9452 | 0.04277 | 9 | 0.98796
77408 | 5.28 | 0.8 | 365 | 4.7955 | 0.48638 | 5 | 0.28187
77410 | 7.125 | 0.8 | 365 | 6.4712 | 0.54838 | 7 | 0.019565
77411 | 9.045 | 0.8 | 365 | 8.215 | 0.81615 | 9 | 0.031153
77412 | 7.84 | 0.8 | 365 | 7.1206 | 0.51007 | 7 | 0.63065
77414 | 4.29 | 0.8 | 365 | 3.8963 | 0.77018 | 4 | 0.66652
75252 | 3.36 | 0.8 | 365 | 3.0517 | 0.2186 | 3 | 0.27028
77418 | 7.68 | 0.8 | 365 | 6.9753 | 0.071094 | 7 | 0.046352
77420 | 10.64 | 0.8 | 365 | 9.6636 | 0.19224 | 9 | 0.85588
77422 | 7.92 | 0.8 | 365 | 7.1932 | 0.72957 | 7 | 0.9228
77434 | 9.38 | 0.8 | 365 | 8.5193 | 0.73527 | 9 | 0.25453
77460 | 5.4 | 0.8 | 365 | 4.9045 | 0.81561 | 5 | 0.72009
77464 | 11.7 | 0.8 | 365 | 10.6264 | 0.10049 | 10 | 0.72686
77301 | 3.42 | 0.8 | 365 | 3.1062 | 0.38322 | 3 | 0.48939
77428 | 2.8 | 0.8 | 365 | 2.5431 | 0.68217 | 3 | 0.22523
77471 | 4.56 | 0.8 | 365 | 4.1416 | 0.51096 | 4 | 0.65252
77479 | 3.72 | 0.8 | 365 | 3.3786 | 0.20631 | 3 | 0.58495
77483 | 5.31 | 0.8 | 365 | 4.8227 | 0.56869 | 5 | 0.39142
77484 | 9.69 | 0.8 | 365 | 8.8008 | 0.58579 | 9 | 0.38661
36798 | 171.2 | 0.7 | 365 | 136.0539 | 0.99607 | 137 | 0.049946
77490 | 8.04 | 0.8 | 365 | 7.3022 | 0.058801 | 7 | 0.36103
77491 | 7.5 | 0.8 | 365 | 6.8118 | 0.57724 | 7 | 0.38902
77493 | 13.065 | 0.8 | 365 | 11.8661 | 0.84555 | 12 | 0.71167
77474 | 14 | 0.8 | 365 | 12.7153 | 0.41085 | 13 | 0.12616
77496 | 5.51 | 0.8 | 365 | 5.0044 | 0.11741 | 5 | 0.1218
77499 | 9.9 | 0.8 | 365 | 8.9915 | 0.16196 | 9 | 0.1535
77500 | 8.28 | 0.8 | 365 | 7.5202 | 0.71727 | 8 | 0.23747
77398 | 7.84 | 0.8 | 365 | 7.1206 | 0.51007 | 7 | 0.63065
77508 | 3.08 | 0.8 | 365 | 2.7974 | 0.45039 | 3 | 0.24776
77455 | 3.9 | 0.8 | 365 | 3.5421 | 0.70016 | 4 | 0.24229
77513 | 10.14 | 0.8 | 365 | 9.2095 | 0.82043 | 10 | 0.02995
77352 | 6.3 | 0.8 | 365 | 5.7219 | 0.28488 | 6 | 0.0067734
77515 | 6.175 | 0.8 | 365 | 5.6084 | 0.94193 | 6 | 0.55029
77519 | 10.56 | 0.8 | 365 | 9.591 | 0.97275 | 10 | 0.56373
77520 | 8.91 | 0.8 | 365 | 8.0924 | 0.44576 | 8 | 0.53815
77521 | 8.58 | 0.8 | 365 | 7.7927 | 0.54036 | 8 | 0.33303
77535 | 6.5 | 0.8 | 365 | 5.9035 | 0.83361 | 6 | 0.73715
77538 | 13.8 | 0.8 | 365 | 12.5337 | 0.86212 | 13 | 0.39579
77540 | 10.56 | 0.8 | 365 | 9.591 | 0.97275 | 10 | 0.56373
77542 | 6.9 | 0.8 | 365 | 6.2668 | 0.93106 | 7 | 0.19789
47830 | 1272.96 | 0.7 | 365 | 1011.6305 | 0.96707 | 1012 | 0.59754
77543 | 8.58 | 0.8 | 365 | 7.7927 | 0.54036 | 8 | 0.33303
76759 | 14.388 | 0.8 | 365 | 13.0677 | 0.47538 | 13 | 0.54309
77279 | 2.4 | 0.8 | 365 | 2.1798 | 0.58472 | 2 | 0.76449
77546 | 12 | 0.8 | 365 | 10.8988 | 0.92358 | 11 | 0.82243
77549 | 7.8 | 0.8 | 365 | 7.0842 | 0.40033 | 7 | 0.48458
77550 | 7.08 | 0.8 | 365 | 6.4303 | 0.42491 | 6 | 0.85523
77292 | 6.365 | 0.8 | 365 | 5.7809 | 0.46322 | 6 | 0.24414
77315 | 6.4 | 0.8 | 365 | 5.8127 | 0.55924 | 6 | 0.37196
77557 | 6.3 | 0.8 | 365 | 5.7219 | 0.28488 | 6 | 0.0067734
77559 | 7.13 | 0.8 | 365 | 6.4757 | 0.5621 | 7 | 0.037825
77561 | 18.15 | 0.8 | 365 | 16.4845 | 0.79692 | 17 | 0.28142
77562 | 8.28 | 0.8 | 365 | 7.5202 | 0.71727 | 8 | 0.23747
77563 | 5.12 | 0.8 | 365 | 4.6502 | 0.047396 | 4 | 0.69757
77564 | 5.6 | 0.8 | 365 | 5.0861 | 0.36434 | 5 | 0.45047
77565 | 8.32 | 0.8 | 365 | 7.5565 | 0.82702 | 8 | 0.38355
77568 | 3.96 | 0.8 | 365 | 3.5966 | 0.86478 | 4 | 0.4614
77344 | 4.56 | 0.8 | 365 | 4.1416 | 0.51096 | 4 | 0.65252
77571 | 5.12 | 0.8 | 365 | 4.6502 | 0.047396 | 4 | 0.69757
77572 | 5.12 | 0.8 | 365 | 4.6502 | 0.047396 | 4 | 0.69757
77573 | 5.695 | 0.8 | 365 | 5.1724 | 0.62498 | 5 | 0.79739
77574 | 7.92 | 0.8 | 365 | 7.1932 | 0.72957 | 7 | 0.9228
77575 | 13.44 | 0.8 | 365 | 12.2067 | 0.87441 | 13 | 0.081117
77576 | 6.7 | 0.8 | 365 | 6.0852 | 0.38233 | 6 | 0.46752
77015 | 6.6 | 0.8 | 365 | 5.9944 | 0.10797 | 6 | 0.10233
77577 | 4.62 | 0.8 | 365 | 4.1961 | 0.67558 | 4 | 0.87163
77578 | 3.96 | 0.8 | 365 | 3.5966 | 0.86478 | 4 | 0.4614
77579 | 13.44 | 0.8 | 365 | 12.2067 | 0.87441 | 13 | 0.081117
77580 | 5.44 | 0.8 | 365 | 4.9408 | 0.92536 | 5 | 0.86617
77581 | 12.8 | 0.8 | 365 | 11.6254 | 0.11849 | 11 | 0.74392
77582 | 4.64 | 0.8 | 365 | 4.2142 | 0.73045 | 4 | 0.94467
77585 | 7.14 | 1 | 365 | 8.106 | 0.48692 | 8 | 0.59293
77584 | 8.96 | 0.8 | 365 | 8.1378 | 0.58294 | 8 | 0.72074
77587 | 3.99 | 0.8 | 365 | 3.6239 | 0.94709 | 4 | 0.57096
77589 | 6.03 | 0.8 | 365 | 5.4767 | 0.5441 | 6 | 0.020769
77590 | 5.12 | 0.8 | 365 | 4.6502 | 0.047396 | 4 | 0.69757
77591 | 13.2 | 0.8 | 365 | 11.9887 | 0.21594 | 12 | 0.20467
77592 | 9.6 | 0.8 | 365 | 8.7191 | 0.33887 | 9 | 0.05794
77593 | 15.18 | 0.8 | 365 | 13.787 | 0.64833 | 14 | 0.43537
77595 | 7.84 | 0.8 | 365 | 7.1206 | 0.51007 | 7 | 0.63065
77596 | 24.79 | 0.8 | 365 | 22.5152 | 0.014637 | 22 | 0.52983
77601 | 9.405 | 0.8 | 365 | 8.542 | 0.80386 | 9 | 0.34583
77604 | 6.72 | 0.8 | 365 | 6.1034 | 0.43721 | 6 | 0.54056
77608 | 5.22 | 0.8 | 365 | 4.741 | 0.32176 | 5 | 0.062755
77539 | 15.39 | 0.8 | 365 | 13.9778 | 0.2245 | 14 | 0.20226
77610 | 3.19 | 0.8 | 365 | 2.8973 | 0.75219 | 3 | 0.64946
77612 | 8.99 | 0.8 | 365 | 8.165 | 0.66525 | 8 | 0.8303
77505 | 14.3 | 0.8 | 365 | 12.9878 | 0.23394 | 13 | 0.22172
77616 | 7.04 | 0.8 | 365 | 6.394 | 0.31517 | 6 | 0.70916
77618 | 6.6 | 0.8 | 365 | 5.9944 | 0.10797 | 6 | 0.10233
77623 | 12.15 | 0.8 | 365 | 11.0351 | 0.33513 | 11 | 0.37021
77625 | 17.28 | 0.8 | 365 | 15.6943 | 0.40996 | 16 | 0.10429
77554 | 15.95 | 0.8 | 365 | 14.4864 | 0.76093 | 15 | 0.24731
77594 | 6.93 | 0.8 | 365 | 6.2941 | 0.01337 | 6 | 0.30745
77631 | 8.99 | 0.8 | 365 | 8.165 | 0.66525 | 8 | 0.8303
77635 | 7.15 | 0.8 | 365 | 6.4939 | 0.61697 | 7 | 0.11086
77640 | 5.1 | 0.8 | 365 | 4.632 | 0.99252 | 5 | 0.62453
77621 | 12 | 0.8 | 365 | 10.8988 | 0.92358 | 11 | 0.82243
33095 | 1297.44 | 1 | 365 | 1472.9784 | 0.62238 | 1473 | 0.60082
33242 | 1360.8 | 1 | 365 | 1544.9108 | 0.91803 | 1545 | 0.82883
33244 | 1423.08 | 1 | 365 | 1615.617 | 0.50978 | 1616 | 0.12681
77643 | 4.5 | 0.8 | 365 | 4.0871 | 0.34634 | 4 | 0.43341
77646 | 5.94 | 0.8 | 365 | 5.3949 | 0.29717 | 5 | 0.6921
77647 | 3 | 0.8 | 365 | 2.7247 | 0.2309 | 2 | 0.95561
77650 | 5.94 | 0.8 | 365 | 5.3949 | 0.29717 | 5 | 0.6921
77651 | 10.385 | 0.8 | 365 | 9.432 | 0.49262 | 9 | 0.92466
77655 | 15.18 | 0.8 | 365 | 13.787 | 0.64833 | 14 | 0.43537
77659 | 6.3 | 0.8 | 365 | 5.7219 | 0.28488 | 6 | 0.0067734
77661 | 7.2 | 0.8 | 365 | 6.5393 | 0.75415 | 7 | 0.29346
77658 | 3.975 | 0.8 | 365 | 3.6102 | 0.90594 | 4 | 0.51618
77662 | 3.3 | 0.8 | 365 | 2.9972 | 0.053986 | 3 | 0.051167
77664 | 5.94 | 0.8 | 365 | 5.3949 | 0.29717 | 5 | 0.6921
77665 | 5.36 | 0.8 | 365 | 4.8681 | 0.70587 | 5 | 0.57402
77667 | 9.45 | 0.8 | 365 | 8.5828 | 0.92732 | 9 | 0.51016
77669 | 10.56 | 0.8 | 365 | 9.591 | 0.97275 | 10 | 0.56373
77673 | 4.8 | 0.8 | 365 | 4.3595 | 0.16943 | 4 | 0.52897
77675 | 8.96 | 0.8 | 365 | 8.1378 | 0.58294 | 8 | 0.72074
77676 | 13.12 | 0.8 | 365 | 11.9161 | 0.99645 | 12 | 0.91252
77677 | 11.1 | 0.8 | 365 | 10.0814 | 0.45432 | 10 | 0.53574
77678 | 5.94 | 0.8 | 365 | 5.3949 | 0.29717 | 5 | 0.6921
77679 | 8 | 0.8 | 365 | 7.2659 | 0.94906 | 8 | 0.21495
77681 | 6.6 | 0.8 | 365 | 5.9944 | 0.10797 | 6 | 0.10233
77683 | 7.37 | 0.8 | 365 | 6.6937 | 0.22057 | 6 | 0.91427
77285 | 6.7 | 0.8 | 365 | 6.0852 | 0.38233 | 6 | 0.46752
77687 | 7.92 | 0.8 | 365 | 7.1932 | 0.72957 | 7 | 0.9228
77688 | 9.57 | 0.8 | 365 | 8.6918 | 0.25656 | 8 | 0.94838
77689 | 6.6 | 0.8 | 365 | 5.9944 | 0.10797 | 6 | 0.10233
77691 | 4.5 | 0.8 | 365 | 4.0871 | 0.34634 | 4 | 0.43341
77702 | 4.62 | 0.8 | 365 | 4.1961 | 0.67558 | 4 | 0.87163
77704 | 11.76 | 0.8 | 365 | 10.6809 | 0.26511 | 10 | 0.94598
77697 | 4.2 | 0.8 | 365 | 3.8146 | 0.52325 | 4 | 0.33785
77705 | 7.26 | 0.8 | 365 | 6.5938 | 0.91877 | 7 | 0.51257
77701 | 5.32 | 0.8 | 365 | 4.8318 | 0.59612 | 5 | 0.42794
77706 | 5.2 | 0.8 | 365 | 4.7228 | 0.26689 | 4 | 0.98972
34831 | 319.68 | 1 | 365 | 362.9314 | 0.35535 | 363 | 0.28677
77707 | 12.025 | 0.8 | 365 | 10.9215 | 0.99217 | 11 | 0.91372
75039 | 2.24 | 0.8 | 365 | 2.0345 | 0.14574 | 2 | 0.18019
77416 | 6.72 | 0.8 | 365 | 6.1034 | 0.43721 | 6 | 0.54056
77264 | 10.545 | 0.8 | 365 | 9.5774 | 0.9316 | 10 | 0.50896
77266 | 9.9 | 0.8 | 365 | 8.9915 | 0.16196 | 9 | 0.1535
77522 | 7.56 | 0.8 | 365 | 6.8663 | 0.74186 | 7 | 0.60813
77711 | 3.05 | 0.8 | 365 | 2.7701 | 0.36808 | 3 | 0.1382
77712 | 3 | 0.8 | 365 | 2.7247 | 0.2309 | 2 | 0.95561
77713 | 8.26 | 0.8 | 365 | 7.502 | 0.6624 | 8 | 0.16444
51477 | 1335.6 | 1 | 365 | 1516.3013 | 0.49362 | 1516 | 0.79496
77680 | 11.2 | 0.8 | 365 | 10.1723 | 0.72868 | 10 | 0.90093
51499 | 1411.2 | 1 | 365 | 1602.1297 | 0.76685 | 1602 | 0.89656
77714 | 10.325 | 0.8 | 365 | 9.3775 | 0.328 | 9 | 0.70555
77715 | 4.95 | 0.8 | 365 | 4.4958 | 0.58098 | 5 | 0.076751
77716 | 7.04 | 0.8 | 365 | 6.394 | 0.31517 | 6 | 0.70916
77717 | 8.04 | 0.8 | 365 | 7.3022 | 0.058801 | 7 | 0.36103
77321 | 14.85 | 0.8 | 365 | 13.4873 | 0.74294 | 14 | 0.23025
77718 | 10.05 | 0.8 | 365 | 9.1278 | 0.5735 | 9 | 0.70128
77719 | 10.89 | 0.8 | 365 | 9.8907 | 0.87815 | 10 | 0.76885
77721 | 5.12 | 0.8 | 365 | 4.6502 | 0.047396 | 4 | 0.69757
77723 | 6.93 | 0.8 | 365 | 6.2941 | 0.01337 | 6 | 0.30745
77725 | 12.87 | 0.8 | 365 | 11.689 | 0.31054 | 11 | 0.99955
77726 | 5.12 | 0.8 | 365 | 4.6502 | 0.047396 | 4 | 0.69757
77722 | 3.36 | 0.8 | 365 | 3.0517 | 0.2186 | 3 | 0.27028
76532 | 11.7 | 0.8 | 365 | 10.6264 | 0.10049 | 10 | 0.72686
77738 | 7.8 | 0.8 | 365 | 7.0842 | 0.40033 | 7 | 0.48458
77740 | 8.58 | 0.8 | 365 | 7.7927 | 0.54036 | 8 | 0.33303
77741 | 24.96 | 0.8 | 365 | 22.6696 | 0.48105 | 23 | 0.15065
77742 | 5.22 | 0.8 | 365 | 4.741 | 0.32176 | 5 | 0.062755
77743 | 8.375 | 0.8 | 365 | 7.6065 | 0.97792 | 8 | 0.5844
77744 | 12.16 | 0.8 | 365 | 11.0442 | 0.36257 | 11 | 0.40672
77745 | 6.4 | 0.8 | 365 | 5.8127 | 0.55924 | 6 | 0.37196
77746 | 11.84 | 0.8 | 365 | 10.7535 | 0.4846 | 11 | 0.23813
77747 | 7.705 | 0.8 | 365 | 6.998 | 0.13968 | 7 | 0.13765
77748 | 12.255 | 0.8 | 365 | 11.1304 | 0.62321 | 11 | 0.75365
77749 | 7.37 | 0.8 | 365 | 6.6937 | 0.22057 | 6 | 0.91427
77751 | 8.85 | 0.8 | 365 | 8.0379 | 0.28114 | 8 | 0.31904
77752 | 3.1 | 0.8 | 365 | 2.8155 | 0.50526 | 3 | 0.32079
77753 | 8.58 | 0.8 | 365 | 7.7927 | 0.54036 | 8 | 0.33303
77754 | 5.6 | 0.8 | 365 | 5.0861 | 0.36434 | 5 | 0.45047
77755 | 9.28 | 0.8 | 365 | 8.4284 | 0.4609 | 8 | 0.88934
77757 | 6.93 | 0.8 | 365 | 6.2941 | 0.01337 | 6 | 0.30745
77760 | 9.76 | 0.8 | 365 | 8.8644 | 0.77785 | 9 | 0.64224
77763 | 9.6 | 0.8 | 365 | 8.7191 | 0.33887 | 9 | 0.05794
77764 | 6.4 | 0.8 | 365 | 5.8127 | 0.55924 | 6 | 0.37196
77767 | 5.9 | 0.8 | 365 | 5.3586 | 0.18743 | 5 | 0.54603
77766 | 7.475 | 0.8 | 365 | 6.7891 | 0.50865 | 7 | 0.29772
77770 | 4.8 | 0.8 | 365 | 4.3595 | 0.16943 | 4 | 0.52897
77771 | 9.9 | 0.8 | 365 | 8.9915 | 0.16196 | 9 | 0.1535
77772 | 11.55 | 0.8 | 365 | 10.4901 | 0.68895 | 11 | 0.17908
77774 | 10.385 | 0.8 | 365 | 9.432 | 0.49262 | 9 | 0.92466
77776 | 7.705 | 0.8 | 365 | 6.998 | 0.13968 | 7 | 0.13765
77778 | 13 | 0.8 | 365 | 11.8071 | 0.66722 | 12 | 0.47429
77756 | 2.24 | 0.8 | 365 | 2.0345 | 0.14574 | 2 | 0.18019
77780 | 7.04 | 0.8 | 365 | 6.394 | 0.31517 | 6 | 0.70916
77765 | 10.73 | 0.8 | 365 | 9.7454 | 0.43917 | 10 | 0.18455
77788 | 7.41 | 0.8 | 365 | 6.73 | 0.33031 | 7 | 0.060348
77791 | 8.76 | 0.8 | 365 | 7.9562 | 0.034216 | 7 | 0.99037
77792 | 5.11 | 0.8 | 365 | 4.6411 | 0.01996 | 4 | 0.66105
77793 | 10.23 | 0.8 | 365 | 9.2913 | 0.067355 | 9 | 0.35862
77794 | 2.86 | 0.8 | 365 | 2.5976 | 0.84679 | 3 | 0.44434
77796 | 5.98 | 0.8 | 365 | 5.4313 | 0.40692 | 5 | 0.83818
77797 | 10.545 | 0.8 | 365 | 9.5774 | 0.9316 | 10 | 0.50896
77798 | 4.68 | 0.8 | 365 | 4.2505 | 0.8402 | 5 | 0.090746
77799 | 5.985 | 0.8 | 365 | 5.4358 | 0.42064 | 5 | 0.85643
77800 | 11.34 | 0.8 | 365 | 10.2994 | 0.11279 | 10 | 0.41219
77801 | 5.13 | 0.8 | 365 | 4.6593 | 0.074832 | 4 | 0.73409
77795 | 10.26 | 0.8 | 365 | 9.3185 | 0.14966 | 9 | 0.46817
77804 | 16.2 | 0.8 | 365 | 14.7134 | 0.44684 | 15 | 0.16027
77802 | 8.96 | 0.8 | 365 | 8.1378 | 0.58294 | 8 | 0.72074
34718 | 148.72 | 1 | 365 | 168.8412 | 0.041189 | 168 | 0.88241
77805 | 5.355 | 0.8 | 365 | 4.8636 | 0.69215 | 5 | 0.55576
77806 | 5.985 | 0.8 | 365 | 5.4358 | 0.42064 | 5 | 0.85643
77807 | 4.27 | 0.8 | 365 | 3.8782 | 0.71531 | 4 | 0.59348
77808 | 31.62 | 0.6 | 365 | 21.5388 | 0.065233 | 21 | 0.60407
77709 | 2.805 | 0.8 | 365 | 2.5476 | 0.69589 | 3 | 0.24349
77606 | 3.25 | 0.8 | 365 | 2.9518 | 0.9168 | 3 | 0.86857
77628 | 3.12 | 0.8 | 365 | 2.8337 | 0.56013 | 3 | 0.39383
77630 | 3.6 | 0.8 | 365 | 3.2697 | 0.87708 | 4 | 0.14673
77588 | 7.84 | 0.8 | 365 | 7.1206 | 0.51007 | 7 | 0.63065
77820 | 6.72 | 0.8 | 365 | 6.1034 | 0.43721 | 6 | 0.54056
77817 | 6.09 | 0.8 | 365 | 5.5312 | 0.70872 | 6 | 0.23988
77823 | 8.82 | 0.8 | 365 | 8.0106 | 0.19883 | 8 | 0.20948
77822 | 11.76 | 0.8 | 365 | 10.6809 | 0.26511 | 10 | 0.94598
77824 | 6.96 | 0.8 | 365 | 6.3213 | 0.095679 | 6 | 0.41701
77825 | 5.94 | 0.8 | 365 | 5.3949 | 0.29717 | 5 | 0.6921
77826 | 6.4 | 0.8 | 365 | 5.8127 | 0.55924 | 6 | 0.37196
77829 | 6.9 | 0.8 | 365 | 6.2668 | 0.93106 | 7 | 0.19789
77828 | 3.6 | 0.8 | 365 | 3.2697 | 0.87708 | 4 | 0.14673
77833 | 3.38 | 0.8 | 365 | 3.0698 | 0.27348 | 3 | 0.34332
77834 | 2.1 | 0.8 | 365 | 1.9073 | 0.76163 | 2 | 0.66892
77836 | 11.7 | 0.8 | 365 | 10.6264 | 0.10049 | 10 | 0.72686
77837 | 10.5 | 0.8 | 365 | 9.5365 | 0.80814 | 10 | 0.34462
77838 | 9.45 | 0.8 | 365 | 8.5828 | 0.92732 | 9 | 0.51016
77839 | 12.2 | 0.8 | 365 | 11.0805 | 0.47231 | 11 | 0.5528
77840 | 3.135 | 0.8 | 365 | 2.8473 | 0.60129 | 3 | 0.44861
77841 | 11.055 | 0.8 | 365 | 10.0406 | 0.33085 | 10 | 0.37141
77843 | 12.06 | 0.8 | 365 | 10.9533 | 0.088202 | 11 | 0.041538
77220 | 5.88 | 0.8 | 365 | 5.3404 | 0.13256 | 5 | 0.47299
77856 | 9 | 0.8 | 365 | 8.1741 | 0.69269 | 8 | 0.86682
77361 | 7.56 | 0.8 | 365 | 6.8663 | 0.74186 | 7 | 0.60813
77858 | 6.6 | 0.8 | 365 | 5.9944 | 0.10797 | 6 | 0.10233
77859 | 3.975 | 0.8 | 365 | 3.6102 | 0.90594 | 4 | 0.51618
77860 | 8.55 | 0.8 | 365 | 7.7654 | 0.45805 | 8 | 0.22348
77861 | 8.265 | 0.8 | 365 | 7.5066 | 0.67612 | 8 | 0.1827
77862 | 5.7 | 0.8 | 365 | 5.1769 | 0.6387 | 5 | 0.81565
77863 | 4.56 | 0.8 | 365 | 4.1416 | 0.51096 | 4 | 0.65252
77864 | 10.26 | 0.8 | 365 | 9.3185 | 0.14966 | 9 | 0.46817
77865 | 3.77 | 0.8 | 365 | 3.4241 | 0.34349 | 3 | 0.76755
77866 | 2.34 | 0.8 | 365 | 2.1253 | 0.4201 | 2 | 0.54537
77867 | 3.705 | 0.8 | 365 | 3.365 | 0.16516 | 3 | 0.53017
77869 | 3.42 | 0.8 | 365 | 3.1062 | 0.38322 | 3 | 0.48939
77870 | 4.845 | 0.8 | 365 | 4.4004 | 0.2929 | 4 | 0.6933
77871 | 9.69 | 0.8 | 365 | 8.8008 | 0.58579 | 9 | 0.38661
77785 | 3.06 | 1 | 365 | 3.474 | 0.49439 | 3 | 0.9684
77872 | 6 | 0.8 | 365 | 5.4494 | 0.46179 | 5 | 0.91121
51500 | 1335.6 | 1 | 365 | 1516.3013 | 0.49362 | 1516 | 0.79496
77750 | 11.05 | 0.8 | 365 | 10.036 | 0.31713 | 10 | 0.35315
77878 | 4.32 | 0.8 | 365 | 3.9236 | 0.85249 | 4 | 0.77607
77736 | 7.5 | 0.8 | 365 | 6.8118 | 0.57724 | 7 | 0.38902
77868 | 5.94 | 0.8 | 365 | 5.3949 | 0.29717 | 5 | 0.6921
77883 | 13.515 | 1 | 365 | 15.3435 | 0.35023 | 15 | 0.69376
35219 | 38.92 | 0.8 | 365 | 35.3486 | 0.78216 | 36 | 0.13073
35176 | 32.48 | 0.8 | 365 | 29.4995 | 0.11317 | 29 | 0.6127
35186 | 25.76 | 0.8 | 365 | 23.3962 | 0.67596 | 24 | 0.07214
35216 | 34.44 | 0.8 | 365 | 31.2797 | 0.49069 | 31 | 0.77036
77432 | 11.385 | 0.8 | 365 | 10.3403 | 0.23625 | 10 | 0.57653
75215 | 10.5 | 0.8 | 365 | 9.5365 | 0.80814 | 10 | 0.34462
77417 | 7.92 | 0.8 | 365 | 7.1932 | 0.72957 | 7 | 0.9228
77371 | 12.9 | 0.8 | 365 | 11.7163 | 0.39285 | 12 | 0.10911
77370 | 2.32 | 0.8 | 365 | 2.1071 | 0.36523 | 2 | 0.47234
64216 | 224.44 | 0.9 | 365 | 229.3253 | 0.75336 | 230 | 0.078613
77472 | 4.675 | 0.8 | 365 | 4.246 | 0.82648 | 5 | 0.072487
77495 | 5.985 | 0.8 | 365 | 5.4358 | 0.42064 | 5 | 0.85643
77497 | 9.6 | 0.8 | 365 | 8.7191 | 0.33887 | 9 | 0.05794
77516 | 6.9 | 0.8 | 365 | 6.2668 | 0.93106 | 7 | 0.19789
77523 | 5.4 | 0.8 | 365 | 4.9045 | 0.81561 | 5 | 0.72009
77286 | 12.285 | 0.8 | 365 | 11.1577 | 0.70552 | 11 | 0.86321
77586 | 7.8 | 0.8 | 365 | 7.0842 | 0.40033 | 7 | 0.48458
77656 | 9.52 | 0.8 | 365 | 8.6464 | 0.11938 | 8 | 0.76579
77671 | 7.59 | 0.8 | 365 | 6.8935 | 0.82417 | 7 | 0.71768
77708 | 12.2 | 0.8 | 365 | 11.0805 | 0.47231 | 11 | 0.5528
77830 | 6 | 0.8 | 365 | 5.4494 | 0.46179 | 5 | 0.91121
71006 | 11.89 | 0.8 | 365 | 10.7989 | 0.62178 | 11 | 0.42072
77518 | 4.55 | 0.8 | 365 | 4.1325 | 0.48353 | 4 | 0.616
77813 | 7.04 | 0.8 | 365 | 6.394 | 0.31517 | 6 | 0.70916
77142 | 5.4 | 0.8 | 365 | 4.9045 | 0.81561 | 5 | 0.72009
77642 | 51.255 | 0.6 | 365 | 34.9138 | 0.46864 | 35 | 0.3824
44562 | 2188.8 | 1 | 365 | 2484.9359 | 0.57715 | 2485 | 0.51304
75887 | 41.34 | 0.9 | 365 | 42.2398 | 0.59947 | 42 | 0.83929
77435 | 5.8 | 0.8 | 365 | 5.2678 | 0.91307 | 6 | 0.18084
77769 | 3.78 | 0.8 | 365 | 3.4331 | 0.37093 | 3 | 0.80406
77423 | 7.59 | 0.8 | 365 | 6.8935 | 0.82417 | 7 | 0.71768
77882 | 6.3 | 0.8 | 365 | 5.7219 | 0.28488 | 6 | 0.0067734
35538 | 2822.04 | 0.8 | 365 | 2563.0806 | 0.63925 | 2563 | 0.71983
77544 | 13.5 | 0.8 | 365 | 12.2612 | 0.039032 | 12 | 0.30023
77884 | 7.848 | 0.8 | 365 | 7.1278 | 0.53202 | 7 | 0.65987
77886 | 7.59 | 0.8 | 365 | 6.8935 | 0.82417 | 7 | 0.71768
77887 | 11.39 | 0.8 | 365 | 10.3448 | 0.24997 | 10 | 0.59479
77888 | 6.615 | 0.8 | 365 | 6.008 | 0.14913 | 6 | 0.15711
77890 | 7.92 | 0.8 | 365 | 7.1932 | 0.72957 | 7 | 0.9228
77892 | 5.36 | 0.8 | 365 | 4.8681 | 0.70587 | 5 | 0.57402
77893 | 5.76 | 0.8 | 365 | 5.2314 | 0.80332 | 6 | 0.034764
77895 | 6.6 | 0.8 | 365 | 5.9944 | 0.10797 | 6 | 0.10233
77897 | 12.825 | 0.8 | 365 | 11.6481 | 0.18708 | 11 | 0.83522
77899 | 9.24 | 0.8 | 365 | 8.3921 | 0.35116 | 8 | 0.74327
77900 | 4.845 | 0.8 | 365 | 4.4004 | 0.2929 | 4 | 0.6933
77902 | 9.6 | 0.8 | 365 | 8.7191 | 0.33887 | 9 | 0.05794
77903 | 8.32 | 0.8 | 365 | 7.5565 | 0.82702 | 8 | 0.38355
77906 | 10.8 | 0.8 | 365 | 9.809 | 0.63123 | 10 | 0.44018
77907 | 7.035 | 0.8 | 365 | 6.3894 | 0.30145 | 6 | 0.6909
77908 | 24.84 | 0.8 | 365 | 22.5606 | 0.15182 | 22 | 0.71242
77909 | 6.4 | 0.8 | 365 | 5.8127 | 0.55924 | 6 | 0.37196
77910 | 9.36 | 0.8 | 365 | 8.5011 | 0.6804 | 9 | 0.18149
77911 | 10.15 | 0.8 | 365 | 9.2186 | 0.84786 | 10 | 0.066468
77913 | 8.37 | 0.8 | 365 | 7.6019 | 0.9642 | 8 | 0.56614
77914 | 3.135 | 0.8 | 365 | 2.8473 | 0.60129 | 3 | 0.44861
77915 | 7.04 | 0.8 | 365 | 6.394 | 0.31517 | 6 | 0.70916
77917 | 11.22 | 0.8 | 365 | 10.1904 | 0.78355 | 10 | 0.97397
77916 | 13.395 | 0.8 | 365 | 12.1658 | 0.75095 | 12 | 0.91678
76004 | 10.36 | 0.8 | 365 | 9.4093 | 0.42403 | 9 | 0.83336
77919 | 3.6 | 0.8 | 365 | 3.2697 | 0.87708 | 4 | 0.14673
77920 | 8.71 | 0.8 | 365 | 7.9107 | 0.89703 | 8 | 0.80778
77921 | 5.7 | 0.8 | 365 | 5.1769 | 0.6387 | 5 | 0.81565
77918 | 12.6 | 0.8 | 365 | 11.4438 | 0.56976 | 12 | 0.013547
77922 | 7.37 | 0.8 | 365 | 6.6937 | 0.22057 | 6 | 0.91427
77924 | 8.96 | 0.8 | 365 | 8.1378 | 0.58294 | 8 | 0.72074
77925 | 8.04 | 0.8 | 365 | 7.3022 | 0.058801 | 7 | 0.36103
77927 | 11.2 | 0.8 | 365 | 10.1723 | 0.72868 | 10 | 0.90093
77928 | 8 | 0.8 | 365 | 7.2659 | 0.94906 | 8 | 0.21495
35235 | 51.52 | 0.8 | 365 | 46.7924 | 0.35192 | 47 | 0.14428
77929 | 3.65 | 0.8 | 365 | 3.3151 | 0.014257 | 3 | 0.32932
77931 | 5.44 | 0.8 | 365 | 4.9408 | 0.92536 | 5 | 0.86617
34881 | 232 | 0.8 | 365 | 210.7109 | 0.52262 | 211 | 0.23356
35253 | 59.36 | 0.8 | 365 | 53.9129 | 0.862 | 54 | 0.77493
77933 | 8.7 | 0.8 | 365 | 7.9017 | 0.8696 | 8 | 0.77126
77926 | 2.52 | 0.8 | 365 | 2.2888 | 0.91395 | 3 | 0.20271
77935 | 7.36 | 0.8 | 365 | 6.6846 | 0.19313 | 6 | 0.87775
77936 | 12.06 | 0.8 | 365 | 10.9533 | 0.088202 | 11 | 0.041538
77937 | 8.96 | 0.8 | 365 | 8.1378 | 0.58294 | 8 | 0.72074
77939 | 4.905 | 0.8 | 365 | 4.4549 | 0.45751 | 4 | 0.91242
77941 | 8.829 | 0.8 | 365 | 8.0188 | 0.22353 | 8 | 0.24235
74044 | 12.45 | 0.8 | 365 | 11.3075 | 0.15822 | 11 | 0.46577
77944 | 9.24 | 0.8 | 365 | 8.3921 | 0.35116 | 8 | 0.74327
77946 | 5.6 | 0.8 | 365 | 5.0861 | 0.36434 | 5 | 0.45047
77947 | 6.48 | 0.8 | 365 | 5.8854 | 0.77874 | 6 | 0.66411
77948 | 7.59 | 0.8 | 365 | 6.8935 | 0.82417 | 7 | 0.71768
77950 | 7.848 | 0.8 | 365 | 7.1278 | 0.53202 | 7 | 0.65987
77951 | 3.3 | 0.8 | 365 | 2.9972 | 0.053986 | 3 | 0.051167
77953 | 7 | 0.8 | 365 | 6.3577 | 0.20542 | 6 | 0.56308
77954 | 11.39 | 0.8 | 365 | 10.3448 | 0.24997 | 10 | 0.59479
77955 | 8.64 | 0.8 | 365 | 7.8472 | 0.70498 | 8 | 0.55215
32479 | 646.38 | 0.8 | 365 | 587.0661 | 0.42885 | 587 | 0.49495
62380 | 3174.4 | 0.8 | 365 | 2883.1069 | 0.38542 | 2883 | 0.49232
77959 | 13.44 | 0.8 | 365 | 12.2067 | 0.87441 | 13 | 0.081117
77960 | 9.6 | 0.8 | 365 | 8.7191 | 0.33887 | 9 | 0.05794
77962 | 6.4 | 0.8 | 365 | 5.8127 | 0.55924 | 6 | 0.37196
77963 | 11.39 | 0.8 | 365 | 10.3448 | 0.24997 | 10 | 0.59479
77965 | 11.375 | 0.8 | 365 | 10.3312 | 0.20881 | 10 | 0.54001
77967 | 11.1 | 0.8 | 365 | 10.0814 | 0.45432 | 10 | 0.53574
77974 | 4.8 | 0.8 | 365 | 4.3595 | 0.16943 | 4 | 0.52897
76543 | 11.16 | 0.8 | 365 | 10.1359 | 0.61893 | 10 | 0.75486
76332 | 5.865 | 0.8 | 365 | 5.3268 | 0.091402 | 5 | 0.41821
76544 | 10.385 | 0.8 | 365 | 9.432 | 0.49262 | 9 | 0.92466
76410 | 9.315 | 0.8 | 365 | 8.4602 | 0.55693 | 9 | 0.017158
77975 | 7 | 0.8 | 365 | 6.3577 | 0.20542 | 6 | 0.56308
76393 | 8.625 | 0.8 | 365 | 7.8335 | 0.66383 | 8 | 0.49737
77976 | 9.483 | 0.8 | 365 | 8.6128 | 0.017862 | 8 | 0.63067
76394 | 11.16 | 0.8 | 365 | 10.1359 | 0.61893 | 10 | 0.75486
76414 | 8.71 | 0.8 | 365 | 7.9107 | 0.89703 | 8 | 0.80778
76408 | 11.16 | 0.8 | 365 | 10.1359 | 0.61893 | 10 | 0.75486
76296 | 7.194 | 0.8 | 365 | 6.5339 | 0.73769 | 7 | 0.27154
77977 | 9.045 | 0.8 | 365 | 8.215 | 0.81615 | 9 | 0.031153
76391 | 4.14 | 0.8 | 365 | 3.7601 | 0.35864 | 4 | 0.11874
76600 | 6.54 | 0.8 | 365 | 5.9399 | 0.94335 | 6 | 0.88322
76416 | 7.92 | 0.8 | 365 | 7.1932 | 0.72957 | 7 | 0.9228
76602 | 11.16 | 0.8 | 365 | 10.1359 | 0.61893 | 10 | 0.75486
76412 | 5.52 | 0.8 | 365 | 5.0135 | 0.14485 | 5 | 0.15832
77978 | 9.38 | 0.8 | 365 | 8.5193 | 0.73527 | 9 | 0.25453
76538 | 8.97 | 0.8 | 365 | 8.1469 | 0.61038 | 8 | 0.75726
76404 | 6.9 | 0.8 | 365 | 6.2668 | 0.93106 | 7 | 0.19789
76415 | 11.16 | 0.8 | 365 | 10.1359 | 0.61893 | 10 | 0.75486
76601 | 7.935 | 0.8 | 365 | 7.2069 | 0.77072 | 7 | 0.97758
76604 | 10.137 | 0.8 | 365 | 9.2068 | 0.8122 | 10 | 0.018994
76545 | 6.21 | 0.8 | 365 | 5.6402 | 0.037955 | 5 | 0.67811
76539 | 6.48 | 0.8 | 365 | 5.8854 | 0.77874 | 6 | 0.66411
77979 | 11.16 | 0.8 | 365 | 10.1359 | 0.61893 | 10 | 0.75486
77980 | 15 | 0.8 | 365 | 13.6236 | 0.15448 | 13 | 0.77803
77981 | 7.425 | 0.8 | 365 | 6.7437 | 0.37147 | 7 | 0.11513
77982 | 2.56 | 0.8 | 365 | 2.3251 | 0.023698 | 2 | 0.34878
77983 | 21.6 | 0.8 | 365 | 19.6179 | 0.26245 | 19 | 0.88037
77984 | 7.37 | 0.8 | 365 | 6.6937 | 0.22057 | 6 | 0.91427
77985 | 8.58 | 0.8 | 365 | 7.7927 | 0.54036 | 8 | 0.33303
77986 | 3.66 | 0.8 | 365 | 3.3241 | 0.041693 | 3 | 0.36584
77987 | 8.64 | 0.8 | 365 | 7.8472 | 0.70498 | 8 | 0.55215
77988 | 8.64 | 0.8 | 365 | 7.8472 | 0.70498 | 8 | 0.55215
77989 | 6.1 | 0.8 | 365 | 5.5402 | 0.73616 | 6 | 0.2764
77990 | 7.425 | 0.8 | 365 | 6.7437 | 0.37147 | 7 | 0.11513
77991 | 11.2 | 0.8 | 365 | 10.1723 | 0.72868 | 10 | 0.90093
77992 | 4.8 | 0.8 | 365 | 4.3595 | 0.16943 | 4 | 0.52897
32451 | 647.28 | 0.8 | 365 | 587.8835 | 0.89812 | 588 | 0.78164
77995 | 5.28 | 0.8 | 365 | 4.7955 | 0.48638 | 5 | 0.28187
77996 | 6.555 | 0.8 | 365 | 5.9535 | 0.98451 | 6 | 0.938
77997 | 3.705 | 0.8 | 365 | 3.365 | 0.16516 | 3 | 0.53017
77998 | 11.685 | 0.8 | 365 | 10.6127 | 0.05934 | 10 | 0.67209
77999 | 3.96 | 0.8 | 365 | 3.5966 | 0.86478 | 4 | 0.4614
78002 | 9.9 | 0.8 | 365 | 8.9915 | 0.16196 | 9 | 0.1535
78003 | 6.6 | 0.8 | 365 | 5.9944 | 0.10797 | 6 | 0.10233
78005 | 9.9 | 0.8 | 365 | 8.9915 | 0.16196 | 9 | 0.1535
78006 | 5.4 | 0.8 | 365 | 4.9045 | 0.81561 | 5 | 0.72009
78007 | 7 | 0.8 | 365 | 6.3577 | 0.20542 | 6 | 0.56308
78009 | 9.35 | 0.8 | 365 | 8.492 | 0.65296 | 9 | 0.14497
78004 | 13.5 | 0.8 | 365 | 12.2612 | 0.039032 | 12 | 0.30023
78011 | 3.3 | 0.8 | 365 | 2.9972 | 0.053986 | 3 | 0.051167
78018 | 3.575 | 0.8 | 365 | 3.2469 | 0.80848 | 4 | 0.055431
78020 | 6.3 | 0.8 | 365 | 5.7219 | 0.28488 | 6 | 0.0067734
78023 | 6.6 | 0.8 | 365 | 5.9944 | 0.10797 | 6 | 0.10233
78026 | 3.9 | 0.8 | 365 | 3.5421 | 0.70016 | 4 | 0.24229
78029 | 8.45 | 0.8 | 365 | 7.6746 | 0.18369 | 7 | 0.85829
77639 | 7.83 | 0.8 | 365 | 7.1115 | 0.48264 | 7 | 0.59413
77768 | 12.6 | 0.8 | 365 | 11.4438 | 0.56976 | 12 | 0.013547
78030 | 5.4 | 0.8 | 365 | 4.9045 | 0.81561 | 5 | 0.72009
78033 | 8.32 | 0.8 | 365 | 7.5565 | 0.82702 | 8 | 0.38355
78034 | 7.59 | 0.8 | 365 | 6.8935 | 0.82417 | 7 | 0.71768
77693 | 12.87 | 0.8 | 365 | 11.689 | 0.31054 | 11 | 0.99955
78035 | 9.24 | 0.8 | 365 | 8.3921 | 0.35116 | 8 | 0.74327
78037 | 5.76 | 0.8 | 365 | 5.2314 | 0.80332 | 6 | 0.034764
78038 | 8.99 | 0.8 | 365 | 8.165 | 0.66525 | 8 | 0.8303
78039 | 6.7 | 0.8 | 365 | 6.0852 | 0.38233 | 6 | 0.46752
78040 | 4.48 | 0.8 | 365 | 4.0689 | 0.29147 | 4 | 0.36037
78041 | 3.35 | 0.8 | 365 | 3.0426 | 0.19117 | 3 | 0.23376
78042 | 11.84 | 0.8 | 365 | 10.7535 | 0.4846 | 11 | 0.23813
78043 | 6.365 | 0.8 | 365 | 5.7809 | 0.46322 | 6 | 0.24414
77614 | 3.77 | 0.8 | 365 | 3.4241 | 0.34349 | 3 | 0.76755
78025 | 12.88 | 0.8 | 365 | 11.6981 | 0.33798 | 12 | 0.03607
78046 | 6 | 0.8 | 365 | 5.4494 | 0.46179 | 5 | 0.91121
35630 | 1964.16 | 0.8 | 365 | 1783.9224 | 0.93223 | 1784 | 0.85462
35225 | 41.16 | 0.8 | 365 | 37.383 | 0.92789 | 38 | 0.31092
77649 | 7.475 | 0.8 | 365 | 6.7891 | 0.50865 | 7 | 0.29772
77598 | 7.56 | 0.8 | 365 | 6.8663 | 0.74186 | 7 | 0.60813
78062 | 8.1 | 0.8 | 365 | 7.3567 | 0.22342 | 7 | 0.58014
77942 | 9.72 | 0.8 | 365 | 8.8281 | 0.6681 | 9 | 0.49616
78013 | 2.6 | 0.8 | 365 | 2.3614 | 0.13344 | 2 | 0.49486
78066 | 5.4 | 0.8 | 365 | 4.9045 | 0.81561 | 5 | 0.72009
78069 | 9.9 | 0.8 | 365 | 8.9915 | 0.16196 | 9 | 0.1535
65679 | 12.24 | 0.8 | 365 | 11.1168 | 0.58206 | 11 | 0.69887
78072 | 6.5 | 0.8 | 365 | 5.9035 | 0.83361 | 6 | 0.73715
78076 | 9.8 | 0.8 | 365 | 8.9007 | 0.88759 | 9 | 0.78831
78078 | 3.63 | 0.8 | 365 | 3.2969 | 0.95938 | 4 | 0.25628
78080 | 4.485 | 0.8 | 365 | 4.0734 | 0.30519 | 4 | 0.37863
78082 | 12.6 | 0.8 | 365 | 11.4438 | 0.56976 | 12 | 0.013547
78085 | 6.7 | 0.8 | 365 | 6.0852 | 0.38233 | 6 | 0.46752
78089 | 4.725 | 0.8 | 365 | 4.2914 | 0.96366 | 5 | 0.25508
78092 | 8.7 | 0.8 | 365 | 7.9017 | 0.8696 | 8 | 0.77126
78094 | 7.2 | 0.8 | 365 | 6.5393 | 0.75415 | 7 | 0.29346
78096 | 5.6 | 0.8 | 365 | 5.0861 | 0.36434 | 5 | 0.45047
78098 | 8.54 | 0.8 | 365 | 7.7563 | 0.43062 | 8 | 0.18696
78099 | 3.52 | 1 | 365 | 3.9962 | 0.071981 | 4 | 0.068223
78100 | 9.52 | 0.8 | 365 | 8.6464 | 0.11938 | 8 | 0.76579
78101 | 8.4 | 0.8 | 365 | 7.6292 | 0.046509 | 7 | 0.6757
78102 | 9.9 | 0.8 | 365 | 8.9915 | 0.16196 | 9 | 0.1535
78103 | 7.2 | 0.8 | 365 | 6.5393 | 0.75415 | 7 | 0.29346
78104 | 12.6 | 0.8 | 365 | 11.4438 | 0.56976 | 12 | 0.013547
78105 | 5.44 | 0.8 | 365 | 4.9408 | 0.92536 | 5 | 0.86617
78107 | 7.14 | 0.8 | 365 | 6.4848 | 0.58953 | 7 | 0.074343
77876 | 4.16 | 1 | 365 | 4.7228 | 0.26689 | 4 | 0.98972
78109 | 8.25 | 0.8 | 365 | 7.493 | 0.63496 | 8 | 0.12792
77720 | 10.725 | 0.8 | 365 | 9.7408 | 0.42545 | 10 | 0.16629
77816 | 13.44 | 0.8 | 365 | 12.2067 | 0.87441 | 13 | 0.081117
78114 | 5.2 | 0.8 | 365 | 4.7228 | 0.26689 | 4 | 0.98972
77406 | 8.265 | 0.8 | 365 | 7.5066 | 0.67612 | 8 | 0.1827
77583 | 10.92 | 0.8 | 365 | 9.9179 | 0.96046 | 10 | 0.87841
77602 | 10.26 | 0.8 | 365 | 9.3185 | 0.14966 | 9 | 0.46817
78129 | 10.08 | 0.8 | 365 | 9.155 | 0.65581 | 9 | 0.81084
65247 | 67.65 | 1 | 365 | 76.8028 | 0.008381 | 76 | 0.81116
65249 | 33.825 | 0.9 | 365 | 34.5612 | 0.40377 | 34 | 0.96502
78130 | 7.68 | 0.8 | 365 | 6.9753 | 0.071094 | 7 | 0.046352
78131 | 4.64 | 0.8 | 365 | 4.2142 | 0.73045 | 4 | 0.94467
78134 | 8.835 | 0.8 | 365 | 8.0243 | 0.23999 | 8 | 0.26426
78136 | 6.213 | 0.8 | 365 | 5.6429 | 0.046186 | 5 | 0.68906
78137 | 5.025 | 0.8 | 365 | 4.5639 | 0.78675 | 5 | 0.35064
78138 | 5.76 | 0.8 | 365 | 5.2314 | 0.80332 | 6 | 0.034764
78141 | 9.6 | 0.8 | 365 | 8.7191 | 0.33887 | 9 | 0.05794
78144 | 7 | 0.8 | 365 | 6.3577 | 0.20542 | 6 | 0.56308
78148 | 3.42 | 0.8 | 365 | 3.1062 | 0.38322 | 3 | 0.48939
78149 | 8.12 | 0.8 | 365 | 7.3749 | 0.27829 | 7 | 0.65317
78153 | 15.042 | 0.8 | 365 | 13.6617 | 0.26971 | 13 | 0.93141
77857 | 9.69 | 0.8 | 365 | 8.8008 | 0.58579 | 9 | 0.38661
78158 | 6.16 | 0.8 | 365 | 5.5947 | 0.90077 | 6 | 0.49551
78115 | 7.975 | 0.8 | 365 | 7.2432 | 0.88047 | 8 | 0.12365
78163 | 6.93 | 0.8 | 365 | 6.2941 | 0.01337 | 6 | 0.30745
78166 | 5.7 | 0.8 | 365 | 5.1769 | 0.6387 | 5 | 0.81565
78167 | 3.575 | 0.8 | 365 | 3.2469 | 0.80848 | 4 | 0.055431
78171 | 9.28 | 0.8 | 365 | 8.4284 | 0.4609 | 8 | 0.88934
78164 | 4.64 | 0.8 | 365 | 4.2142 | 0.73045 | 4 | 0.94467
64951 | 81.9 | 0.7 | 365 | 65.0865 | 0.61553 | 65 | 0.70205
78021 | 7.56 | 0.8 | 365 | 6.8663 | 0.74186 | 7 | 0.60813
78172 | 4.32 | 0.8 | 365 | 3.9236 | 0.85249 | 4 | 0.77607
77889 | 5.76 | 0.8 | 365 | 5.2314 | 0.80332 | 6 | 0.034764
77891 | 14.28 | 0.8 | 365 | 12.9696 | 0.17906 | 13 | 0.14869
77940 | 8.64 | 0.8 | 365 | 7.8472 | 0.70498 | 8 | 0.55215
77949 | 5.232 | 0.8 | 365 | 4.7519 | 0.35468 | 5 | 0.10658
77964 | 5.4 | 0.8 | 365 | 4.9045 | 0.81561 | 5 | 0.72009
77898 | 4.875 | 0.8 | 365 | 4.4277 | 0.37521 | 4 | 0.80286
78108 | 7.975 | 0.8 | 365 | 7.2432 | 0.88047 | 8 | 0.12365
78112 | 8.67 | 0.8 | 365 | 7.8744 | 0.78729 | 8 | 0.6617
78113 | 12 | 0.8 | 365 | 10.8988 | 0.92358 | 11 | 0.82243
78095 | 4.48 | 0.8 | 365 | 4.0689 | 0.29147 | 4 | 0.36037
77703 | 11.48 | 0.8 | 365 | 10.4266 | 0.4969 | 10 | 0.92345
78132 | 10.07 | 0.8 | 365 | 9.1459 | 0.62837 | 9 | 0.77432
78133 | 9.54 | 0.8 | 365 | 8.6646 | 0.17425 | 8 | 0.83883
78135 | 12.21 | 0.8 | 365 | 11.0896 | 0.49975 | 11 | 0.58932
78142 | 16.53 | 0.8 | 365 | 15.0132 | 0.35224 | 15 | 0.36539
78143 | 5.7 | 0.8 | 365 | 5.1769 | 0.6387 | 5 | 0.81565
78146 | 7.59 | 0.8 | 365 | 6.8935 | 0.82417 | 7 | 0.71768
78150 | 12.54 | 0.8 | 365 | 11.3893 | 0.40515 | 11 | 0.79443
78152 | 10.05 | 0.8 | 365 | 9.1278 | 0.5735 | 9 | 0.70128
78155 | 12.18 | 0.8 | 365 | 11.0623 | 0.41744 | 11 | 0.47976
77009 | 4.845 | 0.8 | 365 | 4.4004 | 0.2929 | 4 | 0.6933
77972 | 4.275 | 0.8 | 365 | 3.8827 | 0.72903 | 4 | 0.61174
77006 | 6.27 | 0.8 | 365 | 5.6946 | 0.20257 | 5 | 0.89722
78010 | 3.42 | 0.8 | 365 | 3.1062 | 0.38322 | 3 | 0.48939
77166 | 5.415 | 0.8 | 365 | 4.9181 | 0.85677 | 5 | 0.77487
78017 | 8.4 | 0.8 | 365 | 7.6292 | 0.046509 | 7 | 0.6757
77966 | 4.06 | 0.8 | 365 | 3.6874 | 0.13915 | 3 | 0.82659
77970 | 2.32 | 0.8 | 365 | 2.1071 | 0.36523 | 2 | 0.47234
75777 | 5.7 | 0.8 | 365 | 5.1769 | 0.6387 | 5 | 0.81565
78019 | 7.41 | 0.8 | 365 | 6.73 | 0.33031 | 7 | 0.060348
77533 | 5.13 | 0.8 | 365 | 4.6593 | 0.074832 | 4 | 0.73409
75913 | 7.98 | 0.8 | 365 | 7.2477 | 0.89418 | 8 | 0.14191
77653 | 7.41 | 0.8 | 365 | 6.73 | 0.33031 | 7 | 0.060348
78022 | 7.41 | 0.8 | 365 | 6.73 | 0.33031 | 7 | 0.060348
77492 | 8.265 | 0.8 | 365 | 7.5066 | 0.67612 | 8 | 0.1827
77973 | 3.48 | 0.8 | 365 | 3.1607 | 0.54784 | 3 | 0.7085
77354 | 5.7 | 0.8 | 365 | 5.1769 | 0.6387 | 5 | 0.81565
76514 | 4.275 | 0.8 | 365 | 3.8827 | 0.72903 | 4 | 0.61174
74825 | 9.8 | 0.8 | 365 | 8.9007 | 0.88759 | 9 | 0.78831
77880 | 5.985 | 0.8 | 365 | 5.4358 | 0.42064 | 5 | 0.85643
76553 | 9.52 | 0.8 | 365 | 8.6464 | 0.11938 | 8 | 0.76579
78036 | 7.84 | 0.8 | 365 | 7.1206 | 0.51007 | 7 | 0.63065
75069 | 3.92 | 0.8 | 365 | 3.5603 | 0.75504 | 4 | 0.31533
77526 | 6.84 | 0.8 | 365 | 6.2123 | 0.76644 | 6 | 0.97878
76507 | 2.85 | 0.8 | 365 | 2.5885 | 0.81935 | 3 | 0.40783
77648 | 8.265 | 0.8 | 365 | 7.5066 | 0.67612 | 8 | 0.1827
77958 | 7.125 | 0.8 | 365 | 6.4712 | 0.54838 | 7 | 0.019565
77070 | 7.56 | 0.8 | 365 | 6.8663 | 0.74186 | 7 | 0.60813
76637 | 5.13 | 0.8 | 365 | 4.6593 | 0.074832 | 4 | 0.73409
77528 | 5.13 | 0.8 | 365 | 4.6593 | 0.074832 | 4 | 0.73409
77334 | 8.55 | 0.8 | 365 | 7.7654 | 0.45805 | 8 | 0.22348
77547 | 5.7 | 0.8 | 365 | 5.1769 | 0.6387 | 5 | 0.81565
77971 | 3.77 | 0.8 | 365 | 3.4241 | 0.34349 | 3 | 0.76755
78014 | 5.04 | 0.8 | 365 | 4.5775 | 0.82791 | 5 | 0.40542
77157 | 13.395 | 0.8 | 365 | 12.1658 | 0.75095 | 12 | 0.91678
76031 | 5.7 | 0.8 | 365 | 5.1769 | 0.6387 | 5 | 0.81565
77777 | 7.125 | 0.8 | 365 | 6.4712 | 0.54838 | 7 | 0.019565
78024 | 3.92 | 0.8 | 365 | 3.5603 | 0.75504 | 4 | 0.31533
77849 | 8.835 | 0.8 | 365 | 8.0243 | 0.23999 | 8 | 0.26426
78159 | 8.25 | 0.8 | 365 | 7.493 | 0.63496 | 8 | 0.12792
76366 | 3.42 | 0.8 | 365 | 3.1062 | 0.38322 | 3 | 0.48939
78027 | 3.99 | 0.8 | 365 | 3.6239 | 0.94709 | 4 | 0.57096
77487 | 5.13 | 0.8 | 365 | 4.6593 | 0.074832 | 4 | 0.73409
77007 | 3.135 | 0.8 | 365 | 2.8473 | 0.60129 | 3 | 0.44861
75912 | 2.915 | 0.8 | 365 | 2.6475 | 0.99769 | 3 | 0.6452
75649 | 2.52 | 0.8 | 365 | 2.2888 | 0.91395 | 3 | 0.20271
77541 | 11.97 | 0.8 | 365 | 10.8716 | 0.84128 | 11 | 0.71287
77331 | 2.8 | 0.8 | 365 | 2.5431 | 0.68217 | 3 | 0.22523
76774 | 4.275 | 0.8 | 365 | 3.8827 | 0.72903 | 4 | 0.61174
75400 | 2.85 | 0.8 | 365 | 2.5885 | 0.81935 | 3 | 0.40783
77645 | 3.705 | 0.8 | 365 | 3.365 | 0.16516 | 3 | 0.53017
78015 | 4.2 | 0.8 | 365 | 3.8146 | 0.52325 | 4 | 0.33785
77290 | 12.255 | 0.8 | 365 | 11.1304 | 0.62321 | 11 | 0.75365
75406 | 7.84 | 0.8 | 365 | 7.1206 | 0.51007 | 7 | 0.63065
77163 | 4.845 | 0.8 | 365 | 4.4004 | 0.2929 | 4 | 0.6933
75051 | 5.88 | 0.8 | 365 | 5.3404 | 0.13256 | 5 | 0.47299
77326 | 4.845 | 0.8 | 365 | 4.4004 | 0.2929 | 4 | 0.6933
77457 | 9.405 | 0.8 | 365 | 8.542 | 0.80386 | 9 | 0.34583
77154 | 10.64 | 0.8 | 365 | 9.6636 | 0.19224 | 9 | 0.85588
76521 | 11.97 | 0.8 | 365 | 10.8716 | 0.84128 | 11 | 0.71287
78093 | 6.27 | 0.8 | 365 | 5.6946 | 0.20257 | 5 | 0.89722
77338 | 6.27 | 0.8 | 365 | 5.6946 | 0.20257 | 5 | 0.89722
77507 | 7.41 | 0.8 | 365 | 6.73 | 0.33031 | 7 | 0.060348
76268 | 9.12 | 0.8 | 365 | 8.2831 | 0.021924 | 8 | 0.30504
76547 | 5.415 | 0.8 | 365 | 4.9181 | 0.85677 | 5 | 0.77487
77475 | 7.695 | 0.8 | 365 | 6.9889 | 0.11225 | 7 | 0.10113
78119 | 4.93 | 0.8 | 365 | 4.4776 | 0.52611 | 5 | 0.0037132
77930 | 4.64 | 0.8 | 365 | 4.2142 | 0.73045 | 4 | 0.94467
77600 | 12.88 | 0.8 | 365 | 11.6981 | 0.33798 | 12 | 0.03607
77531 | 8.265 | 0.8 | 365 | 7.5066 | 0.67612 | 8 | 0.1827
75880 | 10.83 | 0.8 | 365 | 9.8362 | 0.71353 | 10 | 0.54974
77969 | 8.265 | 0.8 | 365 | 7.5066 | 0.67612 | 8 | 0.1827
74913 | 6.44 | 0.8 | 365 | 5.849 | 0.66899 | 6 | 0.51804
77524 | 7.28 | 0.8 | 365 | 6.612 | 0.97364 | 7 | 0.5856
77551 | 3.77 | 0.8 | 365 | 3.4241 | 0.34349 | 3 | 0.76755
76916 | 12.6 | 0.8 | 365 | 11.4438 | 0.56976 | 12 | 0.013547
74977 | 6.72 | 0.8 | 365 | 6.1034 | 0.43721 | 6 | 0.54056
76039 | 8.4 | 0.8 | 365 | 7.6292 | 0.046509 | 7 | 0.6757
76563 | 6.16 | 0.8 | 365 | 5.5947 | 0.90077 | 6 | 0.49551
74861 | 6.72 | 0.8 | 365 | 6.1034 | 0.43721 | 6 | 0.54056
77485 | 5.88 | 0.8 | 365 | 5.3404 | 0.13256 | 5 | 0.47299
74909 | 7 | 0.8 | 365 | 6.3577 | 0.20542 | 6 | 0.56308
75779 | 5.13 | 0.8 | 365 | 4.6593 | 0.074832 | 4 | 0.73409
77663 | 8.835 | 0.8 | 365 | 8.0243 | 0.23999 | 8 | 0.26426
77534 | 9.975 | 0.8 | 365 | 9.0597 | 0.36773 | 9 | 0.42739
77553 | 4.275 | 0.8 | 365 | 3.8827 | 0.72903 | 4 | 0.61174
74911 | 6.16 | 0.8 | 365 | 5.5947 | 0.90077 | 6 | 0.49551
77454 | 8.835 | 0.8 | 365 | 8.0243 | 0.23999 | 8 | 0.26426
77613 | 4.845 | 0.8 | 365 | 4.4004 | 0.2929 | 4 | 0.6933
74865 | 3.42 | 0.8 | 365 | 3.1062 | 0.38322 | 3 | 0.48939
76449 | 8.12 | 0.8 | 365 | 7.3749 | 0.27829 | 7 | 0.65317
74863 | 5.88 | 0.8 | 365 | 5.3404 | 0.13256 | 5 | 0.47299
77349 | 5.7 | 0.8 | 365 | 5.1769 | 0.6387 | 5 | 0.81565
76458 | 11.685 | 0.8 | 365 | 10.6127 | 0.05934 | 10 | 0.67209
77728 | 4.56 | 0.8 | 365 | 4.1416 | 0.51096 | 4 | 0.65252
77731 | 5.985 | 0.8 | 365 | 5.4358 | 0.42064 | 5 | 0.85643
74823 | 10.08 | 0.8 | 365 | 9.155 | 0.65581 | 9 | 0.81084
76270 | 4.2 | 0.8 | 365 | 3.8146 | 0.52325 | 4 | 0.33785
77501 | 4.56 | 0.8 | 365 | 4.1416 | 0.51096 | 4 | 0.65252
74826 | 8.265 | 0.8 | 365 | 7.5066 | 0.67612 | 8 | 0.1827
78088 | 6.84 | 0.8 | 365 | 6.2123 | 0.76644 | 6 | 0.97878
77469 | 9.405 | 0.8 | 365 | 8.542 | 0.80386 | 9 | 0.34583
77480 | 5.7 | 0.8 | 365 | 5.1769 | 0.6387 | 5 | 0.81565
77912 | 6.555 | 0.8 | 365 | 5.9535 | 0.98451 | 6 | 0.938
74870 | 9.24 | 0.8 | 365 | 8.3921 | 0.35116 | 8 | 0.74327
77607 | 2.28 | 0.8 | 365 | 2.0708 | 0.25548 | 2 | 0.32626
75422 | 10.08 | 0.8 | 365 | 9.155 | 0.65581 | 9 | 0.81084
74873 | 5.04 | 0.8 | 365 | 4.5775 | 0.82791 | 5 | 0.40542
77372 | 3.12 | 0.8 | 365 | 2.8337 | 0.56013 | 3 | 0.39383
77810 | 4.275 | 0.8 | 365 | 3.8827 | 0.72903 | 4 | 0.61174
77463 | 5.7 | 0.8 | 365 | 5.1769 | 0.6387 | 5 | 0.81565
76036 | 6.84 | 0.8 | 365 | 6.2123 | 0.76644 | 6 | 0.97878
76502 | 5.415 | 0.8 | 365 | 4.9181 | 0.85677 | 5 | 0.77487
74957 | 6.27 | 0.8 | 365 | 5.6946 | 0.20257 | 5 | 0.89722
75408 | 4.2 | 0.8 | 365 | 3.8146 | 0.52325 | 4 | 0.33785
75671 | 9.8 | 0.8 | 365 | 8.9007 | 0.88759 | 9 | 0.78831
76515 | 6.555 | 0.8 | 365 | 5.9535 | 0.98451 | 6 | 0.938
75457 | 3.36 | 0.8 | 365 | 3.0517 | 0.2186 | 3 | 0.27028
76966 | 5.985 | 0.8 | 365 | 5.4358 | 0.42064 | 5 | 0.85643
75140 | 7.84 | 0.8 | 365 | 7.1206 | 0.51007 | 7 | 0.63065
75898 | 5.13 | 0.8 | 365 | 4.6593 | 0.074832 | 4 | 0.73409
74864 | 6.84 | 0.8 | 365 | 6.2123 | 0.76644 | 6 | 0.97878
76409 | 5.04 | 0.8 | 365 | 4.5775 | 0.82791 | 5 | 0.40542
75885 | 7.41 | 0.8 | 365 | 6.73 | 0.33031 | 7 | 0.060348
75825 | 5.13 | 0.8 | 365 | 4.6593 | 0.074832 | 4 | 0.73409
76193 | 6.27 | 0.8 | 365 | 5.6946 | 0.20257 | 5 | 0.89722
78168 | 4.95 | 0.8 | 365 | 4.4958 | 0.58098 | 5 | 0.076751
77172 | 4.86 | 0.8 | 365 | 4.414 | 0.33405 | 4 | 0.74808
77502 | 3.99 | 0.8 | 365 | 3.6239 | 0.94709 | 4 | 0.57096
74828 | 5.88 | 0.8 | 365 | 5.3404 | 0.13256 | 5 | 0.47299
77733 | 4.77 | 0.8 | 365 | 4.3323 | 0.087125 | 4 | 0.41941
75043 | 2.24 | 0.8 | 365 | 2.0345 | 0.14574 | 2 | 0.18019
78169 | 8.525 | 0.8 | 365 | 7.7427 | 0.38946 | 8 | 0.13218
77441 | 10.08 | 0.8 | 365 | 9.155 | 0.65581 | 9 | 0.81084
76016 | 9.405 | 0.8 | 365 | 8.542 | 0.80386 | 9 | 0.34583
76564 | 6.72 | 0.8 | 365 | 6.1034 | 0.43721 | 6 | 0.54056
75385 | 9.52 | 0.8 | 365 | 8.6464 | 0.11938 | 8 | 0.76579
77353 | 8.835 | 0.8 | 365 | 8.0243 | 0.23999 | 8 | 0.26426
77419 | 4.56 | 0.8 | 365 | 4.1416 | 0.51096 | 4 | 0.65252
75459 | 4.48 | 0.8 | 365 | 4.0689 | 0.29147 | 4 | 0.36037
76395 | 5.88 | 0.8 | 365 | 5.3404 | 0.13256 | 5 | 0.47299
77431 | 3.42 | 0.8 | 365 | 3.1062 | 0.38322 | 3 | 0.48939
77117 | 9.975 | 0.8 | 365 | 9.0597 | 0.36773 | 9 | 0.42739
77761 | 7.56 | 0.8 | 365 | 6.8663 | 0.74186 | 7 | 0.60813
76522 | 3.705 | 0.8 | 365 | 3.365 | 0.16516 | 3 | 0.53017
77622 | 6.27 | 0.8 | 365 | 5.6946 | 0.20257 | 5 | 0.89722
77695 | 9.8 | 0.8 | 365 | 8.9007 | 0.88759 | 9 | 0.78831
77783 | 4.56 | 0.8 | 365 | 4.1416 | 0.51096 | 4 | 0.65252
76852 | 2.24 | 0.8 | 365 | 2.0345 | 0.14574 | 2 | 0.18019
77525 | 4.56 | 0.8 | 365 | 4.1416 | 0.51096 | 4 | 0.65252
75425 | 5.985 | 0.8 | 365 | 5.4358 | 0.42064 | 5 | 0.85643
76635 | 5.32 | 0.8 | 365 | 4.8318 | 0.59612 | 5 | 0.42794
77467 | 7.98 | 0.8 | 365 | 7.2477 | 0.89418 | 8 | 0.14191
77438 | 10.83 | 0.8 | 365 | 9.8362 | 0.71353 | 10 | 0.54974
77383 | 5.415 | 0.8 | 365 | 4.9181 | 0.85677 | 5 | 0.77487
76037 | 11.4 | 0.8 | 365 | 10.3539 | 0.2774 | 10 | 0.6313
75396 | 8.55 | 0.8 | 365 | 7.7654 | 0.45805 | 8 | 0.22348
77732 | 6.555 | 0.8 | 365 | 5.9535 | 0.98451 | 6 | 0.938
76007 | 3.135 | 0.8 | 365 | 2.8473 | 0.60129 | 3 | 0.44861
75895 | 7.98 | 0.8 | 365 | 7.2477 | 0.89418 | 8 | 0.14191
75655 | 5.6 | 0.8 | 365 | 5.0861 | 0.36434 | 5 | 0.45047
74958 | 8.68 | 0.8 | 365 | 7.8835 | 0.81473 | 8 | 0.69822
76860 | 5.6 | 0.8 | 365 | 5.0861 | 0.36434 | 5 | 0.45047
75417 | 4.845 | 0.8 | 365 | 4.4004 | 0.2929 | 4 | 0.6933
77844 | 10.26 | 0.8 | 365 | 9.3185 | 0.14966 | 9 | 0.46817
76317 | 3.99 | 0.8 | 365 | 3.6239 | 0.94709 | 4 | 0.57096
77306 | 2.28 | 0.8 | 365 | 2.0708 | 0.25548 | 2 | 0.32626
77351 | 10.36 | 0.8 | 365 | 9.4093 | 0.42403 | 9 | 0.83336
75962 | 5.985 | 0.8 | 365 | 5.4358 | 0.42064 | 5 | 0.85643
75211 | 4.2 | 0.8 | 365 | 3.8146 | 0.52325 | 4 | 0.33785
77815 | 4.93 | 0.8 | 365 | 4.4776 | 0.52611 | 5 | 0.0037132
75234 | 7.28 | 0.8 | 365 | 6.612 | 0.97364 | 7 | 0.5856
76329 | 3.42 | 0.8 | 365 | 3.1062 | 0.38322 | 3 | 0.48939
75483 | 5.7 | 0.8 | 365 | 5.1769 | 0.6387 | 5 | 0.81565
77548 | 2.28 | 0.8 | 365 | 2.0708 | 0.25548 | 2 | 0.32626
77545 | 9.405 | 0.8 | 365 | 8.542 | 0.80386 | 9 | 0.34583
76457 | 7.98 | 0.8 | 365 | 7.2477 | 0.89418 | 8 | 0.14191
77405 | 8.68 | 0.8 | 365 | 7.8835 | 0.81473 | 8 | 0.69822
75683 | 4.56 | 0.8 | 365 | 4.1416 | 0.51096 | 4 | 0.65252
76432 | 5.2 | 0.8 | 365 | 4.7228 | 0.26689 | 4 | 0.98972
77617 | 6.72 | 0.8 | 365 | 6.1034 | 0.43721 | 6 | 0.54056
75680 | 2.24 | 0.8 | 365 | 2.0345 | 0.14574 | 2 | 0.18019
75762 | 6.72 | 0.8 | 365 | 6.1034 | 0.43721 | 6 | 0.54056
78052 | 2.565 | 0.8 | 365 | 2.3296 | 0.037416 | 2 | 0.36704
77489 | 13.395 | 0.8 | 365 | 12.1658 | 0.75095 | 12 | 0.91678
75420 | 5.04 | 0.8 | 365 | 4.5775 | 0.82791 | 5 | 0.40542
78086 | 10.545 | 0.8 | 365 | 9.5774 | 0.9316 | 10 | 0.50896
76537 | 3.99 | 0.8 | 365 | 3.6239 | 0.94709 | 4 | 0.57096
77724 | 5.13 | 0.8 | 365 | 4.6593 | 0.074832 | 4 | 0.73409
74908 | 16.52 | 0.8 | 365 | 15.0041 | 0.3248 | 15 | 0.32887
75722 | 3.135 | 0.8 | 365 | 2.8473 | 0.60129 | 3 | 0.44861
75421 | 3.92 | 0.8 | 365 | 3.5603 | 0.75504 | 4 | 0.31533
76447 | 4.56 | 0.8 | 365 | 4.1416 | 0.51096 | 4 | 0.65252
77008 | 5.04 | 0.8 | 365 | 4.5775 | 0.82791 | 5 | 0.40542
77532 | 3.705 | 0.8 | 365 | 3.365 | 0.16516 | 3 | 0.53017
77629 | 3.705 | 0.8 | 365 | 3.365 | 0.16516 | 3 | 0.53017
78059 | 5.6 | 0.8 | 365 | 5.0861 | 0.36434 | 5 | 0.45047
75323 | 4.48 | 0.8 | 365 | 4.0689 | 0.29147 | 4 | 0.36037
76104 | 3.92 | 0.8 | 365 | 3.5603 | 0.75504 | 4 | 0.31533
76921 | 3.99 | 0.8 | 365 | 3.6239 | 0.94709 | 4 | 0.57096
76387 | 4.845 | 0.8 | 365 | 4.4004 | 0.2929 | 4 | 0.6933
75158 | 7.84 | 0.8 | 365 | 7.1206 | 0.51007 | 7 | 0.63065
77636 | 7.41 | 0.8 | 365 | 6.73 | 0.33031 | 7 | 0.060348
75206 | 5.6 | 0.8 | 365 | 5.0861 | 0.36434 | 5 | 0.45047
75423 | 5.7 | 0.8 | 365 | 5.1769 | 0.6387 | 5 | 0.81565
74907 | 4.2 | 0.8 | 365 | 3.8146 | 0.52325 | 4 | 0.33785
76512 | 4.845 | 0.8 | 365 | 4.4004 | 0.2929 | 4 | 0.6933
77167 | 11.115 | 0.8 | 365 | 10.0951 | 0.49547 | 10 | 0.59052
76265 | 5.6 | 0.8 | 365 | 5.0861 | 0.36434 | 5 | 0.45047
75145 | 8.68 | 0.8 | 365 | 7.8835 | 0.81473 | 8 | 0.69822
77644 | 5.13 | 0.8 | 365 | 4.6593 | 0.074832 | 4 | 0.73409
76501 | 12.04 | 0.8 | 365 | 10.9352 | 0.033329 | 10 | 0.9685
76028 | 11.115 | 0.8 | 365 | 10.0951 | 0.49547 | 10 | 0.59052
74874 | 3.92 | 0.8 | 365 | 3.5603 | 0.75504 | 4 | 0.31533
78049 | 7.54 | 0.8 | 365 | 6.8481 | 0.68699 | 7 | 0.53509
76264 | 6.44 | 0.8 | 365 | 5.849 | 0.66899 | 6 | 0.51804
75389 | 8.4 | 0.8 | 365 | 7.6292 | 0.046509 | 7 | 0.6757
77759 | 7.41 | 0.8 | 365 | 6.73 | 0.33031 | 7 | 0.060348
75656 | 7.41 | 0.8 | 365 | 6.73 | 0.33031 | 7 | 0.060348
75313 | 4.2 | 0.8 | 365 | 3.8146 | 0.52325 | 4 | 0.33785
76510 | 6.44 | 0.8 | 365 | 5.849 | 0.66899 | 6 | 0.51804
77729 | 12.255 | 0.8 | 365 | 11.1304 | 0.62321 | 11 | 0.75365
78032 | 2.32 | 0.8 | 365 | 2.1071 | 0.36523 | 2 | 0.47234
75478 | 5.7 | 0.8 | 365 | 5.1769 | 0.6387 | 5 | 0.81565
75481 | 7.98 | 0.8 | 365 | 7.2477 | 0.89418 | 8 | 0.14191
75458 | 2.8 | 0.8 | 365 | 2.5431 | 0.68217 | 3 | 0.22523
75404 | 7.28 | 0.8 | 365 | 6.612 | 0.97364 | 7 | 0.5856
75461 | 4.48 | 0.8 | 365 | 4.0689 | 0.29147 | 4 | 0.36037
77401 | 7.28 | 0.8 | 365 | 6.612 | 0.97364 | 7 | 0.5856
74906 | 3.36 | 0.8 | 365 | 3.0517 | 0.2186 | 3 | 0.27028
76523 | 3.99 | 0.8 | 365 | 3.6239 | 0.94709 | 4 | 0.57096
75231 | 6.72 | 0.8 | 365 | 6.1034 | 0.43721 | 6 | 0.54056
76269 | 4.845 | 0.8 | 365 | 4.4004 | 0.2929 | 4 | 0.6933
75174 | 8.12 | 0.8 | 365 | 7.3749 | 0.27829 | 7 | 0.65317
76500 | 9.12 | 0.8 | 365 | 8.2831 | 0.021924 | 8 | 0.30504
78028 | 8.265 | 0.8 | 365 | 7.5066 | 0.67612 | 8 | 0.1827
77845 | 13.44 | 0.8 | 365 | 12.2067 | 0.87441 | 13 | 0.081117
77735 | 3.42 | 0.8 | 365 | 3.1062 | 0.38322 | 3 | 0.48939
74955 | 8.12 | 0.8 | 365 | 7.3749 | 0.27829 | 7 | 0.65317
75322 | 8.55 | 0.8 | 365 | 7.7654 | 0.45805 | 8 | 0.22348
77156 | 3.36 | 0.8 | 365 | 3.0517 | 0.2186 | 3 | 0.27028
76443 | 11.76 | 0.8 | 365 | 10.6809 | 0.26511 | 10 | 0.94598
75892 | 5.13 | 0.8 | 365 | 4.6593 | 0.074832 | 4 | 0.73409
77155 | 3.42 | 0.8 | 365 | 3.1062 | 0.38322 | 3 | 0.48939
76967 | 3.135 | 0.8 | 365 | 2.8473 | 0.60129 | 3 | 0.44861
74910 | 4.76 | 0.8 | 365 | 4.3232 | 0.059688 | 4 | 0.3829
74956 | 6.44 | 0.8 | 365 | 5.849 | 0.66899 | 6 | 0.51804
77527 | 8.55 | 0.8 | 365 | 7.7654 | 0.45805 | 8 | 0.22348
76456 | 7.98 | 0.8 | 365 | 7.2477 | 0.89418 | 8 | 0.14191
76405 | 5.04 | 0.8 | 365 | 4.5775 | 0.82791 | 5 | 0.40542
76551 | 2.28 | 0.8 | 365 | 2.0708 | 0.25548 | 2 | 0.32626
77114 | 4.56 | 0.8 | 365 | 4.1416 | 0.51096 | 4 | 0.65252
76396 | 4.56 | 0.8 | 365 | 4.1416 | 0.51096 | 4 | 0.65252
77699 | 5.985 | 0.8 | 365 | 5.4358 | 0.42064 | 5 | 0.85643
76452 | 6.44 | 0.8 | 365 | 5.849 | 0.66899 | 6 | 0.51804
76267 | 4.275 | 0.8 | 365 | 3.8827 | 0.72903 | 4 | 0.61174
76331 | 3.135 | 0.8 | 365 | 2.8473 | 0.60129 | 3 | 0.44861
77609 | 11.4 | 0.8 | 365 | 10.3539 | 0.2774 | 10 | 0.6313
76384 | 2.85 | 0.8 | 365 | 2.5885 | 0.81935 | 3 | 0.40783
77615 | 7.41 | 0.8 | 365 | 6.73 | 0.33031 | 7 | 0.060348
75516 | 8.68 | 0.8 | 365 | 7.8835 | 0.81473 | 8 | 0.69822
77468 | 9.8 | 0.8 | 365 | 8.9007 | 0.88759 | 9 | 0.78831
77440 | 7.125 | 0.8 | 365 | 6.4712 | 0.54838 | 7 | 0.019565
75882 | 6.44 | 0.8 | 365 | 5.849 | 0.66899 | 6 | 0.51804
75888 | 5.13 | 0.8 | 365 | 4.6593 | 0.074832 | 4 | 0.73409
77641 | 6.84 | 0.8 | 365 | 6.2123 | 0.76644 | 6 | 0.97878
77555 | 4.845 | 0.8 | 365 | 4.4004 | 0.2929 | 4 | 0.6933
77637 | 9.12 | 0.8 | 365 | 8.2831 | 0.021924 | 8 | 0.30504
77305 | 6.555 | 0.8 | 365 | 5.9535 | 0.98451 | 6 | 0.938
77466 | 6.27 | 0.8 | 365 | 5.6946 | 0.20257 | 5 | 0.89722
76516 | 5.415 | 0.8 | 365 | 4.9181 | 0.85677 | 5 | 0.77487
77685 | 12.255 | 0.8 | 365 | 11.1304 | 0.62321 | 11 | 0.75365
77666 | 7.41 | 0.8 | 365 | 6.73 | 0.33031 | 7 | 0.060348
77010 | 5.415 | 0.8 | 365 | 4.9181 | 0.85677 | 5 | 0.77487
76455 | 6.555 | 0.8 | 365 | 5.9535 | 0.98451 | 6 | 0.938
75235 | 4.2 | 0.8 | 365 | 3.8146 | 0.52325 | 4 | 0.33785
77296 | 6.84 | 0.8 | 365 | 6.2123 | 0.76644 | 6 | 0.97878
78081 | 10.545 | 0.8 | 365 | 9.5774 | 0.9316 | 10 | 0.50896
77881 | 5.415 | 0.8 | 365 | 4.9181 | 0.85677 | 5 | 0.77487
75207 | 6.72 | 0.8 | 365 | 6.1034 | 0.43721 | 6 | 0.54056
76182 | 5.13 | 0.8 | 365 | 4.6593 | 0.074832 | 4 | 0.73409
78031 | 5.7 | 0.8 | 365 | 5.1769 | 0.6387 | 5 | 0.81565
74867 | 4.2 | 0.8 | 365 | 3.8146 | 0.52325 | 4 | 0.33785
78054 | 3.705 | 0.8 | 365 | 3.365 | 0.16516 | 3 | 0.53017
77120 | 7.54 | 0.8 | 365 | 6.8481 | 0.68699 | 7 | 0.53509
77537 | 2.85 | 0.8 | 365 | 2.5885 | 0.81935 | 3 | 0.40783
75720 | 11.48 | 0.8 | 365 | 10.4266 | 0.4969 | 10 | 0.92345
75691 | 2.8 | 0.8 | 365 | 2.5431 | 0.68217 | 3 | 0.22523
77409 | 5.415 | 0.8 | 365 | 4.9181 | 0.85677 | 5 | 0.77487
75321 | 6.16 | 0.8 | 365 | 5.5947 | 0.90077 | 6 | 0.49551
78083 | 12.825 | 0.8 | 365 | 11.6481 | 0.18708 | 11 | 0.83522
76228 | 4.56 | 0.8 | 365 | 4.1416 | 0.51096 | 4 | 0.65252
75324 | 7.41 | 0.8 | 365 | 6.73 | 0.33031 | 7 | 0.060348
77851 | 9.24 | 0.8 | 365 | 8.3921 | 0.35116 | 8 | 0.74327
75384 | 4.48 | 0.8 | 365 | 4.0689 | 0.29147 | 4 | 0.36037
75902 | 3.99 | 0.8 | 365 | 3.6239 | 0.94709 | 4 | 0.57096
76915 | 13.395 | 0.8 | 365 | 12.1658 | 0.75095 | 12 | 0.91678
75415 | 5.32 | 0.8 | 365 | 4.8318 | 0.59612 | 5 | 0.42794
75409 | 7.28 | 0.8 | 365 | 6.612 | 0.97364 | 7 | 0.5856
75205 | 13.44 | 0.8 | 365 | 12.2067 | 0.87441 | 13 | 0.081117
74914 | 6.72 | 0.8 | 365 | 6.1034 | 0.43721 | 6 | 0.54056
75320 | 7.84 | 0.8 | 365 | 7.1206 | 0.51007 | 7 | 0.63065
76170 | 11.2 | 0.8 | 365 | 10.1723 | 0.72868 | 10 | 0.90093
77696 | 10.26 | 0.8 | 365 | 9.3185 | 0.14966 | 9 | 0.46817
77812 | 9.405 | 0.8 | 365 | 8.542 | 0.80386 | 9 | 0.34583
77758 | 3.9 | 0.8 | 365 | 3.5421 | 0.70016 | 4 | 0.24229
77674 | 4.41 | 0.8 | 365 | 4.0053 | 0.099417 | 4 | 0.10474
78215 | 7.28 | 1 | 365 | 8.265 | 0.96705 | 9 | 0.23201
77529 | 6.84 | 0.8 | 365 | 6.2123 | 0.76644 | 6 | 0.97878
75232 | 4.2 | 0.8 | 365 | 3.8146 | 0.52325 | 4 | 0.33785
78084 | 8.265 | 0.8 | 365 | 7.5066 | 0.67612 | 8 | 0.1827
76013 | 6.27 | 0.8 | 365 | 5.6946 | 0.20257 | 5 | 0.89722
76223 | 7.695 | 0.8 | 365 | 6.9889 | 0.11225 | 7 | 0.10113
78218 | 6.65 | 0.8 | 365 | 6.0398 | 0.24515 | 6 | 0.28493
75510 | 7.695 | 0.8 | 365 | 6.9889 | 0.11225 | 7 | 0.10113
75903 | 8.265 | 0.8 | 365 | 7.5066 | 0.67612 | 8 | 0.1827
75827 | 3.92 | 0.8 | 365 | 3.5603 | 0.75504 | 4 | 0.31533
77727 | 5.13 | 0.8 | 365 | 4.6593 | 0.074832 | 4 | 0.73409
75022 | 7.84 | 0.8 | 365 | 7.1206 | 0.51007 | 7 | 0.63065
77067 | 2.565 | 0.8 | 365 | 2.3296 | 0.037416 | 2 | 0.36704
78219 | 5.11 | 0.8 | 365 | 4.6411 | 0.01996 | 4 | 0.66105
76969 | 7.125 | 0.8 | 365 | 6.4712 | 0.54838 | 7 | 0.019565
75906 | 5.415 | 0.8 | 365 | 4.9181 | 0.85677 | 5 | 0.77487
75023 | 4.76 | 0.8 | 365 | 4.3232 | 0.059688 | 4 | 0.3829
77560 | 7.695 | 0.8 | 365 | 6.9889 | 0.11225 | 7 | 0.10113
77923 | 8.265 | 0.8 | 365 | 7.5066 | 0.67612 | 8 | 0.1827
75061 | 5.04 | 0.8 | 365 | 4.5775 | 0.82791 | 5 | 0.40542
76974 | 6.27 | 0.8 | 365 | 5.6946 | 0.20257 | 5 | 0.89722
77459 | 7.125 | 0.8 | 365 | 6.4712 | 0.54838 | 7 | 0.019565
76658 | 7.695 | 0.8 | 365 | 6.9889 | 0.11225 | 7 | 0.10113
75025 | 6.16 | 0.8 | 365 | 5.5947 | 0.90077 | 6 | 0.49551
77430 | 4.64 | 0.8 | 365 | 4.2142 | 0.73045 | 4 | 0.94467
78222 | 7.68 | 0.8 | 365 | 6.9753 | 0.071094 | 7 | 0.046352
77124 | 7.41 | 0.8 | 365 | 6.73 | 0.33031 | 7 | 0.060348
76174 | 3.36 | 0.8 | 365 | 3.0517 | 0.2186 | 3 | 0.27028
75208 | 3.135 | 0.8 | 365 | 2.8473 | 0.60129 | 3 | 0.44861
77421 | 5.415 | 0.8 | 365 | 4.9181 | 0.85677 | 5 | 0.77487
75268 | 9.8 | 0.8 | 365 | 8.9007 | 0.88759 | 9 | 0.78831
75210 | 5.04 | 0.8 | 365 | 4.5775 | 0.82791 | 5 | 0.40542
76313 | 5.7 | 0.8 | 365 | 5.1769 | 0.6387 | 5 | 0.81565
78223 | 10.72 | 0.8 | 365 | 9.7363 | 0.41174 | 10 | 0.14803
76029 | 7.695 | 0.8 | 365 | 6.9889 | 0.11225 | 7 | 0.10113
76010 | 2.85 | 0.8 | 365 | 2.5885 | 0.81935 | 3 | 0.40783
77556 | 12.255 | 0.8 | 365 | 11.1304 | 0.62321 | 11 | 0.75365
76263 | 2.565 | 0.8 | 365 | 2.3296 | 0.037416 | 2 | 0.36704
63517 | 33.06 | 0.7 | 365 | 26.273 | 0.36641 | 26 | 0.63943
75271 | 7.84 | 0.8 | 365 | 7.1206 | 0.51007 | 7 | 0.63065
76972 | 2.28 | 0.8 | 365 | 2.0708 | 0.25548 | 2 | 0.32626
77347 | 3.42 | 0.8 | 365 | 3.1062 | 0.38322 | 3 | 0.48939
75045 | 4.94 | 0.8 | 365 | 4.4867 | 0.55354 | 5 | 0.040232
77811 | 5.13 | 0.8 | 365 | 4.6593 | 0.074832 | 4 | 0.73409
75685 | 5.6 | 0.8 | 365 | 5.0861 | 0.36434 | 5 | 0.45047
75171 | 2.52 | 0.8 | 365 | 2.2888 | 0.91395 | 3 | 0.20271
77373 | 7.98 | 0.8 | 365 | 7.2477 | 0.89418 | 8 | 0.14191
77694 | 6.27 | 0.8 | 365 | 5.6946 | 0.20257 | 5 | 0.89722
78226 | 9.6 | 0.8 | 365 | 8.7191 | 0.33887 | 9 | 0.05794
75318 | 4.76 | 0.8 | 365 | 4.3232 | 0.059688 | 4 | 0.3829
76333 | 2.8 | 0.8 | 365 | 2.5431 | 0.68217 | 3 | 0.22523
75315 | 6.555 | 0.8 | 365 | 5.9535 | 0.98451 | 6 | 0.938
75031 | 7.84 | 0.8 | 365 | 7.1206 | 0.51007 | 7 | 0.63065
75209 | 3.92 | 0.8 | 365 | 3.5603 | 0.75504 | 4 | 0.31533
78090 | 12.47 | 0.8 | 365 | 11.3257 | 0.21309 | 11 | 0.5388
75165 | 8.55 | 0.8 | 365 | 7.7654 | 0.45805 | 8 | 0.22348
78227 | 5.61 | 0.8 | 365 | 5.0952 | 0.39178 | 5 | 0.48698
77611 | 3.99 | 0.8 | 365 | 3.6239 | 0.94709 | 4 | 0.57096
75035 | 4.48 | 0.8 | 365 | 4.0689 | 0.29147 | 4 | 0.36037
75264 | 6.72 | 0.8 | 365 | 6.1034 | 0.43721 | 6 | 0.54056
78229 | 13.44 | 0.8 | 365 | 12.2067 | 0.87441 | 13 | 0.081117
78387 | 8.64 | 0.8 | 365 | 7.8472 | 0.70498 | 8 | 0.55215
78124 | 6.325 | 0.8 | 365 | 5.7446 | 0.35347 | 6 | 0.09807
78123 | 12.24 | 0.8 | 365 | 11.1168 | 0.58206 | 11 | 0.69887
78290 | 15.12 | 0.8 | 365 | 13.7325 | 0.48372 | 14 | 0.21626
78334 | 8.96 | 0.8 | 365 | 8.1378 | 0.58294 | 8 | 0.72074
78126 | 10.175 | 0.8 | 365 | 9.2413 | 0.91646 | 10 | 0.15777
78122 | 8.12 | 0.8 | 365 | 7.3749 | 0.27829 | 7 | 0.65317
78117 | 12.18 | 0.8 | 365 | 11.0623 | 0.41744 | 11 | 0.47976
78116 | 8.25 | 0.8 | 365 | 7.493 | 0.63496 | 8 | 0.12792
78258 | 20.16 | 0.8 | 365 | 18.3101 | 0.31162 | 18 | 0.62168
78128 | 5.4 | 0.8 | 365 | 4.9045 | 0.81561 | 5 | 0.72009
78228 | 6.38 | 0.8 | 365 | 5.7946 | 0.50437 | 6 | 0.29892
78230 | 8.48 | 0.8 | 365 | 7.7018 | 0.266 | 7 | 0.96785
78276 | 3.63 | 0.8 | 365 | 3.2969 | 0.95938 | 4 | 0.25628
78266 | 6.57 | 0.8 | 365 | 5.9671 | 0.025662 | 5 | 0.99278
78371 | 3.99 | 0.8 | 365 | 3.6239 | 0.94709 | 4 | 0.57096
78385 | 8.4 | 0.8 | 365 | 7.6292 | 0.046509 | 7 | 0.6757
75168 | 5.88 | 0.8 | 365 | 5.3404 | 0.13256 | 5 | 0.47299
75142 | 8.96 | 0.8 | 365 | 8.1378 | 0.58294 | 8 | 0.72074
75275 | 7.56 | 0.8 | 365 | 6.8663 | 0.74186 | 7 | 0.60813
76558 | 4.56 | 0.8 | 365 | 4.1416 | 0.51096 | 4 | 0.65252
75020 | 11.76 | 0.8 | 365 | 10.6809 | 0.26511 | 10 | 0.94598
77074 | 8.96 | 0.8 | 365 | 8.1378 | 0.58294 | 8 | 0.72074
75162 | 6.27 | 0.8 | 365 | 5.6946 | 0.20257 | 5 | 0.89722
75319 | 5.32 | 0.8 | 365 | 4.8318 | 0.59612 | 5 | 0.42794
75064 | 3.92 | 0.8 | 365 | 3.5603 | 0.75504 | 4 | 0.31533
77078 | 3.42 | 0.8 | 365 | 3.1062 | 0.38322 | 3 | 0.48939
76775 | 2.24 | 0.8 | 365 | 2.0345 | 0.14574 | 2 | 0.18019
75029 | 3.36 | 0.8 | 365 | 3.0517 | 0.2186 | 3 | 0.27028
77775 | 4.56 | 0.8 | 365 | 4.1416 | 0.51096 | 4 | 0.65252
75280 | 6.16 | 0.8 | 365 | 5.5947 | 0.90077 | 6 | 0.49551
76439 | 8.835 | 0.8 | 365 | 8.0243 | 0.23999 | 8 | 0.26426
75141 | 7 | 0.8 | 365 | 6.3577 | 0.20542 | 6 | 0.56308
77814 | 4.845 | 0.8 | 365 | 4.4004 | 0.2929 | 4 | 0.6933
78170 | 4.95 | 0.8 | 365 | 4.4958 | 0.58098 | 5 | 0.076751
76358 | 2.8 | 0.8 | 365 | 2.5431 | 0.68217 | 3 | 0.22523
77293 | 13.11 | 0.8 | 365 | 11.907 | 0.96902 | 12 | 0.876
76454 | 5.415 | 0.8 | 365 | 4.9181 | 0.85677 | 5 | 0.77487
77456 | 5.415 | 0.8 | 365 | 4.9181 | 0.85677 | 5 | 0.77487
78235 | 3.9 | 0.8 | 365 | 3.5421 | 0.70016 | 4 | 0.24229
76460 | 4.56 | 0.8 | 365 | 4.1416 | 0.51096 | 4 | 0.65252
75678 | 7.56 | 0.8 | 365 | 6.8663 | 0.74186 | 7 | 0.60813
78240 | 4.5 | 0.8 | 365 | 4.0871 | 0.34634 | 4 | 0.43341
78156 | 10.26 | 0.8 | 365 | 9.3185 | 0.14966 | 9 | 0.46817
78140 | 4.56 | 0.8 | 365 | 4.1416 | 0.51096 | 4 | 0.65252
78154 | 3.99 | 0.8 | 365 | 3.6239 | 0.94709 | 4 | 0.57096
78231 | 12.825 | 0.8 | 365 | 11.6481 | 0.18708 | 11 | 0.83522
78232 | 6.27 | 0.8 | 365 | 5.6946 | 0.20257 | 5 | 0.89722
78236 | 9.69 | 0.8 | 365 | 8.8008 | 0.58579 | 9 | 0.38661
75639 | 3.42 | 0.8 | 365 | 3.1062 | 0.38322 | 3 | 0.48939
76109 | 6.72 | 0.8 | 365 | 6.1034 | 0.43721 | 6 | 0.54056
76462 | 4.845 | 0.8 | 365 | 4.4004 | 0.2929 | 4 | 0.6933
77482 | 6.84 | 0.8 | 365 | 6.2123 | 0.76644 | 6 | 0.97878
77620 | 6.84 | 0.8 | 365 | 6.2123 | 0.76644 | 6 | 0.97878
78087 | 11.97 | 0.8 | 365 | 10.8716 | 0.84128 | 11 | 0.71287
74171 | 3.36 | 0.8 | 365 | 3.0517 | 0.2186 | 3 | 0.27028
78373 | 8.835 | 0.8 | 365 | 8.0243 | 0.23999 | 8 | 0.26426
75916 | 9.405 | 0.8 | 365 | 8.542 | 0.80386 | 9 | 0.34583
76450 | 9.8 | 0.8 | 365 | 8.9007 | 0.88759 | 9 | 0.78831
77357 | 5.32 | 0.8 | 365 | 4.8318 | 0.59612 | 5 | 0.42794
75909 | 7.41 | 0.8 | 365 | 6.73 | 0.33031 | 7 | 0.060348
77346 | 3.08 | 0.8 | 365 | 2.7974 | 0.45039 | 3 | 0.24776
78079 | 7.695 | 0.8 | 365 | 6.9889 | 0.11225 | 7 | 0.10113
78237 | 2.8 | 0.8 | 365 | 2.5431 | 0.68217 | 3 | 0.22523
75767 | 7.84 | 0.8 | 365 | 7.1206 | 0.51007 | 7 | 0.63065
77063 | 2.24 | 0.8 | 365 | 2.0345 | 0.14574 | 2 | 0.18019
75155 | 3.64 | 0.8 | 365 | 3.306 | 0.98682 | 4 | 0.2928
77698 | 8.835 | 0.8 | 365 | 8.0243 | 0.23999 | 8 | 0.26426
75773 | 2.85 | 0.8 | 365 | 2.5885 | 0.81935 | 3 | 0.40783
75044 | 2.52 | 0.8 | 365 | 2.2888 | 0.91395 | 3 | 0.20271
77069 | 8.835 | 0.8 | 365 | 8.0243 | 0.23999 | 8 | 0.26426
77115 | 2.565 | 0.8 | 365 | 2.3296 | 0.037416 | 2 | 0.36704
77302 | 3.705 | 0.8 | 365 | 3.365 | 0.16516 | 3 | 0.53017
78055 | 2.32 | 0.8 | 365 | 2.1071 | 0.36523 | 2 | 0.47234
75054 | 2.52 | 0.8 | 365 | 2.2888 | 0.91395 | 3 | 0.20271
77336 | 3.42 | 0.8 | 365 | 3.1062 | 0.38322 | 3 | 0.48939
76323 | 2.28 | 0.8 | 365 | 2.0708 | 0.25548 | 2 | 0.32626
76176 | 7 | 0.8 | 365 | 6.3577 | 0.20542 | 6 | 0.56308
76334 | 2.85 | 0.8 | 365 | 2.5885 | 0.81935 | 3 | 0.40783
75891 | 2.565 | 0.8 | 365 | 2.3296 | 0.037416 | 2 | 0.36704
75831 | 2.28 | 0.8 | 365 | 2.0708 | 0.25548 | 2 | 0.32626
76627 | 12.04 | 0.8 | 365 | 10.9352 | 0.033329 | 10 | 0.9685
77932 | 3.77 | 0.8 | 365 | 3.4241 | 0.34349 | 3 | 0.76755
76970 | 3.705 | 0.8 | 365 | 3.365 | 0.16516 | 3 | 0.53017
75630 | 2.28 | 0.8 | 365 | 2.0708 | 0.25548 | 2 | 0.32626
77498 | 5.13 | 0.8 | 365 | 4.6593 | 0.074832 | 4 | 0.73409
77626 | 2.52 | 0.8 | 365 | 2.2888 | 0.91395 | 3 | 0.20271
76225 | 8.4 | 0.8 | 365 | 7.6292 | 0.046509 | 7 | 0.6757
74964 | 3.36 | 0.8 | 365 | 3.0517 | 0.2186 | 3 | 0.27028
74875 | 2.52 | 0.8 | 365 | 2.2888 | 0.91395 | 3 | 0.20271
75659 | 2.24 | 0.8 | 365 | 2.0345 | 0.14574 | 2 | 0.18019
77145 | 3.08 | 0.8 | 365 | 2.7974 | 0.45039 | 3 | 0.24776
76648 | 9.12 | 0.8 | 365 | 8.2831 | 0.021924 | 8 | 0.30504
76324 | 2.85 | 0.8 | 365 | 2.5885 | 0.81935 | 3 | 0.40783
75781 | 3.36 | 0.8 | 365 | 3.0517 | 0.2186 | 3 | 0.27028
76322 | 2.565 | 0.8 | 365 | 2.3296 | 0.037416 | 2 | 0.36704
77504 | 6.555 | 0.8 | 365 | 5.9535 | 0.98451 | 6 | 0.938
76328 | 2.565 | 0.8 | 365 | 2.3296 | 0.037416 | 2 | 0.36704
77730 | 6.96 | 0.8 | 365 | 6.3213 | 0.095679 | 6 | 0.41701
76554 | 3.42 | 0.8 | 365 | 3.1062 | 0.38322 | 3 | 0.48939
76388 | 6.84 | 0.8 | 365 | 6.2123 | 0.76644 | 6 | 0.97878
78398 | 9.8 | 0.8 | 365 | 8.9007 | 0.88759 | 9 | 0.78831
78397 | 12.25 | 0.8 | 365 | 11.1259 | 0.60949 | 11 | 0.73539
75784 | 4.48 | 0.8 | 365 | 4.0689 | 0.29147 | 4 | 0.36037
78396 | 10.56 | 0.8 | 365 | 9.591 | 0.97275 | 10 | 0.56373
78394 | 9.92 | 0.8 | 365 | 9.0097 | 0.21683 | 9 | 0.22654
78050 | 3.99 | 0.8 | 365 | 3.6239 | 0.94709 | 4 | 0.57096
78392 | 5.76 | 0.8 | 365 | 5.2314 | 0.80332 | 6 | 0.034764
77558 | 3.42 | 0.8 | 365 | 3.1062 | 0.38322 | 3 | 0.48939
78391 | 10.24 | 0.8 | 365 | 9.3003 | 0.094792 | 9 | 0.39514
77503 | 10.545 | 0.8 | 365 | 9.5774 | 0.9316 | 10 | 0.50896
78390 | 12.54 | 0.8 | 365 | 11.3893 | 0.40515 | 11 | 0.79443
77059 | 5.415 | 0.8 | 365 | 4.9181 | 0.85677 | 5 | 0.77487
78388 | 6 | 0.8 | 365 | 5.4494 | 0.46179 | 5 | 0.91121
78389 | 9.15 | 0.8 | 365 | 8.3104 | 0.10423 | 8 | 0.4146
78386 | 6.6 | 0.8 | 365 | 5.9944 | 0.10797 | 6 | 0.10233
75899 | 4.845 | 0.8 | 365 | 4.4004 | 0.2929 | 4 | 0.6933
78384 | 5.04 | 0.8 | 365 | 4.5775 | 0.82791 | 5 | 0.40542
78353 | 11.48 | 0.8 | 365 | 10.4266 | 0.4969 | 10 | 0.92345
77842 | 13.965 | 0.8 | 365 | 12.6835 | 0.31482 | 12 | 0.99835
76964 | 8.55 | 0.8 | 365 | 7.7654 | 0.45805 | 8 | 0.22348
47578 | 1320.57 | 1 | 365 | 1499.2378 | 0.94764 | 1500 | 0.18548
76190 | 6.555 | 0.8 | 365 | 5.9535 | 0.98451 | 6 | 0.938
78376 | 11.115 | 0.8 | 365 | 10.0951 | 0.49547 | 10 | 0.59052
76463 | 2.85 | 0.8 | 365 | 2.5885 | 0.81935 | 3 | 0.40783
78375 | 11.4 | 0.8 | 365 | 10.3539 | 0.2774 | 10 | 0.6313
75960 | 6.84 | 0.8 | 365 | 6.2123 | 0.76644 | 6 | 0.97878
78372 | 4.56 | 0.8 | 365 | 4.1416 | 0.51096 | 4 | 0.65252
76971 | 11.48 | 0.8 | 365 | 10.4266 | 0.4969 | 10 | 0.92345
78370 | 5.985 | 0.8 | 365 | 5.4358 | 0.42064 | 5 | 0.85643
78369 | 4.56 | 0.8 | 365 | 4.1416 | 0.51096 | 4 | 0.65252
77506 | 6.27 | 0.8 | 365 | 5.6946 | 0.20257 | 5 | 0.89722
78368 | 6.16 | 0.8 | 365 | 5.5947 | 0.90077 | 6 | 0.49551
77784 | 5.13 | 0.8 | 365 | 4.6593 | 0.074832 | 4 | 0.73409
76459 | 5.415 | 0.8 | 365 | 4.9181 | 0.85677 | 5 | 0.77487
78366 | 13.26 | 0.8 | 365 | 12.0432 | 0.38056 | 12 | 0.42378
78365 | 10.26 | 0.8 | 365 | 9.3185 | 0.14966 | 9 | 0.46817
78363 | 7.56 | 0.8 | 365 | 6.8663 | 0.74186 | 7 | 0.60813
77005 | 5.04 | 0.8 | 365 | 4.5775 | 0.82791 | 5 | 0.40542
78362 | 12.395 | 0.8 | 365 | 11.2576 | 0.0073186 | 11 | 0.26491
77446 | 15.39 | 0.8 | 365 | 13.9778 | 0.2245 | 14 | 0.20226
75057 | 5.04 | 0.8 | 365 | 4.5775 | 0.82791 | 5 | 0.40542
76555 | 12.825 | 0.8 | 365 | 11.6481 | 0.18708 | 11 | 0.83522
77657 | 5.7 | 0.8 | 365 | 5.1769 | 0.6387 | 5 | 0.81565
76968 | 5.13 | 0.8 | 365 | 4.6593 | 0.074832 | 4 | 0.73409
75411 | 11.2 | 0.8 | 365 | 10.1723 | 0.72868 | 10 | 0.90093
76178 | 9.24 | 0.8 | 365 | 8.3921 | 0.35116 | 8 | 0.74327
77058 | 7.98 | 0.8 | 365 | 7.2477 | 0.89418 | 8 | 0.14191
77654 | 10.545 | 0.8 | 365 | 9.5774 | 0.9316 | 10 | 0.50896
77638 | 7.695 | 0.8 | 365 | 6.9889 | 0.11225 | 7 | 0.10113
77439 | 4.56 | 0.8 | 365 | 4.1416 | 0.51096 | 4 | 0.65252
77692 | 3.99 | 0.8 | 365 | 3.6239 | 0.94709 | 4 | 0.57096
77374 | 3.99 | 0.8 | 365 | 3.6239 | 0.94709 | 4 | 0.57096
78253 | 8.04 | 0.8 | 365 | 7.3022 | 0.058801 | 7 | 0.36103
78074 | 6.555 | 0.8 | 365 | 5.9535 | 0.98451 | 6 | 0.938
78056 | 5.7 | 0.8 | 365 | 5.1769 | 0.6387 | 5 | 0.81565
78255 | 10.26 | 0.8 | 365 | 9.3185 | 0.14966 | 9 | 0.46817
77407 | 3.42 | 0.8 | 365 | 3.1062 | 0.38322 | 3 | 0.48939
77552 | 4.48 | 0.8 | 365 | 4.0689 | 0.29147 | 4 | 0.36037
78256 | 7.98 | 0.8 | 365 | 7.2477 | 0.89418 | 8 | 0.14191
77786 | 6.27 | 0.8 | 365 | 5.6946 | 0.20257 | 5 | 0.89722
76630 | 5.32 | 0.8 | 365 | 4.8318 | 0.59612 | 5 | 0.42794
78257 | 4.8 | 0.8 | 365 | 4.3595 | 0.16943 | 4 | 0.52897
78259 | 5.7 | 0.8 | 365 | 5.1769 | 0.6387 | 5 | 0.81565
78261 | 7.695 | 0.8 | 365 | 6.9889 | 0.11225 | 7 | 0.10113
78260 | 6.205 | 0.8 | 365 | 5.6356 | 0.024237 | 5 | 0.65985
78263 | 6.96 | 0.8 | 365 | 6.3213 | 0.095679 | 6 | 0.41701
75393 | 5.6 | 0.8 | 365 | 5.0861 | 0.36434 | 5 | 0.45047
78264 | 10.56 | 0.8 | 365 | 9.591 | 0.97275 | 10 | 0.56373
76536 | 6.27 | 0.8 | 365 | 5.6946 | 0.20257 | 5 | 0.89722
78265 | 10.89 | 0.8 | 365 | 9.8907 | 0.87815 | 10 | 0.76885
78267 | 9.9 | 0.8 | 365 | 8.9915 | 0.16196 | 9 | 0.1535
78268 | 6.3 | 0.8 | 365 | 5.7219 | 0.28488 | 6 | 0.0067734
78270 | 7.56 | 0.8 | 365 | 6.8663 | 0.74186 | 7 | 0.60813
78272 | 7.2 | 0.8 | 365 | 6.5393 | 0.75415 | 7 | 0.29346
78277 | 11.115 | 0.8 | 365 | 10.0951 | 0.49547 | 10 | 0.59052
78279 | 8.96 | 0.8 | 365 | 8.1378 | 0.58294 | 8 | 0.72074
78280 | 12.42 | 0.8 | 365 | 11.2803 | 0.075909 | 11 | 0.35621
78282 | 4.2 | 0.8 | 365 | 3.8146 | 0.52325 | 4 | 0.33785
78283 | 4.95 | 0.8 | 365 | 4.4958 | 0.58098 | 5 | 0.076751
78284 | 3.9 | 0.8 | 365 | 3.5421 | 0.70016 | 4 | 0.24229
78287 | 12.6 | 0.8 | 365 | 11.4438 | 0.56976 | 12 | 0.013547
78288 | 3.96 | 0.8 | 365 | 3.5966 | 0.86478 | 4 | 0.4614
78289 | 5.13 | 0.8 | 365 | 4.6593 | 0.074832 | 4 | 0.73409
78292 | 4.64 | 0.8 | 365 | 4.2142 | 0.73045 | 4 | 0.94467
78293 | 10.545 | 0.8 | 365 | 9.5774 | 0.9316 | 10 | 0.50896
78294 | 4.275 | 0.8 | 365 | 3.8827 | 0.72903 | 4 | 0.61174
78295 | 7.98 | 0.8 | 365 | 7.2477 | 0.89418 | 8 | 0.14191
78296 | 9.57 | 0.8 | 365 | 8.6918 | 0.25656 | 8 | 0.94838
78297 | 8.7 | 0.8 | 365 | 7.9017 | 0.8696 | 8 | 0.77126
77329 | 10.26 | 0.8 | 365 | 9.3185 | 0.14966 | 9 | 0.46817
78300 | 8.58 | 0.8 | 365 | 7.7927 | 0.54036 | 8 | 0.33303
78302 | 2.85 | 0.8 | 365 | 2.5885 | 0.81935 | 3 | 0.40783
78306 | 4.56 | 0.8 | 365 | 4.1416 | 0.51096 | 4 | 0.65252
78278 | 7.695 | 0.8 | 365 | 6.9889 | 0.11225 | 7 | 0.10113
78298 | 12.32 | 0.8 | 365 | 11.1895 | 0.80155 | 11 | 0.99102
78273 | 6.48 | 0.8 | 365 | 5.8854 | 0.77874 | 6 | 0.66411
78299 | 3.77 | 0.8 | 365 | 3.4241 | 0.34349 | 3 | 0.76755
78303 | 5.7 | 0.8 | 365 | 5.1769 | 0.6387 | 5 | 0.81565
78304 | 5.88 | 0.8 | 365 | 5.3404 | 0.13256 | 5 | 0.47299
78305 | 4.845 | 0.8 | 365 | 4.4004 | 0.2929 | 4 | 0.6933
78310 | 5.13 | 0.8 | 365 | 4.6593 | 0.074832 | 4 | 0.73409
78311 | 3.3 | 0.8 | 365 | 2.9972 | 0.053986 | 3 | 0.051167
78314 | 9.9 | 0.8 | 365 | 8.9915 | 0.16196 | 9 | 0.1535
78318 | 10.71 | 0.8 | 365 | 9.7272 | 0.3843 | 10 | 0.11151
78319 | 4.02 | 0.8 | 365 | 3.6511 | 0.029401 | 3 | 0.68051
76327 | 5.415 | 0.8 | 365 | 4.9181 | 0.85677 | 5 | 0.77487
78320 | 3.6 | 0.8 | 365 | 3.2697 | 0.87708 | 4 | 0.14673
78322 | 9.69 | 0.8 | 365 | 8.8008 | 0.58579 | 9 | 0.38661
78321 | 6.48 | 0.8 | 365 | 5.8854 | 0.77874 | 6 | 0.66411
78323 | 6.4 | 0.8 | 365 | 5.8127 | 0.55924 | 6 | 0.37196
78324 | 4.8 | 0.8 | 365 | 4.3595 | 0.16943 | 4 | 0.52897
78325 | 14.64 | 0.8 | 365 | 13.2966 | 0.16677 | 13 | 0.46336
78327 | 4.95 | 0.8 | 365 | 4.4958 | 0.58098 | 5 | 0.076751
78326 | 5.232 | 0.8 | 365 | 4.7519 | 0.35468 | 5 | 0.10658
78328 | 13.11 | 0.8 | 365 | 11.907 | 0.96902 | 12 | 0.876
78329 | 8.265 | 0.8 | 365 | 7.5066 | 0.67612 | 8 | 0.1827
78330 | 7.98 | 0.8 | 365 | 7.2477 | 0.89418 | 8 | 0.14191
78331 | 9.69 | 0.8 | 365 | 8.8008 | 0.58579 | 9 | 0.38661
75897 | 5.7 | 0.8 | 365 | 5.1769 | 0.6387 | 5 | 0.81565
78333 | 5.76 | 0.8 | 365 | 5.2314 | 0.80332 | 6 | 0.034764
78313 | 4.845 | 0.8 | 365 | 4.4004 | 0.2929 | 4 | 0.6933
78315 | 3.42 | 0.8 | 365 | 3.1062 | 0.38322 | 3 | 0.48939
78316 | 5.13 | 0.8 | 365 | 4.6593 | 0.074832 | 4 | 0.73409
78317 | 19.98 | 0.8 | 365 | 18.1466 | 0.81777 | 18 | 0.96434
75086 | 3.36 | 0.8 | 365 | 3.0517 | 0.2186 | 3 | 0.27028
77700 | 3.08 | 0.8 | 365 | 2.7974 | 0.45039 | 3 | 0.24776
77879 | 7.28 | 0.8 | 365 | 6.612 | 0.97364 | 7 | 0.5856
78336 | 9.45 | 0.8 | 365 | 8.5828 | 0.92732 | 9 | 0.51016
78338 | 3.96 | 0.8 | 365 | 3.5966 | 0.86478 | 4 | 0.4614
78341 | 4.65 | 0.8 | 365 | 4.2233 | 0.75789 | 4 | 0.98119
78346 | 6.27 | 0.8 | 365 | 5.6946 | 0.20257 | 5 | 0.89722
78348 | 7.98 | 0.8 | 365 | 7.2477 | 0.89418 | 8 | 0.14191
78349 | 6.84 | 0.8 | 365 | 6.2123 | 0.76644 | 6 | 0.97878
78350 | 5.13 | 0.8 | 365 | 4.6593 | 0.074832 | 4 | 0.73409
78352 | 3.135 | 0.8 | 365 | 2.8473 | 0.60129 | 3 | 0.44861
78354 | 7.695 | 0.8 | 365 | 6.9889 | 0.11225 | 7 | 0.10113
78355 | 8.55 | 0.8 | 365 | 7.7654 | 0.45805 | 8 | 0.22348
78356 | 9.38 | 0.8 | 365 | 8.5193 | 0.73527 | 9 | 0.25453
78360 | 12.06 | 0.8 | 365 | 10.9533 | 0.088202 | 11 | 0.041538
78361 | 8.58 | 0.8 | 365 | 7.7927 | 0.54036 | 8 | 0.33303
78345 | 10.56 | 0.8 | 365 | 9.591 | 0.97275 | 10 | 0.56373
78400 | 10.725 | 0.8 | 365 | 9.7408 | 0.42545 | 10 | 0.16629
77660 | 2.85 | 0.8 | 365 | 2.5885 | 0.81935 | 3 | 0.40783
78399 | 8.835 | 0.8 | 365 | 8.0243 | 0.23999 | 8 | 0.26426
78401 | 8.505 | 0.8 | 365 | 7.7246 | 0.33459 | 8 | 0.059144
78402 | 10.07 | 0.8 | 365 | 9.1459 | 0.62837 | 9 | 0.77432
78403 | 5.22 | 0.8 | 365 | 4.741 | 0.32176 | 5 | 0.062755
78405 | 10.83 | 0.8 | 365 | 9.8362 | 0.71353 | 10 | 0.54974
78406 | 9.975 | 0.8 | 365 | 9.0597 | 0.36773 | 9 | 0.42739
78408 | 13.44 | 0.8 | 365 | 12.2067 | 0.87441 | 13 | 0.081117
78407 | 13.34 | 0.8 | 365 | 12.1159 | 0.60005 | 12 | 0.71593
78409 | 4.275 | 0.8 | 365 | 3.8827 | 0.72903 | 4 | 0.61174
78091 | 7.92 | 0.8 | 365 | 7.1932 | 0.72957 | 7 | 0.9228
78395 | 10.08 | 0.8 | 365 | 9.155 | 0.65581 | 9 | 0.81084
78410 | 9.425 | 0.8 | 365 | 8.5601 | 0.85873 | 9 | 0.41886
78312 | 6 | 0.8 | 365 | 5.4494 | 0.46179 | 5 | 0.91121
78379 | 13.325 | 0.8 | 365 | 12.1023 | 0.5589 | 12 | 0.66115
78378 | 13 | 0.8 | 365 | 11.8071 | 0.66722 | 12 | 0.47429
78412 | 13.44 | 0.8 | 365 | 12.2067 | 0.87441 | 13 | 0.081117
78413 | 6.555 | 0.8 | 365 | 5.9535 | 0.98451 | 6 | 0.938
78416 | 6 | 0.8 | 365 | 5.4494 | 0.46179 | 5 | 0.91121
78417 | 14.25 | 0.8 | 365 | 12.9424 | 0.096756 | 13 | 0.03913
78418 | 8.12 | 0.8 | 365 | 7.3749 | 0.27829 | 7 | 0.65317
77934 | 6 | 0.8 | 365 | 5.4494 | 0.46179 | 5 | 0.91121
78419 | 3.9 | 0.8 | 365 | 3.5421 | 0.70016 | 4 | 0.24229
78016 | 3.9 | 0.8 | 365 | 3.5421 | 0.70016 | 4 | 0.24229
78106 | 4.5 | 0.8 | 365 | 4.0871 | 0.34634 | 4 | 0.43341
78063 | 5.1 | 0.8 | 365 | 4.632 | 0.99252 | 5 | 0.62453
78420 | 5.7 | 0.8 | 365 | 5.1769 | 0.6387 | 5 | 0.81565
55586 | 385.585 | 0.8 | 365 | 350.2025 | 0.90334 | 351 | 0.10583
78358 | 5.88 | 0.8 | 365 | 5.3404 | 0.13256 | 5 | 0.47299
78374 | 4.275 | 0.8 | 365 | 3.8827 | 0.72903 | 4 | 0.61174
78383 | 7.875 | 0.8 | 365 | 7.1524 | 0.6061 | 7 | 0.75847
78426 | 11.4 | 0.8 | 365 | 10.3539 | 0.2774 | 10 | 0.6313
78429 | 3.72 | 0.8 | 365 | 3.3786 | 0.20631 | 3 | 0.58495
78430 | 5.94 | 0.8 | 365 | 5.3949 | 0.29717 | 5 | 0.6921
78431 | 9.57 | 0.8 | 365 | 8.6918 | 0.25656 | 8 | 0.94838
78432 | 19.47 | 0.8 | 365 | 17.6834 | 0.41852 | 18 | 0.10189
78435 | 6.7 | 0.8 | 365 | 6.0852 | 0.38233 | 6 | 0.46752
78446 | 7.29 | 0.8 | 365 | 6.621 | 0.0010773 | 6 | 0.62212
78448 | 4.93 | 0.8 | 365 | 4.4776 | 0.52611 | 5 | 0.0037132
78443 | 10.26 | 0.8 | 365 | 9.3185 | 0.14966 | 9 | 0.46817
78444 | 3.99 | 0.8 | 365 | 3.6239 | 0.94709 | 4 | 0.57096
78351 | 9.9 | 0.8 | 365 | 8.9915 | 0.16196 | 9 | 0.1535
78445 | 3.135 | 0.8 | 365 | 2.8473 | 0.60129 | 3 | 0.44861
78454 | 10.44 | 0.8 | 365 | 9.482 | 0.64352 | 10 | 0.12551
78457 | 11.115 | 0.8 | 365 | 10.0951 | 0.49547 | 10 | 0.59052
78458 | 4.64 | 0.8 | 365 | 4.2142 | 0.73045 | 4 | 0.94467
78447 | 3.42 | 0.8 | 365 | 3.1062 | 0.38322 | 3 | 0.48939
78449 | 7.83 | 0.8 | 365 | 7.1115 | 0.48264 | 7 | 0.59413
78461 | 8.04 | 0.8 | 365 | 7.3022 | 0.058801 | 7 | 0.36103
78450 | 2.28 | 0.8 | 365 | 2.0708 | 0.25548 | 2 | 0.32626
78462 | 9.38 | 0.8 | 365 | 8.5193 | 0.73527 | 9 | 0.25453
78451 | 4.56 | 0.8 | 365 | 4.1416 | 0.51096 | 4 | 0.65252
78452 | 3.92 | 0.8 | 365 | 3.5603 | 0.75504 | 4 | 0.31533
78464 | 6.6 | 0.8 | 365 | 5.9944 | 0.10797 | 6 | 0.10233
52371 | 466.2 | 1 | 365 | 529.275 | 0.85155 | 530 | 0.12654
78467 | 11.115 | 0.8 | 365 | 10.0951 | 0.49547 | 10 | 0.59052
78470 | 2.32 | 0.8 | 365 | 2.1071 | 0.36523 | 2 | 0.47234
78471 | 9.715 | 0.8 | 365 | 8.8235 | 0.65438 | 9 | 0.47791
78472 | 7.15 | 0.8 | 365 | 6.4939 | 0.61697 | 7 | 0.11086
62213 | 422.28 | 0.65 | 365 | 311.6183 | 0.347 | 311 | 0.96531
78474 | 4.845 | 0.8 | 365 | 4.4004 | 0.2929 | 4 | 0.6933
78475 | 6.6 | 0.8 | 365 | 5.9944 | 0.10797 | 6 | 0.10233
74048 | 145.92 | 0.6 | 365 | 99.3974 | 0.26309 | 99 | 0.66052
35199 | 360 | 0.9 | 365 | 367.8359 | 0.17096 | 368 | 0.006864
78476 | 9.9 | 0.8 | 365 | 8.9915 | 0.16196 | 9 | 0.1535
78480 | 8.96 | 0.8 | 365 | 8.1378 | 0.58294 | 8 | 0.72074
78481 | 8.96 | 0.8 | 365 | 8.1378 | 0.58294 | 8 | 0.72074
78482 | 10.44 | 0.8 | 365 | 9.482 | 0.64352 | 10 | 0.12551
78483 | 2.61 | 0.8 | 365 | 2.3705 | 0.16088 | 2 | 0.53138
78484 | 2.9 | 0.8 | 365 | 2.6339 | 0.95653 | 3 | 0.59042
78485 | 8.06 | 0.8 | 365 | 7.3204 | 0.11367 | 7 | 0.43406
78486 | 6.38 | 0.8 | 365 | 5.7946 | 0.50437 | 6 | 0.29892
78487 | 11.89 | 0.8 | 365 | 10.7989 | 0.62178 | 11 | 0.42072
78488 | 11.02 | 0.8 | 365 | 10.0088 | 0.23482 | 10 | 0.24359
78489 | 6.67 | 0.8 | 365 | 6.0579 | 0.30003 | 6 | 0.35796
78490 | 6.27 | 0.8 | 365 | 5.6946 | 0.20257 | 5 | 0.89722
78491 | 7.83 | 0.8 | 365 | 7.1115 | 0.48264 | 7 | 0.59413
78492 | 5.2 | 0.8 | 365 | 4.7228 | 0.26689 | 4 | 0.98972
78493 | 3.38 | 0.8 | 365 | 3.0698 | 0.27348 | 3 | 0.34332
78494 | 5.985 | 0.8 | 365 | 5.4358 | 0.42064 | 5 | 0.85643
78495 | 6.555 | 0.8 | 365 | 5.9535 | 0.98451 | 6 | 0.938
78496 | 7.41 | 0.8 | 365 | 6.73 | 0.33031 | 7 | 0.060348
78498 | 4.5 | 0.8 | 365 | 4.0871 | 0.34634 | 4 | 0.43341
78499 | 6.2 | 0.8 | 365 | 5.6311 | 0.010518 | 5 | 0.64159
78497 | 10.83 | 0.8 | 365 | 9.8362 | 0.71353 | 10 | 0.54974
78500 | 7.695 | 0.8 | 365 | 6.9889 | 0.11225 | 7 | 0.10113
78503 | 8.06 | 0.8 | 365 | 7.3204 | 0.11367 | 7 | 0.43406
78504 | 3.64 | 0.8 | 365 | 3.306 | 0.98682 | 4 | 0.2928
78505 | 4.55 | 0.8 | 365 | 4.1325 | 0.48353 | 4 | 0.616
78506 | 5.8 | 0.8 | 365 | 5.2678 | 0.91307 | 6 | 0.18084
78509 | 11.39 | 0.8 | 365 | 10.3448 | 0.24997 | 10 | 0.59479
78512 | 3.025 | 0.8 | 365 | 2.7474 | 0.29949 | 3 | 0.046903
78514 | 8.12 | 0.8 | 365 | 7.3749 | 0.27829 | 7 | 0.65317
78517 | 7.36 | 0.8 | 365 | 6.6846 | 0.19313 | 6 | 0.87775
78518 | 9.765 | 0.8 | 365 | 8.8689 | 0.79157 | 9 | 0.6605
78519 | 7.56 | 0.8 | 365 | 6.8663 | 0.74186 | 7 | 0.60813
78522 | 8.7 | 0.8 | 365 | 7.9017 | 0.8696 | 8 | 0.77126
78524 | 6.4 | 0.8 | 365 | 5.8127 | 0.55924 | 6 | 0.37196
78523 | 8.41 | 0.8 | 365 | 7.6383 | 0.073945 | 7 | 0.71222
78525 | 4.275 | 0.8 | 365 | 3.8827 | 0.72903 | 4 | 0.61174
78526 | 8.25 | 0.8 | 365 | 7.493 | 0.63496 | 8 | 0.12792
78438 | 0.66 | 0.8 | 365 | 0.59944 | 0.8108 | 1 | 0.41023
78286 | 9.1 | 0.8 | 365 | 8.265 | 0.96705 | 9 | 0.23201
78433 | 8.32 | 0.8 | 365 | 7.5565 | 0.82702 | 8 | 0.38355
78437 | 70.725 | 0.6 | 365 | 48.1763 | 0.53253 | 48 | 0.70882
60632 | 918 | 1 | 365 | 1042.2017 | 0.31772 | 1042 | 0.51945
78527 | 6.195 | 0.8 | 365 | 5.6265 | 0.9968 | 6 | 0.62333
78441 | 9.3 | 0.8 | 365 | 8.4466 | 0.51578 | 8 | 0.96238
78415 | 4.275 | 0.8 | 365 | 3.8827 | 0.72903 | 4 | 0.61174
51501 | 1335.6 | 1 | 365 | 1516.3013 | 0.49362 | 1516 | 0.79496
63734 | 348.48 | 0.7 | 365 | 276.9396 | 0.58827 | 277 | 0.52783
63829 | 300.16 | 0.6 | 365 | 204.4623 | 0.64644 | 205 | 0.1087
78528 | 5.355 | 0.8 | 365 | 4.8636 | 0.69215 | 5 | 0.55576
78529 | 7.83 | 0.8 | 365 | 7.1115 | 0.48264 | 7 | 0.59413
78530 | 11.52 | 0.8 | 365 | 10.4629 | 0.60664 | 11 | 0.069529
78531 | 4.64 | 0.8 | 365 | 4.2142 | 0.73045 | 4 | 0.94467
78532 | 7.035 | 0.8 | 365 | 6.3894 | 0.30145 | 6 | 0.6909
78533 | 5.36 | 0.8 | 365 | 4.8681 | 0.70587 | 5 | 0.57402
78536 | 6.875 | 0.8 | 365 | 6.2441 | 0.86247 | 7 | 0.1066
78539 | 4.56 | 0.8 | 365 | 4.1416 | 0.51096 | 4 | 0.65252
78542 | 7.54 | 0.8 | 365 | 6.8481 | 0.68699 | 7 | 0.53509
78541 | 4.96 | 0.8 | 365 | 4.5049 | 0.60841 | 5 | 0.11327
78544 | 4.5 | 0.8 | 365 | 4.0871 | 0.34634 | 4 | 0.43341
78543 | 8.12 | 0.8 | 365 | 7.3749 | 0.27829 | 7 | 0.65317
78545 | 6.05 | 0.8 | 365 | 5.4948 | 0.59897 | 6 | 0.093806
78546 | 8.845 | 0.8 | 365 | 8.0334 | 0.26743 | 8 | 0.30078
78547 | 8.99 | 0.8 | 365 | 8.165 | 0.66525 | 8 | 0.8303
78549 | 10.73 | 0.8 | 365 | 9.7454 | 0.43917 | 10 | 0.18455
78551 | 3.77 | 0.8 | 365 | 3.4241 | 0.34349 | 3 | 0.76755
78552 | 5.8 | 0.8 | 365 | 5.2678 | 0.91307 | 6 | 0.18084
78550 | 13.2 | 0.8 | 365 | 11.9887 | 0.21594 | 12 | 0.20467
78553 | 6.96 | 0.8 | 365 | 6.3213 | 0.095679 | 6 | 0.41701
78554 | 7.65 | 0.8 | 365 | 6.948 | 0.98878 | 7 | 0.9368
78555 | 11.88 | 0.8 | 365 | 10.7899 | 0.59435 | 11 | 0.3842
78556 | 5.13 | 0.8 | 365 | 4.6593 | 0.074832 | 4 | 0.73409
78560 | 5.8 | 0.8 | 365 | 5.2678 | 0.91307 | 6 | 0.18084
78561 | 9.12 | 0.8 | 365 | 8.2831 | 0.021924 | 8 | 0.30504
78562 | 8.64 | 0.8 | 365 | 7.8472 | 0.70498 | 8 | 0.55215
78564 | 8.845 | 0.8 | 365 | 8.0334 | 0.26743 | 8 | 0.30078
78565 | 11.985 | 0.8 | 365 | 10.8852 | 0.88243 | 11 | 0.76765
78566 | 7.425 | 0.8 | 365 | 6.7437 | 0.37147 | 7 | 0.11513
78567 | 5.22 | 0.8 | 365 | 4.741 | 0.32176 | 5 | 0.062755
78568 | 10.14 | 0.8 | 365 | 9.2095 | 0.82043 | 10 | 0.02995
78569 | 11.275 | 0.8 | 365 | 10.2404 | 0.93445 | 11 | 0.17482
78570 | 8.7 | 0.8 | 365 | 7.9017 | 0.8696 | 8 | 0.77126
78571 | 6.05 | 0.8 | 365 | 5.4948 | 0.59897 | 6 | 0.093806
78572 | 4.5 | 0.8 | 365 | 4.0871 | 0.34634 | 4 | 0.43341
78573 | 9 | 0.8 | 365 | 8.1741 | 0.69269 | 8 | 0.86682
78574 | 11.97 | 0.8 | 365 | 10.8716 | 0.84128 | 11 | 0.71287
77389 | 4.8 | 0.8 | 365 | 4.3595 | 0.16943 | 4 | 0.52897
78575 | 6.38 | 0.8 | 365 | 5.7946 | 0.50437 | 6 | 0.29892
64246 | 141.96 | 0.9 | 365 | 145.05 | 0.17175 | 145 | 0.22171
78576 | 2.565 | 0.8 | 365 | 2.3296 | 0.037416 | 2 | 0.36704
78581 | 6.09 | 0.8 | 365 | 5.5312 | 0.70872 | 6 | 0.23988
78582 | 20.7 | 0.8 | 365 | 18.8005 | 0.79318 | 19 | 0.59368
78586 | 10.56 | 0.8 | 365 | 9.591 | 0.97275 | 10 | 0.56373
78590 | 17.55 | 0.8 | 365 | 15.9396 | 0.15074 | 16 | 0.090297
78597 | 4.56 | 0.8 | 365 | 4.1416 | 0.51096 | 4 | 0.65252
78602 | 6.67 | 0.8 | 365 | 6.0579 | 0.30003 | 6 | 0.35796
78610 | 9.9 | 0.8 | 365 | 8.9915 | 0.16196 | 9 | 0.1535
78612 | 12.8 | 0.8 | 365 | 11.6254 | 0.11849 | 11 | 0.74392
78613 | 12.6 | 0.8 | 365 | 11.4438 | 0.56976 | 12 | 0.013547
78423 | 3 | 1 | 365 | 3.4059 | 0.28862 | 3 | 0.69451
78145 | 5.7 | 0.8 | 365 | 5.1769 | 0.6387 | 5 | 0.81565
78646 | 12.87 | 0.8 | 365 | 11.689 | 0.31054 | 11 | 0.99955
78647 | 12.06 | 0.8 | 365 | 10.9533 | 0.088202 | 11 | 0.041538
70051 | 24.6 | 0.8 | 365 | 22.3426 | 0.49335 | 22 | 0.83597
78521 | 8.26 | 0.8 | 365 | 7.502 | 0.6624 | 8 | 0.16444
78520 | 7.54 | 0.8 | 365 | 6.8481 | 0.68699 | 7 | 0.53509
78537 | 12.18 | 0.8 | 365 | 11.0623 | 0.41744 | 11 | 0.47976
78654 | 7.04 | 0.8 | 365 | 6.394 | 0.31517 | 6 | 0.70916
70816 | 105.84 | 0.6 | 365 | 72.0958 | 0.78951 | 72 | 0.88535
65149 | 409.5 | 0.7 | 365 | 325.4326 | 0.077641 | 325 | 0.51024
78662 | 7.26 | 0.8 | 365 | 6.5938 | 0.91877 | 7 | 0.51257
78151 | 7.84 | 0.8 | 365 | 7.1206 | 0.51007 | 7 | 0.63065
78652 | 2.925 | 0.8 | 365 | 2.6566 | 0.025124 | 2 | 0.68172
78669 | 6.93 | 0.8 | 365 | 6.2941 | 0.01337 | 6 | 0.30745
78538 | 6.67 | 0.8 | 365 | 6.0579 | 0.30003 | 6 | 0.35796
78557 | 7.83 | 0.8 | 365 | 7.1115 | 0.48264 | 7 | 0.59413
78579 | 8.4 | 0.8 | 365 | 7.6292 | 0.046509 | 7 | 0.6757
78583 | 11.02 | 0.8 | 365 | 10.0088 | 0.23482 | 10 | 0.24359
78584 | 2.7 | 0.8 | 365 | 2.4522 | 0.40781 | 2 | 0.86005
78587 | 5.4 | 0.8 | 365 | 4.9045 | 0.81561 | 5 | 0.72009
78588 | 10.26 | 0.8 | 365 | 9.3185 | 0.14966 | 9 | 0.46817
78589 | 2.7 | 0.8 | 365 | 2.4522 | 0.40781 | 2 | 0.86005
78591 | 6.21 | 0.8 | 365 | 5.6402 | 0.037955 | 5 | 0.67811
78592 | 6.48 | 0.8 | 365 | 5.8854 | 0.77874 | 6 | 0.66411
78593 | 9.18 | 0.8 | 365 | 8.3376 | 0.18654 | 8 | 0.52416
78595 | 5.13 | 0.8 | 365 | 4.6593 | 0.074832 | 4 | 0.73409
78596 | 3.99 | 0.8 | 365 | 3.6239 | 0.94709 | 4 | 0.57096
78598 | 7.83 | 0.8 | 365 | 7.1115 | 0.48264 | 7 | 0.59413
78599 | 7.29 | 0.8 | 365 | 6.621 | 0.0010773 | 6 | 0.62212
78600 | 5.67 | 0.8 | 365 | 5.1497 | 0.55639 | 5 | 0.7061
78601 | 3.42 | 0.8 | 365 | 3.1062 | 0.38322 | 3 | 0.48939
78604 | 11.34 | 0.8 | 365 | 10.2994 | 0.11279 | 10 | 0.41219
78605 | 3.78 | 0.8 | 365 | 3.4331 | 0.37093 | 3 | 0.80406
78606 | 7.29 | 0.8 | 365 | 6.621 | 0.0010773 | 6 | 0.62212
78607 | 2.64 | 0.8 | 365 | 2.3977 | 0.24319 | 2 | 0.64093
78608 | 11.61 | 0.8 | 365 | 10.5446 | 0.85357 | 11 | 0.3982
78611 | 9.18 | 0.8 | 365 | 8.3376 | 0.18654 | 8 | 0.52416
78614 | 7.98 | 0.8 | 365 | 7.2477 | 0.89418 | 8 | 0.14191
78615 | 6.84 | 0.8 | 365 | 6.2123 | 0.76644 | 6 | 0.97878
78616 | 4.86 | 0.8 | 365 | 4.414 | 0.33405 | 4 | 0.74808
78617 | 11.88 | 0.8 | 365 | 10.7899 | 0.59435 | 11 | 0.3842
78618 | 4.64 | 0.8 | 365 | 4.2142 | 0.73045 | 4 | 0.94467
78619 | 5.985 | 0.8 | 365 | 5.4358 | 0.42064 | 5 | 0.85643
78620 | 4.675 | 0.8 | 365 | 4.246 | 0.82648 | 5 | 0.072487
78621 | 10.92 | 0.8 | 365 | 9.9179 | 0.96046 | 10 | 0.87841
78622 | 8.58 | 0.8 | 365 | 7.7927 | 0.54036 | 8 | 0.33303
78627 | 7.26 | 0.8 | 365 | 6.5938 | 0.91877 | 7 | 0.51257
78629 | 11.685 | 0.8 | 365 | 10.6127 | 0.05934 | 10 | 0.67209
78630 | 11.88 | 0.8 | 365 | 10.7899 | 0.59435 | 11 | 0.3842
78632 | 10.83 | 0.8 | 365 | 9.8362 | 0.71353 | 10 | 0.54974
78634 | 4.56 | 0.8 | 365 | 4.1416 | 0.51096 | 4 | 0.65252
78635 | 9.69 | 0.8 | 365 | 8.8008 | 0.58579 | 9 | 0.38661
78636 | 5.7 | 0.8 | 365 | 5.1769 | 0.6387 | 5 | 0.81565
74231 | 9.8 | 0.8 | 365 | 8.9007 | 0.88759 | 9 | 0.78831
78643 | 5.7 | 0.8 | 365 | 5.1769 | 0.6387 | 5 | 0.81565
78644 | 6.84 | 0.8 | 365 | 6.2123 | 0.76644 | 6 | 0.97878
52725 | 1367.6 | 1 | 365 | 1552.6308 | 0.2389 | 1552 | 0.86971
78663 | 8.55 | 0.8 | 365 | 7.7654 | 0.45805 | 8 | 0.22348
78664 | 7.695 | 0.8 | 365 | 6.9889 | 0.11225 | 7 | 0.10113
78665 | 3.42 | 0.8 | 365 | 3.1062 | 0.38322 | 3 | 0.48939
78666 | 6.84 | 0.8 | 365 | 6.2123 | 0.76644 | 6 | 0.97878
78668 | 5.13 | 0.8 | 365 | 4.6593 | 0.074832 | 4 | 0.73409
78659 | 6.27 | 0.8 | 365 | 5.6946 | 0.20257 | 5 | 0.89722
78660 | 12.825 | 0.8 | 365 | 11.6481 | 0.18708 | 11 | 0.83522
78657 | 4.56 | 0.8 | 365 | 4.1416 | 0.51096 | 4 | 0.65252
78672 | 13.16 | 0.8 | 365 | 11.9524 | 0.1062 | 12 | 0.058593
78594 | 9.72 | 0.8 | 365 | 8.8281 | 0.6681 | 9 | 0.49616
78633 | 7.92 | 0.8 | 365 | 7.1932 | 0.72957 | 7 | 0.9228
78676 | 2.61 | 0.8 | 365 | 2.3705 | 0.16088 | 2 | 0.53138
78679 | 8.7 | 0.8 | 365 | 7.9017 | 0.8696 | 8 | 0.77126
78671 | 19.6 | 0.8 | 365 | 17.8014 | 0.77519 | 18 | 0.57663
78682 | 5.12 | 0.8 | 365 | 4.6502 | 0.047396 | 4 | 0.69757
78434 | 4.275 | 0.8 | 365 | 3.8827 | 0.72903 | 4 | 0.61174
64894 | 540 | 0.7 | 365 | 429.1419 | 0.36612 | 429 | 0.50801
78661 | 11.7 | 0.8 | 365 | 10.6264 | 0.10049 | 10 | 0.72686
63472 | 2288.88 | 0.8 | 365 | 2078.845 | 0.84441 | 2079 | 0.68946
78688 | 8.265 | 0.8 | 365 | 7.5066 | 0.67612 | 8 | 0.1827
78690 | 9.69 | 0.8 | 365 | 8.8008 | 0.58579 | 9 | 0.38661
78162 | 5.61 | 0.8 | 365 | 5.0952 | 0.39178 | 5 | 0.48698
78157 | 11.115 | 0.8 | 365 | 10.0951 | 0.49547 | 10 | 0.59052
78359 | 11.115 | 0.8 | 365 | 10.0951 | 0.49547 | 10 | 0.59052
78165 | 5.7 | 0.8 | 365 | 5.1769 | 0.6387 | 5 | 0.81565
78285 | 10.83 | 0.8 | 365 | 9.8362 | 0.71353 | 10 | 0.54974
78691 | 7.59 | 0.8 | 365 | 6.8935 | 0.82417 | 7 | 0.71768
78692 | 6.84 | 0.8 | 365 | 6.2123 | 0.76644 | 6 | 0.97878
78693 | 10.545 | 0.8 | 365 | 9.5774 | 0.9316 | 10 | 0.50896
78694 | 10.92 | 0.8 | 365 | 9.9179 | 0.96046 | 10 | 0.87841
78695 | 7.15 | 0.8 | 365 | 6.4939 | 0.61697 | 7 | 0.11086
78696 | 7.41 | 0.8 | 365 | 6.73 | 0.33031 | 7 | 0.060348
78697 | 10.44 | 0.8 | 365 | 9.482 | 0.64352 | 10 | 0.12551
78698 | 3.19 | 0.8 | 365 | 2.8973 | 0.75219 | 3 | 0.64946
78700 | 11.7 | 0.8 | 365 | 10.6264 | 0.10049 | 10 | 0.72686
78699 | 5.7 | 0.8 | 365 | 5.1769 | 0.6387 | 5 | 0.81565
51514 | 348 | 0.7 | 365 | 276.5581 | 0.43594 | 276 | 0.99405
78702 | 5.61 | 0.8 | 365 | 5.0952 | 0.39178 | 5 | 0.48698
78703 | 6.27 | 0.8 | 365 | 5.6946 | 0.20257 | 5 | 0.89722
78701 | 10.15 | 0.8 | 365 | 9.2186 | 0.84786 | 10 | 0.066468
78540 | 8.41 | 0.8 | 365 | 7.6383 | 0.073945 | 7 | 0.71222
78704 | 7.41 | 0.8 | 365 | 6.73 | 0.33031 | 7 | 0.060348
78705 | 11.4 | 0.8 | 365 | 10.3539 | 0.2774 | 10 | 0.6313
78706 | 6.48 | 0.8 | 365 | 5.8854 | 0.77874 | 6 | 0.66411
74782 | 504 | 0.6 | 365 | 343.3135 | 0.092896 | 343 | 0.40641
78393 | 5.04 | 0.8 | 365 | 4.5775 | 0.82791 | 5 | 0.40542
78139 | 8.58 | 0.8 | 365 | 7.7927 | 0.54036 | 8 | 0.33303
78291 | 31.5 | 0.6 | 365 | 21.4571 | 0.81831 | 22 | 0.2754
78723 | 9.45 | 0.8 | 365 | 8.5828 | 0.92732 | 9 | 0.51016
78724 | 14.28 | 0.8 | 365 | 12.9696 | 0.17906 | 13 | 0.14869
78719 | 3.99 | 0.8 | 365 | 3.6239 | 0.94709 | 4 | 0.57096
78725 | 11.725 | 0.8 | 365 | 10.6491 | 0.16909 | 10 | 0.81816
78332 | 5.6 | 0.8 | 365 | 5.0861 | 0.36434 | 5 | 0.45047
78712 | 11.31 | 0.8 | 365 | 10.2722 | 0.030478 | 10 | 0.30264
78726 | 13.05 | 0.8 | 365 | 11.8525 | 0.8044 | 12 | 0.65689
78727 | 3.84 | 0.8 | 365 | 3.4876 | 0.53555 | 4 | 0.023176
78710 | 4.35 | 0.8 | 365 | 3.9508 | 0.9348 | 4 | 0.88563
78729 | 8.58 | 0.8 | 365 | 7.7927 | 0.54036 | 8 | 0.33303
78730 | 5.695 | 0.8 | 365 | 5.1724 | 0.62498 | 5 | 0.79739
78715 | 3.19 | 0.8 | 365 | 2.8973 | 0.75219 | 3 | 0.64946
78731 | 9.765 | 0.8 | 365 | 8.8689 | 0.79157 | 9 | 0.6605
78720 | 4.2 | 0.8 | 365 | 3.8146 | 0.52325 | 4 | 0.33785
78714 | 6.67 | 0.8 | 365 | 6.0579 | 0.30003 | 6 | 0.35796
78735 | 5.4 | 0.8 | 365 | 4.9045 | 0.81561 | 5 | 0.72009
78713 | 8.265 | 0.8 | 365 | 7.5066 | 0.67612 | 8 | 0.1827
78147 | 8.64 | 0.8 | 365 | 7.8472 | 0.70498 | 8 | 0.55215
78736 | 11.6 | 0.8 | 365 | 10.5355 | 0.82613 | 11 | 0.36168
78739 | 6.825 | 0.8 | 365 | 6.1987 | 0.72529 | 6 | 0.924
78740 | 5.04 | 0.8 | 365 | 4.5775 | 0.82791 | 5 | 0.40542
78741 | 8.265 | 0.8 | 365 | 7.5066 | 0.67612 | 8 | 0.1827
78742 | 7.2 | 0.8 | 365 | 6.5393 | 0.75415 | 7 | 0.29346
78743 | 7.98 | 0.8 | 365 | 7.2477 | 0.89418 | 8 | 0.14191
78718 | 8.12 | 0.8 | 365 | 7.3749 | 0.27829 | 7 | 0.65317
78717 | 3.77 | 0.8 | 365 | 3.4241 | 0.34349 | 3 | 0.76755
78745 | 6.4 | 0.8 | 365 | 5.8127 | 0.55924 | 6 | 0.37196
78746 | 5.7 | 0.8 | 365 | 5.1769 | 0.6387 | 5 | 0.81565
78722 | 9.86 | 0.8 | 365 | 8.9552 | 0.052212 | 9 | 0.0074264
78721 | 7.125 | 0.8 | 365 | 6.4712 | 0.54838 | 7 | 0.019565
78747 | 7.98 | 0.8 | 365 | 7.2477 | 0.89418 | 8 | 0.14191
50327 | 1659.84 | 0.9 | 365 | 1695.9687 | 0.23891 | 1696 | 0.20765
78748 | 9.8 | 0.8 | 365 | 8.9007 | 0.88759 | 9 | 0.78831
78012 | 7.98 | 0.8 | 365 | 7.2477 | 0.89418 | 8 | 0.14191
78751 | 11.39 | 0.8 | 365 | 10.3448 | 0.24997 | 10 | 0.59479
78752 | 11.22 | 0.8 | 365 | 10.1904 | 0.78355 | 10 | 0.97397
76005 | 1279.26 | 0.55 | 365 | 798.7863 | 0.00033722 | 798 | 0.78666
78753 | 5.58 | 0.8 | 365 | 5.068 | 0.30947 | 5 | 0.37743
78754 | 8.4 | 0.8 | 365 | 7.6292 | 0.046509 | 7 | 0.6757
78756 | 9 | 0.8 | 365 | 8.1741 | 0.69269 | 8 | 0.86682
78757 | 8.04 | 0.8 | 365 | 7.3022 | 0.058801 | 7 | 0.36103
78759 | 5.12 | 0.8 | 365 | 4.6502 | 0.047396 | 4 | 0.69757
78760 | 2.9 | 0.8 | 365 | 2.6339 | 0.95653 | 3 | 0.59042
78758 | 4.125 | 0.8 | 365 | 3.7465 | 0.31748 | 4 | 0.063959
78761 | 9.9 | 0.8 | 365 | 8.9915 | 0.16196 | 9 | 0.1535
78762 | 9.24 | 0.8 | 365 | 8.3921 | 0.35116 | 8 | 0.74327
78764 | 7.26 | 0.8 | 365 | 6.5938 | 0.91877 | 7 | 0.51257
78767 | 6 | 0.8 | 365 | 5.4494 | 0.46179 | 5 | 0.91121
78769 | 3.575 | 0.8 | 365 | 3.2469 | 0.80848 | 4 | 0.055431
78771 | 5.94 | 0.8 | 365 | 5.3949 | 0.29717 | 5 | 0.6921
78281 | 8.375 | 0.8 | 365 | 7.6065 | 0.97792 | 8 | 0.5844
77478 | 5.13 | 0.8 | 365 | 4.6593 | 0.074832 | 4 | 0.73409
74969 | 2.8 | 0.8 | 365 | 2.5431 | 0.68217 | 3 | 0.22523
76023 | 3.135 | 0.8 | 365 | 2.8473 | 0.60129 | 3 | 0.44861
78770 | 11.275 | 0.8 | 365 | 10.2404 | 0.93445 | 11 | 0.17482
78772 | 5.775 | 0.8 | 365 | 5.2451 | 0.84447 | 6 | 0.089542
78773 | 10.45 | 0.8 | 365 | 9.4911 | 0.67095 | 10 | 0.16203
78777 | 3.99 | 0.8 | 365 | 3.6239 | 0.94709 | 4 | 0.57096
78708 | 8.96 | 0.8 | 365 | 8.1378 | 0.58294 | 8 | 0.72074
78707 | 11.76 | 0.8 | 365 | 10.6809 | 0.26511 | 10 | 0.94598
77803 | 9.9 | 0.8 | 365 | 8.9915 | 0.16196 | 9 | 0.1535
78781 | 7.7 | 0.8 | 365 | 6.9934 | 0.12597 | 7 | 0.11939
78783 | 10.15 | 0.8 | 365 | 9.2186 | 0.84786 | 10 | 0.066468
78784 | 7.35 | 0.8 | 365 | 6.6755 | 0.1657 | 6 | 0.84124
78785 | 6.3 | 0.8 | 365 | 5.7219 | 0.28488 | 6 | 0.0067734
78786 | 13.3 | 0.8 | 365 | 12.0795 | 0.49031 | 12 | 0.56986
78789 | 9.57 | 0.8 | 365 | 8.6918 | 0.25656 | 8 | 0.94838
78790 | 7.35 | 0.8 | 365 | 6.6755 | 0.1657 | 6 | 0.84124
78791 | 7.035 | 0.8 | 365 | 6.3894 | 0.30145 | 6 | 0.6909
78792 | 11.6 | 0.8 | 365 | 10.5355 | 0.82613 | 11 | 0.36168
78794 | 7.68 | 0.8 | 365 | 6.9753 | 0.071094 | 7 | 0.046352
78795 | 7.41 | 0.8 | 365 | 6.73 | 0.33031 | 7 | 0.060348
78797 | 4.64 | 0.8 | 365 | 4.2142 | 0.73045 | 4 | 0.94467
78803 | 5.36 | 0.8 | 365 | 4.8681 | 0.70587 | 5 | 0.57402
78775 | 9.9 | 0.8 | 365 | 8.9915 | 0.16196 | 9 | 0.1535
78808 | 6 | 0.8 | 365 | 5.4494 | 0.46179 | 5 | 0.91121
78814 | 6.555 | 0.8 | 365 | 5.9535 | 0.98451 | 6 | 0.938
78812 | 7.8 | 0.8 | 365 | 7.0842 | 0.40033 | 7 | 0.48458
78819 | 12.87 | 0.8 | 365 | 11.689 | 0.31054 | 11 | 0.99955
78820 | 7.26 | 0.8 | 365 | 6.5938 | 0.91877 | 7 | 0.51257
78822 | 7.56 | 0.8 | 365 | 6.8663 | 0.74186 | 7 | 0.60813
78823 | 4.4 | 0.8 | 365 | 3.9962 | 0.071981 | 4 | 0.068223
77624 | 4.56 | 0.8 | 365 | 4.1416 | 0.51096 | 4 | 0.65252
77779 | 12.825 | 0.8 | 365 | 11.6481 | 0.18708 | 11 | 0.83522
75151 | 3.08 | 0.8 | 365 | 2.7974 | 0.45039 | 3 | 0.24776
76965 | 3.705 | 0.8 | 365 | 3.365 | 0.16516 | 3 | 0.53017
77375 | 4.275 | 0.8 | 365 | 3.8827 | 0.72903 | 4 | 0.61174
74974 | 3.135 | 0.8 | 365 | 2.8473 | 0.60129 | 3 | 0.44861
78825 | 6.6 | 0.8 | 365 | 5.9944 | 0.10797 | 6 | 0.10233
78826 | 8.1 | 0.8 | 365 | 7.3567 | 0.22342 | 7 | 0.58014
78827 | 7.8 | 0.8 | 365 | 7.0842 | 0.40033 | 7 | 0.48458
78828 | 8.125 | 0.8 | 365 | 7.3794 | 0.29201 | 7 | 0.67143
78830 | 13.5 | 0.8 | 365 | 12.2612 | 0.039032 | 12 | 0.30023
78831 | 9 | 0.8 | 365 | 8.1741 | 0.69269 | 8 | 0.86682
78832 | 6.6 | 0.8 | 365 | 5.9944 | 0.10797 | 6 | 0.10233
76662 | 4.76 | 0.8 | 365 | 4.3232 | 0.059688 | 4 | 0.3829
77378 | 3.08 | 0.8 | 365 | 2.7974 | 0.45039 | 3 | 0.24776
78307 | 17.67 | 0.8 | 365 | 16.0485 | 0.47998 | 16 | 0.52852
78833 | 6 | 0.8 | 365 | 5.4494 | 0.46179 | 5 | 0.91121
78834 | 10.08 | 0.8 | 365 | 9.155 | 0.65581 | 9 | 0.81084
78835 | 7.41 | 0.8 | 365 | 6.73 | 0.33031 | 7 | 0.060348
78836 | 9.045 | 0.8 | 365 | 8.215 | 0.81615 | 9 | 0.031153
78837 | 6.93 | 0.8 | 365 | 6.2941 | 0.01337 | 6 | 0.30745
78838 | 6.57 | 0.8 | 365 | 5.9671 | 0.025662 | 5 | 0.99278
78839 | 5.12 | 0.8 | 365 | 4.6502 | 0.047396 | 4 | 0.69757
78841 | 7.125 | 0.8 | 365 | 6.4712 | 0.54838 | 7 | 0.019565
78842 | 7.68 | 0.8 | 365 | 6.9753 | 0.071094 | 7 | 0.046352
78843 | 6 | 0.8 | 365 | 5.4494 | 0.46179 | 5 | 0.91121
78844 | 8.04 | 0.8 | 365 | 7.3022 | 0.058801 | 7 | 0.36103
35167 | 43.4 | 0.8 | 365 | 39.4175 | 0.073629 | 39 | 0.49111
35196 | 37.24 | 0.8 | 365 | 33.8227 | 0.17286 | 33 | 0.99559
35211 | 62.72 | 0.8 | 365 | 56.9646 | 0.080599 | 57 | 0.045211
35230 | 38.64 | 0.8 | 365 | 35.0943 | 0.01394 | 35 | 0.10821
34753 | 846.72 | 1 | 365 | 961.2778 | 0.86011 | 962 | 0.13794
29943 | 1048.32 | 1 | 365 | 1190.1535 | 0.25537 | 1190 | 0.40888
78845 | 4.48 | 0.8 | 365 | 4.0689 | 0.29147 | 4 | 0.36037
78840 | 9.9 | 0.8 | 365 | 8.9915 | 0.16196 | 9 | 0.1535
78846 | 13.08 | 0.8 | 365 | 11.8797 | 0.88671 | 12 | 0.76644
22231 | 8.06 | 1 | 365 | 9.1505 | 0.64209 | 9 | 0.79258
78847 | 9.045 | 0.8 | 365 | 8.215 | 0.81615 | 9 | 0.031153
78848 | 11.772 | 0.8 | 365 | 10.6918 | 0.29804 | 10 | 0.9898
78800 | 8.12 | 0.8 | 365 | 7.3749 | 0.27829 | 7 | 0.65317
78849 | 4.578 | 0.8 | 365 | 4.1579 | 0.56035 | 4 | 0.71826
78802 | 11.31 | 0.8 | 365 | 10.2722 | 0.030478 | 10 | 0.30264
78805 | 8.7 | 0.8 | 365 | 7.9017 | 0.8696 | 8 | 0.77126
78850 | 7.125 | 0.8 | 365 | 6.4712 | 0.54838 | 7 | 0.019565
78807 | 5.51 | 0.8 | 365 | 5.0044 | 0.11741 | 5 | 0.1218
78810 | 4.35 | 0.8 | 365 | 3.9508 | 0.9348 | 4 | 0.88563
78813 | 10.44 | 0.8 | 365 | 9.482 | 0.64352 | 10 | 0.12551
78816 | 3.19 | 0.8 | 365 | 2.8973 | 0.75219 | 3 | 0.64946
78818 | 6.09 | 0.8 | 365 | 5.5312 | 0.70872 | 6 | 0.23988
78821 | 12.54 | 0.8 | 365 | 11.3893 | 0.40515 | 11 | 0.79443
72722 | 399.36 | 0.6 | 365 | 272.0351 | 0.77266 | 272 | 0.80774
78851 | 10.385 | 0.8 | 365 | 9.432 | 0.49262 | 9 | 0.92466
78853 | 4.355 | 0.8 | 365 | 3.9554 | 0.94852 | 4 | 0.90389
78854 | 5.2 | 0.8 | 365 | 4.7228 | 0.26689 | 4 | 0.98972
78855 | 13.44 | 0.8 | 365 | 12.2067 | 0.87441 | 13 | 0.081117
78856 | 8.4 | 0.8 | 365 | 7.6292 | 0.046509 | 7 | 0.6757
78857 | 4.8 | 0.8 | 365 | 4.3595 | 0.16943 | 4 | 0.52897
78859 | 5.2 | 0.8 | 365 | 4.7228 | 0.26689 | 4 | 0.98972
78860 | 8.55 | 0.8 | 365 | 7.7654 | 0.45805 | 8 | 0.22348
78862 | 9.715 | 0.8 | 365 | 8.8235 | 0.65438 | 9 | 0.47791
77450 | 3.99 | 0.8 | 365 | 3.6239 | 0.94709 | 4 | 0.57096
78865 | 4.96 | 0.8 | 365 | 4.5049 | 0.60841 | 5 | 0.11327
78337 | 8.25 | 0.8 | 365 | 7.493 | 0.63496 | 8 | 0.12792
78866 | 7 | 0.8 | 365 | 6.3577 | 0.20542 | 6 | 0.56308
78861 | 4.76 | 0.8 | 365 | 4.3232 | 0.059688 | 4 | 0.3829
78868 | 12.73 | 0.8 | 365 | 11.5619 | 0.92644 | 12 | 0.48829
78870 | 5.36 | 0.8 | 365 | 4.8681 | 0.70587 | 5 | 0.57402
78869 | 11.31 | 0.8 | 365 | 10.2722 | 0.030478 | 10 | 0.30264
78871 | 8.99 | 0.8 | 365 | 8.165 | 0.66525 | 8 | 0.8303
78873 | 7.35 | 0.8 | 365 | 6.6755 | 0.1657 | 6 | 0.84124
78872 | 8.7 | 0.8 | 365 | 7.9017 | 0.8696 | 8 | 0.77126
78339 | 24.94 | 0.8 | 365 | 22.6514 | 0.42618 | 23 | 0.077608
78874 | 6.38 | 0.8 | 365 | 5.7946 | 0.50437 | 6 | 0.29892
78340 | 7.8 | 0.8 | 365 | 7.0842 | 0.40033 | 7 | 0.48458
78879 | 5.36 | 0.8 | 365 | 4.8681 | 0.70587 | 5 | 0.57402
78880 | 5.4 | 0.8 | 365 | 4.9045 | 0.81561 | 5 | 0.72009
77968 | 4.06 | 0.8 | 365 | 3.6874 | 0.13915 | 3 | 0.82659
78864 | 4.275 | 0.8 | 365 | 3.8827 | 0.72903 | 4 | 0.61174
78881 | 6 | 0.8 | 365 | 5.4494 | 0.46179 | 5 | 0.91121
78878 | 6.38 | 0.8 | 365 | 5.7946 | 0.50437 | 6 | 0.29892
78883 | 6.365 | 0.8 | 365 | 5.7809 | 0.46322 | 6 | 0.24414
78882 | 8.55 | 0.8 | 365 | 7.7654 | 0.45805 | 8 | 0.22348
78884 | 7.8 | 0.8 | 365 | 7.0842 | 0.40033 | 7 | 0.48458
78886 | 3.24 | 1 | 365 | 3.6784 | 0.11171 | 3 | 0.79007
78887 | 3 | 0.8 | 365 | 2.7247 | 0.2309 | 2 | 0.95561
78891 | 3.9 | 0.8 | 365 | 3.5421 | 0.70016 | 4 | 0.24229
78892 | 5.13 | 0.8 | 365 | 4.6593 | 0.074832 | 4 | 0.73409
78893 | 3.9 | 0.8 | 365 | 3.5421 | 0.70016 | 4 | 0.24229
78895 | 6.38 | 0.8 | 365 | 5.7946 | 0.50437 | 6 | 0.29892
78896 | 2.32 | 0.8 | 365 | 2.1071 | 0.36523 | 2 | 0.47234
78897 | 4.56 | 0.8 | 365 | 4.1416 | 0.51096 | 4 | 0.65252
78898 | 8.7 | 0.8 | 365 | 7.9017 | 0.8696 | 8 | 0.77126
78899 | 4.275 | 0.8 | 365 | 3.8827 | 0.72903 | 4 | 0.61174
78900 | 3.19 | 0.8 | 365 | 2.8973 | 0.75219 | 3 | 0.64946
78902 | 5.13 | 0.8 | 365 | 4.6593 | 0.074832 | 4 | 0.73409
78903 | 8.58 | 0.8 | 365 | 7.7927 | 0.54036 | 8 | 0.33303
78906 | 13.34 | 0.8 | 365 | 12.1159 | 0.60005 | 12 | 0.71593
78907 | 3.64 | 0.8 | 365 | 3.306 | 0.98682 | 4 | 0.2928
78908 | 2.9 | 0.8 | 365 | 2.6339 | 0.95653 | 3 | 0.59042
78909 | 4.275 | 0.8 | 365 | 3.8827 | 0.72903 | 4 | 0.61174
78910 | 8.99 | 0.8 | 365 | 8.165 | 0.66525 | 8 | 0.8303
78911 | 7.125 | 0.8 | 365 | 6.4712 | 0.54838 | 7 | 0.019565
78912 | 10.44 | 0.8 | 365 | 9.482 | 0.64352 | 10 | 0.12551
78913 | 5.6 | 0.8 | 365 | 5.0861 | 0.36434 | 5 | 0.45047
78914 | 11.88 | 0.8 | 365 | 10.7899 | 0.59435 | 11 | 0.3842
78915 | 6.6 | 0.8 | 365 | 5.9944 | 0.10797 | 6 | 0.10233
78916 | 7.41 | 0.8 | 365 | 6.73 | 0.33031 | 7 | 0.060348
78917 | 12.76 | 0.8 | 365 | 11.5891 | 0.0087443 | 11 | 0.59785
78918 | 3.48 | 0.8 | 365 | 3.1607 | 0.54784 | 3 | 0.7085
78919 | 7.25 | 0.8 | 365 | 6.5847 | 0.89133 | 7 | 0.47605
78924 | 4.8 | 0.8 | 365 | 4.3595 | 0.16943 | 4 | 0.52897
78877 | 6.38 | 0.8 | 365 | 5.7946 | 0.50437 | 6 | 0.29892
78867 | 12.76 | 0.8 | 365 | 11.5891 | 0.0087443 | 11 | 0.59785
78875 | 7.83 | 0.8 | 365 | 7.1115 | 0.48264 | 7 | 0.59413
78922 | 8.265 | 0.8 | 365 | 7.5066 | 0.67612 | 8 | 0.1827
78923 | 8.41 | 0.8 | 365 | 7.6383 | 0.073945 | 7 | 0.71222
78927 | 10.92 | 0.8 | 365 | 9.9179 | 0.96046 | 10 | 0.87841
78928 | 4.35 | 0.8 | 365 | 3.9508 | 0.9348 | 4 | 0.88563
78926 | 2.4 | 0.8 | 365 | 2.1798 | 0.58472 | 2 | 0.76449
78935 | 8.12 | 0.8 | 365 | 7.3749 | 0.27829 | 7 | 0.65317
78801 | 7.92 | 0.8 | 365 | 7.1932 | 0.72957 | 7 | 0.9228
78885 | 10.56 | 0.8 | 365 | 9.591 | 0.97275 | 10 | 0.56373
78626 | 5.85 | 0.8 | 365 | 5.3132 | 0.050247 | 5 | 0.36343
78938 | 9.1 | 0.8 | 365 | 8.265 | 0.96705 | 9 | 0.23201
78936 | 5.67 | 0.8 | 365 | 5.1497 | 0.55639 | 5 | 0.7061
77885 | 4.56 | 1 | 365 | 5.1769 | 0.6387 | 5 | 0.81565
78940 | 7.26 | 0.8 | 365 | 6.5938 | 0.91877 | 7 | 0.51257
78946 | 4.56 | 0.8 | 365 | 4.1416 | 0.51096 | 4 | 0.65252
78948 | 5.58 | 0.8 | 365 | 5.068 | 0.30947 | 5 | 0.37743
78950 | 5.04 | 0.8 | 365 | 4.5775 | 0.82791 | 5 | 0.40542
78949 | 3.3 | 0.8 | 365 | 2.9972 | 0.053986 | 3 | 0.051167
78951 | 8.37 | 0.8 | 365 | 7.6019 | 0.9642 | 8 | 0.56614
78934 | 7.92 | 0.8 | 365 | 7.1932 | 0.72957 | 7 | 0.9228
78952 | 6.16 | 0.8 | 365 | 5.5947 | 0.90077 | 6 | 0.49551
78933 | 11.97 | 0.8 | 365 | 10.8716 | 0.84128 | 11 | 0.71287
78953 | 24.75 | 0.8 | 365 | 22.4789 | 0.90489 | 23 | 0.38375
78780 | 10.26 | 0.8 | 365 | 9.3185 | 0.14966 | 9 | 0.46817
78939 | 9.75 | 0.8 | 365 | 8.8553 | 0.75041 | 9 | 0.60572
78956 | 19.095 | 0.8 | 365 | 17.3428 | 0.38965 | 17 | 0.73243
78957 | 4.845 | 0.8 | 365 | 4.4004 | 0.2929 | 4 | 0.6933
78958 | 9.405 | 0.8 | 365 | 8.542 | 0.80386 | 9 | 0.34583
78959 | 10.545 | 0.8 | 365 | 9.5774 | 0.9316 | 10 | 0.50896
78960 | 10.8 | 0.8 | 365 | 9.809 | 0.63123 | 10 | 0.44018
78961 | 10.26 | 0.8 | 365 | 9.3185 | 0.14966 | 9 | 0.46817
78962 | 6.08 | 0.8 | 365 | 5.5221 | 0.68128 | 6 | 0.20336
78947 | 9.69 | 0.8 | 365 | 8.8008 | 0.58579 | 9 | 0.38661
78945 | 5.13 | 0.8 | 365 | 4.6593 | 0.074832 | 4 | 0.73409
78965 | 9.36 | 0.8 | 365 | 8.5011 | 0.6804 | 9 | 0.18149
78966 | 7.8 | 0.8 | 365 | 7.0842 | 0.40033 | 7 | 0.48458
78967 | 13.11 | 0.8 | 365 | 11.907 | 0.96902 | 12 | 0.876
78968 | 4.35 | 0.8 | 365 | 3.9508 | 0.9348 | 4 | 0.88563
78969 | 6.96 | 0.8 | 365 | 6.3213 | 0.095679 | 6 | 0.41701
78970 | 6.67 | 0.8 | 365 | 6.0579 | 0.30003 | 6 | 0.35796
78971 | 5.415 | 0.8 | 365 | 4.9181 | 0.85677 | 5 | 0.77487
78972 | 6.67 | 0.8 | 365 | 6.0579 | 0.30003 | 6 | 0.35796
78973 | 9.86 | 0.8 | 365 | 8.9552 | 0.052212 | 9 | 0.0074264
78974 | 6.67 | 0.8 | 365 | 6.0579 | 0.30003 | 6 | 0.35796
78976 | 14.405 | 0.8 | 365 | 13.0832 | 0.52202 | 13 | 0.60517
78977 | 4.06 | 0.8 | 365 | 3.6874 | 0.13915 | 3 | 0.82659
36957 | 47.088 | 0.9 | 365 | 48.1129 | 0.34116 | 48 | 0.4541
78981 | 3.3 | 0.8 | 365 | 2.9972 | 0.053986 | 3 | 0.051167
78982 | 10.44 | 0.8 | 365 | 9.482 | 0.64352 | 10 | 0.12551
78983 | 6.96 | 0.8 | 365 | 6.3213 | 0.095679 | 6 | 0.41701
78985 | 7.25 | 0.8 | 365 | 6.5847 | 0.89133 | 7 | 0.47605
78986 | 8.41 | 0.8 | 365 | 7.6383 | 0.073945 | 7 | 0.71222
78988 | 3.48 | 0.8 | 365 | 3.1607 | 0.54784 | 3 | 0.7085
78984 | 3.99 | 0.8 | 365 | 3.6239 | 0.94709 | 4 | 0.57096
78990 | 9.57 | 0.8 | 365 | 8.6918 | 0.25656 | 8 | 0.94838
78989 | 7.41 | 0.8 | 365 | 6.73 | 0.33031 | 7 | 0.060348
78991 | 7.41 | 0.8 | 365 | 6.73 | 0.33031 | 7 | 0.060348
78992 | 2.9 | 0.8 | 365 | 2.6339 | 0.95653 | 3 | 0.59042
78994 | 4.845 | 0.8 | 365 | 4.4004 | 0.2929 | 4 | 0.6933
64259 | 648.72 | 0.65 | 365 | 478.718 | 0.12727 | 478 | 0.84527
52733 | 1990.235 | 1 | 365 | 2259.5058 | 0.59054 | 2260 | 0.096376
78998 | 6.6 | 0.8 | 365 | 5.9944 | 0.10797 | 6 | 0.10233
79000 | 8.55 | 0.8 | 365 | 7.7654 | 0.45805 | 8 | 0.22348
79001 | 6.16 | 0.8 | 365 | 5.5947 | 0.90077 | 6 | 0.49551
79002 | 13.325 | 0.8 | 365 | 12.1023 | 0.5589 | 12 | 0.66115
79003 | 16.32 | 0.8 | 365 | 14.8224 | 0.77607 | 15 | 0.5985
78979 | 6.67 | 0.8 | 365 | 6.0579 | 0.30003 | 6 | 0.35796
79008 | 5.22 | 0.8 | 365 | 4.741 | 0.32176 | 5 | 0.062755
79007 | 8 | 0.8 | 365 | 7.2659 | 0.94906 | 8 | 0.21495
78987 | 3.77 | 0.8 | 365 | 3.4241 | 0.34349 | 3 | 0.76755
78993 | 5.13 | 0.8 | 365 | 4.6593 | 0.074832 | 4 | 0.73409
78995 | 6.67 | 0.8 | 365 | 6.0579 | 0.30003 | 6 | 0.35796
79012 | 5.886 | 0.8 | 365 | 5.3459 | 0.14902 | 5 | 0.4949
79015 | 9.57 | 0.8 | 365 | 8.6918 | 0.25656 | 8 | 0.94838
79016 | 4.64 | 0.8 | 365 | 4.2142 | 0.73045 | 4 | 0.94467
79021 | 11.04 | 0.8 | 365 | 10.0269 | 0.2897 | 10 | 0.31663
79020 | 10.08 | 0.8 | 365 | 9.155 | 0.65581 | 9 | 0.81084
79023 | 10.695 | 0.8 | 365 | 9.7136 | 0.34314 | 10 | 0.056737
34549 | 2050.2 | 0.7 | 365 | 1629.3087 | 0.87004 | 1630 | 0.17874
78750 | 639.18 | 0.65 | 365 | 471.678 | 0.8607 | 472 | 0.53872
79013 | 8.96 | 0.8 | 365 | 8.1378 | 0.58294 | 8 | 0.72074
79040 | 7.36 | 0.8 | 365 | 6.6846 | 0.19313 | 6 | 0.87775
79042 | 13.2 | 0.8 | 365 | 11.9887 | 0.21594 | 12 | 0.20467
79044 | 8.58 | 0.8 | 365 | 7.7927 | 0.54036 | 8 | 0.33303
79049 | 8.64 | 0.8 | 365 | 7.8472 | 0.70498 | 8 | 0.55215
79050 | 12 | 0.8 | 365 | 10.8988 | 0.92358 | 11 | 0.82243
79051 | 7.56 | 0.8 | 365 | 6.8663 | 0.74186 | 7 | 0.60813
79052 | 11.39 | 0.8 | 365 | 10.3448 | 0.24997 | 10 | 0.59479
79039 | 5.04 | 0.8 | 365 | 4.5775 | 0.82791 | 5 | 0.40542
79047 | 5.795 | 0.8 | 365 | 5.2632 | 0.89935 | 6 | 0.16258
78563 | 8.4 | 0.8 | 365 | 7.6292 | 0.046509 | 7 | 0.6757
78650 | 10.92 | 0.8 | 365 | 9.9179 | 0.96046 | 10 | 0.87841
78651 | 9.6 | 0.8 | 365 | 8.7191 | 0.33887 | 9 | 0.05794
78680 | 8.04 | 0.8 | 365 | 7.3022 | 0.058801 | 7 | 0.36103
78684 | 7.2 | 0.8 | 365 | 6.5393 | 0.75415 | 7 | 0.29346
78734 | 12.96 | 0.8 | 365 | 11.7707 | 0.55747 | 12 | 0.32822
78737 | 103.48 | 0.6 | 365 | 70.4883 | 0.93328 | 71 | 0.42154
78806 | 6.555 | 0.8 | 365 | 5.9535 | 0.98451 | 6 | 0.938
78824 | 15.12 | 0.8 | 365 | 13.7325 | 0.48372 | 14 | 0.21626
78815 | 10.695 | 0.8 | 365 | 9.7136 | 0.34314 | 10 | 0.056737
78930 | 11.2 | 0.8 | 365 | 10.1723 | 0.72868 | 10 | 0.90093
78955 | 4.845 | 0.8 | 365 | 4.4004 | 0.2929 | 4 | 0.6933
78817 | 22.365 | 0.8 | 365 | 20.3127 | 0.36133 | 20 | 0.67405
79006 | 8.25 | 0.8 | 365 | 7.493 | 0.63496 | 8 | 0.12792
79009 | 7.84 | 0.8 | 365 | 7.1206 | 0.51007 | 7 | 0.63065
79011 | 9.9 | 0.8 | 365 | 8.9915 | 0.16196 | 9 | 0.1535
78996 | 5.8 | 0.8 | 365 | 5.2678 | 0.91307 | 6 | 0.18084
79055 | 11.84 | 0.8 | 365 | 10.7535 | 0.4846 | 11 | 0.23813
79056 | 3.24 | 0.8 | 365 | 2.9427 | 0.88937 | 3 | 0.83205
79019 | 2.85 | 0.8 | 365 | 2.5885 | 0.81935 | 3 | 0.40783
79022 | 7.83 | 0.8 | 365 | 7.1115 | 0.48264 | 7 | 0.59413
79058 | 7.68 | 0.8 | 365 | 6.9753 | 0.071094 | 7 | 0.046352
79060 | 8.235 | 0.8 | 365 | 7.4793 | 0.59381 | 8 | 0.07314
79029 | 5.8 | 0.8 | 365 | 5.2678 | 0.91307 | 6 | 0.18084
79061 | 9.48 | 0.8 | 365 | 8.6101 | 0.0096314 | 8 | 0.61972
79063 | 5.415 | 0.8 | 365 | 4.9181 | 0.85677 | 5 | 0.77487
79031 | 2.28 | 0.8 | 365 | 2.0708 | 0.25548 | 2 | 0.32626
79064 | 6.96 | 0.8 | 365 | 6.3213 | 0.095679 | 6 | 0.41701
79062 | 10.5 | 0.8 | 365 | 9.5365 | 0.80814 | 10 | 0.34462
79066 | 6.96 | 0.8 | 365 | 6.3213 | 0.095679 | 6 | 0.41701
79038 | 3.135 | 0.8 | 365 | 2.8473 | 0.60129 | 3 | 0.44861
79067 | 7.54 | 0.8 | 365 | 6.8481 | 0.68699 | 7 | 0.53509
79070 | 2.9 | 0.8 | 365 | 2.6339 | 0.95653 | 3 | 0.59042
79068 | 4.16 | 0.8 | 365 | 3.7783 | 0.41351 | 4 | 0.19177
79071 | 4.35 | 0.8 | 365 | 3.9508 | 0.9348 | 4 | 0.88563
79069 | 10.62 | 0.8 | 365 | 9.6455 | 0.13737 | 9 | 0.78285
79041 | 4.35 | 0.8 | 365 | 3.9508 | 0.9348 | 4 | 0.88563
79072 | 7.36 | 0.8 | 365 | 6.6846 | 0.19313 | 6 | 0.87775
79074 | 10.44 | 0.8 | 365 | 9.482 | 0.64352 | 10 | 0.12551
79073 | 7.3 | 0.8 | 365 | 6.6301 | 0.028514 | 6 | 0.65864
79075 | 5.8 | 0.8 | 365 | 5.2678 | 0.91307 | 6 | 0.18084
79076 | 4.93 | 0.8 | 365 | 4.4776 | 0.52611 | 5 | 0.0037132
79077 | 4.93 | 0.8 | 365 | 4.4776 | 0.52611 | 5 | 0.0037132
79079 | 3.77 | 0.8 | 365 | 3.4241 | 0.34349 | 3 | 0.76755
79081 | 3.77 | 0.8 | 365 | 3.4241 | 0.34349 | 3 | 0.76755
79084 | 4.93 | 0.8 | 365 | 4.4776 | 0.52611 | 5 | 0.0037132
79085 | 6.09 | 0.8 | 365 | 5.5312 | 0.70872 | 6 | 0.23988
79086 | 13.11 | 0.8 | 365 | 11.907 | 0.96902 | 12 | 0.876
79088 | 11.02 | 0.8 | 365 | 10.0088 | 0.23482 | 10 | 0.24359
79045 | 10.36 | 0.8 | 365 | 9.4093 | 0.42403 | 9 | 0.83336
79090 | 8.28 | 0.8 | 365 | 7.5202 | 0.71727 | 8 | 0.23747
79028 | 6.6 | 0.8 | 365 | 5.9944 | 0.10797 | 6 | 0.10233
79032 | 3.96 | 0.8 | 365 | 3.5966 | 0.86478 | 4 | 0.4614
79033 | 5.94 | 0.8 | 365 | 5.3949 | 0.29717 | 5 | 0.6921
79034 | 13.86 | 0.8 | 365 | 12.5882 | 0.02674 | 12 | 0.6149
79014 | 7.92 | 0.8 | 365 | 7.1932 | 0.72957 | 7 | 0.9228
79010 | 9.9 | 0.8 | 365 | 8.9915 | 0.16196 | 9 | 0.1535
79101 | 9.28 | 0.8 | 365 | 8.4284 | 0.4609 | 8 | 0.88934
79100 | 6.213 | 0.8 | 365 | 5.6429 | 0.046186 | 5 | 0.68906
79103 | 9.12 | 0.8 | 365 | 8.2831 | 0.021924 | 8 | 0.30504
79099 | 3.6 | 0.8 | 365 | 3.2697 | 0.87708 | 4 | 0.14673
79104 | 12.4 | 0.8 | 365 | 11.2621 | 0.021037 | 11 | 0.28317
79102 | 7.41 | 0.8 | 365 | 6.73 | 0.33031 | 7 | 0.060348
79107 | 3.35 | 0.8 | 365 | 3.0426 | 0.19117 | 3 | 0.23376
79110 | 6.365 | 0.8 | 365 | 5.7809 | 0.46322 | 6 | 0.24414
79109 | 6.365 | 0.8 | 365 | 5.7809 | 0.46322 | 6 | 0.24414
79112 | 5.2 | 0.8 | 365 | 4.7228 | 0.26689 | 4 | 0.98972
79113 | 5.67 | 0.8 | 365 | 5.1497 | 0.55639 | 5 | 0.7061
79108 | 3.99 | 0.8 | 365 | 3.6239 | 0.94709 | 4 | 0.57096
79114 | 5.7 | 0.8 | 365 | 5.1769 | 0.6387 | 5 | 0.81565
79115 | 8.835 | 0.8 | 365 | 8.0243 | 0.23999 | 8 | 0.26426
79117 | 7.8 | 0.8 | 365 | 7.0842 | 0.40033 | 7 | 0.48458
79119 | 7.41 | 0.8 | 365 | 6.73 | 0.33031 | 7 | 0.060348
79082 | 6.96 | 0.8 | 365 | 6.3213 | 0.095679 | 6 | 0.41701
79120 | 7.475 | 0.8 | 365 | 6.7891 | 0.50865 | 7 | 0.29772
79087 | 4.06 | 0.8 | 365 | 3.6874 | 0.13915 | 3 | 0.82659
79121 | 6.2 | 0.8 | 365 | 5.6311 | 0.010518 | 5 | 0.64159
79116 | 8.4 | 0.8 | 365 | 7.6292 | 0.046509 | 7 | 0.6757
79126 | 11.2 | 0.8 | 365 | 10.1723 | 0.72868 | 10 | 0.90093
79128 | 5.95 | 0.8 | 365 | 5.404 | 0.32461 | 5 | 0.72862
79129 | 3.84 | 0.8 | 365 | 3.4876 | 0.53555 | 4 | 0.023176
79123 | 9.9 | 0.8 | 365 | 8.9915 | 0.16196 | 9 | 0.1535
79127 | 3.9 | 0.8 | 365 | 3.5421 | 0.70016 | 4 | 0.24229
79130 | 10.23 | 0.8 | 365 | 9.2913 | 0.067355 | 9 | 0.35862
79131 | 11.2 | 0.8 | 365 | 10.1723 | 0.72868 | 10 | 0.90093
79132 | 5.76 | 0.8 | 365 | 5.2314 | 0.80332 | 6 | 0.034764
79091 | 10.26 | 0.8 | 365 | 9.3185 | 0.14966 | 9 | 0.46817
79092 | 4.93 | 0.8 | 365 | 4.4776 | 0.52611 | 5 | 0.0037132
79093 | 8.835 | 0.8 | 365 | 8.0243 | 0.23999 | 8 | 0.26426
79004 | 11.16 | 0.8 | 365 | 10.1359 | 0.61893 | 10 | 0.75486
79057 | 11.2 | 0.8 | 365 | 10.1723 | 0.72868 | 10 | 0.90093
79134 | 5.525 | 0.8 | 365 | 5.018 | 0.15857 | 5 | 0.17658
79135 | 4.68 | 0.8 | 365 | 4.2505 | 0.8402 | 5 | 0.090746
78645 | 8.505 | 0.8 | 365 | 7.7246 | 0.33459 | 8 | 0.059144
78623 | 11.88 | 0.8 | 365 | 10.7899 | 0.59435 | 11 | 0.3842
78507 | 6.935 | 0.8 | 365 | 6.2986 | 0.027088 | 6 | 0.32571
78788 | 2.6 | 1 | 365 | 2.9518 | 0.9168 | 3 | 0.86857
78689 | 7.84 | 0.8 | 365 | 7.1206 | 0.51007 | 7 | 0.63065
78999 | 94.12 | 0.7 | 365 | 74.7978 | 0.95181 | 75 | 0.74966
79095 | 9.9 | 0.8 | 365 | 8.9915 | 0.16196 | 9 | 0.1535
79106 | 4.35 | 0.8 | 365 | 3.9508 | 0.9348 | 4 | 0.88563
79105 | 8.12 | 0.8 | 365 | 7.3749 | 0.27829 | 7 | 0.65317
79150 | 11.52 | 0.8 | 365 | 10.4629 | 0.60664 | 11 | 0.069529
79151 | 24.96 | 0.8 | 365 | 22.6696 | 0.48105 | 23 | 0.15065
79152 | 13.44 | 0.8 | 365 | 12.2067 | 0.87441 | 13 | 0.081117
79153 | 8 | 0.8 | 365 | 7.2659 | 0.94906 | 8 | 0.21495
78944 | 9.24 | 0.8 | 365 | 8.3921 | 0.35116 | 8 | 0.74327
79158 | 8.55 | 0.8 | 365 | 7.7654 | 0.45805 | 8 | 0.22348
79160 | 5.32 | 0.8 | 365 | 4.8318 | 0.59612 | 5 | 0.42794
79161 | 5.415 | 0.8 | 365 | 4.9181 | 0.85677 | 5 | 0.77487
78766 | 6.875 | 0.8 | 365 | 6.2441 | 0.86247 | 7 | 0.1066
78768 | 9.9 | 0.8 | 365 | 8.9915 | 0.16196 | 9 | 0.1535
79164 | 12.54 | 0.8 | 365 | 11.3893 | 0.40515 | 11 | 0.79443
79165 | 12.095 | 0.8 | 365 | 10.9851 | 0.18423 | 11 | 0.16935
79169 | 8.25 | 0.8 | 365 | 7.493 | 0.63496 | 8 | 0.12792
79096 | 17.36 | 0.8 | 365 | 15.767 | 0.62945 | 16 | 0.39644
78343 | 24.852 | 0.8 | 365 | 22.5715 | 0.18474 | 22 | 0.75624
79173 | 6.27 | 0.8 | 365 | 5.6946 | 0.20257 | 5 | 0.89722
79174 | 7.25 | 0.8 | 365 | 6.5847 | 0.89133 | 7 | 0.47605
79177 | 9.69 | 0.8 | 365 | 8.8008 | 0.58579 | 9 | 0.38661
79154 | 19.38 | 0.8 | 365 | 17.6016 | 0.17159 | 17 | 0.77322
79178 | 8.835 | 0.8 | 365 | 8.0243 | 0.23999 | 8 | 0.26426
79155 | 5.13 | 0.8 | 365 | 4.6593 | 0.074832 | 4 | 0.73409
79180 | 5.51 | 0.8 | 365 | 5.0044 | 0.11741 | 5 | 0.1218
79156 | 6.84 | 0.8 | 365 | 6.2123 | 0.76644 | 6 | 0.97878
79182 | 7.25 | 0.8 | 365 | 6.5847 | 0.89133 | 7 | 0.47605
79157 | 13.34 | 0.8 | 365 | 12.1159 | 0.60005 | 12 | 0.71593
79159 | 6.72 | 0.8 | 365 | 6.1034 | 0.43721 | 6 | 0.54056
78203 | 511.92 | 0.6 | 365 | 348.7084 | 0.39007 | 349 | 0.098507
79187 | 7.98 | 0.8 | 365 | 7.2477 | 0.89418 | 8 | 0.14191
79089 | 9.57 | 0.8 | 365 | 8.6918 | 0.25656 | 8 | 0.94838
79189 | 11.685 | 0.8 | 365 | 10.6127 | 0.05934 | 10 | 0.67209
79191 | 11.88 | 0.8 | 365 | 10.7899 | 0.59435 | 11 | 0.3842
79192 | 9.57 | 0.8 | 365 | 8.6918 | 0.25656 | 8 | 0.94838
79193 | 6.38 | 0.8 | 365 | 5.7946 | 0.50437 | 6 | 0.29892
79195 | 9.57 | 0.8 | 365 | 8.6918 | 0.25656 | 8 | 0.94838
79197 | 11.375 | 0.8 | 365 | 10.3312 | 0.20881 | 10 | 0.54001
79196 | 12.255 | 0.8 | 365 | 11.1304 | 0.62321 | 11 | 0.75365
79202 | 3.705 | 0.8 | 365 | 3.365 | 0.16516 | 3 | 0.53017
79203 | 6.555 | 0.8 | 365 | 5.9535 | 0.98451 | 6 | 0.938
79125 | 7.695 | 0.8 | 365 | 6.9889 | 0.11225 | 7 | 0.10113
79208 | 5.8 | 0.8 | 365 | 5.2678 | 0.91307 | 6 | 0.18084
79209 | 9.975 | 0.8 | 365 | 9.0597 | 0.36773 | 9 | 0.42739
79198 | 4.02 | 0.8 | 365 | 3.6511 | 0.029401 | 3 | 0.68051
79210 | 11.97 | 0.8 | 365 | 10.8716 | 0.84128 | 11 | 0.71287
79212 | 11.4 | 0.8 | 365 | 10.3539 | 0.2774 | 10 | 0.6313
79213 | 12.18 | 0.8 | 365 | 11.0623 | 0.41744 | 11 | 0.47976
79214 | 8.55 | 0.8 | 365 | 7.7654 | 0.45805 | 8 | 0.22348
79215 | 4.06 | 0.8 | 365 | 3.6874 | 0.13915 | 3 | 0.82659
79216 | 4.35 | 0.8 | 365 | 3.9508 | 0.9348 | 4 | 0.88563
79217 | 3.19 | 0.8 | 365 | 2.8973 | 0.75219 | 3 | 0.64946
79218 | 5.22 | 0.8 | 365 | 4.741 | 0.32176 | 5 | 0.062755
79220 | 4.275 | 0.8 | 365 | 3.8827 | 0.72903 | 4 | 0.61174
79222 | 6.38 | 0.8 | 365 | 5.7946 | 0.50437 | 6 | 0.29892
79223 | 6.555 | 0.8 | 365 | 5.9535 | 0.98451 | 6 | 0.938
79225 | 5.8 | 0.8 | 365 | 5.2678 | 0.91307 | 6 | 0.18084
79226 | 10.545 | 0.8 | 365 | 9.5774 | 0.9316 | 10 | 0.50896
79227 | 2.32 | 0.8 | 365 | 2.1071 | 0.36523 | 2 | 0.47234
79228 | 4.64 | 0.8 | 365 | 4.2142 | 0.73045 | 4 | 0.94467
79230 | 4.06 | 0.8 | 365 | 3.6874 | 0.13915 | 3 | 0.82659
79229 | 5.7 | 0.8 | 365 | 5.1769 | 0.6387 | 5 | 0.81565
79232 | 4.56 | 0.8 | 365 | 4.1416 | 0.51096 | 4 | 0.65252
79233 | 4.35 | 0.8 | 365 | 3.9508 | 0.9348 | 4 | 0.88563
79234 | 4.64 | 0.8 | 365 | 4.2142 | 0.73045 | 4 | 0.94467
79236 | 8.1 | 0.8 | 365 | 7.3567 | 0.22342 | 7 | 0.58014
79239 | 11.97 | 0.8 | 365 | 10.8716 | 0.84128 | 11 | 0.71287
79241 | 3.42 | 0.8 | 365 | 3.1062 | 0.38322 | 3 | 0.48939
79243 | 3.99 | 0.8 | 365 | 3.6239 | 0.94709 | 4 | 0.57096
79240 | 7.2 | 0.8 | 365 | 6.5393 | 0.75415 | 7 | 0.29346
79246 | 3.6 | 0.8 | 365 | 3.2697 | 0.87708 | 4 | 0.14673
79245 | 7.84 | 0.8 | 365 | 7.1206 | 0.51007 | 7 | 0.63065
79249 | 9.72 | 0.8 | 365 | 8.8281 | 0.6681 | 9 | 0.49616
29080 | 2592 | 1 | 365 | 2942.6872 | 0.36768 | 2943 | 0.054912
79251 | 10.83 | 0.8 | 365 | 9.8362 | 0.71353 | 10 | 0.54974
79252 | 9.405 | 0.8 | 365 | 8.542 | 0.80386 | 9 | 0.34583
76212 | 4.68 | 0.8 | 365 | 4.2505 | 0.8402 | 5 | 0.090746
79253 | 6.93 | 0.8 | 365 | 6.2941 | 0.01337 | 6 | 0.30745
79027 | 6.9 | 0.8 | 365 | 6.2668 | 0.93106 | 7 | 0.19789
79053 | 6.05 | 0.8 | 365 | 5.4948 | 0.59897 | 6 | 0.093806
12049 | 2613.6 | 1 | 365 | 2967.2096 | 0.44574 | 2967 | 0.65537
79254 | 4.275 | 0.8 | 365 | 3.8827 | 0.72903 | 4 | 0.61174
79255 | 4.29 | 0.8 | 365 | 3.8963 | 0.77018 | 4 | 0.66652
79256 | 12.39 | 0.8 | 365 | 11.2531 | 0.9936 | 12 | 0.24665
79257 | 8.69 | 0.8 | 365 | 7.8926 | 0.84216 | 8 | 0.73474
31170 | 5346 | 1 | 365 | 6069.2924 | 0.32084 | 6069 | 0.61326
79258 | 9.24 | 0.8 | 365 | 8.3921 | 0.35116 | 8 | 0.74327
79259 | 5.475 | 0.8 | 365 | 4.9726 | 0.021385 | 4 | 0.99398
79260 | 4.93 | 0.8 | 365 | 4.4776 | 0.52611 | 5 | 0.0037132
79263 | 13.2 | 0.8 | 365 | 11.9887 | 0.21594 | 12 | 0.20467
79265 | 6.6 | 0.8 | 365 | 5.9944 | 0.10797 | 6 | 0.10233
76077 | 8.25 | 0.8 | 365 | 7.493 | 0.63496 | 8 | 0.12792
79147 | 6.96 | 0.8 | 365 | 6.3213 | 0.095679 | 6 | 0.41701
79267 | 15.745 | 0.8 | 365 | 14.3002 | 0.19849 | 14 | 0.49867
79026 | 13.11 | 0.8 | 365 | 11.907 | 0.96902 | 12 | 0.876
79030 | 4.95 | 0.8 | 365 | 4.4958 | 0.58098 | 5 | 0.076751
79018 | 10.05 | 0.8 | 365 | 9.1278 | 0.5735 | 9 | 0.70128
79094 | 11.7 | 0.8 | 365 | 10.6264 | 0.10049 | 10 | 0.72686
78954 | 8.04 | 0.8 | 365 | 7.3022 | 0.058801 | 7 | 0.36103
78889 | 9.38 | 0.8 | 365 | 8.5193 | 0.73527 | 9 | 0.25453
78888 | 10.08 | 0.8 | 365 | 9.155 | 0.65581 | 9 | 0.81084
79270 | 4.93 | 0.8 | 365 | 4.4776 | 0.52611 | 5 | 0.0037132
79271 | 11.02 | 0.8 | 365 | 10.0088 | 0.23482 | 10 | 0.24359
79272 | 6.27 | 0.8 | 365 | 5.6946 | 0.20257 | 5 | 0.89722
79273 | 2.52 | 0.8 | 365 | 2.2888 | 0.91395 | 3 | 0.20271
79237 | 8.12 | 0.8 | 365 | 7.3749 | 0.27829 | 7 | 0.65317
79268 | 12 | 0.8 | 365 | 10.8988 | 0.92358 | 11 | 0.82243
79283 | 14.4 | 0.8 | 365 | 13.0786 | 0.5083 | 13 | 0.58691
79282 | 12 | 0.8 | 365 | 10.8988 | 0.92358 | 11 | 0.82243
79285 | 11.7 | 0.8 | 365 | 10.6264 | 0.10049 | 10 | 0.72686
79037 | 6.405 | 0.8 | 365 | 5.8173 | 0.57296 | 6 | 0.39022
79288 | 5.58 | 0.8 | 365 | 5.068 | 0.30947 | 5 | 0.37743
79290 | 7.875 | 0.8 | 365 | 7.1524 | 0.6061 | 7 | 0.75847
79291 | 7.848 | 0.8 | 365 | 7.1278 | 0.53202 | 7 | 0.65987
79293 | 8.99 | 0.8 | 365 | 8.165 | 0.66525 | 8 | 0.8303
79292 | 11.89 | 0.8 | 365 | 10.7989 | 0.62178 | 11 | 0.42072
79294 | 5.58 | 0.8 | 365 | 5.068 | 0.30947 | 5 | 0.37743
79295 | 14.5 | 0.8 | 365 | 13.1694 | 0.78266 | 13 | 0.9521
79299 | 4.62 | 0.8 | 365 | 4.1961 | 0.67558 | 4 | 0.87163
79298 | 2.9 | 0.8 | 365 | 2.6339 | 0.95653 | 3 | 0.59042
79303 | 9.045 | 0.8 | 365 | 8.215 | 0.81615 | 9 | 0.031153
79304 | 6.54 | 0.8 | 365 | 5.9399 | 0.94335 | 6 | 0.88322
79305 | 12.54 | 0.8 | 365 | 11.3893 | 0.40515 | 11 | 0.79443
79306 | 11.16 | 0.8 | 365 | 10.1359 | 0.61893 | 10 | 0.75486
79308 | 5.8 | 0.8 | 365 | 5.2678 | 0.91307 | 6 | 0.18084
79310 | 7.905 | 0.8 | 365 | 7.1796 | 0.68841 | 7 | 0.86802
79311 | 4.95 | 0.8 | 365 | 4.4958 | 0.58098 | 5 | 0.076751
79312 | 6.6 | 0.8 | 365 | 5.9944 | 0.10797 | 6 | 0.10233
79313 | 7.92 | 0.8 | 365 | 7.1932 | 0.72957 | 7 | 0.9228
79314 | 11.55 | 0.8 | 365 | 10.4901 | 0.68895 | 11 | 0.17908
79315 | 5.415 | 0.8 | 365 | 4.9181 | 0.85677 | 5 | 0.77487
79319 | 4.275 | 0.8 | 365 | 3.8827 | 0.72903 | 4 | 0.61174
79321 | 8.265 | 0.8 | 365 | 7.5066 | 0.67612 | 8 | 0.1827
79322 | 7.8 | 0.8 | 365 | 7.0842 | 0.40033 | 7 | 0.48458
79323 | 12 | 0.8 | 365 | 10.8988 | 0.92358 | 11 | 0.82243
79325 | 5.61 | 0.8 | 365 | 5.0952 | 0.39178 | 5 | 0.48698
79326 | 7.98 | 0.8 | 365 | 7.2477 | 0.89418 | 8 | 0.14191
79327 | 6.96 | 0.8 | 365 | 6.3213 | 0.095679 | 6 | 0.41701
79328 | 6.3 | 0.8 | 365 | 5.7219 | 0.28488 | 6 | 0.0067734
79329 | 10.44 | 0.8 | 365 | 9.482 | 0.64352 | 10 | 0.12551
79331 | 20.4 | 0.8 | 365 | 18.528 | 0.97009 | 19 | 0.49812
79332 | 5.605 | 0.8 | 365 | 5.0907 | 0.37806 | 5 | 0.46872
79334 | 12.09 | 0.8 | 365 | 10.9806 | 0.17051 | 11 | 0.15109
79336 | 6.615 | 0.8 | 365 | 6.008 | 0.14913 | 6 | 0.15711
79337 | 9.8 | 0.8 | 365 | 8.9007 | 0.88759 | 9 | 0.78831
79352 | 15.25 | 0.8 | 365 | 13.8506 | 0.84039 | 14 | 0.691
79354 | 11.88 | 0.8 | 365 | 10.7899 | 0.59435 | 11 | 0.3842
79046 | 5.886 | 0.8 | 365 | 5.3459 | 0.14902 | 5 | 0.4949
79340 | 7.83 | 0.8 | 365 | 7.1115 | 0.48264 | 7 | 0.59413
79344 | 13.8 | 0.8 | 365 | 12.5337 | 0.86212 | 13 | 0.39579
79346 | 7.848 | 0.8 | 365 | 7.1278 | 0.53202 | 7 | 0.65987
79392 | 51.012 | 0.6 | 365 | 34.7482 | 0.96862 | 35 | 0.71685
79035 | 72.21 | 0.6 | 365 | 49.1878 | 0.58825 | 49 | 0.77608
35332 | 2783.88 | 1 | 365 | 3160.5278 | 0.42782 | 3160 | 0.95564
35324 | 1391.94 | 1 | 365 | 1580.2639 | 0.71391 | 1580 | 0.97782
35321 | 1346.4 | 1 | 365 | 1528.5625 | 0.53266 | 1529 | 0.09519
79065 | 7.59 | 0.8 | 365 | 6.8935 | 0.82417 | 7 | 0.71768
79048 | 2.52 | 0.8 | 365 | 2.2888 | 0.91395 | 3 | 0.20271
79118 | 13.734 | 0.8 | 365 | 12.4737 | 0.68104 | 13 | 0.15477
79133 | 8.91 | 0.8 | 365 | 8.0924 | 0.44576 | 8 | 0.53815
79231 | 4.06 | 0.8 | 365 | 3.6874 | 0.13915 | 3 | 0.82659
79244 | 5.7 | 0.8 | 365 | 5.1769 | 0.6387 | 5 | 0.81565
79124 | 24.32 | 0.8 | 365 | 22.0883 | 0.72513 | 22 | 0.81345
79284 | 18 | 0.8 | 365 | 16.3483 | 0.38538 | 16 | 0.73364
79300 | 4.56 | 0.8 | 365 | 4.1416 | 0.51096 | 4 | 0.65252
79324 | 7.035 | 0.8 | 365 | 6.3894 | 0.30145 | 6 | 0.6909
79393 | 28.06 | 0.6 | 365 | 19.1138 | 0.73974 | 19 | 0.85358
58000 | 748.8 | 0.8 | 365 | 680.0877 | 0.43164 | 680 | 0.51936
79347 | 5.76 | 0.8 | 365 | 5.2314 | 0.80332 | 6 | 0.034764
79349 | 11.1 | 0.8 | 365 | 10.0814 | 0.45432 | 10 | 0.53574
79356 | 10.23 | 0.8 | 365 | 9.2913 | 0.067355 | 9 | 0.35862
79357 | 11.055 | 0.8 | 365 | 10.0406 | 0.33085 | 10 | 0.37141
79360 | 13.34 | 0.8 | 365 | 12.1159 | 0.60005 | 12 | 0.71593
79361 | 20.16 | 0.8 | 365 | 18.3101 | 0.31162 | 18 | 0.62168
79362 | 9.045 | 0.8 | 365 | 8.215 | 0.81615 | 9 | 0.031153
79364 | 5.985 | 0.8 | 365 | 5.4358 | 0.42064 | 5 | 0.85643
79365 | 7.8 | 0.8 | 365 | 7.0842 | 0.40033 | 7 | 0.48458
79367 | 4.355 | 0.8 | 365 | 3.9554 | 0.94852 | 4 | 0.90389
78997 | 7.93 | 0.8 | 365 | 7.2023 | 0.757 | 7 | 0.95932
79366 | 5.4 | 0.8 | 365 | 4.9045 | 0.81561 | 5 | 0.72009
78894 | 7.83 | 0.8 | 365 | 7.1115 | 0.48264 | 7 | 0.59413
78901 | 9.69 | 0.8 | 365 | 8.8008 | 0.58579 | 9 | 0.38661
79368 | 8.68 | 0.8 | 365 | 7.8835 | 0.81473 | 8 | 0.69822
78980 | 13.34 | 0.8 | 365 | 12.1159 | 0.60005 | 12 | 0.71593
79369 | 10.59 | 0.8 | 365 | 9.6182 | 0.055063 | 9 | 0.67329
35223 | 39.2 | 0.8 | 365 | 35.6029 | 0.55037 | 36 | 0.15326
35241 | 83.44 | 0.7 | 365 | 66.3104 | 0.31257 | 66 | 0.62294
79371 | 8.96 | 0.8 | 365 | 8.1378 | 0.58294 | 8 | 0.72074
79372 | 11.7 | 0.8 | 365 | 10.6264 | 0.10049 | 10 | 0.72686
79373 | 2.28 | 0.8 | 365 | 2.0708 | 0.25548 | 2 | 0.32626
79375 | 20.16 | 0.8 | 365 | 18.3101 | 0.31162 | 18 | 0.62168
79376 | 4.355 | 0.8 | 365 | 3.9554 | 0.94852 | 4 | 0.90389
79377 | 13.44 | 0.8 | 365 | 12.2067 | 0.87441 | 13 | 0.081117
79379 | 7.56 | 0.8 | 365 | 6.8663 | 0.74186 | 7 | 0.60813
79380 | 7.36 | 0.8 | 365 | 6.6846 | 0.19313 | 6 | 0.87775
79381 | 11.55 | 0.8 | 365 | 10.4901 | 0.68895 | 11 | 0.17908
79382 | 12.025 | 0.8 | 365 | 10.9215 | 0.99217 | 11 | 0.91372
78045 | 8.25 | 0.8 | 365 | 7.493 | 0.63496 | 8 | 0.12792
79383 | 6.6 | 0.8 | 365 | 5.9944 | 0.10797 | 6 | 0.10233
79384 | 8.47 | 0.8 | 365 | 7.6928 | 0.23856 | 7 | 0.93133
78201 | 59.8 | 0.6 | 365 | 40.7344 | 0.051895 | 40 | 0.78632
79224 | 5.7 | 0.8 | 365 | 5.1769 | 0.6387 | 5 | 0.81565
63340 | 725.76 | 1 | 365 | 823.9524 | 0.02295 | 823 | 0.97538
79388 | 9.1 | 0.8 | 365 | 8.265 | 0.96705 | 9 | 0.23201
79389 | 9.68 | 0.8 | 365 | 8.7917 | 0.55836 | 9 | 0.35009
75197 | 24.852 | 0.8 | 365 | 22.5715 | 0.18474 | 22 | 0.75624
79146 | 5.8 | 0.8 | 365 | 5.2678 | 0.91307 | 6 | 0.18084
79370 | 9.625 | 0.8 | 365 | 8.7418 | 0.40746 | 9 | 0.14924
79394 | 9.72 | 0.8 | 365 | 8.8281 | 0.6681 | 9 | 0.49616
79395 | 4.72 | 0.8 | 365 | 4.2869 | 0.94994 | 5 | 0.23682
79396 | 8.32 | 0.8 | 365 | 7.5565 | 0.82702 | 8 | 0.38355
79397 | 11.16 | 0.8 | 365 | 10.1359 | 0.61893 | 10 | 0.75486
79190 | 3.08 | 0.8 | 365 | 2.7974 | 0.45039 | 3 | 0.24776
79398 | 10.325 | 0.8 | 365 | 9.3775 | 0.328 | 9 | 0.70555
78422 | 9.975 | 0.8 | 365 | 9.0597 | 0.36773 | 9 | 0.42739
79399 | 13.735 | 0.8 | 365 | 12.4746 | 0.68379 | 13 | 0.15842
79163 | 5.4 | 0.8 | 365 | 4.9045 | 0.81561 | 5 | 0.72009
78852 | 5.36 | 0.8 | 365 | 4.8681 | 0.70587 | 5 | 0.57402
79207 | 5.22 | 0.8 | 365 | 4.741 | 0.32176 | 5 | 0.062755
79238 | 5.985 | 0.8 | 365 | 5.4358 | 0.42064 | 5 | 0.85643
79400 | 8.96 | 0.8 | 365 | 8.1378 | 0.58294 | 8 | 0.72074
79401 | 3.924 | 0.8 | 365 | 3.5639 | 0.76601 | 4 | 0.32993
79402 | 10.89 | 0.8 | 365 | 9.8907 | 0.87815 | 10 | 0.76885
79403 | 12.16 | 0.8 | 365 | 11.0442 | 0.36257 | 11 | 0.40672
79036 | 8.1 | 0.8 | 365 | 7.3567 | 0.22342 | 7 | 0.58014
79404 | 9.69 | 0.8 | 365 | 8.8008 | 0.58579 | 9 | 0.38661
79408 | 2.4 | 0.8 | 365 | 2.1798 | 0.58472 | 2 | 0.76449
79409 | 14.405 | 0.8 | 365 | 13.0832 | 0.52202 | 13 | 0.60517
79410 | 6.7 | 0.8 | 365 | 6.0852 | 0.38233 | 6 | 0.46752
79363 | 7.83 | 0.8 | 365 | 7.1115 | 0.48264 | 7 | 0.59413
52731 | 2711.49 | 1 | 365 | 3078.3438 | 0.16341 | 3078 | 0.50717
79405 | 11.34 | 0.8 | 365 | 10.2994 | 0.11279 | 10 | 0.41219
79411 | 14.4 | 0.8 | 365 | 13.0786 | 0.5083 | 13 | 0.58691
79412 | 7.15 | 0.8 | 365 | 6.4939 | 0.61697 | 7 | 0.11086
79414 | 8.28 | 0.8 | 365 | 7.5202 | 0.71727 | 8 | 0.23747
79415 | 4.5 | 0.8 | 365 | 4.0871 | 0.34634 | 4 | 0.43341
79417 | 9.8 | 0.8 | 365 | 8.9007 | 0.88759 | 9 | 0.78831
79418 | 8.71 | 0.8 | 365 | 7.9107 | 0.89703 | 8 | 0.80778
79419 | 12.48 | 0.8 | 365 | 11.3348 | 0.24053 | 11 | 0.57532
79421 | 9.86 | 0.8 | 365 | 8.9552 | 0.052212 | 9 | 0.0074264
79422 | 13 | 0.8 | 365 | 11.8071 | 0.66722 | 12 | 0.47429
79423 | 24.57 | 0.8 | 365 | 22.3154 | 0.41104 | 22 | 0.72642
79425 | 6.24 | 1 | 365 | 7.0842 | 0.40033 | 7 | 0.48458
79426 | 4.94 | 0.8 | 365 | 4.4867 | 0.55354 | 5 | 0.040232
78548 | 6.27 | 0.8 | 365 | 5.6946 | 0.20257 | 5 | 0.89722
78558 | 10.15 | 0.8 | 365 | 9.2186 | 0.84786 | 10 | 0.066468
79427 | 8.45 | 0.8 | 365 | 7.6746 | 0.18369 | 7 | 0.85829
78559 | 3.78 | 0.8 | 365 | 3.4331 | 0.37093 | 3 | 0.80406
78577 | 3.24 | 0.8 | 365 | 2.9427 | 0.88937 | 3 | 0.83205
78763 | 8.1 | 0.8 | 365 | 7.3567 | 0.22342 | 7 | 0.58014
78776 | 11.97 | 0.8 | 365 | 10.8716 | 0.84128 | 11 | 0.71287
79171 | 7.25 | 0.8 | 365 | 6.5847 | 0.89133 | 7 | 0.47605
79175 | 5.7 | 0.8 | 365 | 5.1769 | 0.6387 | 5 | 0.81565
79176 | 12.18 | 0.8 | 365 | 11.0623 | 0.41744 | 11 | 0.47976
79219 | 7.41 | 0.8 | 365 | 6.73 | 0.33031 | 7 | 0.060348
79428 | 10.8 | 0.8 | 365 | 9.809 | 0.63123 | 10 | 0.44018
79433 | 6.67 | 0.8 | 365 | 6.0579 | 0.30003 | 6 | 0.35796
79437 | 9.28 | 0.8 | 365 | 8.4284 | 0.4609 | 8 | 0.88934
79438 | 6.09 | 0.8 | 365 | 5.5312 | 0.70872 | 6 | 0.23988
79264 | 11.1 | 0.8 | 365 | 10.0814 | 0.45432 | 10 | 0.53574
79137 | 7.8 | 0.8 | 365 | 7.0842 | 0.40033 | 7 | 0.48458
79584 | 5.85 | 0.8 | 365 | 5.3132 | 0.050247 | 5 | 0.36343
79554 | 10.725 | 0.8 | 365 | 9.7408 | 0.42545 | 10 | 0.16629
79546 | 3.25 | 0.8 | 365 | 2.9518 | 0.9168 | 3 | 0.86857
79496 | 11.7 | 0.8 | 365 | 10.6264 | 0.10049 | 10 | 0.72686
79111 | 6.09 | 0.8 | 365 | 5.5312 | 0.70872 | 6 | 0.23988
79435 | 8.99 | 0.8 | 365 | 8.165 | 0.66525 | 8 | 0.8303
79080 | 9.28 | 0.8 | 365 | 8.4284 | 0.4609 | 8 | 0.88934
79431 | 10.73 | 0.8 | 365 | 9.7454 | 0.43917 | 10 | 0.18455
78459 | 3.77 | 0.8 | 365 | 3.4241 | 0.34349 | 3 | 0.76755
79490 | 4.93 | 0.8 | 365 | 4.4776 | 0.52611 | 5 | 0.0037132
79489 | 8.41 | 0.8 | 365 | 7.6383 | 0.073945 | 7 | 0.71222
79487 | 12.48 | 0.8 | 365 | 11.3348 | 0.24053 | 11 | 0.57532
79484 | 7.98 | 0.8 | 365 | 7.2477 | 0.89418 | 8 | 0.14191
79483 | 6.96 | 0.8 | 365 | 6.3213 | 0.095679 | 6 | 0.41701
79482 | 6.27 | 0.8 | 365 | 5.6946 | 0.20257 | 5 | 0.89722
79441 | 4.64 | 0.8 | 365 | 4.2142 | 0.73045 | 4 | 0.94467
79440 | 4.64 | 0.8 | 365 | 4.2142 | 0.73045 | 4 | 0.94467
79439 | 8.7 | 0.8 | 365 | 7.9017 | 0.8696 | 8 | 0.77126
79059 | 8.4 | 0.8 | 365 | 7.6292 | 0.046509 | 7 | 0.6757
79442 | 7 | 0.8 | 365 | 6.3577 | 0.20542 | 6 | 0.56308
79443 | 5.04 | 0.8 | 365 | 4.5775 | 0.82791 | 5 | 0.40542
79444 | 6.72 | 0.8 | 365 | 6.1034 | 0.43721 | 6 | 0.54056
79445 | 5.695 | 0.8 | 365 | 5.1724 | 0.62498 | 5 | 0.79739
79446 | 12.775 | 0.8 | 365 | 11.6027 | 0.049899 | 11 | 0.65262
79447 | 4.27 | 0.8 | 365 | 3.8782 | 0.71531 | 4 | 0.59348
79448 | 5.36 | 0.8 | 365 | 4.8681 | 0.70587 | 5 | 0.57402
79449 | 6.93 | 0.8 | 365 | 6.2941 | 0.01337 | 6 | 0.30745
79450 | 11.725 | 0.8 | 365 | 10.6491 | 0.16909 | 10 | 0.81816
79451 | 4.275 | 0.8 | 365 | 3.8827 | 0.72903 | 4 | 0.61174
79452 | 4.93 | 0.8 | 365 | 4.4776 | 0.52611 | 5 | 0.0037132
79455 | 8.45 | 0.8 | 365 | 7.6746 | 0.18369 | 7 | 0.85829
78975 | 12.69 | 0.8 | 365 | 11.5255 | 0.81669 | 12 | 0.34222
79458 | 8.71 | 0.8 | 365 | 7.9107 | 0.89703 | 8 | 0.80778
79461 | 9.72 | 0.8 | 365 | 8.8281 | 0.6681 | 9 | 0.49616
79462 | 6.48 | 0.8 | 365 | 5.8854 | 0.77874 | 6 | 0.66411
79464 | 11.89 | 0.8 | 365 | 10.7989 | 0.62178 | 11 | 0.42072
79466 | 9.28 | 0.8 | 365 | 8.4284 | 0.4609 | 8 | 0.88934
63459 | 306 | 0.8 | 365 | 277.9205 | 0.55139 | 278 | 0.47185
79468 | 7.54 | 0.8 | 365 | 6.8481 | 0.68699 | 7 | 0.53509
79469 | 6.38 | 0.8 | 365 | 5.7946 | 0.50437 | 6 | 0.29892
79472 | 18.85 | 0.8 | 365 | 17.1203 | 0.71746 | 17 | 0.83773
79473 | 12.18 | 0.8 | 365 | 11.0623 | 0.41744 | 11 | 0.47976
79476 | 16.08 | 0.8 | 365 | 14.6044 | 0.1176 | 14 | 0.72205
79477 | 6.4 | 0.8 | 365 | 5.8127 | 0.55924 | 6 | 0.37196
79463 | 2.32 | 0.8 | 365 | 2.1071 | 0.36523 | 2 | 0.47234
79261 | 7.68 | 0.8 | 365 | 6.9753 | 0.071094 | 7 | 0.046352
79335 | 4.125 | 0.8 | 365 | 3.7465 | 0.31748 | 4 | 0.063959
79338 | 6 | 0.8 | 365 | 5.4494 | 0.46179 | 5 | 0.91121
79339 | 13.12 | 0.8 | 365 | 11.9161 | 0.99645 | 12 | 0.91252
79341 | 3.92 | 0.8 | 365 | 3.5603 | 0.75504 | 4 | 0.31533
79342 | 13.2 | 0.8 | 365 | 11.9887 | 0.21594 | 12 | 0.20467
79345 | 10.88 | 0.8 | 365 | 9.8816 | 0.85072 | 10 | 0.73233
79348 | 8.96 | 0.8 | 365 | 8.1378 | 0.58294 | 8 | 0.72074
79350 | 10.2 | 0.8 | 365 | 9.264 | 0.98505 | 10 | 0.24906
79353 | 7.37 | 0.8 | 365 | 6.6937 | 0.22057 | 6 | 0.91427
79351 | 12.42 | 0.8 | 365 | 11.2803 | 0.075909 | 11 | 0.35621
65195 | 3255.84 | 0.65 | 365 | 2402.6224 | 0.92178 | 2403 | 0.54417
37418 | 4698 | 0.65 | 365 | 3466.8534 | 0.7863 | 3467 | 0.63969
31359 | 2941.05 | 1 | 365 | 3338.9623 | 0.44862 | 3339 | 0.41092
780 | 1255.49 | 0.7 | 365 | 997.7469 | 0.027222 | 997 | 0.77416
79390 | 8.76 | 0.8 | 365 | 7.9562 | 0.034216 | 7 | 0.99037
79266 | 15.075 | 0.8 | 365 | 13.6917 | 0.36025 | 14 | 0.051922
79491 | 5.6 | 0.8 | 365 | 5.0861 | 0.36434 | 5 | 0.45047
79471 | 4.93 | 0.8 | 365 | 4.4776 | 0.52611 | 5 | 0.0037132
79624 | 8.64 | 0.8 | 365 | 7.8472 | 0.70498 | 8 | 0.55215
79622 | 9.92 | 0.8 | 365 | 9.0097 | 0.21683 | 9 | 0.22654
75216 | 243.2 | 0.6 | 365 | 165.6624 | 0.43848 | 166 | 0.10087
79618 | 9.36 | 0.8 | 365 | 8.5011 | 0.6804 | 9 | 0.18149
79617 | 3 | 0.8 | 365 | 2.7247 | 0.2309 | 2 | 0.95561
79616 | 3.9 | 0.8 | 365 | 3.5421 | 0.70016 | 4 | 0.24229
79615 | 9 | 0.8 | 365 | 8.1741 | 0.69269 | 8 | 0.86682
79613 | 5.49 | 0.8 | 365 | 4.9862 | 0.06254 | 5 | 0.04876
79612 | 6.1 | 0.8 | 365 | 5.5402 | 0.73616 | 6 | 0.2764
79611 | 6.84 | 0.8 | 365 | 6.2123 | 0.76644 | 6 | 0.97878
79609 | 10.05 | 0.8 | 365 | 9.1278 | 0.5735 | 9 | 0.70128
79608 | 8.96 | 0.8 | 365 | 8.1378 | 0.58294 | 8 | 0.72074
79606 | 9 | 0.8 | 365 | 8.1741 | 0.69269 | 8 | 0.86682
79605 | 9.72 | 0.8 | 365 | 8.8281 | 0.6681 | 9 | 0.49616
79604 | 5.76 | 0.8 | 365 | 5.2314 | 0.80332 | 6 | 0.034764
79548 | 8.04 | 0.8 | 365 | 7.3022 | 0.058801 | 7 | 0.36103
79603 | 8.04 | 0.8 | 365 | 7.3022 | 0.058801 | 7 | 0.36103
79600 | 12.4 | 0.8 | 365 | 11.2621 | 0.021037 | 11 | 0.28317
56098 | 1134 | 1 | 365 | 1287.4257 | 0.09836 | 1287 | 0.52402
56096 | 2673 | 1 | 365 | 3034.6462 | 0.16042 | 3034 | 0.80663
79597 | 10.325 | 0.8 | 365 | 9.3775 | 0.328 | 9 | 0.70555
78681 | 8.04 | 0.8 | 365 | 7.3022 | 0.058801 | 7 | 0.36103
79595 | 8.775 | 0.8 | 365 | 7.9698 | 0.075371 | 8 | 0.045149
79592 | 9.12 | 0.8 | 365 | 8.2831 | 0.021924 | 8 | 0.30504
79594 | 13.92 | 0.8 | 365 | 12.6427 | 0.19136 | 12 | 0.83401
79593 | 10.2 | 0.8 | 365 | 9.264 | 0.98505 | 10 | 0.24906
79591 | 9.92 | 0.8 | 365 | 9.0097 | 0.21683 | 9 | 0.22654
79590 | 5.12 | 0.8 | 365 | 4.6502 | 0.047396 | 4 | 0.69757
79589 | 13 | 0.8 | 365 | 11.8071 | 0.66722 | 12 | 0.47429
79588 | 7.04 | 0.8 | 365 | 6.394 | 0.31517 | 6 | 0.70916
79587 | 4.9 | 0.8 | 365 | 4.4504 | 0.4438 | 4 | 0.89416
79242 | 11.97 | 0.8 | 365 | 10.8716 | 0.84128 | 11 | 0.71287
79097 | 10.8 | 0.8 | 365 | 9.809 | 0.63123 | 10 | 0.44018
79206 | 4.275 | 0.8 | 365 | 3.8827 | 0.72903 | 4 | 0.61174
79200 | 7.41 | 0.8 | 365 | 6.73 | 0.33031 | 7 | 0.060348
79582 | 8.55 | 0.8 | 365 | 7.7654 | 0.45805 | 8 | 0.22348
79578 | 10.83 | 0.8 | 365 | 9.8362 | 0.71353 | 10 | 0.54974
79579 | 5.985 | 0.8 | 365 | 5.4358 | 0.42064 | 5 | 0.85643
79317 | 6.555 | 0.8 | 365 | 5.9535 | 0.98451 | 6 | 0.938
78254 | 7.54 | 0.8 | 365 | 6.8481 | 0.68699 | 7 | 0.53509
79577 | 10.545 | 0.8 | 365 | 9.5774 | 0.9316 | 10 | 0.50896
79576 | 11.55 | 0.8 | 365 | 10.4901 | 0.68895 | 11 | 0.17908
77161 | 7.41 | 0.8 | 365 | 6.73 | 0.33031 | 7 | 0.060348
77961 | 14 | 0.8 | 365 | 12.7153 | 0.41085 | 13 | 0.12616
77536 | 4.275 | 0.8 | 365 | 3.8827 | 0.72903 | 4 | 0.61174
77174 | 10.83 | 0.8 | 365 | 9.8362 | 0.71353 | 10 | 0.54974
79572 | 7.67 | 0.8 | 365 | 6.9662 | 0.043657 | 7 | 0.0098337
79570 | 10.64 | 0.8 | 365 | 9.6636 | 0.19224 | 9 | 0.85588
79569 | 8.64 | 0.8 | 365 | 7.8472 | 0.70498 | 8 | 0.55215
79568 | 5.76 | 0.8 | 365 | 5.2314 | 0.80332 | 6 | 0.034764
78716 | 6.96 | 0.8 | 365 | 6.3213 | 0.095679 | 6 | 0.41701
79567 | 7.36 | 0.8 | 365 | 6.6846 | 0.19313 | 6 | 0.87775
78711 | 6.67 | 0.8 | 365 | 6.0579 | 0.30003 | 6 | 0.35796
79562 | 5.22 | 0.8 | 365 | 4.741 | 0.32176 | 5 | 0.062755
79557 | 2.32 | 0.8 | 365 | 2.1071 | 0.36523 | 2 | 0.47234
79559 | 18.81 | 0.8 | 365 | 17.0839 | 0.60772 | 17 | 0.69165
79565 | 2.52 | 0.8 | 365 | 2.2888 | 0.91395 | 3 | 0.20271
79564 | 5.76 | 0.8 | 365 | 5.2314 | 0.80332 | 6 | 0.034764
79563 | 1.8 | 0.8 | 365 | 1.6348 | 0.93854 | 2 | 0.57336
79561 | 5.44 | 0.8 | 365 | 4.9408 | 0.92536 | 5 | 0.86617
79560 | 13.4 | 0.8 | 365 | 12.1704 | 0.76467 | 12 | 0.93504
79558 | 10.44 | 0.8 | 365 | 9.482 | 0.64352 | 10 | 0.12551
78233 | 8.265 | 0.8 | 365 | 7.5066 | 0.67612 | 8 | 0.1827
79522 | 16.5 | 0.8 | 365 | 14.9859 | 0.26993 | 15 | 0.25584
79556 | 8.45 | 0.8 | 365 | 7.6746 | 0.18369 | 7 | 0.85829
77848 | 9.69 | 0.8 | 365 | 8.8008 | 0.58579 | 9 | 0.38661
79555 | 10.385 | 0.8 | 365 | 9.432 | 0.49262 | 9 | 0.92466
79478 | 9.28 | 0.8 | 365 | 8.4284 | 0.4609 | 8 | 0.88934
79024 | 4.64 | 0.8 | 365 | 4.2142 | 0.73045 | 4 | 0.94467
78097 | 4.64 | 0.8 | 365 | 4.2142 | 0.73045 | 4 | 0.94467
79278 | 14.84 | 0.8 | 365 | 13.4782 | 0.7155 | 14 | 0.19373
79005 | 9.86 | 0.8 | 365 | 8.9552 | 0.052212 | 9 | 0.0074264
79553 | 8.502 | 0.8 | 365 | 7.7218 | 0.32636 | 8 | 0.048189
77297 | 13.395 | 0.8 | 365 | 12.1658 | 0.75095 | 12 | 0.91678
79279 | 7 | 0.8 | 365 | 6.3577 | 0.20542 | 6 | 0.56308
79474 | 13.34 | 0.8 | 365 | 12.1159 | 0.60005 | 12 | 0.71593
77219 | 2.28 | 0.8 | 365 | 2.0708 | 0.25548 | 2 | 0.32626
78048 | 7.25 | 0.8 | 365 | 6.5847 | 0.89133 | 7 | 0.47605
78077 | 4.56 | 0.8 | 365 | 4.1416 | 0.51096 | 4 | 0.65252
78275 | 3.92 | 0.8 | 365 | 3.5603 | 0.75504 | 4 | 0.31533
77782 | 7.41 | 0.8 | 365 | 6.73 | 0.33031 | 7 | 0.060348
77847 | 2.28 | 0.8 | 365 | 2.0708 | 0.25548 | 2 | 0.32626
79552 | 6.38 | 0.8 | 365 | 5.7946 | 0.50437 | 6 | 0.29892
79551 | 9.15 | 0.8 | 365 | 8.3104 | 0.10423 | 8 | 0.4146
79550 | 4.125 | 0.8 | 365 | 3.7465 | 0.31748 | 4 | 0.063959
79549 | 5.5 | 0.8 | 365 | 4.9953 | 0.089976 | 5 | 0.085278
79547 | 5.1 | 0.8 | 365 | 4.632 | 0.99252 | 5 | 0.62453
79545 | 11.4 | 0.8 | 365 | 10.3539 | 0.2774 | 10 | 0.6313
79543 | 13.5 | 0.8 | 365 | 12.2612 | 0.039032 | 12 | 0.30023
79542 | 4.8 | 0.8 | 365 | 4.3595 | 0.16943 | 4 | 0.52897
79541 | 10.05 | 0.8 | 365 | 9.1278 | 0.5735 | 9 | 0.70128
79540 | 12.48 | 0.8 | 365 | 11.3348 | 0.24053 | 11 | 0.57532
79536 | 4.72 | 0.8 | 365 | 4.2869 | 0.94994 | 5 | 0.23682
79537 | 4.845 | 0.8 | 365 | 4.4004 | 0.2929 | 4 | 0.6933
79535 | 4.2 | 0.8 | 365 | 3.8146 | 0.52325 | 4 | 0.33785
79144 | 8.12 | 0.8 | 365 | 7.3749 | 0.27829 | 7 | 0.65317
79534 | 14.07 | 0.8 | 365 | 12.7789 | 0.6029 | 13 | 0.38179
79533 | 6.12 | 0.8 | 365 | 5.5584 | 0.79103 | 6 | 0.34944
79148 | 5.22 | 0.8 | 365 | 4.741 | 0.32176 | 5 | 0.062755
79532 | 6.36 | 0.8 | 365 | 5.7764 | 0.4495 | 6 | 0.22589
79531 | 8.502 | 0.8 | 365 | 7.7218 | 0.32636 | 8 | 0.048189
79530 | 7.5 | 0.8 | 365 | 6.8118 | 0.57724 | 7 | 0.38902
77358 | 159.84 | 0.6 | 365 | 108.8794 | 0.9066 | 109 | 0.78603
79529 | 4.48 | 0.8 | 365 | 4.0689 | 0.29147 | 4 | 0.36037
79528 | 4.505 | 0.8 | 365 | 4.0916 | 0.36006 | 4 | 0.45167
79527 | 11.9 | 0.8 | 365 | 10.808 | 0.64922 | 11 | 0.45724
79526 | 9.8 | 0.8 | 365 | 8.9007 | 0.88759 | 9 | 0.78831
79523 | 6.5 | 0.8 | 365 | 5.9035 | 0.83361 | 6 | 0.73715
79330 | 3.64 | 0.8 | 365 | 3.306 | 0.98682 | 4 | 0.2928
79504 | 4.06 | 0.8 | 365 | 3.6874 | 0.13915 | 3 | 0.82659
79521 | 7.37 | 0.8 | 365 | 6.6937 | 0.22057 | 6 | 0.91427
79355 | 10.15 | 0.8 | 365 | 9.2186 | 0.84786 | 10 | 0.066468
79520 | 4.425 | 0.8 | 365 | 4.0189 | 0.14057 | 4 | 0.15952
79519 | 7.41 | 0.8 | 365 | 6.73 | 0.33031 | 7 | 0.060348
77170 | 5.04 | 0.8 | 365 | 4.5775 | 0.82791 | 5 | 0.40542
79516 | 5.415 | 0.8 | 365 | 4.9181 | 0.85677 | 5 | 0.77487
79517 | 8.75 | 0.8 | 365 | 7.9471 | 0.00678 | 7 | 0.95385
79457 | 3.92 | 0.8 | 365 | 3.5603 | 0.75504 | 4 | 0.31533
79514 | 10.89 | 0.8 | 365 | 9.8907 | 0.87815 | 10 | 0.76885
79513 | 13.92 | 0.8 | 365 | 12.6427 | 0.19136 | 12 | 0.83401
79460 | 2.565 | 0.8 | 365 | 2.3296 | 0.037416 | 2 | 0.36704
79512 | 5.5 | 0.8 | 365 | 4.9953 | 0.089976 | 5 | 0.085278
79510 | 5.7 | 0.8 | 365 | 5.1769 | 0.6387 | 5 | 0.81565
79511 | 8.04 | 0.8 | 365 | 7.3022 | 0.058801 | 7 | 0.36103
79508 | 9.38 | 0.8 | 365 | 8.5193 | 0.73527 | 9 | 0.25453
79506 | 11.97 | 0.8 | 365 | 10.8716 | 0.84128 | 11 | 0.71287
79507 | 13.44 | 0.8 | 365 | 12.2067 | 0.87441 | 13 | 0.081117
79505 | 7.83 | 0.8 | 365 | 7.1115 | 0.48264 | 7 | 0.59413
79503 | 5.7 | 0.8 | 365 | 5.1769 | 0.6387 | 5 | 0.81565
79502 | 9.86 | 0.8 | 365 | 8.9552 | 0.052212 | 9 | 0.0074264
79475 | 5.22 | 0.8 | 365 | 4.741 | 0.32176 | 5 | 0.062755
79501 | 9.24 | 0.8 | 365 | 8.3921 | 0.35116 | 8 | 0.74327
79500 | 5.6 | 0.8 | 365 | 5.0861 | 0.36434 | 5 | 0.45047
79499 | 4.93 | 0.8 | 365 | 4.4776 | 0.52611 | 5 | 0.0037132
79465 | 5.51 | 0.8 | 365 | 5.0044 | 0.11741 | 5 | 0.1218
77180 | 8.55 | 0.8 | 365 | 7.7654 | 0.45805 | 8 | 0.22348
79480 | 10.26 | 0.8 | 365 | 9.3185 | 0.14966 | 9 | 0.46817
79467 | 5.22 | 0.8 | 365 | 4.741 | 0.32176 | 5 | 0.062755
79498 | 9.9 | 0.8 | 365 | 8.9915 | 0.16196 | 9 | 0.1535
79497 | 10.88 | 0.8 | 365 | 9.8816 | 0.85072 | 10 | 0.73233
79495 | 5.36 | 0.8 | 365 | 4.8681 | 0.70587 | 5 | 0.57402
79493 | 7.8 | 0.8 | 365 | 7.0842 | 0.40033 | 7 | 0.48458
64745 | 639.765 | 0.9 | 365 | 653.6904 | 0.68969 | 654 | 0.38007
79629 | 4.08 | 0.8 | 365 | 3.7056 | 0.19402 | 3 | 0.89962
79628 | 8.1 | 0.8 | 365 | 7.3567 | 0.22342 | 7 | 0.58014
79632 | 13.2 | 0.8 | 365 | 11.9887 | 0.21594 | 12 | 0.20467
79633 | 9.145 | 0.8 | 365 | 8.3058 | 0.090515 | 8 | 0.39634
79637 | 6.72 | 0.8 | 365 | 6.1034 | 0.43721 | 6 | 0.54056
79639 | 9.6 | 0.8 | 365 | 8.7191 | 0.33887 | 9 | 0.05794
79641 | 18.425 | 0.8 | 365 | 16.7343 | 0.55142 | 17 | 0.28568
79642 | 13.68 | 0.8 | 365 | 12.4247 | 0.53289 | 12 | 0.95757
79643 | 6.84 | 0.8 | 365 | 6.2123 | 0.76644 | 6 | 0.97878
79645 | 11.52 | 0.8 | 365 | 10.4629 | 0.60664 | 11 | 0.069529
79648 | 6.48 | 0.8 | 365 | 5.8854 | 0.77874 | 6 | 0.66411
79652 | 11.16 | 0.8 | 365 | 10.1359 | 0.61893 | 10 | 0.75486
79649 | 7.2 | 0.8 | 365 | 6.5393 | 0.75415 | 7 | 0.29346
79630 | 15.87 | 0.8 | 365 | 14.4137 | 0.54144 | 14 | 0.95516
79653 | 6.27 | 0.8 | 365 | 5.6946 | 0.20257 | 5 | 0.89722
79651 | 5.7 | 0.8 | 365 | 5.1769 | 0.6387 | 5 | 0.81565
79656 | 4.64 | 0.8 | 365 | 4.2142 | 0.73045 | 4 | 0.94467
79657 | 7.08 | 0.8 | 365 | 6.4303 | 0.42491 | 6 | 0.85523
79640 | 4.06 | 0.8 | 365 | 3.6874 | 0.13915 | 3 | 0.82659
79424 | 4.2 | 0.8 | 365 | 3.8146 | 0.52325 | 4 | 0.33785
79638 | 4.56 | 0.8 | 365 | 4.1416 | 0.51096 | 4 | 0.65252
79429 | 9.9 | 0.8 | 365 | 8.9915 | 0.16196 | 9 | 0.1535
79635 | 12.54 | 0.8 | 365 | 11.3893 | 0.40515 | 11 | 0.79443
79659 | 24.94 | 0.8 | 365 | 22.6514 | 0.42618 | 23 | 0.077608
79654 | 9.28 | 0.8 | 365 | 8.4284 | 0.4609 | 8 | 0.88934
79662 | 20.88 | 0.8 | 365 | 18.964 | 0.28704 | 19 | 0.25102
79663 | 14.49 | 0.8 | 365 | 13.1604 | 0.75523 | 13 | 0.91558
79586 | 2.925 | 0.8 | 365 | 2.6566 | 0.025124 | 2 | 0.68172
79677 | 8.99 | 0.8 | 365 | 8.165 | 0.66525 | 8 | 0.8303
79679 | 8.58 | 0.8 | 365 | 7.7927 | 0.54036 | 8 | 0.33303
79680 | 3.48 | 0.8 | 365 | 3.1607 | 0.54784 | 3 | 0.7085
79682 | 10.15 | 0.8 | 365 | 9.2186 | 0.84786 | 10 | 0.066468
79684 | 8.12 | 0.8 | 365 | 7.3749 | 0.27829 | 7 | 0.65317
79687 | 4.64 | 0.8 | 365 | 4.2142 | 0.73045 | 4 | 0.94467
79647 | 6.09 | 0.8 | 365 | 5.5312 | 0.70872 | 6 | 0.23988
79665 | 3.705 | 0.8 | 365 | 3.365 | 0.16516 | 3 | 0.53017
79674 | 7.41 | 0.8 | 365 | 6.73 | 0.33031 | 7 | 0.060348
79678 | 4.76 | 0.8 | 365 | 4.3232 | 0.059688 | 4 | 0.3829
79672 | 5.28 | 0.8 | 365 | 4.7955 | 0.48638 | 5 | 0.28187
79675 | 11.115 | 0.8 | 365 | 10.0951 | 0.49547 | 10 | 0.59052
79697 | 6.09 | 0.8 | 365 | 5.5312 | 0.70872 | 6 | 0.23988
79698 | 8.55 | 0.8 | 365 | 7.7654 | 0.45805 | 8 | 0.22348
79699 | 3.92 | 0.8 | 365 | 3.5603 | 0.75504 | 4 | 0.31533
79700 | 7.92 | 0.8 | 365 | 7.1932 | 0.72957 | 7 | 0.9228
79701 | 10.85 | 0.8 | 365 | 9.8544 | 0.76841 | 10 | 0.62278
79702 | 9.52 | 0.8 | 365 | 8.6464 | 0.11938 | 8 | 0.76579
79703 | 6.6 | 0.8 | 365 | 5.9944 | 0.10797 | 6 | 0.10233
79704 | 13.44 | 0.8 | 365 | 12.2067 | 0.87441 | 13 | 0.081117
79705 | 5.865 | 1 | 365 | 6.6585 | 0.11425 | 6 | 0.77276
79707 | 10.075 | 0.8 | 365 | 9.1505 | 0.64209 | 9 | 0.79258
79712 | 7.155 | 0.8 | 365 | 6.4984 | 0.63069 | 7 | 0.12912
79650 | 533.65 | 0.6 | 365 | 363.5104 | 0.10441 | 363 | 0.61484
65427 | 299.98 | 0.7 | 365 | 238.3963 | 0.15539 | 238 | 0.55165
79378 | 3.42 | 0.8 | 365 | 3.1062 | 0.38322 | 3 | 0.48939
79710 | 11.7 | 0.8 | 365 | 10.6264 | 0.10049 | 10 | 0.72686
79713 | 5.9 | 0.8 | 365 | 5.3586 | 0.18743 | 5 | 0.54603
79714 | 11.21 | 0.8 | 365 | 10.1813 | 0.75611 | 10 | 0.93745
79715 | 7.26 | 0.8 | 365 | 6.5938 | 0.91877 | 7 | 0.51257
79716 | 6.6 | 0.8 | 365 | 5.9944 | 0.10797 | 6 | 0.10233
79717 | 3.84 | 0.8 | 365 | 3.4876 | 0.53555 | 4 | 0.023176
79720 | 7.08 | 0.8 | 365 | 6.4303 | 0.42491 | 6 | 0.85523
79718 | 7.8 | 0.8 | 365 | 7.0842 | 0.40033 | 7 | 0.48458
79269 | 9.8 | 0.8 | 365 | 8.9007 | 0.88759 | 9 | 0.78831
79724 | 12 | 0.8 | 365 | 10.8988 | 0.92358 | 11 | 0.82243
79725 | 8.4 | 0.8 | 365 | 7.6292 | 0.046509 | 7 | 0.6757
79723 | 24 | 0.8 | 365 | 21.7977 | 0.84717 | 22 | 0.64485
79729 | 9.92 | 0.8 | 365 | 9.0097 | 0.21683 | 9 | 0.22654
79607 | 11.025 | 0.8 | 365 | 10.0133 | 0.24854 | 10 | 0.26185
79741 | 8.96 | 0.8 | 365 | 8.1378 | 0.58294 | 8 | 0.72074
79610 | 11.115 | 0.8 | 365 | 10.0951 | 0.49547 | 10 | 0.59052
79743 | 4.32 | 0.8 | 365 | 3.9236 | 0.85249 | 4 | 0.77607
79744 | 6 | 0.8 | 365 | 5.4494 | 0.46179 | 5 | 0.91121
78202 | 278.72 | 0.6 | 365 | 189.8578 | 0.52883 | 190 | 0.38665
79188 | 31.2 | 0.6 | 365 | 21.2527 | 0.20099 | 21 | 0.45373
79602 | 9.94 | 0.8 | 365 | 9.0279 | 0.2717 | 9 | 0.29958
79751 | 7.04 | 0.8 | 365 | 6.394 | 0.31517 | 6 | 0.70916
79752 | 11.55 | 0.8 | 365 | 10.4901 | 0.68895 | 11 | 0.17908
79753 | 6.325 | 0.8 | 365 | 5.7446 | 0.35347 | 6 | 0.09807
79755 | 4.72 | 0.8 | 365 | 4.2869 | 0.94994 | 5 | 0.23682
79746 | 5.04 | 0.8 | 365 | 4.5775 | 0.82791 | 5 | 0.40542
79756 | 5.775 | 0.8 | 365 | 5.2451 | 0.84447 | 6 | 0.089542
79757 | 3.6 | 0.8 | 365 | 3.2697 | 0.87708 | 4 | 0.14673
79758 | 11.31 | 0.8 | 365 | 10.2722 | 0.030478 | 10 | 0.30264
79759 | 10.05 | 0.8 | 365 | 9.1278 | 0.5735 | 9 | 0.70128
79760 | 12.095 | 0.8 | 365 | 10.9851 | 0.18423 | 11 | 0.16935
79761 | 5.7 | 0.8 | 365 | 5.1769 | 0.6387 | 5 | 0.81565
79054 | 9.6 | 0.8 | 365 | 8.7191 | 0.33887 | 9 | 0.05794
79626 | 14.19 | 0.8 | 365 | 12.8879 | 0.93214 | 13 | 0.82002
79765 | 6.4 | 0.8 | 365 | 5.8127 | 0.55924 | 6 | 0.37196
79766 | 7.75 | 0.8 | 365 | 7.0388 | 0.26315 | 7 | 0.30198
79767 | 5.8 | 0.8 | 365 | 5.2678 | 0.91307 | 6 | 0.18084
79768 | 5.22 | 0.8 | 365 | 4.741 | 0.32176 | 5 | 0.062755
79769 | 5.85 | 0.8 | 365 | 5.3132 | 0.050247 | 5 | 0.36343
79770 | 5.415 | 0.8 | 365 | 4.9181 | 0.85677 | 5 | 0.77487
79772 | 3.48 | 0.8 | 365 | 3.1607 | 0.54784 | 3 | 0.7085
79262 | 15.12 | 0.8 | 365 | 13.7325 | 0.48372 | 14 | 0.21626
79774 | 7.54 | 0.8 | 365 | 6.8481 | 0.68699 | 7 | 0.53509
79775 | 7.3 | 0.8 | 365 | 6.6301 | 0.028514 | 6 | 0.65864
79509 | 17.16 | 0.8 | 365 | 15.5853 | 0.080725 | 15 | 0.66607
79776 | 7.41 | 0.8 | 365 | 6.73 | 0.33031 | 7 | 0.060348
79778 | 11.05 | 0.8 | 365 | 10.036 | 0.31713 | 10 | 0.35315
79780 | 7.28 | 0.8 | 365 | 6.612 | 0.97364 | 7 | 0.5856
79781 | 7.125 | 0.8 | 365 | 6.4712 | 0.54838 | 7 | 0.019565
79149 | 9.1 | 0.8 | 365 | 8.265 | 0.96705 | 9 | 0.23201
79782 | 3.99 | 0.8 | 365 | 3.6239 | 0.94709 | 4 | 0.57096
79783 | 10.56 | 0.8 | 365 | 9.591 | 0.97275 | 10 | 0.56373
79627 | 6.3 | 0.8 | 365 | 5.7219 | 0.28488 | 6 | 0.0067734
79784 | 7.2 | 0.8 | 365 | 6.5393 | 0.75415 | 7 | 0.29346
79786 | 5.04 | 0.8 | 365 | 4.5775 | 0.82791 | 5 | 0.40542
79413 | 6.365 | 0.8 | 365 | 5.7809 | 0.46322 | 6 | 0.24414
79454 | 7 | 0.8 | 365 | 6.3577 | 0.20542 | 6 | 0.56308
78798 | 6.96 | 0.8 | 365 | 6.3213 | 0.095679 | 6 | 0.41701
79538 | 5.8 | 0.8 | 365 | 5.2678 | 0.91307 | 6 | 0.18084
79571 | 9.715 | 0.8 | 365 | 8.8235 | 0.65438 | 9 | 0.47791
79574 | 23.76 | 0.8 | 365 | 21.5797 | 0.1887 | 21 | 0.7684
79358 | 8.12 | 0.8 | 365 | 7.3749 | 0.27829 | 7 | 0.65317
79581 | 4.32 | 0.8 | 365 | 3.9236 | 0.85249 | 4 | 0.77607
79320 | 14.31 | 0.8 | 365 | 12.9969 | 0.26137 | 13 | 0.25824
79636 | 19.44 | 0.8 | 365 | 17.6561 | 0.33621 | 17 | 0.99233
79686 | 6.96 | 0.8 | 365 | 6.3213 | 0.095679 | 6 | 0.41701
79709 | 2.95 | 0.8 | 365 | 2.6793 | 0.093714 | 2 | 0.77301
79728 | 8.4 | 0.8 | 365 | 7.6292 | 0.046509 | 7 | 0.6757
79749 | 6.3 | 0.8 | 365 | 5.7219 | 0.28488 | 6 | 0.0067734
79762 | 9.8 | 0.8 | 365 | 8.9007 | 0.88759 | 9 | 0.78831
79764 | 4.06 | 0.8 | 365 | 3.6874 | 0.13915 | 3 | 0.82659
32447 | 2114.82 | 1 | 365 | 2400.9467 | 0.85978 | 2401 | 0.80647
33593 | 5990.4 | 0.8 | 365 | 5440.7017 | 0.45313 | 5441 | 0.15486
64472 | 74.82 | 0.9 | 365 | 76.4486 | 0.93836 | 77 | 0.38693
75368 | 5.565 | 0.8 | 365 | 5.0543 | 0.26831 | 5 | 0.32265
75487 | 212.8 | 0.6 | 365 | 144.9546 | 0.88367 | 145 | 0.83826
77514 | 4.875 | 0.8 | 365 | 4.4277 | 0.37521 | 4 | 0.80286
77668 | 6.9 | 0.8 | 365 | 6.2668 | 0.93106 | 7 | 0.19789
78068 | 7.95 | 0.8 | 365 | 7.2205 | 0.81187 | 8 | 0.032357
78377 | 8.775 | 0.8 | 365 | 7.9698 | 0.075371 | 8 | 0.045149
79280 | 6.3 | 0.8 | 365 | 5.7219 | 0.28488 | 6 | 0.0067734
79286 | 6 | 0.8 | 365 | 5.4494 | 0.46179 | 5 | 0.91121
79676 | 6.67 | 0.8 | 365 | 6.0579 | 0.30003 | 6 | 0.35796
79685 | 6.09 | 0.8 | 365 | 5.5312 | 0.70872 | 6 | 0.23988
79694 | 8.12 | 0.8 | 365 | 7.3749 | 0.27829 | 7 | 0.65317
79695 | 17.385 | 0.8 | 365 | 15.7897 | 0.69804 | 16 | 0.48774
79708 | 5.58 | 0.8 | 365 | 5.068 | 0.30947 | 5 | 0.37743
79711 | 10.395 | 0.8 | 365 | 9.4411 | 0.52005 | 9 | 0.96118
79739 | 2.9 | 0.8 | 365 | 2.6339 | 0.95653 | 3 | 0.59042
79740 | 7.28 | 0.8 | 365 | 6.612 | 0.97364 | 7 | 0.5856
79742 | 5.22 | 0.8 | 365 | 4.741 | 0.32176 | 5 | 0.062755
79745 | 9.57 | 0.8 | 365 | 8.6918 | 0.25656 | 8 | 0.94838
79747 | 7.98 | 0.8 | 365 | 7.2477 | 0.89418 | 8 | 0.14191
79763 | 9.28 | 0.8 | 365 | 8.4284 | 0.4609 | 8 | 0.88934
79771 | 8.1 | 0.8 | 365 | 7.3567 | 0.22342 | 7 | 0.58014
79789 | 5.95 | 0.8 | 365 | 5.404 | 0.32461 | 5 | 0.72862
79790 | 4.65 | 0.8 | 365 | 4.2233 | 0.75789 | 4 | 0.98119
79791 | 4.64 | 0.8 | 365 | 4.2142 | 0.73045 | 4 | 0.94467
79793 | 6.38 | 0.8 | 365 | 5.7946 | 0.50437 | 6 | 0.29892
79794 | 7.41 | 0.8 | 365 | 6.73 | 0.33031 | 7 | 0.060348
79795 | 10.73 | 0.8 | 365 | 9.7454 | 0.43917 | 10 | 0.18455
79796 | 5.9 | 0.8 | 365 | 5.3586 | 0.18743 | 5 | 0.54603
79797 | 6.67 | 0.8 | 365 | 6.0579 | 0.30003 | 6 | 0.35796
79798 | 6.9 | 0.8 | 365 | 6.2668 | 0.93106 | 7 | 0.19789
79799 | 4.64 | 0.8 | 365 | 4.2142 | 0.73045 | 4 | 0.94467
79801 | 9.9 | 0.8 | 365 | 8.9915 | 0.16196 | 9 | 0.1535
79802 | 8.41 | 0.8 | 365 | 7.6383 | 0.073945 | 7 | 0.71222
79803 | 6.38 | 0.8 | 365 | 5.7946 | 0.50437 | 6 | 0.29892
79805 | 10.15 | 0.8 | 365 | 9.2186 | 0.84786 | 10 | 0.066468
79806 | 12.18 | 0.8 | 365 | 11.0623 | 0.41744 | 11 | 0.47976
79807 | 6.38 | 0.8 | 365 | 5.7946 | 0.50437 | 6 | 0.29892
79808 | 7.25 | 0.8 | 365 | 6.5847 | 0.89133 | 7 | 0.47605
79809 | 6.38 | 0.8 | 365 | 5.7946 | 0.50437 | 6 | 0.29892
79810 | 3.48 | 0.8 | 365 | 3.1607 | 0.54784 | 3 | 0.7085
79811 | 5.985 | 0.8 | 365 | 5.4358 | 0.42064 | 5 | 0.85643
79815 | 4.8 | 0.8 | 365 | 4.3595 | 0.16943 | 4 | 0.52897
79816 | 9 | 0.8 | 365 | 8.1741 | 0.69269 | 8 | 0.86682
79817 | 4.5 | 0.8 | 365 | 4.0871 | 0.34634 | 4 | 0.43341
79819 | 6.16 | 0.8 | 365 | 5.5947 | 0.90077 | 6 | 0.49551
79820 | 6.867 | 0.8 | 365 | 6.2369 | 0.84052 | 7 | 0.077383
79822 | 3.08 | 0.8 | 365 | 2.7974 | 0.45039 | 3 | 0.24776
79823 | 9.9 | 0.8 | 365 | 8.9915 | 0.16196 | 9 | 0.1535
79824 | 11.44 | 0.8 | 365 | 10.3902 | 0.38715 | 10 | 0.77738
79825 | 8.395 | 0.8 | 365 | 7.6246 | 0.032791 | 7 | 0.65744
79828 | 5.94 | 0.8 | 365 | 5.3949 | 0.29717 | 5 | 0.6921
79829 | 5.76 | 0.8 | 365 | 5.2314 | 0.80332 | 6 | 0.034764
79830 | 4.95 | 0.8 | 365 | 4.4958 | 0.58098 | 5 | 0.076751
79832 | 12.39 | 0.8 | 365 | 11.2531 | 0.9936 | 12 | 0.24665
79837 | 7.98 | 0.8 | 365 | 7.2477 | 0.89418 | 8 | 0.14191
79838 | 9.12 | 0.8 | 365 | 8.2831 | 0.021924 | 8 | 0.30504
79844 | 6.5 | 0.8 | 365 | 5.9035 | 0.83361 | 6 | 0.73715
79845 | 6.6 | 0.8 | 365 | 5.9944 | 0.10797 | 6 | 0.10233
79846 | 5.9 | 0.8 | 365 | 5.3586 | 0.18743 | 5 | 0.54603
79848 | 5.85 | 0.8 | 365 | 5.3132 | 0.050247 | 5 | 0.36343
79855 | 6.72 | 0.8 | 365 | 6.1034 | 0.43721 | 6 | 0.54056
79856 | 3.9 | 0.8 | 365 | 3.5421 | 0.70016 | 4 | 0.24229
79858 | 11.505 | 0.8 | 365 | 10.4493 | 0.56549 | 11 | 0.014751
79861 | 7.2 | 0.8 | 365 | 6.5393 | 0.75415 | 7 | 0.29346
79862 | 4.68 | 0.8 | 365 | 4.2505 | 0.8402 | 5 | 0.090746
79864 | 6.12 | 0.8 | 365 | 5.5584 | 0.79103 | 6 | 0.34944
79866 | 9.72 | 0.8 | 365 | 8.8281 | 0.6681 | 9 | 0.49616
79868 | 10.44 | 0.8 | 365 | 9.482 | 0.64352 | 10 | 0.12551
79869 | 7.56 | 0.8 | 365 | 6.8663 | 0.74186 | 7 | 0.60813
79870 | 5.1 | 0.8 | 365 | 4.632 | 0.99252 | 5 | 0.62453
79871 | 5.25 | 0.8 | 365 | 4.7682 | 0.40407 | 5 | 0.17231
79872 | 11.31 | 0.8 | 365 | 10.2722 | 0.030478 | 10 | 0.30264
79873 | 7.705 | 0.8 | 365 | 6.998 | 0.13968 | 7 | 0.13765
79874 | 3.6 | 0.8 | 365 | 3.2697 | 0.87708 | 4 | 0.14673
79875 | 11.505 | 0.8 | 365 | 10.4493 | 0.56549 | 11 | 0.014751
79876 | 9.715 | 0.8 | 365 | 8.8235 | 0.65438 | 9 | 0.47791
79878 | 7.2 | 0.8 | 365 | 6.5393 | 0.75415 | 7 | 0.29346
79879 | 8.25 | 0.8 | 365 | 7.493 | 0.63496 | 8 | 0.12792
79881 | 10.8 | 0.8 | 365 | 9.809 | 0.63123 | 10 | 0.44018
79882 | 6.89 | 1 | 365 | 7.8222 | 0.62953 | 8 | 0.45172
79883 | 9.28 | 0.8 | 365 | 8.4284 | 0.4609 | 8 | 0.88934
79888 | 9.81 | 0.8 | 365 | 8.9098 | 0.91503 | 9 | 0.82483
79889 | 11.4 | 0.8 | 365 | 10.3539 | 0.2774 | 10 | 0.6313
79890 | 5.7 | 0.8 | 365 | 5.1769 | 0.6387 | 5 | 0.81565
79891 | 7.194 | 0.8 | 365 | 6.5339 | 0.73769 | 7 | 0.27154
79893 | 7.2 | 0.8 | 365 | 6.5393 | 0.75415 | 7 | 0.29346
79894 | 12.06 | 0.8 | 365 | 10.9533 | 0.088202 | 11 | 0.041538
79896 | 6.7 | 0.8 | 365 | 6.0852 | 0.38233 | 6 | 0.46752
79897 | 9.425 | 0.8 | 365 | 8.5601 | 0.85873 | 9 | 0.41886
79898 | 7.68 | 0.8 | 365 | 6.9753 | 0.071094 | 7 | 0.046352
79899 | 5.2 | 0.8 | 365 | 4.7228 | 0.26689 | 4 | 0.98972
79900 | 10.18 | 0.8 | 365 | 9.2459 | 0.93017 | 10 | 0.17602
79902 | 11.88 | 0.8 | 365 | 10.7899 | 0.59435 | 11 | 0.3842
79903 | 9 | 0.8 | 365 | 8.1741 | 0.69269 | 8 | 0.86682
79904 | 10.5 | 0.8 | 365 | 9.5365 | 0.80814 | 10 | 0.34462
79905 | 8.7 | 0.8 | 365 | 7.9017 | 0.8696 | 8 | 0.77126
79906 | 14.52 | 0.8 | 365 | 13.1876 | 0.83754 | 14 | 0.025135
79909 | 4.06 | 0.8 | 365 | 3.6874 | 0.13915 | 3 | 0.82659
79910 | 10.24 | 0.8 | 365 | 9.3003 | 0.094792 | 9 | 0.39514
79631 | 6 | 1 | 365 | 6.8118 | 0.57724 | 7 | 0.38902
79915 | 9 | 0.8 | 365 | 8.1741 | 0.69269 | 8 | 0.86682
79912 | 5.985 | 0.8 | 365 | 5.4358 | 0.42064 | 5 | 0.85643
79917 | 5.76 | 0.8 | 365 | 5.2314 | 0.80332 | 6 | 0.034764
79921 | 8.55 | 0.8 | 365 | 7.7654 | 0.45805 | 8 | 0.22348
79925 | 3.42 | 0.8 | 365 | 3.1062 | 0.38322 | 3 | 0.48939
79923 | 9.9 | 0.8 | 365 | 8.9915 | 0.16196 | 9 | 0.1535
79926 | 8.375 | 0.8 | 365 | 7.6065 | 0.97792 | 8 | 0.5844
79924 | 8.58 | 0.8 | 365 | 7.7927 | 0.54036 | 8 | 0.33303
79927 | 5.04 | 0.8 | 365 | 4.5775 | 0.82791 | 5 | 0.40542
79929 | 2.28 | 0.8 | 365 | 2.0708 | 0.25548 | 2 | 0.32626
79928 | 9.92 | 0.8 | 365 | 9.0097 | 0.21683 | 9 | 0.22654
79930 | 7.98 | 0.8 | 365 | 7.2477 | 0.89418 | 8 | 0.14191
79933 | 7.59 | 0.8 | 365 | 6.8935 | 0.82417 | 7 | 0.71768
79934 | 11.16 | 0.8 | 365 | 10.1359 | 0.61893 | 10 | 0.75486
79935 | 9.57 | 0.8 | 365 | 8.6918 | 0.25656 | 8 | 0.94838
79937 | 5.13 | 0.8 | 365 | 4.6593 | 0.074832 | 4 | 0.73409
79938 | 5.985 | 0.8 | 365 | 5.4358 | 0.42064 | 5 | 0.85643
79939 | 8.04 | 0.8 | 365 | 7.3022 | 0.058801 | 7 | 0.36103
79941 | 4.05 | 0.8 | 365 | 3.6784 | 0.11171 | 3 | 0.79007
79940 | 10.44 | 0.8 | 365 | 9.482 | 0.64352 | 10 | 0.12551
79166 | 7.98 | 0.8 | 365 | 7.2477 | 0.89418 | 8 | 0.14191
79172 | 6.84 | 0.8 | 365 | 6.2123 | 0.76644 | 6 | 0.97878
79179 | 3.42 | 0.8 | 365 | 3.1062 | 0.38322 | 3 | 0.48939
79183 | 10.92 | 0.8 | 365 | 9.9179 | 0.96046 | 10 | 0.87841
49631 | 3.18 | 0.8 | 365 | 2.8882 | 0.72475 | 3 | 0.61294
79185 | 8.55 | 0.8 | 365 | 7.7654 | 0.45805 | 8 | 0.22348
79186 | 2.32 | 0.8 | 365 | 2.1071 | 0.36523 | 2 | 0.47234
49635 | 5.83 | 0.8 | 365 | 5.295 | 0.99537 | 6 | 0.2904
79942 | 14.52 | 0.8 | 365 | 13.1876 | 0.83754 | 14 | 0.025135
79945 | 10.26 | 0.8 | 365 | 9.3185 | 0.14966 | 9 | 0.46817
79946 | 7.04 | 0.8 | 365 | 6.394 | 0.31517 | 6 | 0.70916
79948 | 14.08 | 0.8 | 365 | 12.788 | 0.63034 | 13 | 0.41831
79949 | 11.02 | 0.8 | 365 | 10.0088 | 0.23482 | 10 | 0.24359
79950 | 9.975 | 0.8 | 365 | 9.0597 | 0.36773 | 9 | 0.42739
79953 | 6.6 | 0.8 | 365 | 5.9944 | 0.10797 | 6 | 0.10233
79792 | 8.555 | 0.8 | 365 | 7.77 | 0.47177 | 8 | 0.24174
79955 | 3.19 | 0.8 | 365 | 2.8973 | 0.75219 | 3 | 0.64946
79956 | 8.7 | 0.8 | 365 | 7.9017 | 0.8696 | 8 | 0.77126
79958 | 5.22 | 0.8 | 365 | 4.741 | 0.32176 | 5 | 0.062755
79959 | 10.73 | 0.8 | 365 | 9.7454 | 0.43917 | 10 | 0.18455
79960 | 4.03 | 0.8 | 365 | 3.6602 | 0.056837 | 3 | 0.71703
79962 | 4.56 | 0.8 | 365 | 4.1416 | 0.51096 | 4 | 0.65252
79963 | 3.77 | 0.8 | 365 | 3.4241 | 0.34349 | 3 | 0.76755
79965 | 7.25 | 0.8 | 365 | 6.5847 | 0.89133 | 7 | 0.47605
79964 | 3.9 | 0.8 | 365 | 3.5421 | 0.70016 | 4 | 0.24229
79966 | 7.245 | 0.8 | 365 | 6.5802 | 0.87761 | 7 | 0.45779
79892 | 4.06 | 0.8 | 365 | 3.6874 | 0.13915 | 3 | 0.82659
79974 | 11.685 | 0.8 | 365 | 10.6127 | 0.05934 | 10 | 0.67209
79977 | 6.09 | 0.8 | 365 | 5.5312 | 0.70872 | 6 | 0.23988
79979 | 5.8 | 0.8 | 365 | 5.2678 | 0.91307 | 6 | 0.18084
79978 | 3.9 | 0.8 | 365 | 3.5421 | 0.70016 | 4 | 0.24229
79982 | 9.69 | 0.8 | 365 | 8.8008 | 0.58579 | 9 | 0.38661
79985 | 6.4 | 0.8 | 365 | 5.8127 | 0.55924 | 6 | 0.37196
79986 | 5.7 | 0.8 | 365 | 5.1769 | 0.6387 | 5 | 0.81565
79987 | 4.48 | 0.8 | 365 | 4.0689 | 0.29147 | 4 | 0.36037
80004 | 13.2 | 0.8 | 365 | 11.9887 | 0.21594 | 12 | 0.20467
79693 | 11.895 | 0.8 | 365 | 10.8035 | 0.6355 | 11 | 0.43898
65256 | 68 | 0.9 | 365 | 69.4801 | 0.88785 | 70 | 0.36796
79988 | 5.44 | 0.8 | 365 | 4.9408 | 0.92536 | 5 | 0.86617
79989 | 7.37 | 0.8 | 365 | 6.6937 | 0.22057 | 6 | 0.91427
79991 | 7.695 | 0.8 | 365 | 6.9889 | 0.11225 | 7 | 0.10113
79992 | 5.985 | 0.8 | 365 | 5.4358 | 0.42064 | 5 | 0.85643
79993 | 6.44 | 0.8 | 365 | 5.849 | 0.66899 | 6 | 0.51804
79773 | 6.21 | 0.8 | 365 | 5.6402 | 0.037955 | 5 | 0.67811
79994 | 6.4 | 0.8 | 365 | 5.8127 | 0.55924 | 6 | 0.37196
79995 | 7 | 0.8 | 365 | 6.3577 | 0.20542 | 6 | 0.56308
79996 | 10.73 | 0.8 | 365 | 9.7454 | 0.43917 | 10 | 0.18455
79843 | 6.9 | 0.8 | 365 | 6.2668 | 0.93106 | 7 | 0.19789
79997 | 5.32 | 0.8 | 365 | 4.8318 | 0.59612 | 5 | 0.42794
79999 | 10.44 | 0.8 | 365 | 9.482 | 0.64352 | 10 | 0.12551
80000 | 7.665 | 0.8 | 365 | 6.9616 | 0.029939 | 6 | 0.99157
79162 | 6.84 | 0.8 | 365 | 6.2123 | 0.76644 | 6 | 0.97878
80005 | 7.92 | 0.8 | 365 | 7.1932 | 0.72957 | 7 | 0.9228
80006 | 3.24 | 0.8 | 365 | 2.9427 | 0.88937 | 3 | 0.83205
80008 | 6.5 | 0.8 | 365 | 5.9035 | 0.83361 | 6 | 0.73715
80010 | 6.03 | 0.8 | 365 | 5.4767 | 0.5441 | 6 | 0.020769
80011 | 8.96 | 0.8 | 365 | 8.1378 | 0.58294 | 8 | 0.72074
80012 | 9.45 | 0.8 | 365 | 8.5828 | 0.92732 | 9 | 0.51016
80013 | 9.684 | 0.8 | 365 | 8.7954 | 0.56933 | 9 | 0.3647
80014 | 10.15 | 0.8 | 365 | 9.2186 | 0.84786 | 10 | 0.066468
80015 | 6.3 | 0.8 | 365 | 5.7219 | 0.28488 | 6 | 0.0067734
80018 | 4.64 | 0.8 | 365 | 4.2142 | 0.73045 | 4 | 0.94467
80019 | 2.32 | 0.8 | 365 | 2.1071 | 0.36523 | 2 | 0.47234
80020 | 11.4 | 0.8 | 365 | 10.3539 | 0.2774 | 10 | 0.6313
80021 | 9.57 | 0.8 | 365 | 8.6918 | 0.25656 | 8 | 0.94838
56093 | 2673 | 1 | 365 | 3034.6462 | 0.16042 | 3034 | 0.80663
35331 | 1391.94 | 1 | 365 | 1580.2639 | 0.71391 | 1580 | 0.97782
79984 | 3.924 | 0.8 | 365 | 3.5639 | 0.76601 | 4 | 0.32993
80003 | 7.2 | 1 | 365 | 8.1741 | 0.69269 | 8 | 0.86682
80028 | 6.75 | 0.8 | 365 | 6.1306 | 0.51952 | 6 | 0.65011
80031 | 6.6 | 0.8 | 365 | 5.9944 | 0.10797 | 6 | 0.10233
80033 | 9.24 | 0.8 | 365 | 8.3921 | 0.35116 | 8 | 0.74327
80034 | 5.7 | 0.8 | 365 | 5.1769 | 0.6387 | 5 | 0.81565
80035 | 8.91 | 0.8 | 365 | 8.0924 | 0.44576 | 8 | 0.53815
80036 | 3.835 | 0.8 | 365 | 3.4831 | 0.52183 | 4 | 0.0049168
80037 | 12.9 | 0.8 | 365 | 11.7163 | 0.39285 | 12 | 0.10911
80038 | 4.5 | 0.8 | 365 | 4.0871 | 0.34634 | 4 | 0.43341
80039 | 5.232 | 0.8 | 365 | 4.7519 | 0.35468 | 5 | 0.10658
80040 | 11.16 | 0.8 | 365 | 10.1359 | 0.61893 | 10 | 0.75486
80043 | 7.2 | 0.8 | 365 | 6.5393 | 0.75415 | 7 | 0.29346
80045 | 12.825 | 0.8 | 365 | 11.6481 | 0.18708 | 11 | 0.83522
80046 | 11.6 | 0.8 | 365 | 10.5355 | 0.82613 | 11 | 0.36168
80047 | 11.55 | 0.8 | 365 | 10.4901 | 0.68895 | 11 | 0.17908
80048 | 13.3 | 0.8 | 365 | 12.0795 | 0.49031 | 12 | 0.56986
80049 | 8.96 | 0.8 | 365 | 8.1378 | 0.58294 | 8 | 0.72074
80053 | 9.9 | 0.8 | 365 | 8.9915 | 0.16196 | 9 | 0.1535
78058 | 9.92 | 0.8 | 365 | 9.0097 | 0.21683 | 9 | 0.22654
80086 | 10.73 | 0.8 | 365 | 9.7454 | 0.43917 | 10 | 0.18455
80088 | 14.85 | 0.8 | 365 | 13.4873 | 0.74294 | 14 | 0.23025
80090 | 9.28 | 0.8 | 365 | 8.4284 | 0.4609 | 8 | 0.88934
80089 | 5.985 | 0.8 | 365 | 5.4358 | 0.42064 | 5 | 0.85643
80091 | 19.43 | 0.8 | 365 | 17.647 | 0.30877 | 17 | 0.95581
80093 | 10.385 | 0.8 | 365 | 9.432 | 0.49262 | 9 | 0.92466
80094 | 8.375 | 0.8 | 365 | 7.6065 | 0.97792 | 8 | 0.5844
80095 | 4.56 | 0.8 | 365 | 4.1416 | 0.51096 | 4 | 0.65252
80096 | 14.85 | 0.8 | 365 | 13.4873 | 0.74294 | 14 | 0.23025
80097 | 9.24 | 0.8 | 365 | 8.3921 | 0.35116 | 8 | 0.74327
80098 | 8.96 | 0.8 | 365 | 8.1378 | 0.58294 | 8 | 0.72074
80099 | 3.77 | 0.8 | 365 | 3.4241 | 0.34349 | 3 | 0.76755
80100 | 12.8 | 0.8 | 365 | 11.6254 | 0.11849 | 11 | 0.74392
80101 | 5.4 | 0.8 | 365 | 4.9045 | 0.81561 | 5 | 0.72009
80102 | 5.7 | 0.8 | 365 | 5.1769 | 0.6387 | 5 | 0.81565
80103 | 4.2 | 0.8 | 365 | 3.8146 | 0.52325 | 4 | 0.33785
80104 | 6.84 | 0.8 | 365 | 6.2123 | 0.76644 | 6 | 0.97878
80105 | 5.94 | 0.8 | 365 | 5.3949 | 0.29717 | 5 | 0.6921
80107 | 7.695 | 0.8 | 365 | 6.9889 | 0.11225 | 7 | 0.10113
80114 | 4.32 | 0.8 | 365 | 3.9236 | 0.85249 | 4 | 0.77607
80113 | 15.41 | 0.8 | 365 | 13.9959 | 0.27937 | 14 | 0.2753
80115 | 6.555 | 0.8 | 365 | 5.9535 | 0.98451 | 6 | 0.938
80117 | 12.25 | 0.8 | 365 | 11.1259 | 0.60949 | 11 | 0.73539
80119 | 10.385 | 0.8 | 365 | 9.432 | 0.49262 | 9 | 0.92466
76768 | 7.848 | 0.8 | 365 | 7.1278 | 0.53202 | 7 | 0.65987
76771 | 9.715 | 0.8 | 365 | 8.8235 | 0.65438 | 9 | 0.47791
80056 | 7.521 | 0.8 | 365 | 6.8308 | 0.63486 | 7 | 0.46571
80058 | 13.08 | 0.8 | 365 | 11.8797 | 0.88671 | 12 | 0.76644
80060 | 10.464 | 0.8 | 365 | 9.5038 | 0.70937 | 10 | 0.21316
80061 | 7.194 | 0.8 | 365 | 6.5339 | 0.73769 | 7 | 0.27154
80065 | 5.76 | 0.8 | 365 | 5.2314 | 0.80332 | 6 | 0.034764
80066 | 5.232 | 0.8 | 365 | 4.7519 | 0.35468 | 5 | 0.10658
80124 | 7.8 | 0.8 | 365 | 7.0842 | 0.40033 | 7 | 0.48458
80126 | 9.38 | 0.8 | 365 | 8.5193 | 0.73527 | 9 | 0.25453
80129 | 2 | 0.8 | 365 | 1.8165 | 0.48726 | 2 | 0.30374
80130 | 9.25 | 0.8 | 365 | 8.4012 | 0.3786 | 8 | 0.77979
80131 | 13.12 | 0.8 | 365 | 11.9161 | 0.99645 | 12 | 0.91252
80132 | 12.32 | 0.8 | 365 | 11.1895 | 0.80155 | 11 | 0.99102
80135 | 6.3 | 0.8 | 365 | 5.7219 | 0.28488 | 6 | 0.0067734
80134 | 9.57 | 0.8 | 365 | 8.6918 | 0.25656 | 8 | 0.94838
80139 | 7.54 | 0.8 | 365 | 6.8481 | 0.68699 | 7 | 0.53509
80080 | 9.69 | 0.8 | 365 | 8.8008 | 0.58579 | 9 | 0.38661
80140 | 8.12 | 0.8 | 365 | 7.3749 | 0.27829 | 7 | 0.65317
80141 | 12.48 | 0.8 | 365 | 11.3348 | 0.24053 | 11 | 0.57532
80138 | 5.985 | 0.8 | 365 | 5.4358 | 0.42064 | 5 | 0.85643
80144 | 3.99 | 0.8 | 365 | 3.6239 | 0.94709 | 4 | 0.57096
80145 | 11.6 | 0.8 | 365 | 10.5355 | 0.82613 | 11 | 0.36168
80146 | 6.6 | 0.8 | 365 | 5.9944 | 0.10797 | 6 | 0.10233
80081 | 12.825 | 0.8 | 365 | 11.6481 | 0.18708 | 11 | 0.83522
80148 | 3.99 | 0.8 | 365 | 3.6239 | 0.94709 | 4 | 0.57096
78733 | 3.96 | 0.8 | 365 | 3.5966 | 0.86478 | 4 | 0.4614
79779 | 45.15 | 0.6 | 365 | 30.7552 | 0.90624 | 31 | 0.66141
79787 | 10.92 | 0.8 | 365 | 9.9179 | 0.96046 | 10 | 0.87841
79818 | 11.84 | 0.8 | 365 | 10.7535 | 0.4846 | 11 | 0.23813
79831 | 24.9 | 0.8 | 365 | 22.6151 | 0.31644 | 22 | 0.93153
79842 | 6.96 | 0.8 | 365 | 6.3213 | 0.095679 | 6 | 0.41701
79887 | 13 | 0.8 | 365 | 11.8071 | 0.66722 | 12 | 0.47429
79922 | 11.315 | 0.8 | 365 | 10.2767 | 0.044196 | 10 | 0.3209
79957 | 12.18 | 0.8 | 365 | 11.0623 | 0.41744 | 11 | 0.47976
79967 | 22.8 | 0.8 | 365 | 20.7078 | 0.55481 | 21 | 0.26261
78809 | 7.67 | 0.8 | 365 | 6.9662 | 0.043657 | 7 | 0.0098337
80083 | 12.18 | 0.8 | 365 | 11.0623 | 0.41744 | 11 | 0.47976
80075 | 4.64 | 0.8 | 365 | 4.2142 | 0.73045 | 4 | 0.94467
80084 | 7.54 | 0.8 | 365 | 6.8481 | 0.68699 | 7 | 0.53509
80062 | 7.194 | 0.8 | 365 | 6.5339 | 0.73769 | 7 | 0.27154
76769 | 10.464 | 0.8 | 365 | 9.5038 | 0.70937 | 10 | 0.21316
76765 | 8.829 | 0.8 | 365 | 8.0188 | 0.22353 | 8 | 0.24235
76766 | 9.156 | 0.8 | 365 | 8.3158 | 0.12069 | 8 | 0.43651
76763 | 7.92 | 0.8 | 365 | 7.1932 | 0.72957 | 7 | 0.9228
73223 | 10.15 | 0.8 | 365 | 9.2186 | 0.84786 | 10 | 0.066468
79683 | 11.4 | 0.8 | 365 | 10.3539 | 0.2774 | 10 | 0.6313
79518 | 13.68 | 0.8 | 365 | 12.4247 | 0.53289 | 12 | 0.95757
79620 | 4.62 | 0.8 | 365 | 4.1961 | 0.67558 | 4 | 0.87163
79167 | 9.18 | 0.8 | 365 | 8.3376 | 0.18654 | 8 | 0.52416
79181 | 4.96 | 0.8 | 365 | 4.5049 | 0.60841 | 5 | 0.11327
77734 | 8.265 | 0.8 | 365 | 7.5066 | 0.67612 | 8 | 0.1827
77809 | 8.265 | 0.8 | 365 | 7.5066 | 0.67612 | 8 | 0.1827
79623 | 10.05 | 0.8 | 365 | 9.1278 | 0.5735 | 9 | 0.70128
79194 | 6.3 | 0.8 | 365 | 5.7219 | 0.28488 | 6 | 0.0067734
79436 | 6.6 | 0.8 | 365 | 5.9944 | 0.10797 | 6 | 0.10233
79936 | 8.54 | 0.8 | 365 | 7.7563 | 0.43062 | 8 | 0.18696
79972 | 9.45 | 0.8 | 365 | 8.5828 | 0.92732 | 9 | 0.51016
78978 | 12.24 | 0.8 | 365 | 11.1168 | 0.58206 | 11 | 0.69887
79416 | 12.71 | 0.8 | 365 | 11.5437 | 0.87156 | 12 | 0.41525
79681 | 9.57 | 0.8 | 365 | 8.6918 | 0.25656 | 8 | 0.94838
80064 | 10.137 | 0.8 | 365 | 9.2068 | 0.8122 | 10 | 0.018994
79485 | 6.09 | 0.8 | 365 | 5.5312 | 0.70872 | 6 | 0.23988
79486 | 2.655 | 0.8 | 365 | 2.4114 | 0.28434 | 2 | 0.69571
79488 | 6.96 | 0.8 | 365 | 6.3213 | 0.095679 | 6 | 0.41701
79919 | 7.32 | 0.8 | 365 | 6.6483 | 0.083386 | 6 | 0.73168
79459 | 12.8 | 0.8 | 365 | 11.6254 | 0.11849 | 11 | 0.74392
79914 | 4.48 | 0.8 | 365 | 4.0689 | 0.29147 | 4 | 0.36037
79916 | 6.21 | 0.8 | 365 | 5.6402 | 0.037955 | 5 | 0.67811
76541 | 8.125 | 0.8 | 365 | 7.3794 | 0.29201 | 7 | 0.67143
80155 | 2.97 | 0.8 | 365 | 2.6975 | 0.14859 | 2 | 0.84605
80164 | 5.61 | 0.8 | 365 | 5.0952 | 0.39178 | 5 | 0.48698
80152 | 5.8 | 0.8 | 365 | 5.2678 | 0.91307 | 6 | 0.18084
80153 | 7.25 | 0.8 | 365 | 6.5847 | 0.89133 | 7 | 0.47605
80154 | 12.18 | 0.8 | 365 | 11.0623 | 0.41744 | 11 | 0.47976
80157 | 12.18 | 0.8 | 365 | 11.0623 | 0.41744 | 11 | 0.47976
80159 | 8.99 | 0.8 | 365 | 8.165 | 0.66525 | 8 | 0.8303
80160 | 11.4 | 0.8 | 365 | 10.3539 | 0.2774 | 10 | 0.6313
80162 | 11.89 | 0.8 | 365 | 10.7989 | 0.62178 | 11 | 0.42072
80165 | 8.12 | 0.8 | 365 | 7.3749 | 0.27829 | 7 | 0.65317
80166 | 9.975 | 0.8 | 365 | 9.0597 | 0.36773 | 9 | 0.42739
80168 | 2.9 | 0.8 | 365 | 2.6339 | 0.95653 | 3 | 0.59042
80170 | 4.86 | 0.8 | 365 | 4.414 | 0.33405 | 4 | 0.74808
80172 | 10.26 | 0.8 | 365 | 9.3185 | 0.14966 | 9 | 0.46817
80173 | 9.045 | 0.8 | 365 | 8.215 | 0.81615 | 9 | 0.031153
80175 | 6.555 | 0.8 | 365 | 5.9535 | 0.98451 | 6 | 0.938
80177 | 5.985 | 0.8 | 365 | 5.4358 | 0.42064 | 5 | 0.85643
80178 | 11.02 | 0.8 | 365 | 10.0088 | 0.23482 | 10 | 0.24359
80169 | 5.7 | 0.8 | 365 | 5.1769 | 0.6387 | 5 | 0.81565
80180 | 7.59 | 0.8 | 365 | 6.8935 | 0.82417 | 7 | 0.71768
80181 | 2.565 | 0.8 | 365 | 2.3296 | 0.037416 | 2 | 0.36704
80182 | 6.555 | 0.8 | 365 | 5.9535 | 0.98451 | 6 | 0.938
80183 | 5.61 | 0.8 | 365 | 5.0952 | 0.39178 | 5 | 0.48698
80184 | 10.83 | 0.8 | 365 | 9.8362 | 0.71353 | 10 | 0.54974
80161 | 3.19 | 0.8 | 365 | 2.8973 | 0.75219 | 3 | 0.64946
80185 | 11.39 | 0.8 | 365 | 10.3448 | 0.24997 | 10 | 0.59479
77710 | 3.48 | 0.8 | 365 | 3.1607 | 0.54784 | 3 | 0.7085
78774 | 4.35 | 0.8 | 365 | 3.9508 | 0.9348 | 4 | 0.88563
80163 | 8.7 | 0.8 | 365 | 7.9017 | 0.8696 | 8 | 0.77126
80189 | 9.24 | 0.8 | 365 | 8.3921 | 0.35116 | 8 | 0.74327
80190 | 5.44 | 0.8 | 365 | 4.9408 | 0.92536 | 5 | 0.86617
80072 | 3.99 | 0.8 | 365 | 3.6239 | 0.94709 | 4 | 0.57096
80070 | 6.09 | 0.8 | 365 | 5.5312 | 0.70872 | 6 | 0.23988
80074 | 4.35 | 0.8 | 365 | 3.9508 | 0.9348 | 4 | 0.88563
80071 | 4.93 | 0.8 | 365 | 4.4776 | 0.52611 | 5 | 0.0037132
79971 | 5.88 | 0.8 | 365 | 5.3404 | 0.13256 | 5 | 0.47299
80069 | 4.48 | 0.8 | 365 | 4.0689 | 0.29147 | 4 | 0.36037
80205 | 5.1 | 0.8 | 365 | 4.632 | 0.99252 | 5 | 0.62453
80068 | 4.64 | 0.8 | 365 | 4.2142 | 0.73045 | 4 | 0.94467
80073 | 2.9 | 0.8 | 365 | 2.6339 | 0.95653 | 3 | 0.59042
80208 | 5.4 | 0.8 | 365 | 4.9045 | 0.81561 | 5 | 0.72009
80209 | 7.68 | 0.8 | 365 | 6.9753 | 0.071094 | 7 | 0.046352
80213 | 4.32 | 0.8 | 365 | 3.9236 | 0.85249 | 4 | 0.77607
76764 | 5.886 | 0.8 | 365 | 5.3459 | 0.14902 | 5 | 0.4949
80219 | 7.8 | 0.8 | 365 | 7.0842 | 0.40033 | 7 | 0.48458
80121 | 11.52 | 0.8 | 365 | 10.4629 | 0.60664 | 11 | 0.069529
80218 | 9.9 | 0.8 | 365 | 8.9915 | 0.16196 | 9 | 0.1535
80200 | 8.12 | 0.8 | 365 | 7.3749 | 0.27829 | 7 | 0.65317
80133 | 4.06 | 0.8 | 365 | 3.6874 | 0.13915 | 3 | 0.82659
80221 | 10.8 | 0.8 | 365 | 9.809 | 0.63123 | 10 | 0.44018
80222 | 7.8 | 0.8 | 365 | 7.0842 | 0.40033 | 7 | 0.48458
80223 | 4.8 | 0.8 | 365 | 4.3595 | 0.16943 | 4 | 0.52897
80225 | 9.855 | 0.8 | 365 | 8.9507 | 0.038493 | 8 | 0.98917
80226 | 15.18 | 0.8 | 365 | 13.787 | 0.64833 | 14 | 0.43537
80228 | 7.8 | 0.8 | 365 | 7.0842 | 0.40033 | 7 | 0.48458
80230 | 4.32 | 0.8 | 365 | 3.9236 | 0.85249 | 4 | 0.77607
80231 | 6.7 | 0.8 | 365 | 6.0852 | 0.38233 | 6 | 0.46752
80196 | 2.28 | 0.8 | 365 | 2.0708 | 0.25548 | 2 | 0.32626
79975 | 8.41 | 0.8 | 365 | 7.6383 | 0.073945 | 7 | 0.71222
80167 | 2.9 | 0.8 | 365 | 2.6339 | 0.95653 | 3 | 0.59042
80194 | 4.06 | 0.8 | 365 | 3.6874 | 0.13915 | 3 | 0.82659
80202 | 4.64 | 0.8 | 365 | 4.2142 | 0.73045 | 4 | 0.94467
80238 | 7.08 | 0.8 | 365 | 6.4303 | 0.42491 | 6 | 0.85523
80150 | 12.18 | 0.8 | 365 | 11.0623 | 0.41744 | 11 | 0.47976
64828 | 1236.15 | 0.8 | 365 | 1122.7169 | 0.5407 | 1123 | 0.25762
48979 | 2770.56 | 1 | 365 | 3145.4057 | 0.74634 | 3146 | 0.15203
80240 | 7.68 | 0.8 | 365 | 6.9753 | 0.071094 | 7 | 0.046352
79184 | 7.41 | 0.8 | 365 | 6.73 | 0.33031 | 7 | 0.060348
79867 | 6.6 | 0.8 | 365 | 5.9944 | 0.10797 | 6 | 0.10233
79841 | 7.8 | 0.8 | 365 | 7.0842 | 0.40033 | 7 | 0.48458
79901 | 6.625 | 0.8 | 365 | 6.0171 | 0.17656 | 6 | 0.19363
80236 | 6.38 | 0.8 | 365 | 5.7946 | 0.50437 | 6 | 0.29892
80429 | 4.96 | 0.8 | 365 | 4.5049 | 0.60841 | 5 | 0.11327
80243 | 4.62 | 0.8 | 365 | 4.1961 | 0.67558 | 4 | 0.87163
80245 | 3.6 | 0.8 | 365 | 3.2697 | 0.87708 | 4 | 0.14673
80247 | 12.925 | 0.8 | 365 | 11.739 | 0.46144 | 12 | 0.2004
80249 | 10.2 | 0.8 | 365 | 9.264 | 0.98505 | 10 | 0.24906
80250 | 9.855 | 0.8 | 365 | 8.9507 | 0.038493 | 8 | 0.98917
80251 | 7.14 | 0.8 | 365 | 6.4848 | 0.58953 | 7 | 0.074343
80252 | 7.95 | 0.8 | 365 | 7.2205 | 0.81187 | 8 | 0.032357
80256 | 7.83 | 0.8 | 365 | 7.1115 | 0.48264 | 7 | 0.59413
80257 | 12.32 | 0.8 | 365 | 11.1895 | 0.80155 | 11 | 0.99102
80258 | 6.63 | 0.8 | 365 | 6.0216 | 0.19028 | 6 | 0.21189
80259 | 4.35 | 0.8 | 365 | 3.9508 | 0.9348 | 4 | 0.88563
80260 | 8.41 | 0.8 | 365 | 7.6383 | 0.073945 | 7 | 0.71222
80261 | 4.35 | 0.8 | 365 | 3.9508 | 0.9348 | 4 | 0.88563
80262 | 4.56 | 0.8 | 365 | 4.1416 | 0.51096 | 4 | 0.65252
80264 | 10.08 | 0.8 | 365 | 9.155 | 0.65581 | 9 | 0.81084
80265 | 7.92 | 0.8 | 365 | 7.1932 | 0.72957 | 7 | 0.9228
80266 | 5.58 | 0.8 | 365 | 5.068 | 0.30947 | 5 | 0.37743
80267 | 13.68 | 0.8 | 365 | 12.4247 | 0.53289 | 12 | 0.95757
80268 | 7.2 | 0.8 | 365 | 6.5393 | 0.75415 | 7 | 0.29346
80270 | 12.06 | 0.8 | 365 | 10.9533 | 0.088202 | 11 | 0.041538
80272 | 5.415 | 0.8 | 365 | 4.9181 | 0.85677 | 5 | 0.77487
80273 | 9.6 | 0.8 | 365 | 8.7191 | 0.33887 | 9 | 0.05794
80274 | 5.12 | 0.8 | 365 | 4.6502 | 0.047396 | 4 | 0.69757
80276 | 9.61 | 0.8 | 365 | 8.7282 | 0.3663 | 9 | 0.094459
80277 | 5.36 | 0.8 | 365 | 4.8681 | 0.70587 | 5 | 0.57402
80279 | 4.35 | 0.8 | 365 | 3.9508 | 0.9348 | 4 | 0.88563
80234 | 5.51 | 0.8 | 365 | 5.0044 | 0.11741 | 5 | 0.1218
80280 | 3.2 | 0.8 | 365 | 2.9064 | 0.77962 | 3 | 0.68598
80281 | 12.54 | 0.8 | 365 | 11.3893 | 0.40515 | 11 | 0.79443
80214 | 10.44 | 0.8 | 365 | 9.482 | 0.64352 | 10 | 0.12551
80282 | 8.4 | 0.8 | 365 | 7.6292 | 0.046509 | 7 | 0.6757
80216 | 3.42 | 0.8 | 365 | 3.1062 | 0.38322 | 3 | 0.48939
80271 | 6.27 | 0.8 | 365 | 5.6946 | 0.20257 | 5 | 0.89722
80284 | 2.61 | 0.8 | 365 | 2.3705 | 0.16088 | 2 | 0.53138
80289 | 5.36 | 0.8 | 365 | 4.8681 | 0.70587 | 5 | 0.57402
80285 | 6.38 | 0.8 | 365 | 5.7946 | 0.50437 | 6 | 0.29892
80287 | 4.64 | 0.8 | 365 | 4.2142 | 0.73045 | 4 | 0.94467
80292 | 2.9 | 0.8 | 365 | 2.6339 | 0.95653 | 3 | 0.59042
80293 | 5.22 | 0.8 | 365 | 4.741 | 0.32176 | 5 | 0.062755
80295 | 4.93 | 0.8 | 365 | 4.4776 | 0.52611 | 5 | 0.0037132
80297 | 5.22 | 0.8 | 365 | 4.741 | 0.32176 | 5 | 0.062755
80298 | 2.32 | 0.8 | 365 | 2.1071 | 0.36523 | 2 | 0.47234
80299 | 4.35 | 0.8 | 365 | 3.9508 | 0.9348 | 4 | 0.88563
80300 | 8.41 | 0.8 | 365 | 7.6383 | 0.073945 | 7 | 0.71222
80296 | 4.5 | 0.8 | 365 | 4.0871 | 0.34634 | 4 | 0.43341
79907 | 37.92 | 0.6 | 365 | 25.8303 | 0.028894 | 25 | 0.85915
80302 | 12.6 | 0.8 | 365 | 11.4438 | 0.56976 | 12 | 0.013547
80303 | 7.7 | 0.8 | 365 | 6.9934 | 0.12597 | 7 | 0.11939
80306 | 4.32 | 0.8 | 365 | 3.9236 | 0.85249 | 4 | 0.77607
80224 | 6 | 0.8 | 365 | 5.4494 | 0.46179 | 5 | 0.91121
80309 | 11.4 | 0.8 | 365 | 10.3539 | 0.2774 | 10 | 0.6313
80308 | 10.14 | 0.8 | 365 | 9.2095 | 0.82043 | 10 | 0.02995
80305 | 7.92 | 0.8 | 365 | 7.1932 | 0.72957 | 7 | 0.9228
80310 | 4.13 | 0.8 | 365 | 3.751 | 0.3312 | 4 | 0.082218
80312 | 9.72 | 0.8 | 365 | 8.8281 | 0.6681 | 9 | 0.49616
80314 | 12.9 | 0.8 | 365 | 11.7163 | 0.39285 | 12 | 0.10911
79847 | 6.38 | 0.8 | 365 | 5.7946 | 0.50437 | 6 | 0.29892
80318 | 4.62 | 0.8 | 365 | 4.1961 | 0.67558 | 4 | 0.87163
80317 | 8.04 | 0.8 | 365 | 7.3022 | 0.058801 | 7 | 0.36103
80319 | 18.3 | 0.8 | 365 | 16.6207 | 0.20847 | 16 | 0.8292
76762 | 20.88 | 0.8 | 365 | 18.964 | 0.28704 | 19 | 0.25102
79573 | 6.6 | 0.8 | 365 | 5.9944 | 0.10797 | 6 | 0.10233
80320 | 8.64 | 0.8 | 365 | 7.8472 | 0.70498 | 8 | 0.55215
80321 | 8.58 | 0.8 | 365 | 7.7927 | 0.54036 | 8 | 0.33303
80323 | 10.73 | 0.8 | 365 | 9.7454 | 0.43917 | 10 | 0.18455
80322 | 12.16 | 0.8 | 365 | 11.0442 | 0.36257 | 11 | 0.40672
80327 | 11.16 | 0.8 | 365 | 10.1359 | 0.61893 | 10 | 0.75486
80329 | 3.6 | 0.8 | 365 | 3.2697 | 0.87708 | 4 | 0.14673
80331 | 11.48 | 0.8 | 365 | 10.4266 | 0.4969 | 10 | 0.92345
80333 | 7.56 | 0.8 | 365 | 6.8663 | 0.74186 | 7 | 0.60813
80334 | 5.76 | 0.8 | 365 | 5.2314 | 0.80332 | 6 | 0.034764
80335 | 7.83 | 0.8 | 365 | 7.1115 | 0.48264 | 7 | 0.59413
80336 | 4.06 | 0.8 | 365 | 3.6874 | 0.13915 | 3 | 0.82659
80339 | 6.96 | 0.8 | 365 | 6.3213 | 0.095679 | 6 | 0.41701
80212 | 8.06 | 0.8 | 365 | 7.3204 | 0.11367 | 7 | 0.43406
80342 | 8.96 | 0.8 | 365 | 8.1378 | 0.58294 | 8 | 0.72074
80343 | 13.12 | 0.8 | 365 | 11.9161 | 0.99645 | 12 | 0.91252
80344 | 10.08 | 0.8 | 365 | 9.155 | 0.65581 | 9 | 0.81084
80345 | 6.3 | 0.8 | 365 | 5.7219 | 0.28488 | 6 | 0.0067734
80346 | 8.91 | 0.8 | 365 | 8.0924 | 0.44576 | 8 | 0.53815
80347 | 3.99 | 0.8 | 365 | 3.6239 | 0.94709 | 4 | 0.57096
80348 | 8.12 | 0.8 | 365 | 7.3749 | 0.27829 | 7 | 0.65317
80350 | 4.575 | 0.8 | 365 | 4.1552 | 0.55212 | 4 | 0.7073
80351 | 6.365 | 0.8 | 365 | 5.7809 | 0.46322 | 6 | 0.24414
80352 | 6 | 0.8 | 365 | 5.4494 | 0.46179 | 5 | 0.91121
80353 | 4.29 | 0.8 | 365 | 3.8963 | 0.77018 | 4 | 0.66652
80354 | 6.175 | 0.8 | 365 | 5.6084 | 0.94193 | 6 | 0.55029
80355 | 5.51 | 0.8 | 365 | 5.0044 | 0.11741 | 5 | 0.1218
80357 | 5.94 | 0.8 | 365 | 5.3949 | 0.29717 | 5 | 0.6921
80358 | 5.6 | 0.8 | 365 | 5.0861 | 0.36434 | 5 | 0.45047
80360 | 14.7 | 0.8 | 365 | 13.3511 | 0.33139 | 13 | 0.68247
80359 | 6.6 | 0.8 | 365 | 5.9944 | 0.10797 | 6 | 0.10233
80361 | 8.4 | 0.8 | 365 | 7.6292 | 0.046509 | 7 | 0.6757
80362 | 9.1 | 0.8 | 365 | 8.265 | 0.96705 | 9 | 0.23201
80364 | 8.91 | 0.8 | 365 | 8.0924 | 0.44576 | 8 | 0.53815
79918 | 5.605 | 0.8 | 365 | 5.0907 | 0.37806 | 5 | 0.46872
80363 | 11.96 | 0.8 | 365 | 10.8625 | 0.81384 | 11 | 0.67635
80365 | 12.21 | 0.8 | 365 | 11.0896 | 0.49975 | 11 | 0.58932
79788 | 5.28 | 0.8 | 365 | 4.7955 | 0.48638 | 5 | 0.28187
80367 | 8.68 | 0.8 | 365 | 7.8835 | 0.81473 | 8 | 0.69822
79932 | 6.08 | 0.8 | 365 | 5.5221 | 0.68128 | 6 | 0.20336
76981 | 4.5 | 0.8 | 365 | 4.0871 | 0.34634 | 4 | 0.43341
79969 | 5.28 | 0.8 | 365 | 4.7955 | 0.48638 | 5 | 0.28187
80447 | 7.5 | 0.8 | 365 | 6.8118 | 0.57724 | 7 | 0.38902
80451 | 12 | 0.8 | 365 | 10.8988 | 0.92358 | 11 | 0.82243
68978 | 12.915 | 0.8 | 365 | 11.7299 | 0.43401 | 12 | 0.16389
80229 | 11.9 | 0.8 | 365 | 10.808 | 0.64922 | 11 | 0.45724
34777 | 2805.75 | 1 | 365 | 3185.3568 | 0.43185 | 3185 | 0.78861
80239 | 4.02 | 0.8 | 365 | 3.6511 | 0.029401 | 3 | 0.68051
79235 | 10.44 | 0.8 | 365 | 9.482 | 0.64352 | 10 | 0.12551
79719 | 5.6 | 0.8 | 365 | 5.0861 | 0.36434 | 5 | 0.45047
80368 | 10.24 | 0.8 | 365 | 9.3003 | 0.094792 | 9 | 0.39514
51494 | 1329.3 | 1 | 365 | 1509.149 | 0.88752 | 1510 | 0.036495
78778 | 23.544 | 0.8 | 365 | 21.3835 | 0.59607 | 21 | 0.9796
51297 | 1386.9 | 1 | 365 | 1574.542 | 0.42903 | 1574 | 0.97105
80369 | 12.39 | 0.8 | 365 | 11.2531 | 0.9936 | 12 | 0.24665
80371 | 6.72 | 0.8 | 365 | 6.1034 | 0.43721 | 6 | 0.54056
80372 | 7.68 | 0.8 | 365 | 6.9753 | 0.071094 | 7 | 0.046352
80374 | 11.7 | 0.8 | 365 | 10.6264 | 0.10049 | 10 | 0.72686
80377 | 11.89 | 0.8 | 365 | 10.7989 | 0.62178 | 11 | 0.42072
80379 | 6.72 | 0.8 | 365 | 6.1034 | 0.43721 | 6 | 0.54056
80380 | 8.12 | 0.8 | 365 | 7.3749 | 0.27829 | 7 | 0.65317
80382 | 9.69 | 0.8 | 365 | 8.8008 | 0.58579 | 9 | 0.38661
79420 | 3.3 | 0.8 | 365 | 2.9972 | 0.053986 | 3 | 0.051167
79275 | 9.69 | 0.8 | 365 | 8.8008 | 0.58579 | 9 | 0.38661
80116 | 9.315 | 0.8 | 365 | 8.4602 | 0.55693 | 9 | 0.017158
80052 | 5.4 | 0.8 | 365 | 4.9045 | 0.81561 | 5 | 0.72009
80118 | 8.829 | 0.8 | 365 | 8.0188 | 0.22353 | 8 | 0.24235
80067 | 6.12 | 0.8 | 365 | 5.5584 | 0.79103 | 6 | 0.34944
80123 | 3.18 | 1 | 365 | 3.6102 | 0.90594 | 4 | 0.51618
80087 | 3 | 0.8 | 365 | 2.7247 | 0.2309 | 2 | 0.95561
80044 | 13.2 | 0.8 | 365 | 11.9887 | 0.21594 | 12 | 0.20467
80253 | 7.68 | 0.8 | 365 | 6.9753 | 0.071094 | 7 | 0.046352
80059 | 14.061 | 0.8 | 365 | 12.7707 | 0.57821 | 13 | 0.34893
65230 | 645.12 | 0.7 | 365 | 512.6815 | 0.72539 | 513 | 0.4069
80275 | 7.7 | 0.8 | 365 | 6.9934 | 0.12597 | 7 | 0.11939
80179 | 12.3 | 0.8 | 365 | 11.1713 | 0.74667 | 11 | 0.91799
80269 | 8.4 | 0.8 | 365 | 7.6292 | 0.046509 | 7 | 0.6757
80315 | 8.265 | 0.8 | 365 | 7.5066 | 0.67612 | 8 | 0.1827
80125 | 15.84 | 0.8 | 365 | 14.3865 | 0.45913 | 14 | 0.8456
80227 | 40.8 | 0.6 | 365 | 27.792 | 0.95514 | 28 | 0.74719
80016 | 8.7 | 0.8 | 365 | 7.9017 | 0.8696 | 8 | 0.77126
80024 | 14.52 | 0.8 | 365 | 13.1876 | 0.83754 | 14 | 0.025135
80032 | 3.19 | 0.8 | 365 | 2.8973 | 0.75219 | 3 | 0.64946
80041 | 7.83 | 0.8 | 365 | 7.1115 | 0.48264 | 7 | 0.59413
80057 | 13.08 | 0.8 | 365 | 11.8797 | 0.88671 | 12 | 0.76644
80149 | 5.22 | 0.8 | 365 | 4.741 | 0.32176 | 5 | 0.062755
80176 | 5.94 | 0.8 | 365 | 5.3949 | 0.29717 | 5 | 0.6921
80248 | 7.7 | 0.8 | 365 | 6.9934 | 0.12597 | 7 | 0.11939
80290 | 13.08 | 0.8 | 365 | 11.8797 | 0.88671 | 12 | 0.76644
80304 | 24.2 | 0.8 | 365 | 21.9793 | 0.39589 | 22 | 0.37522
80151 | 4.64 | 0.8 | 365 | 4.2142 | 0.73045 | 4 | 0.94467
80387 | 4.06 | 0.8 | 365 | 3.6874 | 0.13915 | 3 | 0.82659
80388 | 7.25 | 0.8 | 365 | 6.5847 | 0.89133 | 7 | 0.47605
80389 | 8.25 | 0.8 | 365 | 7.493 | 0.63496 | 8 | 0.12792
80391 | 13.395 | 0.8 | 365 | 12.1658 | 0.75095 | 12 | 0.91678
80393 | 11.772 | 0.8 | 365 | 10.6918 | 0.29804 | 10 | 0.9898
80395 | 9.6 | 0.8 | 365 | 8.7191 | 0.33887 | 9 | 0.05794
79908 | 14.08 | 0.8 | 365 | 12.788 | 0.63034 | 13 | 0.41831
79943 | 4.48 | 0.8 | 365 | 4.0689 | 0.29147 | 4 | 0.36037
80396 | 7.2 | 0.8 | 365 | 6.5393 | 0.75415 | 7 | 0.29346
36803 | 171.2 | 0.9 | 365 | 174.9264 | 0.42352 | 175 | 0.34993
78609 | 11.2 | 0.8 | 365 | 10.1723 | 0.72868 | 10 | 0.90093
80340 | 9.72 | 0.8 | 365 | 8.8281 | 0.6681 | 9 | 0.49616
79947 | 3.35 | 0.8 | 365 | 3.0426 | 0.19117 | 3 | 0.23376
80375 | 9.92 | 0.8 | 365 | 9.0097 | 0.21683 | 9 | 0.22654
80593 | 7.8 | 0.8 | 365 | 7.0842 | 0.40033 | 7 | 0.48458
79614 | 19.84 | 0.8 | 365 | 18.0194 | 0.43366 | 18 | 0.45308
80341 | 12.6 | 0.8 | 365 | 11.4438 | 0.56976 | 12 | 0.013547
80330 | 8.04 | 0.8 | 365 | 7.3022 | 0.058801 | 7 | 0.36103
78811 | 9.28 | 0.8 | 365 | 8.4284 | 0.4609 | 8 | 0.88934
80425 | 4.5 | 0.8 | 365 | 4.0871 | 0.34634 | 4 | 0.43341
80430 | 6.867 | 0.8 | 365 | 6.2369 | 0.84052 | 7 | 0.077383
80454 | 3.08 | 0.8 | 365 | 2.7974 | 0.45039 | 3 | 0.24776
80455 | 7.25 | 0.8 | 365 | 6.5847 | 0.89133 | 7 | 0.47605
80594 | 9.625 | 0.8 | 365 | 8.7418 | 0.40746 | 9 | 0.14924
80472 | 12.6 | 0.8 | 365 | 11.4438 | 0.56976 | 12 | 0.013547
80474 | 5.985 | 0.8 | 365 | 5.4358 | 0.42064 | 5 | 0.85643
80487 | 5.775 | 0.8 | 365 | 5.2451 | 0.84447 | 6 | 0.089542
80488 | 6.96 | 0.8 | 365 | 6.3213 | 0.095679 | 6 | 0.41701
80491 | 13.2 | 0.8 | 365 | 11.9887 | 0.21594 | 12 | 0.20467
80495 | 11.825 | 0.8 | 365 | 10.7399 | 0.44345 | 11 | 0.18335
80503 | 8.502 | 0.8 | 365 | 7.7218 | 0.32636 | 8 | 0.048189
80324 | 4.845 | 1 | 365 | 5.5005 | 0.61612 | 6 | 0.11663
80537 | 8.64 | 0.8 | 365 | 7.8472 | 0.70498 | 8 | 0.55215
80540 | 4.06 | 0.8 | 365 | 3.6874 | 0.13915 | 3 | 0.82659
79968 | 5.04 | 0.8 | 365 | 4.5775 | 0.82791 | 5 | 0.40542
80483 | 10.26 | 0.8 | 365 | 9.3185 | 0.14966 | 9 | 0.46817
80485 | 5.46 | 0.8 | 365 | 4.959 | 0.98023 | 5 | 0.9392
80546 | 8.4 | 0.8 | 365 | 7.6292 | 0.046509 | 7 | 0.6757
80547 | 6.51 | 0.8 | 365 | 5.9126 | 0.86104 | 6 | 0.77367
80548 | 9.12 | 0.8 | 365 | 8.2831 | 0.021924 | 8 | 0.30504
80552 | 13.3 | 0.8 | 365 | 12.0795 | 0.49031 | 12 | 0.56986
80553 | 12 | 0.8 | 365 | 10.8988 | 0.92358 | 11 | 0.82243
80555 | 6.9 | 0.8 | 365 | 6.2668 | 0.93106 | 7 | 0.19789
80556 | 12 | 0.8 | 365 | 10.8988 | 0.92358 | 11 | 0.82243
80469 | 9.57 | 0.8 | 365 | 8.6918 | 0.25656 | 8 | 0.94838
80470 | 6.09 | 0.8 | 365 | 5.5312 | 0.70872 | 6 | 0.23988
80497 | 7.98 | 0.8 | 365 | 7.2477 | 0.89418 | 8 | 0.14191
80476 | 8.41 | 0.8 | 365 | 7.6383 | 0.073945 | 7 | 0.71222
80480 | 13.395 | 0.8 | 365 | 12.1658 | 0.75095 | 12 | 0.91678
80477 | 6.67 | 0.8 | 365 | 6.0579 | 0.30003 | 6 | 0.35796
80572 | 6.2 | 0.8 | 365 | 5.6311 | 0.010518 | 5 | 0.64159
80581 | 10.675 | 0.8 | 365 | 9.6954 | 0.28827 | 9 | 0.9837
80582 | 13.395 | 0.8 | 365 | 12.1658 | 0.75095 | 12 | 0.91678
80583 | 12.825 | 0.8 | 365 | 11.6481 | 0.18708 | 11 | 0.83522
80577 | 6.6 | 0.8 | 365 | 5.9944 | 0.10797 | 6 | 0.10233
80588 | 12.426 | 0.8 | 365 | 11.2858 | 0.092371 | 11 | 0.37812
80601 | 4.845 | 0.8 | 365 | 4.4004 | 0.2929 | 4 | 0.6933
80609 | 5.2 | 0.8 | 365 | 4.7228 | 0.26689 | 4 | 0.98972
80620 | 8.7 | 0.8 | 365 | 7.9017 | 0.8696 | 8 | 0.77126
80622 | 9 | 0.8 | 365 | 8.1741 | 0.69269 | 8 | 0.86682
80383 | 7.83 | 0.8 | 365 | 7.1115 | 0.48264 | 7 | 0.59413
36801 | 334.72 | 0.9 | 365 | 342.0056 | 0.14207 | 342 | 0.14772
80399 | 8.26 | 0.8 | 365 | 7.502 | 0.6624 | 8 | 0.16444
80401 | 6.67 | 0.8 | 365 | 6.0579 | 0.30003 | 6 | 0.35796
34354 | 1398.15 | 0.8 | 365 | 1269.8513 | 0.0090808 | 1269 | 0.86036
79911 | 6.72 | 0.8 | 365 | 6.1034 | 0.43721 | 6 | 0.54056
79800 | 7.04 | 0.8 | 365 | 6.394 | 0.31517 | 6 | 0.70916
80402 | 3.48 | 0.8 | 365 | 3.1607 | 0.54784 | 3 | 0.7085
80403 | 11.89 | 0.8 | 365 | 10.7989 | 0.62178 | 11 | 0.42072
80404 | 11.505 | 0.8 | 365 | 10.4493 | 0.56549 | 11 | 0.014751
80408 | 5.22 | 0.8 | 365 | 4.741 | 0.32176 | 5 | 0.062755
80412 | 5.695 | 0.8 | 365 | 5.1724 | 0.62498 | 5 | 0.79739
80415 | 12.54 | 0.8 | 365 | 11.3893 | 0.40515 | 11 | 0.79443
80077 | 5.886 | 0.8 | 365 | 5.3459 | 0.14902 | 5 | 0.4949
80417 | 12.3 | 0.8 | 365 | 11.1713 | 0.74667 | 11 | 0.91799
80419 | 8.835 | 0.8 | 365 | 8.0243 | 0.23999 | 8 | 0.26426
80420 | 3.9 | 0.8 | 365 | 3.5421 | 0.70016 | 4 | 0.24229
80422 | 8.16 | 0.8 | 365 | 7.4112 | 0.38804 | 7 | 0.79925
80423 | 4.275 | 0.8 | 365 | 3.8827 | 0.72903 | 4 | 0.61174
80424 | 7 | 0.8 | 365 | 6.3577 | 0.20542 | 6 | 0.56308
80427 | 7.75 | 0.8 | 365 | 7.0388 | 0.26315 | 7 | 0.30198
80426 | 10.73 | 0.8 | 365 | 9.7454 | 0.43917 | 10 | 0.18455
80431 | 11.685 | 0.8 | 365 | 10.6127 | 0.05934 | 10 | 0.67209
80432 | 8.64 | 0.8 | 365 | 7.8472 | 0.70498 | 8 | 0.55215
80433 | 5.8 | 0.8 | 365 | 5.2678 | 0.91307 | 6 | 0.18084
80434 | 8.96 | 0.8 | 365 | 8.1378 | 0.58294 | 8 | 0.72074
80435 | 12.18 | 0.8 | 365 | 11.0623 | 0.41744 | 11 | 0.47976
80437 | 6.09 | 0.8 | 365 | 5.5312 | 0.70872 | 6 | 0.23988
80436 | 7.8 | 0.8 | 365 | 7.0842 | 0.40033 | 7 | 0.48458
80438 | 6 | 0.8 | 365 | 5.4494 | 0.46179 | 5 | 0.91121
80590 | 11.6 | 0.8 | 365 | 10.5355 | 0.82613 | 11 | 0.36168
80439 | 10.44 | 0.8 | 365 | 9.482 | 0.64352 | 10 | 0.12551
80442 | 9.28 | 0.8 | 365 | 8.4284 | 0.4609 | 8 | 0.88934
80443 | 6.7 | 0.8 | 365 | 6.0852 | 0.38233 | 6 | 0.46752
80444 | 6.96 | 0.8 | 365 | 6.3213 | 0.095679 | 6 | 0.41701
80446 | 3.77 | 0.8 | 365 | 3.4241 | 0.34349 | 3 | 0.76755
80445 | 10.44 | 0.8 | 365 | 9.482 | 0.64352 | 10 | 0.12551
80448 | 8.64 | 0.8 | 365 | 7.8472 | 0.70498 | 8 | 0.55215
80450 | 8.58 | 0.8 | 365 | 7.7927 | 0.54036 | 8 | 0.33303
80452 | 8 | 0.8 | 365 | 7.2659 | 0.94906 | 8 | 0.21495
80458 | 5.7 | 0.8 | 365 | 5.1769 | 0.6387 | 5 | 0.81565
80459 | 10.44 | 0.8 | 365 | 9.482 | 0.64352 | 10 | 0.12551
80460 | 12.18 | 0.8 | 365 | 11.0623 | 0.41744 | 11 | 0.47976
79990 | 12.15 | 0.8 | 365 | 11.0351 | 0.33513 | 11 | 0.37021
80462 | 3.835 | 0.8 | 365 | 3.4831 | 0.52183 | 4 | 0.0049168
80463 | 7.67 | 0.8 | 365 | 6.9662 | 0.043657 | 7 | 0.0098337
80464 | 5.8 | 0.8 | 365 | 5.2678 | 0.91307 | 6 | 0.18084
80465 | 3.77 | 0.8 | 365 | 3.4241 | 0.34349 | 3 | 0.76755
80466 | 6.84 | 0.8 | 365 | 6.2123 | 0.76644 | 6 | 0.97878
80467 | 6.09 | 0.8 | 365 | 5.5312 | 0.70872 | 6 | 0.23988
80471 | 7.84 | 0.8 | 365 | 7.1206 | 0.51007 | 7 | 0.63065
80473 | 5.025 | 0.8 | 365 | 4.5639 | 0.78675 | 5 | 0.35064
80456 | 4.56 | 0.8 | 365 | 4.1416 | 0.51096 | 4 | 0.65252
80475 | 8.32 | 0.8 | 365 | 7.5565 | 0.82702 | 8 | 0.38355
80440 | 13.11 | 0.8 | 365 | 11.907 | 0.96902 | 12 | 0.876
80484 | 8.91 | 0.8 | 365 | 8.0924 | 0.44576 | 8 | 0.53815
80492 | 7.36 | 0.8 | 365 | 6.6846 | 0.19313 | 6 | 0.87775
80384 | 9.735 | 0.8 | 365 | 8.8417 | 0.70926 | 9 | 0.55094
80496 | 8 | 0.8 | 365 | 7.2659 | 0.94906 | 8 | 0.21495
80418 | 7.25 | 0.8 | 365 | 6.5847 | 0.89133 | 7 | 0.47605
80504 | 9.57 | 0.8 | 365 | 8.6918 | 0.25656 | 8 | 0.94838
80505 | 8.55 | 0.8 | 365 | 7.7654 | 0.45805 | 8 | 0.22348
80506 | 6.6 | 0.8 | 365 | 5.9944 | 0.10797 | 6 | 0.10233
80499 | 10.2 | 0.8 | 365 | 9.264 | 0.98505 | 10 | 0.24906
80507 | 5.3 | 0.8 | 365 | 4.8137 | 0.54125 | 5 | 0.3549
80509 | 6.65 | 0.8 | 365 | 6.0398 | 0.24515 | 6 | 0.28493
80510 | 8.64 | 0.8 | 365 | 7.8472 | 0.70498 | 8 | 0.55215
80512 | 11.4 | 0.8 | 365 | 10.3539 | 0.2774 | 10 | 0.6313
80400 | 11.89 | 0.8 | 365 | 10.7989 | 0.62178 | 11 | 0.42072
80516 | 5.7 | 0.8 | 365 | 5.1769 | 0.6387 | 5 | 0.81565
80518 | 8.91 | 0.8 | 365 | 8.0924 | 0.44576 | 8 | 0.53815
80522 | 5.13 | 0.8 | 365 | 4.6593 | 0.074832 | 4 | 0.73409
80523 | 4.62 | 0.8 | 365 | 4.1961 | 0.67558 | 4 | 0.87163
80524 | 4.845 | 0.8 | 365 | 4.4004 | 0.2929 | 4 | 0.6933
80457 | 5.8 | 0.8 | 365 | 5.2678 | 0.91307 | 6 | 0.18084
80525 | 4.275 | 0.8 | 365 | 3.8827 | 0.72903 | 4 | 0.61174
80526 | 4.06 | 0.8 | 365 | 3.6874 | 0.13915 | 3 | 0.82659
80527 | 9.24 | 0.8 | 365 | 8.3921 | 0.35116 | 8 | 0.74327
80528 | 7.56 | 0.8 | 365 | 6.8663 | 0.74186 | 7 | 0.60813
80531 | 3.77 | 0.8 | 365 | 3.4241 | 0.34349 | 3 | 0.76755
80530 | 9.57 | 0.8 | 365 | 8.6918 | 0.25656 | 8 | 0.94838
80532 | 6.84 | 0.8 | 365 | 6.2123 | 0.76644 | 6 | 0.97878
80533 | 11.22 | 0.8 | 365 | 10.1904 | 0.78355 | 10 | 0.97397
80413 | 12.47 | 0.8 | 365 | 11.3257 | 0.21309 | 11 | 0.5388
80416 | 4.35 | 0.8 | 365 | 3.9508 | 0.9348 | 4 | 0.88563
80449 | 4.56 | 0.8 | 365 | 4.1416 | 0.51096 | 4 | 0.65252
80538 | 6.93 | 0.8 | 365 | 6.2941 | 0.01337 | 6 | 0.30745
80541 | 5.28 | 0.8 | 365 | 4.7955 | 0.48638 | 5 | 0.28187
80405 | 3.19 | 0.8 | 365 | 2.8973 | 0.75219 | 3 | 0.64946
80409 | 8.7 | 0.8 | 365 | 7.9017 | 0.8696 | 8 | 0.77126
80406 | 3.19 | 0.8 | 365 | 2.8973 | 0.75219 | 3 | 0.64946
80337 | 6.96 | 0.8 | 365 | 6.3213 | 0.095679 | 6 | 0.41701
80481 | 5.51 | 0.8 | 365 | 5.0044 | 0.11741 | 5 | 0.1218
80453 | 15.66 | 0.8 | 365 | 14.223 | 0.96528 | 15 | 0.18827
80560 | 5.22 | 0.8 | 365 | 4.741 | 0.32176 | 5 | 0.062755
80562 | 5.015 | 0.8 | 365 | 4.5548 | 0.75931 | 5 | 0.31412
80494 | 4.35 | 0.8 | 365 | 3.9508 | 0.9348 | 4 | 0.88563
80564 | 6.38 | 0.8 | 365 | 5.7946 | 0.50437 | 6 | 0.29892
80563 | 10.73 | 0.8 | 365 | 9.7454 | 0.43917 | 10 | 0.18455
80565 | 4.64 | 0.8 | 365 | 4.2142 | 0.73045 | 4 | 0.94467
80508 | 9.12 | 0.8 | 365 | 8.2831 | 0.021924 | 8 | 0.30504
80568 | 6.38 | 0.8 | 365 | 5.7946 | 0.50437 | 6 | 0.29892
80567 | 5.22 | 0.8 | 365 | 4.741 | 0.32176 | 5 | 0.062755
80220 | 32.48 | 0.6 | 365 | 22.1246 | 0.83488 | 22 | 0.95952
80575 | 6.09 | 0.8 | 365 | 5.5312 | 0.70872 | 6 | 0.23988
80576 | 3.77 | 0.8 | 365 | 3.4241 | 0.34349 | 3 | 0.76755
80578 | 8.41 | 0.8 | 365 | 7.6383 | 0.073945 | 7 | 0.71222
80580 | 2.32 | 0.8 | 365 | 2.1071 | 0.36523 | 2 | 0.47234
79970 | 8.58 | 0.8 | 365 | 7.7927 | 0.54036 | 8 | 0.33303
80301 | 4.55 | 0.8 | 365 | 4.1325 | 0.48353 | 4 | 0.616
80596 | 8.125 | 0.8 | 365 | 7.3794 | 0.29201 | 7 | 0.67143
80598 | 9.57 | 0.8 | 365 | 8.6918 | 0.25656 | 8 | 0.94838
80599 | 5.8 | 0.8 | 365 | 5.2678 | 0.91307 | 6 | 0.18084
80600 | 10.15 | 0.8 | 365 | 9.2186 | 0.84786 | 10 | 0.066468
80603 | 7 | 0.8 | 365 | 6.3577 | 0.20542 | 6 | 0.56308
80605 | 3.77 | 0.8 | 365 | 3.4241 | 0.34349 | 3 | 0.76755
80606 | 14 | 0.8 | 365 | 12.7153 | 0.41085 | 13 | 0.12616
80608 | 7.8 | 0.8 | 365 | 7.0842 | 0.40033 | 7 | 0.48458
80607 | 13.34 | 0.8 | 365 | 12.1159 | 0.60005 | 12 | 0.71593
80611 | 11.39 | 0.8 | 365 | 10.3448 | 0.24997 | 10 | 0.59479
80613 | 11.55 | 0.8 | 365 | 10.4901 | 0.68895 | 11 | 0.17908
80614 | 13.34 | 0.8 | 365 | 12.1159 | 0.60005 | 12 | 0.71593
80615 | 7.35 | 0.8 | 365 | 6.6755 | 0.1657 | 6 | 0.84124
80616 | 6.84 | 0.8 | 365 | 6.2123 | 0.76644 | 6 | 0.97878
80617 | 24.64 | 0.8 | 365 | 22.379 | 0.60309 | 22 | 0.98205
80618 | 8.4 | 0.8 | 365 | 7.6292 | 0.046509 | 7 | 0.6757
80026 | 18 | 0.8 | 365 | 16.3483 | 0.38538 | 16 | 0.73364
80623 | 5.36 | 0.8 | 365 | 4.8681 | 0.70587 | 5 | 0.57402
80624 | 8.96 | 0.8 | 365 | 8.1378 | 0.58294 | 8 | 0.72074
80625 | 8.54 | 0.8 | 365 | 7.7563 | 0.43062 | 8 | 0.18696
80626 | 7.68 | 0.8 | 365 | 6.9753 | 0.071094 | 7 | 0.046352
80631 | 10.8 | 0.8 | 365 | 9.809 | 0.63123 | 10 | 0.44018
80632 | 10.8 | 0.8 | 365 | 9.809 | 0.63123 | 10 | 0.44018
80634 | 10.8 | 0.8 | 365 | 9.809 | 0.63123 | 10 | 0.44018
80633 | 8.24 | 0.8 | 365 | 7.4839 | 0.60753 | 8 | 0.091399
80635 | 4.8 | 0.8 | 365 | 4.3595 | 0.16943 | 4 | 0.52897
80637 | 9.15 | 0.8 | 365 | 8.3104 | 0.10423 | 8 | 0.4146
80644 | 8.4 | 0.8 | 365 | 7.6292 | 0.046509 | 7 | 0.6757
78779 | 13.32 | 0.8 | 365 | 12.0977 | 0.54518 | 12 | 0.64289
79145 | 5.22 | 0.8 | 365 | 4.741 | 0.32176 | 5 | 0.062755
79865 | 8.64 | 0.8 | 365 | 7.8472 | 0.70498 | 8 | 0.55215
80326 | 12.6 | 0.8 | 365 | 11.4438 | 0.56976 | 12 | 0.013547
80328 | 11.84 | 0.8 | 365 | 10.7535 | 0.4846 | 11 | 0.23813
80042 | 10.64 | 0.8 | 365 | 9.6636 | 0.19224 | 9 | 0.85588
80662 | 13.395 | 0.8 | 365 | 12.1658 | 0.75095 | 12 | 0.91678
80684 | 6.48 | 0.8 | 365 | 5.8854 | 0.77874 | 6 | 0.66411
80561 | 6.48 | 0.8 | 365 | 5.8854 | 0.77874 | 6 | 0.66411
80683 | 11.04 | 0.8 | 365 | 10.0269 | 0.2897 | 10 | 0.31663
80559 | 6.84 | 0.8 | 365 | 6.2123 | 0.76644 | 6 | 0.97878
80373 | 11.16 | 0.8 | 365 | 10.1359 | 0.61893 | 10 | 0.75486
80378 | 11.52 | 0.8 | 365 | 10.4629 | 0.60664 | 11 | 0.069529
79673 | 9.32 | 0.8 | 365 | 8.4648 | 0.57065 | 9 | 0.035417
80203 | 11.16 | 0.8 | 365 | 10.1359 | 0.61893 | 10 | 0.75486
80198 | 11.16 | 0.8 | 365 | 10.1359 | 0.61893 | 10 | 0.75486
80197 | 10.35 | 0.8 | 365 | 9.4003 | 0.39659 | 9 | 0.79684
80195 | 5.175 | 0.8 | 365 | 4.7001 | 0.1983 | 4 | 0.89842
80192 | 11.16 | 0.8 | 365 | 10.1359 | 0.61893 | 10 | 0.75486
80191 | 8.28 | 0.8 | 365 | 7.5202 | 0.71727 | 8 | 0.23747
80092 | 19.62 | 0.8 | 365 | 17.8196 | 0.83006 | 18 | 0.64967
80085 | 7.2 | 0.8 | 365 | 6.5393 | 0.75415 | 7 | 0.29346
80030 | 17.25 | 0.8 | 365 | 15.6671 | 0.32765 | 15 | 0.99474
80009 | 8.28 | 0.8 | 365 | 7.5202 | 0.71727 | 8 | 0.23747
79961 | 10.005 | 0.8 | 365 | 9.0869 | 0.45004 | 9 | 0.53695
79983 | 5.865 | 0.8 | 365 | 5.3268 | 0.091402 | 5 | 0.41821
79952 | 7.37 | 0.8 | 365 | 6.6937 | 0.22057 | 6 | 0.91427
80671 | 348.79 | 0.6 | 365 | 237.5879 | 0.71355 | 238 | 0.30149
80692 | 7.56 | 0.8 | 365 | 6.8663 | 0.74186 | 7 | 0.60813
80691 | 8.4 | 0.8 | 365 | 7.6292 | 0.046509 | 7 | 0.6757
80693 | 7.54 | 0.8 | 365 | 6.8481 | 0.68699 | 7 | 0.53509
80695 | 8.829 | 0.8 | 365 | 8.0188 | 0.22353 | 8 | 0.24235
80697 | 7.2 | 0.8 | 365 | 6.5393 | 0.75415 | 7 | 0.29346
80698 | 18.36 | 0.8 | 365 | 16.6752 | 0.37308 | 17 | 0.048311
80699 | 2.88 | 0.8 | 365 | 2.6157 | 0.90166 | 3 | 0.51738
80700 | 10.05 | 0.8 | 365 | 9.1278 | 0.5735 | 9 | 0.70128
80701 | 14.82 | 0.8 | 365 | 13.4601 | 0.66063 | 14 | 0.1207
80702 | 9.156 | 0.8 | 365 | 8.3158 | 0.12069 | 8 | 0.43651
80595 | 4.51 | 0.8 | 365 | 4.0961 | 0.37378 | 4 | 0.46993
80687 | 12.74 | 0.8 | 365 | 11.5709 | 0.95387 | 12 | 0.52481
80554 | 10.05 | 0.8 | 365 | 9.1278 | 0.5735 | 9 | 0.70128
80514 | 7.8 | 0.8 | 365 | 7.0842 | 0.40033 | 7 | 0.48458
80757 | 5.232 | 0.8 | 365 | 4.7519 | 0.35468 | 5 | 0.10658
80756 | 14.388 | 0.8 | 365 | 13.0677 | 0.47538 | 13 | 0.54309
78799 | 8.12 | 0.8 | 365 | 7.3749 | 0.27829 | 7 | 0.65317
80493 | 4.8 | 0.8 | 365 | 4.3595 | 0.16943 | 4 | 0.52897
80539 | 9.3 | 0.8 | 365 | 8.4466 | 0.51578 | 8 | 0.96238
80542 | 6.9 | 0.8 | 365 | 6.2668 | 0.93106 | 7 | 0.19789
80545 | 7.5 | 0.8 | 365 | 6.8118 | 0.57724 | 7 | 0.38902
80550 | 8.04 | 0.8 | 365 | 7.3022 | 0.058801 | 7 | 0.36103
80569 | 15.25 | 0.8 | 365 | 13.8506 | 0.84039 | 14 | 0.691
80385 | 6.93 | 0.8 | 365 | 6.2941 | 0.01337 | 6 | 0.30745
80502 | 10.72 | 0.8 | 365 | 9.7363 | 0.41174 | 10 | 0.14803
80235 | 9.28 | 0.8 | 365 | 8.4284 | 0.4609 | 8 | 0.88934
80566 | 4.425 | 0.8 | 365 | 4.0189 | 0.14057 | 4 | 0.15952
80628 | 8.37 | 0.8 | 365 | 7.6019 | 0.9642 | 8 | 0.56614
80642 | 6.6 | 0.8 | 365 | 5.9944 | 0.10797 | 6 | 0.10233
80171 | 10.665 | 0.8 | 365 | 9.6863 | 0.26084 | 9 | 0.94718
33749 | 1319.04 | 0.8 | 365 | 1198.0007 | 0.96035 | 1198 | 0.96102
80147 | 2.85 | 0.8 | 365 | 2.5885 | 0.81935 | 3 | 0.40783
79931 | 8.4 | 0.8 | 365 | 7.6292 | 0.046509 | 7 | 0.6757
80325 | 9.72 | 0.8 | 365 | 8.8281 | 0.6681 | 9 | 0.49616
80127 | 7.26 | 0.8 | 365 | 6.5938 | 0.91877 | 7 | 0.51257
80657 | 4.8 | 0.8 | 365 | 4.3595 | 0.16943 | 4 | 0.52897
80664 | 13.05 | 0.8 | 365 | 11.8525 | 0.8044 | 12 | 0.65689
80661 | 13 | 0.8 | 365 | 11.8071 | 0.66722 | 12 | 0.47429
80668 | 3 | 0.8 | 365 | 2.7247 | 0.2309 | 2 | 0.95561
80381 | 11.7 | 0.8 | 365 | 10.6264 | 0.10049 | 10 | 0.72686
80670 | 5.4 | 0.8 | 365 | 4.9045 | 0.81561 | 5 | 0.72009
80672 | 9.045 | 0.8 | 365 | 8.215 | 0.81615 | 9 | 0.031153
80674 | 7.92 | 0.8 | 365 | 7.1932 | 0.72957 | 7 | 0.9228
80676 | 3.36 | 0.8 | 365 | 3.0517 | 0.2186 | 3 | 0.27028
80677 | 7.26 | 0.8 | 365 | 6.5938 | 0.91877 | 7 | 0.51257
80678 | 9.69 | 0.8 | 365 | 8.8008 | 0.58579 | 9 | 0.38661
80680 | 5.25 | 0.8 | 365 | 4.7682 | 0.40407 | 5 | 0.17231
80681 | 6.84 | 0.8 | 365 | 6.2123 | 0.76644 | 6 | 0.97878
80682 | 7.695 | 0.8 | 365 | 6.9889 | 0.11225 | 7 | 0.10113
80649 | 12.6 | 0.8 | 365 | 11.4438 | 0.56976 | 12 | 0.013547
51493 | 1386.9 | 1 | 365 | 1574.542 | 0.42903 | 1574 | 0.97105
51496 | 1239.66 | 0.8 | 365 | 1125.9048 | 0.17085 | 1126 | 0.075677
79359 | 35.88 | 0.6 | 365 | 24.4407 | 0.83114 | 25 | 0.27179
80421 | 9.9 | 0.8 | 365 | 8.9915 | 0.16196 | 9 | 0.1535
80707 | 7.375 | 0.8 | 365 | 6.6982 | 0.23429 | 6 | 0.93253
80727 | 11.055 | 0.8 | 365 | 10.0406 | 0.33085 | 10 | 0.37141
80708 | 10.2 | 0.8 | 365 | 9.264 | 0.98505 | 10 | 0.24906
80733 | 4.02 | 0.8 | 365 | 3.6511 | 0.029401 | 3 | 0.68051
80710 | 8.12 | 0.8 | 365 | 7.3749 | 0.27829 | 7 | 0.65317
80737 | 12.22 | 0.8 | 365 | 11.0987 | 0.52718 | 11 | 0.62584
80738 | 9.72 | 0.8 | 365 | 8.8281 | 0.6681 | 9 | 0.49616
80711 | 4.93 | 0.8 | 365 | 4.4776 | 0.52611 | 5 | 0.0037132
80739 | 7.8 | 0.8 | 365 | 7.0842 | 0.40033 | 7 | 0.48458
80741 | 8.829 | 0.8 | 365 | 8.0188 | 0.22353 | 8 | 0.24235
80712 | 9.38 | 0.8 | 365 | 8.5193 | 0.73527 | 9 | 0.25453
80743 | 3.24 | 0.8 | 365 | 2.9427 | 0.88937 | 3 | 0.83205
80713 | 6.16 | 0.8 | 365 | 5.5947 | 0.90077 | 6 | 0.49551
80744 | 9.24 | 0.8 | 365 | 8.3921 | 0.35116 | 8 | 0.74327
80714 | 6.6 | 0.8 | 365 | 5.9944 | 0.10797 | 6 | 0.10233
80746 | 3.24 | 0.8 | 365 | 2.9427 | 0.88937 | 3 | 0.83205
80715 | 8.12 | 0.8 | 365 | 7.3749 | 0.27829 | 7 | 0.65317
80748 | 9.045 | 0.8 | 365 | 8.215 | 0.81615 | 9 | 0.031153
80749 | 8.375 | 0.8 | 365 | 7.6065 | 0.97792 | 8 | 0.5844
80793 | 6.76 | 1 | 365 | 7.6746 | 0.18369 | 7 | 0.85829
80750 | 6 | 0.8 | 365 | 5.4494 | 0.46179 | 5 | 0.91121
80696 | 9.72 | 0.8 | 365 | 8.8281 | 0.6681 | 9 | 0.49616
80771 | 3.48 | 0.8 | 365 | 3.1607 | 0.54784 | 3 | 0.7085
80718 | 4.29 | 0.8 | 365 | 3.8963 | 0.77018 | 4 | 0.66652
80720 | 5.985 | 0.8 | 365 | 5.4358 | 0.42064 | 5 | 0.85643
80722 | 9.57 | 0.8 | 365 | 8.6918 | 0.25656 | 8 | 0.94838
80723 | 10.44 | 0.8 | 365 | 9.482 | 0.64352 | 10 | 0.12551
80724 | 13.3 | 0.8 | 365 | 12.0795 | 0.49031 | 12 | 0.56986
80725 | 7.2 | 0.8 | 365 | 6.5393 | 0.75415 | 7 | 0.29346
80726 | 3.52 | 0.8 | 365 | 3.197 | 0.65758 | 3 | 0.85458
80376 | 9.6 | 0.8 | 365 | 8.7191 | 0.33887 | 9 | 0.05794
80534 | 6.03 | 0.8 | 365 | 5.4767 | 0.5441 | 6 | 0.020769
80536 | 12.43 | 0.8 | 365 | 11.2894 | 0.10335 | 11 | 0.39273
80646 | 8.7 | 0.8 | 365 | 7.9017 | 0.8696 | 8 | 0.77126
80390 | 6.27 | 0.8 | 365 | 5.6946 | 0.20257 | 5 | 0.89722
79954 | 7.2 | 0.8 | 365 | 6.5393 | 0.75415 | 7 | 0.29346
80082 | 11.04 | 0.8 | 365 | 10.0269 | 0.2897 | 10 | 0.31663
80206 | 8.28 | 0.8 | 365 | 7.5202 | 0.71727 | 8 | 0.23747
80685 | 6.48 | 0.8 | 365 | 5.8854 | 0.77874 | 6 | 0.66411
80690 | 21.76 | 0.8 | 365 | 19.7632 | 0.70143 | 20 | 0.46467
80894 | 14.535 | 0.8 | 365 | 13.2012 | 0.87869 | 14 | 0.079913
80689 | 34 | 0.6 | 365 | 23.16 | 0.96262 | 24 | 0.12265
80805 | 11.055 | 0.8 | 365 | 10.0406 | 0.33085 | 10 | 0.37141
80776 | 8.7 | 0.8 | 365 | 7.9017 | 0.8696 | 8 | 0.77126
80740 | 9.24 | 0.8 | 365 | 8.3921 | 0.35116 | 8 | 0.74327
80783 | 6.93 | 0.8 | 365 | 6.2941 | 0.01337 | 6 | 0.30745
80785 | 9.28 | 0.8 | 365 | 8.4284 | 0.4609 | 8 | 0.88934
80787 | 4.48 | 0.8 | 365 | 4.0689 | 0.29147 | 4 | 0.36037
80610 | 10.88 | 0.8 | 365 | 9.8816 | 0.85072 | 10 | 0.73233
80612 | 16.415 | 0.8 | 365 | 14.9087 | 0.036719 | 14 | 0.94543
80791 | 11.39 | 0.8 | 365 | 10.3448 | 0.24997 | 10 | 0.59479
80478 | 10.56 | 0.8 | 365 | 9.591 | 0.97275 | 10 | 0.56373
80490 | 9.92 | 0.8 | 365 | 9.0097 | 0.21683 | 9 | 0.22654
80137 | 3.19 | 0.8 | 365 | 2.8973 | 0.75219 | 3 | 0.64946
80136 | 4.93 | 0.8 | 365 | 4.4776 | 0.52611 | 5 | 0.0037132
80110 | 4.32 | 0.8 | 365 | 3.9236 | 0.85249 | 4 | 0.77607
80796 | 7.41 | 0.8 | 365 | 6.73 | 0.33031 | 7 | 0.060348
80356 | 6.48 | 0.8 | 365 | 5.8854 | 0.77874 | 6 | 0.66411
80800 | 3.99 | 0.8 | 365 | 3.6239 | 0.94709 | 4 | 0.57096
80802 | 7.02 | 0.8 | 365 | 6.3758 | 0.2603 | 6 | 0.63612
80801 | 4.56 | 0.8 | 365 | 4.1416 | 0.51096 | 4 | 0.65252
80806 | 4.83 | 0.8 | 365 | 4.3868 | 0.25174 | 4 | 0.63853
80807 | 12.425 | 0.8 | 365 | 11.2848 | 0.089628 | 11 | 0.37447
80811 | 11.375 | 0.8 | 365 | 10.3312 | 0.20881 | 10 | 0.54001
80812 | 3.42 | 0.8 | 365 | 3.1062 | 0.38322 | 3 | 0.48939
80237 | 7.68 | 0.8 | 365 | 6.9753 | 0.071094 | 7 | 0.046352
80814 | 11.02 | 0.8 | 365 | 10.0088 | 0.23482 | 10 | 0.24359
80768 | 8.99 | 0.8 | 365 | 8.165 | 0.66525 | 8 | 0.8303
80017 | 4.845 | 0.8 | 365 | 4.4004 | 0.2929 | 4 | 0.6933
80815 | 7.83 | 0.8 | 365 | 7.1115 | 0.48264 | 7 | 0.59413
80817 | 8.99 | 0.8 | 365 | 8.165 | 0.66525 | 8 | 0.8303
80760 | 4.06 | 0.8 | 365 | 3.6874 | 0.13915 | 3 | 0.82659
80050 | 7 | 0.8 | 365 | 6.3577 | 0.20542 | 6 | 0.56308
80051 | 9.45 | 0.8 | 365 | 8.5828 | 0.92732 | 9 | 0.51016
80770 | 11.4 | 0.8 | 365 | 10.3539 | 0.2774 | 10 | 0.6313
80820 | 4.06 | 0.8 | 365 | 3.6874 | 0.13915 | 3 | 0.82659
80821 | 5.22 | 0.8 | 365 | 4.741 | 0.32176 | 5 | 0.062755
80822 | 8.55 | 0.8 | 365 | 7.7654 | 0.45805 | 8 | 0.22348
80519 | 6.09 | 0.8 | 365 | 5.5312 | 0.70872 | 6 | 0.23988
80824 | 8.12 | 0.8 | 365 | 7.3749 | 0.27829 | 7 | 0.65317
80764 | 5.7 | 0.8 | 365 | 5.1769 | 0.6387 | 5 | 0.81565
80825 | 7.54 | 0.8 | 365 | 6.8481 | 0.68699 | 7 | 0.53509
80826 | 6.67 | 0.8 | 365 | 6.0579 | 0.30003 | 6 | 0.35796
80761 | 7.25 | 0.8 | 365 | 6.5847 | 0.89133 | 7 | 0.47605
80828 | 4.93 | 0.8 | 365 | 4.4776 | 0.52611 | 5 | 0.0037132
80765 | 8.12 | 0.8 | 365 | 7.3749 | 0.27829 | 7 | 0.65317
80763 | 11.97 | 0.8 | 365 | 10.8716 | 0.84128 | 11 | 0.71287
80835 | 7.83 | 0.8 | 365 | 7.1115 | 0.48264 | 7 | 0.59413
80838 | 7.25 | 0.8 | 365 | 6.5847 | 0.89133 | 7 | 0.47605
80839 | 4.06 | 0.8 | 365 | 3.6874 | 0.13915 | 3 | 0.82659
80840 | 9.28 | 0.8 | 365 | 8.4284 | 0.4609 | 8 | 0.88934
80847 | 5.8 | 0.8 | 365 | 5.2678 | 0.91307 | 6 | 0.18084
80848 | 6.27 | 0.8 | 365 | 5.6946 | 0.20257 | 5 | 0.89722
80025 | 10.8 | 0.8 | 365 | 9.809 | 0.63123 | 10 | 0.44018
80660 | 13.5 | 0.8 | 365 | 12.2612 | 0.039032 | 12 | 0.30023
80651 | 12.16 | 0.8 | 365 | 11.0442 | 0.36257 | 11 | 0.40672
80621 | 9.405 | 0.8 | 365 | 8.542 | 0.80386 | 9 | 0.34583
80482 | 4.845 | 0.8 | 365 | 4.4004 | 0.2929 | 4 | 0.6933
80211 | 12.18 | 0.8 | 365 | 11.0623 | 0.41744 | 11 | 0.47976
80762 | 4.06 | 0.8 | 365 | 3.6874 | 0.13915 | 3 | 0.82659
80851 | 10.44 | 0.8 | 365 | 9.482 | 0.64352 | 10 | 0.12551
80852 | 4.35 | 0.8 | 365 | 3.9508 | 0.9348 | 4 | 0.88563
80766 | 3.48 | 0.8 | 365 | 3.1607 | 0.54784 | 3 | 0.7085
80597 | 9.28 | 0.8 | 365 | 8.4284 | 0.4609 | 8 | 0.88934
80769 | 7.25 | 0.8 | 365 | 6.5847 | 0.89133 | 7 | 0.47605
80853 | 5.22 | 0.8 | 365 | 4.741 | 0.32176 | 5 | 0.062755
80128 | 3.06 | 1 | 365 | 3.474 | 0.49439 | 3 | 0.9684
80468 | 5.28 | 0.8 | 365 | 4.7955 | 0.48638 | 5 | 0.28187
80667 | 14.79 | 0.8 | 365 | 13.4328 | 0.57832 | 14 | 0.01114
80686 | 11.505 | 0.8 | 365 | 10.4493 | 0.56549 | 11 | 0.014751
80772 | 15.075 | 0.8 | 365 | 13.6917 | 0.36025 | 14 | 0.051922
80842 | 11.97 | 0.8 | 365 | 10.8716 | 0.84128 | 11 | 0.71287
80819 | 8.12 | 0.8 | 365 | 7.3749 | 0.27829 | 7 | 0.65317
80728 | 6.365 | 0.8 | 365 | 5.7809 | 0.46322 | 6 | 0.24414
80673 | 15.41 | 0.8 | 365 | 13.9959 | 0.27937 | 14 | 0.2753
80845 | 8.12 | 0.8 | 365 | 7.3749 | 0.27829 | 7 | 0.65317
80604 | 7.28 | 0.8 | 365 | 6.612 | 0.97364 | 7 | 0.5856
80856 | 13.5 | 0.8 | 365 | 12.2612 | 0.039032 | 12 | 0.30023
80857 | 11.89 | 0.8 | 365 | 10.7989 | 0.62178 | 11 | 0.42072
80858 | 7.56 | 0.8 | 365 | 6.8663 | 0.74186 | 7 | 0.60813
80859 | 13.2 | 0.8 | 365 | 11.9887 | 0.21594 | 12 | 0.20467
80860 | 11.76 | 0.8 | 365 | 10.6809 | 0.26511 | 10 | 0.94598
80861 | 11.55 | 0.8 | 365 | 10.4901 | 0.68895 | 11 | 0.17908
80863 | 5.4 | 0.8 | 365 | 4.9045 | 0.81561 | 5 | 0.72009
78060 | 51.15 | 0.6 | 365 | 34.8422 | 0.25258 | 35 | 0.094817
79434 | 2.1 | 0.8 | 365 | 1.9073 | 0.76163 | 2 | 0.66892
80862 | 6.21 | 0.8 | 365 | 5.6402 | 0.037955 | 5 | 0.67811
80864 | 13.34 | 0.8 | 365 | 12.1159 | 0.60005 | 12 | 0.71593
80865 | 6.555 | 0.8 | 365 | 5.9535 | 0.98451 | 6 | 0.938
80846 | 2.28 | 0.8 | 365 | 2.0708 | 0.25548 | 2 | 0.32626
80679 | 8.64 | 0.8 | 365 | 7.8472 | 0.70498 | 8 | 0.55215
80843 | 11.07 | 0.8 | 365 | 10.0542 | 0.37201 | 10 | 0.42619
80836 | 5.51 | 0.8 | 365 | 5.0044 | 0.11741 | 5 | 0.1218
80832 | 3.99 | 0.8 | 365 | 3.6239 | 0.94709 | 4 | 0.57096
80818 | 8.99 | 0.8 | 365 | 8.165 | 0.66525 | 8 | 0.8303
80823 | 3.99 | 0.8 | 365 | 3.6239 | 0.94709 | 4 | 0.57096
80813 | 6.96 | 0.8 | 365 | 6.3213 | 0.095679 | 6 | 0.41701
80830 | 3.42 | 0.8 | 365 | 3.1062 | 0.38322 | 3 | 0.48939
80844 | 6.09 | 0.8 | 365 | 5.5312 | 0.70872 | 6 | 0.23988
80827 | 6.16 | 0.8 | 365 | 5.5947 | 0.90077 | 6 | 0.49551
80816 | 4.06 | 0.8 | 365 | 3.6874 | 0.13915 | 3 | 0.82659
80810 | 6.67 | 0.8 | 365 | 6.0579 | 0.30003 | 6 | 0.35796
78173 | 160.8 | 0.6 | 365 | 109.5334 | 0.88202 | 110 | 0.41538
80872 | 1.55 | 0.8 | 365 | 1.4078 | 0.25263 | 1 | 0.6604
80875 | 12.76 | 0.8 | 365 | 11.5891 | 0.0087443 | 11 | 0.59785
80877 | 10.5 | 0.8 | 365 | 9.5365 | 0.80814 | 10 | 0.34462
80878 | 9.1 | 0.8 | 365 | 8.265 | 0.96705 | 9 | 0.23201
80880 | 14.74 | 0.8 | 365 | 13.3874 | 0.44114 | 13 | 0.82855
80879 | 6.27 | 0.8 | 365 | 5.6946 | 0.20257 | 5 | 0.89722
80881 | 5.36 | 0.8 | 365 | 4.8681 | 0.70587 | 5 | 0.57402
80882 | 3.18 | 0.8 | 365 | 2.8882 | 0.72475 | 3 | 0.61294
80883 | 7.54 | 0.8 | 365 | 6.8481 | 0.68699 | 7 | 0.53509
80884 | 11.6 | 0.8 | 365 | 10.5355 | 0.82613 | 11 | 0.36168
80885 | 6.96 | 0.8 | 365 | 6.3213 | 0.095679 | 6 | 0.41701
80886 | 8.7 | 0.8 | 365 | 7.9017 | 0.8696 | 8 | 0.77126
80888 | 9.57 | 0.8 | 365 | 8.6918 | 0.25656 | 8 | 0.94838
80029 | 7.28 | 0.8 | 365 | 6.612 | 0.97364 | 7 | 0.5856
80663 | 4.56 | 0.8 | 365 | 4.1416 | 0.51096 | 4 | 0.65252
80892 | 7.2 | 0.8 | 365 | 6.5393 | 0.75415 | 7 | 0.29346
80893 | 7 | 0.8 | 365 | 6.3577 | 0.20542 | 6 | 0.56308
80889 | 35.7 | 0.6 | 365 | 24.318 | 0.46075 | 24 | 0.77879
80899 | 4.55 | 0.8 | 365 | 4.1325 | 0.48353 | 4 | 0.616
80901 | 10.865 | 0.8 | 365 | 9.868 | 0.80956 | 10 | 0.67755
80902 | 11.61 | 0.8 | 365 | 10.5446 | 0.85357 | 11 | 0.3982
80905 | 4.95 | 0.8 | 365 | 4.4958 | 0.58098 | 5 | 0.076751
80907 | 4.32 | 0.8 | 365 | 3.9236 | 0.85249 | 4 | 0.77607
80909 | 12.06 | 0.8 | 365 | 10.9533 | 0.088202 | 11 | 0.041538
80910 | 10.8 | 0.8 | 365 | 9.809 | 0.63123 | 10 | 0.44018
80912 | 7.37 | 0.8 | 365 | 6.6937 | 0.22057 | 6 | 0.91427
80915 | 7.8 | 0.8 | 365 | 7.0842 | 0.40033 | 7 | 0.48458
80916 | 8.925 | 0.8 | 365 | 8.106 | 0.48692 | 8 | 0.59293
80918 | 3.315 | 0.8 | 365 | 3.0108 | 0.09514 | 3 | 0.10595
80917 | 8.1 | 0.8 | 365 | 7.3567 | 0.22342 | 7 | 0.58014
80919 | 6.5 | 0.8 | 365 | 5.9035 | 0.83361 | 6 | 0.73715
80920 | 9.57 | 0.8 | 365 | 8.6918 | 0.25656 | 8 | 0.94838
80924 | 7.68 | 0.8 | 365 | 6.9753 | 0.071094 | 7 | 0.046352
80923 | 7.25 | 0.8 | 365 | 6.5847 | 0.89133 | 7 | 0.47605
80927 | 10.08 | 0.8 | 365 | 9.155 | 0.65581 | 9 | 0.81084
80926 | 9.99 | 0.8 | 365 | 9.0733 | 0.40888 | 9 | 0.48217
80928 | 5.12 | 0.8 | 365 | 4.6502 | 0.047396 | 4 | 0.69757
80929 | 15.95 | 0.8 | 365 | 14.4864 | 0.76093 | 15 | 0.24731
80930 | 8.55 | 0.8 | 365 | 7.7654 | 0.45805 | 8 | 0.22348
80931 | 5.04 | 0.8 | 365 | 4.5775 | 0.82791 | 5 | 0.40542
80932 | 7.41 | 0.8 | 365 | 6.73 | 0.33031 | 7 | 0.060348
80935 | 6.84 | 0.8 | 365 | 6.2123 | 0.76644 | 6 | 0.97878
80936 | 9.57 | 0.8 | 365 | 8.6918 | 0.25656 | 8 | 0.94838
80938 | 14.91 | 0.8 | 365 | 13.5418 | 0.90755 | 14 | 0.44936
80933 | 9.1 | 0.8 | 365 | 8.265 | 0.96705 | 9 | 0.23201
80940 | 7.8 | 0.8 | 365 | 7.0842 | 0.40033 | 7 | 0.48458
80942 | 7.685 | 0.8 | 365 | 6.9798 | 0.084812 | 7 | 0.064612
80945 | 11.22 | 0.8 | 365 | 10.1904 | 0.78355 | 10 | 0.97397
80946 | 13.34 | 0.8 | 365 | 12.1159 | 0.60005 | 12 | 0.71593
80947 | 8.265 | 0.8 | 365 | 7.5066 | 0.67612 | 8 | 0.1827
80948 | 11.88 | 0.8 | 365 | 10.7899 | 0.59435 | 11 | 0.3842
80949 | 10.83 | 0.8 | 365 | 9.8362 | 0.71353 | 10 | 0.54974
80950 | 11.97 | 0.8 | 365 | 10.8716 | 0.84128 | 11 | 0.71287
80951 | 7.37 | 0.8 | 365 | 6.6937 | 0.22057 | 6 | 0.91427
80953 | 4.35 | 0.8 | 365 | 3.9508 | 0.9348 | 4 | 0.88563
80956 | 5.4 | 0.8 | 365 | 4.9045 | 0.81561 | 5 | 0.72009
80957 | 9.28 | 0.8 | 365 | 8.4284 | 0.4609 | 8 | 0.88934
80921 | 5.72 | 0.8 | 365 | 5.1951 | 0.69358 | 5 | 0.88869
80808 | 3.6 | 0.8 | 365 | 3.2697 | 0.87708 | 4 | 0.14673
80809 | 24.9 | 0.8 | 365 | 22.6151 | 0.31644 | 22 | 0.93153
80958 | 4.095 | 0.8 | 365 | 3.7192 | 0.23517 | 3 | 0.9544
80959 | 4.69 | 0.8 | 365 | 4.2596 | 0.86763 | 5 | 0.12726
80960 | 5.025 | 0.8 | 365 | 4.5639 | 0.78675 | 5 | 0.35064
80961 | 5.61 | 0.8 | 365 | 5.0952 | 0.39178 | 5 | 0.48698
80963 | 5.94 | 0.8 | 365 | 5.3949 | 0.29717 | 5 | 0.6921
80964 | 8.12 | 0.8 | 365 | 7.3749 | 0.27829 | 7 | 0.65317
80965 | 11.2 | 0.8 | 365 | 10.1723 | 0.72868 | 10 | 0.90093
80688 | 4.875 | 0.8 | 365 | 4.4277 | 0.37521 | 4 | 0.80286
80986 | 4.06 | 0.8 | 365 | 3.6874 | 0.13915 | 3 | 0.82659
80988 | 9.24 | 0.8 | 365 | 8.3921 | 0.35116 | 8 | 0.74327
80992 | 26.22 | 0.6 | 365 | 17.8605 | 0.95352 | 18 | 0.814
80993 | 6.96 | 0.8 | 365 | 6.3213 | 0.095679 | 6 | 0.41701
80995 | 12.18 | 0.8 | 365 | 11.0623 | 0.41744 | 11 | 0.47976
42026 | 1401.975 | 0.8 | 365 | 1273.3253 | 0.50347 | 1273 | 0.82876
80996 | 3.9 | 0.8 | 365 | 3.5421 | 0.70016 | 4 | 0.24229
80939 | 6.9 | 0.8 | 365 | 6.2668 | 0.93106 | 7 | 0.19789
80997 | 3.84 | 0.8 | 365 | 3.4876 | 0.53555 | 4 | 0.023176
81000 | 6.4 | 0.8 | 365 | 5.8127 | 0.55924 | 6 | 0.37196
81001 | 8.25 | 0.8 | 365 | 7.493 | 0.63496 | 8 | 0.12792
81003 | 8.25 | 0.8 | 365 | 7.493 | 0.63496 | 8 | 0.12792
81005 | 7.92 | 0.8 | 365 | 7.1932 | 0.72957 | 7 | 0.9228
81007 | 9.8 | 0.8 | 365 | 8.9007 | 0.88759 | 9 | 0.78831
81008 | 11.52 | 0.8 | 365 | 10.4629 | 0.60664 | 11 | 0.069529
81011 | 3.96 | 0.8 | 365 | 3.5966 | 0.86478 | 4 | 0.4614
81004 | 11.395 | 0.8 | 365 | 10.3494 | 0.26369 | 10 | 0.61304
81012 | 3 | 0.8 | 365 | 2.7247 | 0.2309 | 2 | 0.95561
81014 | 13.4 | 0.8 | 365 | 12.1704 | 0.76467 | 12 | 0.93504
81016 | 6.75 | 0.8 | 365 | 6.1306 | 0.51952 | 6 | 0.65011
81017 | 7.26 | 0.8 | 365 | 6.5938 | 0.91877 | 7 | 0.51257
80515 | 8.96 | 0.8 | 365 | 8.1378 | 0.58294 | 8 | 0.72074
80803 | 16.74 | 0.8 | 365 | 15.2039 | 0.9284 | 16 | 0.13228
80428 | 8.7 | 0.8 | 365 | 7.9017 | 0.8696 | 8 | 0.77126
81018 | 6.24 | 0.8 | 365 | 5.6674 | 0.12026 | 5 | 0.78766
81019 | 7.13 | 0.8 | 365 | 6.4757 | 0.5621 | 7 | 0.037825
80854 | 7.83 | 0.8 | 365 | 7.1115 | 0.48264 | 7 | 0.59413
81032 | 10.8 | 0.8 | 365 | 9.809 | 0.63123 | 10 | 0.44018
81036 | 6.7 | 0.8 | 365 | 6.0852 | 0.38233 | 6 | 0.46752
81037 | 7.35 | 0.8 | 365 | 6.6755 | 0.1657 | 6 | 0.84124
81038 | 8.4 | 0.8 | 365 | 7.6292 | 0.046509 | 7 | 0.6757
81039 | 10.15 | 0.8 | 365 | 9.2186 | 0.84786 | 10 | 0.066468
81040 | 8.4 | 0.8 | 365 | 7.6292 | 0.046509 | 7 | 0.6757
81041 | 4.9 | 0.8 | 365 | 4.4504 | 0.4438 | 4 | 0.89416
81042 | 8.1 | 0.8 | 365 | 7.3567 | 0.22342 | 7 | 0.58014
81043 | 7.26 | 0.8 | 365 | 6.5938 | 0.91877 | 7 | 0.51257
81044 | 5.36 | 0.8 | 365 | 4.8681 | 0.70587 | 5 | 0.57402
81045 | 10.55 | 0.8 | 365 | 9.5819 | 0.88714 | 10 | 0.46904
80979 | 4.06 | 0.8 | 365 | 3.6874 | 0.13915 | 3 | 0.82659
80904 | 5.51 | 0.8 | 365 | 5.0044 | 0.11741 | 5 | 0.1218
80982 | 10.73 | 0.8 | 365 | 9.7454 | 0.43917 | 10 | 0.18455
81002 | 4.64 | 0.8 | 365 | 4.2142 | 0.73045 | 4 | 0.94467
81056 | 7.41 | 0.8 | 365 | 6.73 | 0.33031 | 7 | 0.060348
80983 | 5.8 | 0.8 | 365 | 5.2678 | 0.91307 | 6 | 0.18084
80911 | 5.8 | 0.8 | 365 | 5.2678 | 0.91307 | 6 | 0.18084
80906 | 7.83 | 0.8 | 365 | 7.1115 | 0.48264 | 7 | 0.59413
81006 | 8.7 | 0.8 | 365 | 7.9017 | 0.8696 | 8 | 0.77126
80908 | 7.25 | 0.8 | 365 | 6.5847 | 0.89133 | 7 | 0.47605
80215 | 9.28 | 0.8 | 365 | 8.4284 | 0.4609 | 8 | 0.88934
80984 | 4.35 | 0.8 | 365 | 3.9508 | 0.9348 | 4 | 0.88563
80898 | 4.93 | 0.8 | 365 | 4.4776 | 0.52611 | 5 | 0.0037132
77453 | 5.22 | 0.8 | 365 | 4.741 | 0.32176 | 5 | 0.062755
80398 | 7.54 | 0.8 | 365 | 6.8481 | 0.68699 | 7 | 0.53509
80896 | 9.28 | 0.8 | 365 | 8.4284 | 0.4609 | 8 | 0.88934
80985 | 12.18 | 0.8 | 365 | 11.0623 | 0.41744 | 11 | 0.47976
81071 | 11.6 | 0.8 | 365 | 10.5355 | 0.82613 | 11 | 0.36168
81072 | 4.72 | 0.8 | 365 | 4.2869 | 0.94994 | 5 | 0.23682
81073 | 6.38 | 0.8 | 365 | 5.7946 | 0.50437 | 6 | 0.29892
81074 | 8.99 | 0.8 | 365 | 8.165 | 0.66525 | 8 | 0.8303
81022 | 4.35 | 0.8 | 365 | 3.9508 | 0.9348 | 4 | 0.88563
81023 | 4.35 | 0.8 | 365 | 3.9508 | 0.9348 | 4 | 0.88563
81076 | 2.9 | 0.8 | 365 | 2.6339 | 0.95653 | 3 | 0.59042
81077 | 4.35 | 0.8 | 365 | 3.9508 | 0.9348 | 4 | 0.88563
81078 | 2.9 | 0.8 | 365 | 2.6339 | 0.95653 | 3 | 0.59042
81024 | 10.44 | 0.8 | 365 | 9.482 | 0.64352 | 10 | 0.12551
81086 | 11.6 | 0.8 | 365 | 10.5355 | 0.82613 | 11 | 0.36168
81085 | 6.6 | 0.8 | 365 | 5.9944 | 0.10797 | 6 | 0.10233
81089 | 6.67 | 0.8 | 365 | 6.0579 | 0.30003 | 6 | 0.35796
81090 | 13.34 | 0.8 | 365 | 12.1159 | 0.60005 | 12 | 0.71593
81091 | 9.9 | 0.8 | 365 | 8.9915 | 0.16196 | 9 | 0.1535
81094 | 4.75 | 0.8 | 365 | 4.3141 | 0.032252 | 4 | 0.34638
81095 | 2.9 | 0.8 | 365 | 2.6339 | 0.95653 | 3 | 0.59042
81099 | 7.5 | 0.8 | 365 | 6.8118 | 0.57724 | 7 | 0.38902
80717 | 9.405 | 0.8 | 365 | 8.542 | 0.80386 | 9 | 0.34583
80648 | 11.31 | 0.8 | 365 | 10.2722 | 0.030478 | 10 | 0.30264
80873 | 273.76 | 0.7 | 365 | 217.559 | 0.20961 | 217 | 0.76865
80781 | 345.44 | 0.6 | 365 | 235.306 | 0.82018 | 236 | 0.12617
43078 | 598.5 | 1 | 365 | 679.4747 | 0.57969 | 680 | 0.054346
80721 | 70.29 | 0.6 | 365 | 47.88 | 0.63742 | 48 | 0.51739
81098 | 2.32 | 0.8 | 365 | 2.1071 | 0.36523 | 2 | 0.47234
81102 | 7.395 | 0.8 | 365 | 6.7164 | 0.28916 | 7 | 0.0055698
81103 | 5.2 | 0.8 | 365 | 4.7228 | 0.26689 | 4 | 0.98972
81104 | 6.44 | 0.8 | 365 | 5.849 | 0.66899 | 6 | 0.51804
81105 | 6.6 | 0.8 | 365 | 5.9944 | 0.10797 | 6 | 0.10233
81100 | 6.9 | 0.8 | 365 | 6.2668 | 0.93106 | 7 | 0.19789
81106 | 12 | 0.8 | 365 | 10.8988 | 0.92358 | 11 | 0.82243
81107 | 10.2 | 0.8 | 365 | 9.264 | 0.98505 | 10 | 0.24906
81109 | 9.8 | 0.8 | 365 | 8.9007 | 0.88759 | 9 | 0.78831
81110 | 5.94 | 0.8 | 365 | 5.3949 | 0.29717 | 5 | 0.6921
81113 | 3.15 | 0.8 | 365 | 2.8609 | 0.64244 | 3 | 0.50339
81114 | 6.84 | 0.8 | 365 | 6.2123 | 0.76644 | 6 | 0.97878
81116 | 5.4 | 0.8 | 365 | 4.9045 | 0.81561 | 5 | 0.72009
81117 | 12.6 | 0.8 | 365 | 11.4438 | 0.56976 | 12 | 0.013547
81118 | 5.6 | 0.8 | 365 | 5.0861 | 0.36434 | 5 | 0.45047
81121 | 8.375 | 0.8 | 365 | 7.6065 | 0.97792 | 8 | 0.5844
81123 | 5.04 | 0.8 | 365 | 4.5775 | 0.82791 | 5 | 0.40542
81125 | 4.02 | 0.8 | 365 | 3.6511 | 0.029401 | 3 | 0.68051
81127 | 6.6 | 0.8 | 365 | 5.9944 | 0.10797 | 6 | 0.10233
81128 | 4.225 | 0.8 | 365 | 3.8373 | 0.59185 | 4 | 0.42915
81137 | 6.67 | 0.8 | 365 | 6.0579 | 0.30003 | 6 | 0.35796
81140 | 9.86 | 0.8 | 365 | 8.9552 | 0.052212 | 9 | 0.0074264
81093 | 11.2 | 0.8 | 365 | 10.1723 | 0.72868 | 10 | 0.90093
81025 | 6.09 | 0.8 | 365 | 5.5312 | 0.70872 | 6 | 0.23988
81026 | 8.99 | 0.8 | 365 | 8.165 | 0.66525 | 8 | 0.8303
80242 | 6.4 | 1 | 365 | 7.2659 | 0.94906 | 8 | 0.21495
81027 | 5.22 | 0.8 | 365 | 4.741 | 0.32176 | 5 | 0.062755
80394 | 12.06 | 0.8 | 365 | 10.9533 | 0.088202 | 11 | 0.041538
80944 | 10.36 | 0.8 | 365 | 9.4093 | 0.42403 | 9 | 0.83336
80653 | 8.525 | 0.8 | 365 | 7.7427 | 0.38946 | 8 | 0.13218
81152 | 9.3 | 0.8 | 365 | 8.4466 | 0.51578 | 8 | 0.96238
80498 | 9.38 | 0.8 | 365 | 8.5193 | 0.73527 | 9 | 0.25453
81161 | 20.88 | 0.8 | 365 | 18.964 | 0.28704 | 19 | 0.25102
81163 | 13.325 | 0.8 | 365 | 12.1023 | 0.5589 | 12 | 0.66115
81164 | 6.9 | 0.8 | 365 | 6.2668 | 0.93106 | 7 | 0.19789
81165 | 4.8 | 0.8 | 365 | 4.3595 | 0.16943 | 4 | 0.52897
81126 | 9.1 | 0.8 | 365 | 8.265 | 0.96705 | 9 | 0.23201
81170 | 7.2 | 0.8 | 365 | 6.5393 | 0.75415 | 7 | 0.29346
81171 | 4.845 | 0.8 | 365 | 4.4004 | 0.2929 | 4 | 0.6933
81173 | 5.76 | 0.8 | 365 | 5.2314 | 0.80332 | 6 | 0.034764
81175 | 11.725 | 0.8 | 365 | 10.6491 | 0.16909 | 10 | 0.81816
81176 | 7.56 | 0.8 | 365 | 6.8663 | 0.74186 | 7 | 0.60813
81178 | 11.16 | 0.8 | 365 | 10.1359 | 0.61893 | 10 | 0.75486
81179 | 13.2 | 0.8 | 365 | 11.9887 | 0.21594 | 12 | 0.20467
81181 | 13.2 | 0.8 | 365 | 11.9887 | 0.21594 | 12 | 0.20467
81183 | 7.68 | 0.8 | 365 | 6.9753 | 0.071094 | 7 | 0.046352
81184 | 3.96 | 0.8 | 365 | 3.5966 | 0.86478 | 4 | 0.4614
81186 | 11.05 | 0.8 | 365 | 10.036 | 0.31713 | 10 | 0.35315
81187 | 6.3 | 1 | 365 | 7.1524 | 0.6061 | 7 | 0.75847
81188 | 7.95 | 0.8 | 365 | 7.2205 | 0.81187 | 8 | 0.032357
81189 | 4.35 | 0.8 | 365 | 3.9508 | 0.9348 | 4 | 0.88563
81190 | 6.48 | 0.8 | 365 | 5.8854 | 0.77874 | 6 | 0.66411
81191 | 6.96 | 0.8 | 365 | 6.3213 | 0.095679 | 6 | 0.41701
81192 | 5.415 | 0.8 | 365 | 4.9181 | 0.85677 | 5 | 0.77487
81193 | 7.25 | 0.8 | 365 | 6.5847 | 0.89133 | 7 | 0.47605
81195 | 6.96 | 0.8 | 365 | 6.3213 | 0.095679 | 6 | 0.41701
81196 | 2.565 | 0.8 | 365 | 2.3296 | 0.037416 | 2 | 0.36704
81197 | 8.99 | 0.8 | 365 | 8.165 | 0.66525 | 8 | 0.8303
81198 | 4.335 | 0.8 | 365 | 3.9372 | 0.89364 | 4 | 0.83085
80914 | 10.44 | 0.8 | 365 | 9.482 | 0.64352 | 10 | 0.12551
81200 | 5.22 | 0.8 | 365 | 4.741 | 0.32176 | 5 | 0.062755
81201 | 12.18 | 0.8 | 365 | 11.0623 | 0.41744 | 11 | 0.47976
81202 | 6.67 | 0.8 | 365 | 6.0579 | 0.30003 | 6 | 0.35796
81204 | 12.1 | 0.8 | 365 | 10.9897 | 0.19795 | 11 | 0.18761
81206 | 9.57 | 0.8 | 365 | 8.6918 | 0.25656 | 8 | 0.94838
81207 | 10.5 | 0.8 | 365 | 9.5365 | 0.80814 | 10 | 0.34462
81208 | 5.1 | 0.8 | 365 | 4.632 | 0.99252 | 5 | 0.62453
81209 | 9.28 | 0.8 | 365 | 8.4284 | 0.4609 | 8 | 0.88934
80874 | 7.41 | 0.8 | 365 | 6.73 | 0.33031 | 7 | 0.060348
80887 | 4.64 | 0.8 | 365 | 4.2142 | 0.73045 | 4 | 0.94467
80925 | 40.48 | 0.6 | 365 | 27.5741 | 0.29667 | 27 | 0.87074
80955 | 4.06 | 0.8 | 365 | 3.6874 | 0.13915 | 3 | 0.82659
80962 | 5.025 | 0.8 | 365 | 4.5639 | 0.78675 | 5 | 0.35064
80966 | 8.8 | 0.8 | 365 | 7.9925 | 0.14396 | 8 | 0.13645
80967 | 3.36 | 0.8 | 365 | 3.0517 | 0.2186 | 3 | 0.27028
80968 | 11.895 | 0.8 | 365 | 10.8035 | 0.6355 | 11 | 0.43898
80969 | 8.8 | 0.8 | 365 | 7.9925 | 0.14396 | 8 | 0.13645
80970 | 7.425 | 0.8 | 365 | 6.7437 | 0.37147 | 7 | 0.11513
80971 | 4.13 | 0.8 | 365 | 3.751 | 0.3312 | 4 | 0.082218
80972 | 6.785 | 0.8 | 365 | 6.1624 | 0.61554 | 6 | 0.77793
80973 | 5.8 | 0.8 | 365 | 5.2678 | 0.91307 | 6 | 0.18084
80974 | 5.605 | 0.8 | 365 | 5.0907 | 0.37806 | 5 | 0.46872
80975 | 6.38 | 0.8 | 365 | 5.7946 | 0.50437 | 6 | 0.29892
80976 | 8.7 | 0.8 | 365 | 7.9017 | 0.8696 | 8 | 0.77126
80977 | 4.425 | 0.8 | 365 | 4.0189 | 0.14057 | 4 | 0.15952
80978 | 7.08 | 0.8 | 365 | 6.4303 | 0.42491 | 6 | 0.85523
80980 | 4.425 | 0.8 | 365 | 4.0189 | 0.14057 | 4 | 0.15952
80981 | 3.54 | 0.8 | 365 | 3.2152 | 0.71246 | 3 | 0.92762
80990 | 7.015 | 1 | 365 | 7.9641 | 0.058223 | 8 | 0.022325
81035 | 4.29 | 0.8 | 365 | 3.8963 | 0.77018 | 4 | 0.66652
81046 | 10.15 | 0.8 | 365 | 9.2186 | 0.84786 | 10 | 0.066468
81084 | 9.86 | 0.8 | 365 | 8.9552 | 0.052212 | 9 | 0.0074264
81092 | 9.28 | 0.8 | 365 | 8.4284 | 0.4609 | 8 | 0.88934
81097 | 4.06 | 0.8 | 365 | 3.6874 | 0.13915 | 3 | 0.82659
65573 | 52.56 | 0.7 | 365 | 41.7698 | 0.17964 | 41 | 0.94945
81108 | 3.6 | 0.8 | 365 | 3.2697 | 0.87708 | 4 | 0.14673
81112 | 4.55 | 0.8 | 365 | 4.1325 | 0.48353 | 4 | 0.616
81149 | 3.54 | 0.8 | 365 | 3.2152 | 0.71246 | 3 | 0.92762
81150 | 6.09 | 0.8 | 365 | 5.5312 | 0.70872 | 6 | 0.23988
81151 | 7.375 | 0.8 | 365 | 6.6982 | 0.23429 | 6 | 0.93253
81153 | 5.51 | 0.8 | 365 | 5.0044 | 0.11741 | 5 | 0.1218
81154 | 7.965 | 0.8 | 365 | 7.2341 | 0.85303 | 8 | 0.087135
81155 | 5.22 | 0.8 | 365 | 4.741 | 0.32176 | 5 | 0.062755
81157 | 8.7 | 0.8 | 365 | 7.9017 | 0.8696 | 8 | 0.77126
81205 | 7.83 | 0.8 | 365 | 7.1115 | 0.48264 | 7 | 0.59413
81210 | 9.57 | 0.8 | 365 | 8.6918 | 0.25656 | 8 | 0.94838
81211 | 6.7 | 0.8 | 365 | 6.0852 | 0.38233 | 6 | 0.46752
81213 | 3.54 | 0.8 | 365 | 3.2152 | 0.71246 | 3 | 0.92762
81214 | 7.92 | 0.8 | 365 | 7.1932 | 0.72957 | 7 | 0.9228
81215 | 5.415 | 0.8 | 365 | 4.9181 | 0.85677 | 5 | 0.77487
81212 | 10.385 | 0.8 | 365 | 9.432 | 0.49262 | 9 | 0.92466
81217 | 7.25 | 0.8 | 365 | 6.5847 | 0.89133 | 7 | 0.47605
81219 | 6.96 | 0.8 | 365 | 6.3213 | 0.095679 | 6 | 0.41701
80855 | 7.521 | 0.8 | 365 | 6.8308 | 0.63486 | 7 | 0.46571
81130 | 9.9 | 0.8 | 365 | 8.9915 | 0.16196 | 9 | 0.1535
81075 | 7.98 | 0.8 | 365 | 7.2477 | 0.89418 | 8 | 0.14191
81220 | 13.34 | 0.8 | 365 | 12.1159 | 0.60005 | 12 | 0.71593
81222 | 5.31 | 0.8 | 365 | 4.8227 | 0.56869 | 5 | 0.39142
81223 | 9.28 | 0.8 | 365 | 8.4284 | 0.4609 | 8 | 0.88934
81224 | 10.73 | 0.8 | 365 | 9.7454 | 0.43917 | 10 | 0.18455
81225 | 9.28 | 0.8 | 365 | 8.4284 | 0.4609 | 8 | 0.88934
81226 | 7.93 | 0.8 | 365 | 7.2023 | 0.757 | 7 | 0.95932
81227 | 8.7 | 0.8 | 365 | 7.9017 | 0.8696 | 8 | 0.77126
81228 | 12.095 | 0.8 | 365 | 10.9851 | 0.18423 | 11 | 0.16935
81232 | 6.67 | 0.8 | 365 | 6.0579 | 0.30003 | 6 | 0.35796
81231 | 6.38 | 0.8 | 365 | 5.7946 | 0.50437 | 6 | 0.29892
81230 | 8.55 | 0.8 | 365 | 7.7654 | 0.45805 | 8 | 0.22348
81238 | 23.2 | 0.8 | 365 | 21.0711 | 0.65226 | 21 | 0.72336
81241 | 10.2 | 0.8 | 365 | 9.264 | 0.98505 | 10 | 0.24906
81243 | 5.4 | 0.8 | 365 | 4.9045 | 0.81561 | 5 | 0.72009
81244 | 2.97 | 0.8 | 365 | 2.6975 | 0.14859 | 2 | 0.84605
81245 | 6.6 | 0.8 | 365 | 5.9944 | 0.10797 | 6 | 0.10233
81246 | 4.56 | 0.8 | 365 | 4.1416 | 0.51096 | 4 | 0.65252
81247 | 11.97 | 0.8 | 365 | 10.8716 | 0.84128 | 11 | 0.71287
81248 | 10.26 | 0.8 | 365 | 9.3185 | 0.14966 | 9 | 0.46817
80392 | 10.08 | 0.8 | 365 | 9.155 | 0.65581 | 9 | 0.81084
80535 | 10.89 | 0.8 | 365 | 9.8907 | 0.87815 | 10 | 0.76885
80544 | 9 | 0.8 | 365 | 8.1741 | 0.69269 | 8 | 0.86682
80549 | 4.8 | 0.8 | 365 | 4.3595 | 0.16943 | 4 | 0.52897
81250 | 4.62 | 0.8 | 365 | 4.1961 | 0.67558 | 4 | 0.87163
81251 | 11.88 | 0.8 | 365 | 10.7899 | 0.59435 | 11 | 0.3842
81252 | 7.26 | 0.8 | 365 | 6.5938 | 0.91877 | 7 | 0.51257
81253 | 11.375 | 0.8 | 365 | 10.3312 | 0.20881 | 10 | 0.54001
81115 | 8.58 | 0.8 | 365 | 7.7927 | 0.54036 | 8 | 0.33303
81254 | 8.12 | 0.8 | 365 | 7.3749 | 0.27829 | 7 | 0.65317
81255 | 5.36 | 0.8 | 365 | 4.8681 | 0.70587 | 5 | 0.57402
81258 | 4.55 | 0.8 | 365 | 4.1325 | 0.48353 | 4 | 0.616
81259 | 8.71 | 0.8 | 365 | 7.9107 | 0.89703 | 8 | 0.80778
81260 | 6.7 | 0.8 | 365 | 6.0852 | 0.38233 | 6 | 0.46752
81261 | 5.36 | 0.8 | 365 | 4.8681 | 0.70587 | 5 | 0.57402
81262 | 6.6 | 0.8 | 365 | 5.9944 | 0.10797 | 6 | 0.10233
81263 | 6.96 | 0.8 | 365 | 6.3213 | 0.095679 | 6 | 0.41701
80837 | 8.7 | 0.8 | 365 | 7.9017 | 0.8696 | 8 | 0.77126
81264 | 7.68 | 0.8 | 365 | 6.9753 | 0.071094 | 7 | 0.046352
80706 | 8.26 | 0.8 | 365 | 7.502 | 0.6624 | 8 | 0.16444
81265 | 10.56 | 0.8 | 365 | 9.591 | 0.97275 | 10 | 0.56373
80709 | 11.02 | 0.8 | 365 | 10.0088 | 0.23482 | 10 | 0.24359
81266 | 6.095 | 0.8 | 365 | 5.5357 | 0.72244 | 6 | 0.25814
81267 | 6.72 | 0.8 | 365 | 6.1034 | 0.43721 | 6 | 0.54056
81272 | 8.12 | 0.8 | 365 | 7.3749 | 0.27829 | 7 | 0.65317
81273 | 13.34 | 0.8 | 365 | 12.1159 | 0.60005 | 12 | 0.71593
81274 | 6.38 | 0.8 | 365 | 5.7946 | 0.50437 | 6 | 0.29892
81275 | 8.7 | 0.8 | 365 | 7.9017 | 0.8696 | 8 | 0.77126
81276 | 7.54 | 0.8 | 365 | 6.8481 | 0.68699 | 7 | 0.53509
81277 | 8.85 | 0.8 | 365 | 8.0379 | 0.28114 | 8 | 0.31904
81278 | 3.54 | 0.8 | 365 | 3.2152 | 0.71246 | 3 | 0.92762
78858 | 4.93 | 0.8 | 365 | 4.4776 | 0.52611 | 5 | 0.0037132
81020 | 10.8 | 0.8 | 365 | 9.809 | 0.63123 | 10 | 0.44018
80210 | 7.04 | 0.8 | 365 | 6.394 | 0.31517 | 6 | 0.70916
81221 | 2.61 | 0.8 | 365 | 2.3705 | 0.16088 | 2 | 0.53138
81279 | 10.325 | 0.8 | 365 | 9.3775 | 0.328 | 9 | 0.70555
80784 | 7.705 | 0.8 | 365 | 6.998 | 0.13968 | 7 | 0.13765
81286 | 9.3 | 0.8 | 365 | 8.4466 | 0.51578 | 8 | 0.96238
81287 | 12.25 | 0.8 | 365 | 11.1259 | 0.60949 | 11 | 0.73539
80841 | 3.99 | 0.8 | 365 | 3.6239 | 0.94709 | 4 | 0.57096
80658 | 6.3 | 0.8 | 365 | 5.7219 | 0.28488 | 6 | 0.0067734
81062 | 5.13 | 0.8 | 365 | 4.6593 | 0.074832 | 4 | 0.73409
81058 | 7.26 | 0.8 | 365 | 6.5938 | 0.91877 | 7 | 0.51257
80719 | 8.835 | 0.8 | 365 | 8.0243 | 0.23999 | 8 | 0.26426
81294 | 6.825 | 0.8 | 365 | 6.1987 | 0.72529 | 6 | 0.924
80332 | 9.72 | 0.8 | 365 | 8.8281 | 0.6681 | 9 | 0.49616
81295 | 7.15 | 0.8 | 365 | 6.4939 | 0.61697 | 7 | 0.11086
80316 | 12.18 | 0.8 | 365 | 11.0623 | 0.41744 | 11 | 0.47976
80307 | 10.385 | 0.8 | 365 | 9.432 | 0.49262 | 9 | 0.92466
80286 | 4.125 | 0.8 | 365 | 3.7465 | 0.31748 | 4 | 0.063959
80288 | 11.22 | 0.8 | 365 | 10.1904 | 0.78355 | 10 | 0.97397
80654 | 13.475 | 0.8 | 365 | 12.2385 | 0.97044 | 13 | 0.20893
80650 | 7.98 | 0.8 | 365 | 7.2477 | 0.89418 | 8 | 0.14191
81296 | 13.325 | 0.8 | 365 | 12.1023 | 0.5589 | 12 | 0.66115
81297 | 6.825 | 0.8 | 365 | 6.1987 | 0.72529 | 6 | 0.924
81269 | 6.84 | 0.8 | 365 | 6.2123 | 0.76644 | 6 | 0.97878
81298 | 2.8 | 0.8 | 365 | 2.5431 | 0.68217 | 3 | 0.22523
81299 | 9.38 | 0.8 | 365 | 8.5193 | 0.73527 | 9 | 0.25453
81300 | 9.425 | 0.8 | 365 | 8.5601 | 0.85873 | 9 | 0.41886
81301 | 7.3 | 0.8 | 365 | 6.6301 | 0.028514 | 6 | 0.65864
81303 | 14.25 | 0.8 | 365 | 12.9424 | 0.096756 | 13 | 0.03913
81304 | 4.96 | 0.8 | 365 | 4.5049 | 0.60841 | 5 | 0.11327
81305 | 6.7 | 0.8 | 365 | 6.0852 | 0.38233 | 6 | 0.46752
81306 | 6.4 | 0.8 | 365 | 5.8127 | 0.55924 | 6 | 0.37196
81070 | 3.99 | 0.8 | 365 | 3.6239 | 0.94709 | 4 | 0.57096
81307 | 6.48 | 0.8 | 365 | 5.8854 | 0.77874 | 6 | 0.66411
81048 | 5.12 | 0.8 | 365 | 4.6502 | 0.047396 | 4 | 0.69757
81168 | 15.12 | 0.8 | 365 | 13.7325 | 0.48372 | 14 | 0.21626
81146 | 9.715 | 0.8 | 365 | 8.8235 | 0.65438 | 9 | 0.47791
81066 | 3.24 | 0.8 | 365 | 2.9427 | 0.88937 | 3 | 0.83205
81309 | 6.6 | 0.8 | 365 | 5.9944 | 0.10797 | 6 | 0.10233
81310 | 6.555 | 0.8 | 365 | 5.9535 | 0.98451 | 6 | 0.938
81311 | 4.29 | 0.8 | 365 | 3.8963 | 0.77018 | 4 | 0.66652
80592 | 7.26 | 0.8 | 365 | 6.5938 | 0.91877 | 7 | 0.51257
81312 | 7.59 | 0.8 | 365 | 6.8935 | 0.82417 | 7 | 0.71768
81313 | 7.15 | 0.8 | 365 | 6.4939 | 0.61697 | 7 | 0.11086
81315 | 10.5 | 0.8 | 365 | 9.5365 | 0.80814 | 10 | 0.34462
64885 | 929.28 | 0.9 | 365 | 949.5071 | 0.30264 | 949 | 0.80972
81317 | 5.04 | 0.8 | 365 | 4.5775 | 0.82791 | 5 | 0.40542
81318 | 12.6 | 0.8 | 365 | 11.4438 | 0.56976 | 12 | 0.013547
81319 | 12.16 | 0.8 | 365 | 11.0442 | 0.36257 | 11 | 0.40672
81320 | 11.725 | 0.8 | 365 | 10.6491 | 0.16909 | 10 | 0.81816
81321 | 9.6 | 0.8 | 365 | 8.7191 | 0.33887 | 9 | 0.05794
81323 | 6.72 | 0.8 | 365 | 6.1034 | 0.43721 | 6 | 0.54056
81326 | 7.685 | 0.8 | 365 | 6.9798 | 0.084812 | 7 | 0.064612
81328 | 4.5 | 0.8 | 365 | 4.0871 | 0.34634 | 4 | 0.43341
80640 | 7.56 | 0.8 | 365 | 6.8663 | 0.74186 | 7 | 0.60813
80638 | 8.7 | 0.8 | 365 | 7.9017 | 0.8696 | 8 | 0.77126
80897 | 3.48 | 0.8 | 365 | 3.1607 | 0.54784 | 3 | 0.7085
81334 | 19.08 | 0.8 | 365 | 17.3292 | 0.3485 | 17 | 0.67766
81336 | 5.95 | 0.8 | 365 | 5.404 | 0.32461 | 5 | 0.72862
81028 | 8.99 | 0.8 | 365 | 8.165 | 0.66525 | 8 | 0.8303
81029 | 10.73 | 0.8 | 365 | 9.7454 | 0.43917 | 10 | 0.18455
81338 | 7.41 | 0.8 | 365 | 6.73 | 0.33031 | 7 | 0.060348
80659 | 40.89 | 0.6 | 365 | 27.8534 | 0.14033 | 27 | 0.99369
81030 | 9.86 | 0.8 | 365 | 8.9552 | 0.052212 | 9 | 0.0074264
81031 | 3.99 | 0.8 | 365 | 3.6239 | 0.94709 | 4 | 0.57096
81169 | 4.93 | 0.8 | 365 | 4.4776 | 0.52611 | 5 | 0.0037132
81174 | 4.06 | 0.8 | 365 | 3.6874 | 0.13915 | 3 | 0.82659
81177 | 5.22 | 0.8 | 365 | 4.741 | 0.32176 | 5 | 0.062755
81182 | 12.76 | 0.8 | 365 | 11.5891 | 0.0087443 | 11 | 0.59785
81302 | 5.8 | 0.8 | 365 | 5.2678 | 0.91307 | 6 | 0.18084
81185 | 8.48 | 0.8 | 365 | 7.7018 | 0.266 | 7 | 0.96785
81194 | 8.55 | 0.8 | 365 | 7.7654 | 0.45805 | 8 | 0.22348
81199 | 4.93 | 0.8 | 365 | 4.4776 | 0.52611 | 5 | 0.0037132
81343 | 8.7 | 0.8 | 365 | 7.9017 | 0.8696 | 8 | 0.77126
81346 | 10.385 | 0.8 | 365 | 9.432 | 0.49262 | 9 | 0.92466
81349 | 4.48 | 0.8 | 365 | 4.0689 | 0.29147 | 4 | 0.36037
81350 | 6.03 | 0.8 | 365 | 5.4767 | 0.5441 | 6 | 0.020769
81352 | 6.03 | 0.8 | 365 | 5.4767 | 0.5441 | 6 | 0.020769
81353 | 6.365 | 0.8 | 365 | 5.7809 | 0.46322 | 6 | 0.24414
81355 | 8.64 | 0.8 | 365 | 7.8472 | 0.70498 | 8 | 0.55215
81356 | 3.3 | 0.8 | 365 | 2.9972 | 0.053986 | 3 | 0.051167
81358 | 8.64 | 0.8 | 365 | 7.8472 | 0.70498 | 8 | 0.55215
81359 | 10.8 | 0.8 | 365 | 9.809 | 0.63123 | 10 | 0.44018
81361 | 10.137 | 0.8 | 365 | 9.2068 | 0.8122 | 10 | 0.018994
81362 | 4.578 | 0.8 | 365 | 4.1579 | 0.56035 | 4 | 0.71826
81363 | 5.36 | 0.8 | 365 | 4.8681 | 0.70587 | 5 | 0.57402
81364 | 5.76 | 0.8 | 365 | 5.2314 | 0.80332 | 6 | 0.034764
81366 | 9.45 | 0.8 | 365 | 8.5828 | 0.92732 | 9 | 0.51016
81367 | 12.16 | 0.8 | 365 | 11.0442 | 0.36257 | 11 | 0.40672
81368 | 6.84 | 0.8 | 365 | 6.2123 | 0.76644 | 6 | 0.97878
81369 | 6 | 0.8 | 365 | 5.4494 | 0.46179 | 5 | 0.91121
81370 | 8.28 | 0.8 | 365 | 7.5202 | 0.71727 | 8 | 0.23747
81141 | 4.35 | 0.8 | 365 | 3.9508 | 0.9348 | 4 | 0.88563
81376 | 9.9 | 0.8 | 365 | 8.9915 | 0.16196 | 9 | 0.1535
81377 | 4.725 | 0.8 | 365 | 4.2914 | 0.96366 | 5 | 0.25508
81381 | 15.39 | 0.8 | 365 | 13.9778 | 0.2245 | 14 | 0.20226
81382 | 6.785 | 0.8 | 365 | 6.1624 | 0.61554 | 6 | 0.77793
80579 | 6.6 | 0.8 | 365 | 5.9944 | 0.10797 | 6 | 0.10233
81383 | 7.25 | 0.8 | 365 | 6.5847 | 0.89133 | 7 | 0.47605
81386 | 6.49 | 0.8 | 365 | 5.8945 | 0.80617 | 6 | 0.70063
81387 | 8.7 | 0.8 | 365 | 7.9017 | 0.8696 | 8 | 0.77126
81388 | 12.71 | 0.8 | 365 | 11.5437 | 0.87156 | 12 | 0.41525
81390 | 8.4 | 0.8 | 365 | 7.6292 | 0.046509 | 7 | 0.6757
81392 | 10.075 | 0.8 | 365 | 9.1505 | 0.64209 | 9 | 0.79258
81391 | 9.28 | 0.8 | 365 | 8.4284 | 0.4609 | 8 | 0.88934
81395 | 8.4 | 0.8 | 365 | 7.6292 | 0.046509 | 7 | 0.6757
81399 | 4.56 | 0.8 | 365 | 4.1416 | 0.51096 | 4 | 0.65252
81401 | 3.9 | 0.8 | 365 | 3.5421 | 0.70016 | 4 | 0.24229
81405 | 8.215 | 0.8 | 365 | 7.4612 | 0.53894 | 8 | 0.00010219
81404 | 5.8 | 0.8 | 365 | 5.2678 | 0.91307 | 6 | 0.18084
80782 | 16.08 | 0.8 | 365 | 14.6044 | 0.1176 | 14 | 0.72205
81406 | 7.83 | 0.8 | 365 | 7.1115 | 0.48264 | 7 | 0.59413
80900 | 5.8 | 0.8 | 365 | 5.2678 | 0.91307 | 6 | 0.18084
81407 | 9.92 | 0.8 | 365 | 9.0097 | 0.21683 | 9 | 0.22654
81409 | 12.6 | 0.8 | 365 | 11.4438 | 0.56976 | 12 | 0.013547
81410 | 6.51 | 0.8 | 365 | 5.9126 | 0.86104 | 6 | 0.77367
81015 | 9.86 | 0.8 | 365 | 8.9552 | 0.052212 | 9 | 0.0074264
81411 | 6.09 | 0.8 | 365 | 5.5312 | 0.70872 | 6 | 0.23988
81412 | 7.15 | 0.8 | 365 | 6.4939 | 0.61697 | 7 | 0.11086
81414 | 3.685 | 0.8 | 365 | 3.3469 | 0.11028 | 3 | 0.45714
78670 | 5.22 | 0.8 | 365 | 4.741 | 0.32176 | 5 | 0.062755
81156 | 9.6 | 0.8 | 365 | 8.7191 | 0.33887 | 9 | 0.05794
81416 | 6.195 | 0.8 | 365 | 5.6265 | 0.9968 | 6 | 0.62333
81417 | 9.38 | 0.8 | 365 | 8.5193 | 0.73527 | 9 | 0.25453
81419 | 9.24 | 0.8 | 365 | 8.3921 | 0.35116 | 8 | 0.74327
81420 | 8.32 | 0.8 | 365 | 7.5565 | 0.82702 | 8 | 0.38355
81421 | 10.89 | 0.8 | 365 | 9.8907 | 0.87815 | 10 | 0.76885
81423 | 6.7 | 0.8 | 365 | 6.0852 | 0.38233 | 6 | 0.46752
81422 | 3.3 | 0.8 | 365 | 2.9972 | 0.053986 | 3 | 0.051167
80767 | 5.22 | 0.8 | 365 | 4.741 | 0.32176 | 5 | 0.062755
81429 | 7.92 | 0.8 | 365 | 7.1932 | 0.72957 | 7 | 0.9228
81218 | 9.9 | 0.8 | 365 | 8.9915 | 0.16196 | 9 | 0.1535
81430 | 3.705 | 0.8 | 365 | 3.365 | 0.16516 | 3 | 0.53017
81431 | 11.55 | 0.8 | 365 | 10.4901 | 0.68895 | 11 | 0.17908
81111 | 8.99 | 0.8 | 365 | 8.165 | 0.66525 | 8 | 0.8303
81354 | 9.57 | 0.8 | 365 | 8.6918 | 0.25656 | 8 | 0.94838
81393 | 5.51 | 0.8 | 365 | 5.0044 | 0.11741 | 5 | 0.1218
81360 | 13.11 | 0.8 | 365 | 11.907 | 0.96902 | 12 | 0.876
81365 | 7.83 | 0.8 | 365 | 7.1115 | 0.48264 | 7 | 0.59413
81432 | 6.09 | 0.8 | 365 | 5.5312 | 0.70872 | 6 | 0.23988
81371 | 9.86 | 0.8 | 365 | 8.9552 | 0.052212 | 9 | 0.0074264
81433 | 12.285 | 0.8 | 365 | 11.1577 | 0.70552 | 11 | 0.86321
81372 | 4.64 | 0.8 | 365 | 4.2142 | 0.73045 | 4 | 0.94467
81373 | 4.35 | 0.8 | 365 | 3.9508 | 0.9348 | 4 | 0.88563
81374 | 13.34 | 0.8 | 365 | 12.1159 | 0.60005 | 12 | 0.71593
81394 | 4.35 | 0.8 | 365 | 3.9508 | 0.9348 | 4 | 0.88563
81397 | 5.04 | 0.8 | 365 | 4.5775 | 0.82791 | 5 | 0.40542
81400 | 6.09 | 0.8 | 365 | 5.5312 | 0.70872 | 6 | 0.23988
81403 | 7.84 | 0.8 | 365 | 7.1206 | 0.51007 | 7 | 0.63065
81435 | 5.4 | 0.8 | 365 | 4.9045 | 0.81561 | 5 | 0.72009
81436 | 14 | 0.8 | 365 | 12.7153 | 0.41085 | 13 | 0.12616
81426 | 5.51 | 0.8 | 365 | 5.0044 | 0.11741 | 5 | 0.1218
81427 | 7.25 | 0.8 | 365 | 6.5847 | 0.89133 | 7 | 0.47605
81440 | 16.5 | 0.8 | 365 | 14.9859 | 0.26993 | 15 | 0.25584
81428 | 6.38 | 0.8 | 365 | 5.7946 | 0.50437 | 6 | 0.29892
81441 | 5.7 | 0.8 | 365 | 5.1769 | 0.6387 | 5 | 0.81565
81439 | 4.875 | 0.8 | 365 | 4.4277 | 0.37521 | 4 | 0.80286
81445 | 24.19 | 0.8 | 365 | 21.9702 | 0.36846 | 22 | 0.33871
81448 | 7.15 | 0.8 | 365 | 6.4939 | 0.61697 | 7 | 0.11086
81450 | 7.8 | 0.8 | 365 | 7.0842 | 0.40033 | 7 | 0.48458
80630 | 4.62 | 0.8 | 365 | 4.1961 | 0.67558 | 4 | 0.87163
80636 | 8.75 | 0.8 | 365 | 7.9471 | 0.00678 | 7 | 0.95385
81256 | 9.125 | 0.8 | 365 | 8.2877 | 0.035642 | 8 | 0.3233
80643 | 9 | 0.8 | 365 | 8.1741 | 0.69269 | 8 | 0.86682
81069 | 4.93 | 0.8 | 365 | 4.4776 | 0.52611 | 5 | 0.0037132
81057 | 7.68 | 0.8 | 365 | 6.9753 | 0.071094 | 7 | 0.046352
80941 | 2.97 | 0.8 | 365 | 2.6975 | 0.14859 | 2 | 0.84605
81464 | 4.845 | 0.8 | 365 | 4.4004 | 0.2929 | 4 | 0.6933
81466 | 8.265 | 0.8 | 365 | 7.5066 | 0.67612 | 8 | 0.1827
81467 | 3.99 | 0.8 | 365 | 3.6239 | 0.94709 | 4 | 0.57096
81474 | 6.555 | 0.8 | 365 | 5.9535 | 0.98451 | 6 | 0.938
81475 | 8.12 | 0.8 | 365 | 7.3749 | 0.27829 | 7 | 0.65317
81476 | 3.64 | 0.8 | 365 | 3.306 | 0.98682 | 4 | 0.2928
81477 | 6.38 | 0.8 | 365 | 5.7946 | 0.50437 | 6 | 0.29892
80952 | 11.725 | 0.8 | 365 | 10.6491 | 0.16909 | 10 | 0.81816
81478 | 7.54 | 0.8 | 365 | 6.8481 | 0.68699 | 7 | 0.53509
81203 | 5.8 | 0.8 | 365 | 5.2678 | 0.91307 | 6 | 0.18084
81479 | 5.85 | 0.8 | 365 | 5.3132 | 0.050247 | 5 | 0.36343
81480 | 6.555 | 0.8 | 365 | 5.9535 | 0.98451 | 6 | 0.938
81482 | 6.44 | 0.8 | 365 | 5.849 | 0.66899 | 6 | 0.51804
81483 | 5.32 | 0.8 | 365 | 4.8318 | 0.59612 | 5 | 0.42794
81468 | 4.06 | 0.8 | 365 | 3.6874 | 0.13915 | 3 | 0.82659
81438 | 19.2 | 0.8 | 365 | 17.4381 | 0.67773 | 18 | 0.11588
81465 | 8.99 | 0.8 | 365 | 8.165 | 0.66525 | 8 | 0.8303
81463 | 5.8 | 0.8 | 365 | 5.2678 | 0.91307 | 6 | 0.18084
81462 | 7.54 | 0.8 | 365 | 6.8481 | 0.68699 | 7 | 0.53509
81484 | 5.4 | 0.8 | 365 | 4.9045 | 0.81561 | 5 | 0.72009
81459 | 2.32 | 0.8 | 365 | 2.1071 | 0.36523 | 2 | 0.47234
81485 | 6.39 | 0.8 | 365 | 5.8036 | 0.53181 | 6 | 0.33544
81385 | 10.85 | 0.8 | 365 | 9.8544 | 0.76841 | 10 | 0.62278
81486 | 10.72 | 0.8 | 365 | 9.7363 | 0.41174 | 10 | 0.14803
81444 | 4.06 | 0.8 | 365 | 3.6874 | 0.13915 | 3 | 0.82659
81452 | 8.99 | 0.8 | 365 | 8.165 | 0.66525 | 8 | 0.8303
81454 | 3.77 | 0.8 | 365 | 3.4241 | 0.34349 | 3 | 0.76755
81488 | 12.32 | 0.8 | 365 | 11.1895 | 0.80155 | 11 | 0.99102
81489 | 9.75 | 0.8 | 365 | 8.8553 | 0.75041 | 9 | 0.60572
80759 | 9.6 | 0.8 | 365 | 8.7191 | 0.33887 | 9 | 0.05794
81490 | 6.2 | 0.8 | 365 | 5.6311 | 0.010518 | 5 | 0.64159
81491 | 8.19 | 0.8 | 365 | 7.4385 | 0.47035 | 7 | 0.90881
80954 | 6.38 | 0.8 | 365 | 5.7946 | 0.50437 | 6 | 0.29892
81088 | 8.45 | 0.8 | 365 | 7.6746 | 0.18369 | 7 | 0.85829
80903 | 2.1 | 0.8 | 365 | 1.9073 | 0.76163 | 2 | 0.66892
81456 | 10.15 | 0.8 | 365 | 9.2186 | 0.84786 | 10 | 0.066468
81447 | 3.92 | 0.8 | 365 | 3.5603 | 0.75504 | 4 | 0.31533
80922 | 14.85 | 0.8 | 365 | 13.4873 | 0.74294 | 14 | 0.23025
81455 | 5.8 | 0.8 | 365 | 5.2678 | 0.91307 | 6 | 0.18084
81502 | 7.425 | 0.8 | 365 | 6.7437 | 0.37147 | 7 | 0.11513
81503 | 6 | 0.8 | 365 | 5.4494 | 0.46179 | 5 | 0.91121
81504 | 9.6 | 0.8 | 365 | 8.7191 | 0.33887 | 9 | 0.05794
81506 | 10.45 | 0.8 | 365 | 9.4911 | 0.67095 | 10 | 0.16203
81507 | 13.2 | 0.8 | 365 | 11.9887 | 0.21594 | 12 | 0.20467
81508 | 12.18 | 0.8 | 365 | 11.0623 | 0.41744 | 11 | 0.47976
81509 | 5.695 | 0.8 | 365 | 5.1724 | 0.62498 | 5 | 0.79739
81510 | 5.8 | 0.8 | 365 | 5.2678 | 0.91307 | 6 | 0.18084
81511 | 8.58 | 0.8 | 365 | 7.7927 | 0.54036 | 8 | 0.33303
81512 | 9.86 | 0.8 | 365 | 8.9552 | 0.052212 | 9 | 0.0074264
81515 | 4.64 | 0.8 | 365 | 4.2142 | 0.73045 | 4 | 0.94467
81516 | 11.89 | 0.8 | 365 | 10.7989 | 0.62178 | 11 | 0.42072
81517 | 4.95 | 0.8 | 365 | 4.4958 | 0.58098 | 5 | 0.076751
81518 | 14.08 | 0.8 | 365 | 12.788 | 0.63034 | 13 | 0.41831
81519 | 3.78 | 0.8 | 365 | 3.4331 | 0.37093 | 3 | 0.80406
81520 | 7.035 | 0.8 | 365 | 6.3894 | 0.30145 | 6 | 0.6909
81521 | 7.35 | 0.8 | 365 | 6.6755 | 0.1657 | 6 | 0.84124
81522 | 9.045 | 0.8 | 365 | 8.215 | 0.81615 | 9 | 0.031153
81524 | 5.49 | 0.8 | 365 | 4.9862 | 0.06254 | 5 | 0.04876
81526 | 23.46 | 0.8 | 365 | 21.3072 | 0.36561 | 21 | 0.67284
37009 | 2151.45 | 0.7 | 365 | 1709.7728 | 0.93868 | 1710 | 0.71149
81653 | 69.12 | 0.6 | 365 | 47.083 | 0.22988 | 47 | 0.31288
26411 | 645.84 | 1 | 365 | 733.2196 | 0.93411 | 734 | 0.15368
26407 | 645.84 | 1 | 365 | 733.2196 | 0.93411 | 734 | 0.15368
26406 | 645.84 | 1 | 365 | 733.2196 | 0.93411 | 734 | 0.15368
81424 | 313.2 | 0.6 | 365 | 213.3448 | 0.47916 | 213 | 0.82398
81425 | 1401.48 | 0.6 | 365 | 954.6568 | 0.85903 | 955 | 0.51581
81492 | 3.19 | 0.8 | 365 | 2.8973 | 0.75219 | 3 | 0.64946
81701 | 11.31 | 0.8 | 365 | 10.2722 | 0.030478 | 10 | 0.30264
81641 | 4.35 | 0.8 | 365 | 3.9508 | 0.9348 | 4 | 0.88563
81493 | 4.64 | 0.8 | 365 | 4.2142 | 0.73045 | 4 | 0.94467
81494 | 8.99 | 0.8 | 365 | 8.165 | 0.66525 | 8 | 0.8303
81750 | 8.99 | 0.8 | 365 | 8.165 | 0.66525 | 8 | 0.8303
81451 | 4.64 | 0.8 | 365 | 4.2142 | 0.73045 | 4 | 0.94467
81457 | 2.32 | 0.8 | 365 | 2.1071 | 0.36523 | 2 | 0.47234
81532 | 12.8 | 0.8 | 365 | 11.6254 | 0.11849 | 11 | 0.74392
81533 | 9.86 | 0.8 | 365 | 8.9552 | 0.052212 | 9 | 0.0074264
81534 | 4.425 | 0.8 | 365 | 4.0189 | 0.14057 | 4 | 0.15952
81523 | 5.04 | 0.8 | 365 | 4.5775 | 0.82791 | 5 | 0.40542
81544 | 7.2 | 0.8 | 365 | 6.5393 | 0.75415 | 7 | 0.29346
81543 | 6.3 | 0.8 | 365 | 5.7219 | 0.28488 | 6 | 0.0067734
81546 | 8.58 | 0.8 | 365 | 7.7927 | 0.54036 | 8 | 0.33303
81548 | 6.5 | 0.8 | 365 | 5.9035 | 0.83361 | 6 | 0.73715
81553 | 2.8 | 0.8 | 365 | 2.5431 | 0.68217 | 3 | 0.22523
81550 | 10.4 | 0.8 | 365 | 9.4457 | 0.53377 | 9 | 0.97944
81555 | 4.275 | 0.8 | 365 | 3.8827 | 0.72903 | 4 | 0.61174
81655 | 5.67 | 0.8 | 365 | 5.1497 | 0.55639 | 5 | 0.7061
81557 | 9.1 | 0.8 | 365 | 8.265 | 0.96705 | 9 | 0.23201
80789 | 3.6 | 0.8 | 365 | 3.2697 | 0.87708 | 4 | 0.14673
81770 | 9.86 | 0.8 | 365 | 8.9552 | 0.052212 | 9 | 0.0074264
81080 | 12.3 | 0.8 | 365 | 11.1713 | 0.74667 | 11 | 0.91799
81083 | 6.6 | 0.8 | 365 | 5.9944 | 0.10797 | 6 | 0.10233
81643 | 9.28 | 0.8 | 365 | 8.4284 | 0.4609 | 8 | 0.88934
81562 | 13.275 | 0.8 | 365 | 12.0568 | 0.42171 | 12 | 0.47856
81563 | 3.19 | 0.8 | 365 | 2.8973 | 0.75219 | 3 | 0.64946
81639 | 9.86 | 0.8 | 365 | 8.9552 | 0.052212 | 9 | 0.0074264
81564 | 3.54 | 0.8 | 365 | 3.2152 | 0.71246 | 3 | 0.92762
81638 | 5.22 | 0.8 | 365 | 4.741 | 0.32176 | 5 | 0.062755
81629 | 4.64 | 0.8 | 365 | 4.2142 | 0.73045 | 4 | 0.94467
81748 | 6.67 | 0.8 | 365 | 6.0579 | 0.30003 | 6 | 0.35796
81740 | 6.615 | 0.8 | 365 | 6.008 | 0.14913 | 6 | 0.15711
81738 | 4.35 | 0.8 | 365 | 3.9508 | 0.9348 | 4 | 0.88563
81736 | 6.09 | 0.8 | 365 | 5.5312 | 0.70872 | 6 | 0.23988
81734 | 8.265 | 0.8 | 365 | 7.5066 | 0.67612 | 8 | 0.1827
81733 | 3.77 | 0.8 | 365 | 3.4241 | 0.34349 | 3 | 0.76755
81728 | 11.31 | 0.8 | 365 | 10.2722 | 0.030478 | 10 | 0.30264
81724 | 4.35 | 0.8 | 365 | 3.9508 | 0.9348 | 4 | 0.88563
81719 | 10.44 | 0.8 | 365 | 9.482 | 0.64352 | 10 | 0.12551
81717 | 9.28 | 0.8 | 365 | 8.4284 | 0.4609 | 8 | 0.88934
81711 | 6.09 | 0.8 | 365 | 5.5312 | 0.70872 | 6 | 0.23988
81703 | 12.04 | 0.8 | 365 | 10.9352 | 0.033329 | 10 | 0.9685
81692 | 10.73 | 0.8 | 365 | 9.7454 | 0.43917 | 10 | 0.18455
81565 | 5.22 | 0.8 | 365 | 4.741 | 0.32176 | 5 | 0.062755
81566 | 6.785 | 0.8 | 365 | 6.1624 | 0.61554 | 6 | 0.77793
81567 | 5.605 | 0.8 | 365 | 5.0907 | 0.37806 | 5 | 0.46872
81568 | 4.425 | 0.8 | 365 | 4.0189 | 0.14057 | 4 | 0.15952
81569 | 4.06 | 0.8 | 365 | 3.6874 | 0.13915 | 3 | 0.82659
81570 | 6.49 | 0.8 | 365 | 5.8945 | 0.80617 | 6 | 0.70063
81053 | 6.3 | 0.8 | 365 | 5.7219 | 0.28488 | 6 | 0.0067734
81542 | 9.92 | 0.8 | 365 | 9.0097 | 0.21683 | 9 | 0.22654
81347 | 111 | 0.6 | 365 | 75.6107 | 0.40736 | 76 | 0.018078
81582 | 9.765 | 0.8 | 365 | 8.8689 | 0.79157 | 9 | 0.6605
76729 | 4.16 | 0.8 | 365 | 3.7783 | 0.41351 | 4 | 0.19177
51491 | 693.45 | 0.8 | 365 | 629.8168 | 0.57161 | 630 | 0.38842
81624 | 10.44 | 0.8 | 365 | 9.482 | 0.64352 | 10 | 0.12551
81547 | 9.86 | 0.8 | 365 | 8.9552 | 0.052212 | 9 | 0.0074264
81622 | 6.67 | 0.8 | 365 | 6.0579 | 0.30003 | 6 | 0.35796
81690 | 11.6 | 0.8 | 365 | 10.5355 | 0.82613 | 11 | 0.36168
81688 | 7.56 | 0.8 | 365 | 6.8663 | 0.74186 | 7 | 0.60813
81686 | 4.64 | 0.8 | 365 | 4.2142 | 0.73045 | 4 | 0.94467
81685 | 5.7 | 0.8 | 365 | 5.1769 | 0.6387 | 5 | 0.81565
81684 | 7.25 | 0.8 | 365 | 6.5847 | 0.89133 | 7 | 0.47605
81683 | 5.51 | 0.8 | 365 | 5.0044 | 0.11741 | 5 | 0.1218
81681 | 7.54 | 0.8 | 365 | 6.8481 | 0.68699 | 7 | 0.53509
81677 | 6.38 | 0.8 | 365 | 5.7946 | 0.50437 | 6 | 0.29892
81663 | 6.96 | 0.8 | 365 | 6.3213 | 0.095679 | 6 | 0.41701
81662 | 5.8 | 0.8 | 365 | 5.2678 | 0.91307 | 6 | 0.18084
81654 | 7.83 | 0.8 | 365 | 7.1115 | 0.48264 | 7 | 0.59413
81645 | 4.93 | 0.8 | 365 | 4.4776 | 0.52611 | 5 | 0.0037132
81637 | 4.64 | 0.8 | 365 | 4.2142 | 0.73045 | 4 | 0.94467
81628 | 4.93 | 0.8 | 365 | 4.4776 | 0.52611 | 5 | 0.0037132
81627 | 7.25 | 0.8 | 365 | 6.5847 | 0.89133 | 7 | 0.47605
81621 | 2.32 | 0.8 | 365 | 2.1071 | 0.36523 | 2 | 0.47234
81620 | 7.25 | 0.8 | 365 | 6.5847 | 0.89133 | 7 | 0.47605
81619 | 8.99 | 0.8 | 365 | 8.165 | 0.66525 | 8 | 0.8303
81618 | 2.32 | 0.8 | 365 | 2.1071 | 0.36523 | 2 | 0.47234
81610 | 11.02 | 0.8 | 365 | 10.0088 | 0.23482 | 10 | 0.24359
81609 | 4.64 | 0.8 | 365 | 4.2142 | 0.73045 | 4 | 0.94467
81588 | 8.7 | 0.8 | 365 | 7.9017 | 0.8696 | 8 | 0.77126
81586 | 2.32 | 0.8 | 365 | 2.1071 | 0.36523 | 2 | 0.47234
81583 | 2.32 | 0.8 | 365 | 2.1071 | 0.36523 | 2 | 0.47234
81580 | 5.51 | 0.8 | 365 | 5.0044 | 0.11741 | 5 | 0.1218
81579 | 8.99 | 0.8 | 365 | 8.165 | 0.66525 | 8 | 0.8303
81626 | 7.83 | 0.8 | 365 | 7.1115 | 0.48264 | 7 | 0.59413
81584 | 13.44 | 0.8 | 365 | 12.2067 | 0.87441 | 13 | 0.081117
81585 | 10.56 | 0.8 | 365 | 9.591 | 0.97275 | 10 | 0.56373
81587 | 9.425 | 0.8 | 365 | 8.5601 | 0.85873 | 9 | 0.41886
81590 | 13.325 | 0.8 | 365 | 12.1023 | 0.5589 | 12 | 0.66115
34639 | 700.92 | 1 | 365 | 795.7517 | 0.83318 | 796 | 0.58485
34593 | 457.38 | 1 | 365 | 519.2617 | 0.60301 | 519 | 0.86469
81593 | 8.32 | 0.8 | 365 | 7.5565 | 0.82702 | 8 | 0.38355
38141 | 647.92 | 0.8 | 365 | 588.4648 | 0.65405 | 589 | 0.11883
38127 | 642.6 | 0.8 | 365 | 583.633 | 0.057923 | 583 | 0.69089
37984 | 642.6 | 0.8 | 365 | 583.633 | 0.057923 | 583 | 0.69089
80849 | 6.9 | 0.8 | 365 | 6.2668 | 0.93106 | 7 | 0.19789
78182 | 128 | 0.6 | 365 | 87.1907 | 0.38867 | 87 | 0.5794
78179 | 233.2 | 0.6 | 365 | 158.8506 | 0.86124 | 159 | 0.71185
78178 | 408 | 0.6 | 365 | 277.9205 | 0.55139 | 278 | 0.47185
78177 | 72 | 0.6 | 365 | 49.0448 | 0.15613 | 49 | 0.20092
81119 | 13.2 | 0.8 | 365 | 11.9887 | 0.21594 | 12 | 0.20467
81138 | 13.34 | 0.8 | 365 | 12.1159 | 0.60005 | 12 | 0.71593
81288 | 4.06 | 0.8 | 365 | 3.6874 | 0.13915 | 3 | 0.82659
81289 | 4.35 | 0.8 | 365 | 3.9508 | 0.9348 | 4 | 0.88563
81324 | 6.44 | 0.8 | 365 | 5.849 | 0.66899 | 6 | 0.51804
81348 | 5.8 | 0.8 | 365 | 5.2678 | 0.91307 | 6 | 0.18084
81357 | 8.71 | 0.8 | 365 | 7.9107 | 0.89703 | 8 | 0.80778
81351 | 4.32 | 0.8 | 365 | 3.9236 | 0.85249 | 4 | 0.77607
81160 | 6.3 | 0.8 | 365 | 5.7219 | 0.28488 | 6 | 0.0067734
81402 | 8.41 | 0.8 | 365 | 7.6383 | 0.073945 | 7 | 0.71222
81408 | 4.64 | 0.8 | 365 | 4.2142 | 0.73045 | 4 | 0.94467
81413 | 15.87 | 0.8 | 365 | 14.4137 | 0.54144 | 14 | 0.95516
81442 | 13.2 | 0.8 | 365 | 11.9887 | 0.21594 | 12 | 0.20467
81446 | 11.7 | 0.8 | 365 | 10.6264 | 0.10049 | 10 | 0.72686
79754 | 6.24 | 0.8 | 365 | 5.6674 | 0.12026 | 5 | 0.78766
81282 | 9 | 0.8 | 365 | 8.1741 | 0.69269 | 8 | 0.86682
81513 | 14.4 | 0.8 | 365 | 13.0786 | 0.5083 | 13 | 0.58691
81443 | 150.9 | 0.6 | 365 | 102.7897 | 0.51055 | 103 | 0.30025
81794 | 5.94 | 0.8 | 365 | 5.3949 | 0.29717 | 5 | 0.6921
81793 | 6.84 | 0.8 | 365 | 6.2123 | 0.76644 | 6 | 0.97878
81792 | 7.98 | 0.8 | 365 | 7.2477 | 0.89418 | 8 | 0.14191
81791 | 7.125 | 0.8 | 365 | 6.4712 | 0.54838 | 7 | 0.019565
81790 | 9.975 | 0.8 | 365 | 9.0597 | 0.36773 | 9 | 0.42739
81787 | 7.41 | 0.8 | 365 | 6.73 | 0.33031 | 7 | 0.060348
81735 | 5.28 | 0.8 | 365 | 4.7955 | 0.48638 | 5 | 0.28187
81679 | 7.98 | 0.8 | 365 | 7.2477 | 0.89418 | 8 | 0.14191
81674 | 6.555 | 0.8 | 365 | 5.9535 | 0.98451 | 6 | 0.938
81616 | 8.91 | 0.8 | 365 | 8.0924 | 0.44576 | 8 | 0.53815
81615 | 6.27 | 0.8 | 365 | 5.6946 | 0.20257 | 5 | 0.89722
81614 | 11.88 | 0.8 | 365 | 10.7899 | 0.59435 | 11 | 0.3842
81613 | 4.62 | 0.8 | 365 | 4.1961 | 0.67558 | 4 | 0.87163
81608 | 11.88 | 0.8 | 365 | 10.7899 | 0.59435 | 11 | 0.3842
81606 | 3.99 | 0.8 | 365 | 3.6239 | 0.94709 | 4 | 0.57096
81605 | 11.55 | 0.8 | 365 | 10.4901 | 0.68895 | 11 | 0.17908
81604 | 6.84 | 0.8 | 365 | 6.2123 | 0.76644 | 6 | 0.97878
81836 | 9.92 | 0.8 | 365 | 9.0097 | 0.21683 | 9 | 0.22654
81835 | 8.375 | 0.8 | 365 | 7.6065 | 0.97792 | 8 | 0.5844
81834 | 7.7 | 0.8 | 365 | 6.9934 | 0.12597 | 7 | 0.11939
81831 | 4.93 | 0.8 | 365 | 4.4776 | 0.52611 | 5 | 0.0037132
81833 | 6.96 | 0.8 | 365 | 6.3213 | 0.095679 | 6 | 0.41701
81828 | 8.4 | 0.8 | 365 | 7.6292 | 0.046509 | 7 | 0.6757
81827 | 18.36 | 0.8 | 365 | 16.6752 | 0.37308 | 17 | 0.048311
81782 | 9.9 | 0.8 | 365 | 8.9915 | 0.16196 | 9 | 0.1535
81781 | 7.37 | 0.8 | 365 | 6.6937 | 0.22057 | 6 | 0.91427
81780 | 17.4 | 0.8 | 365 | 15.8033 | 0.7392 | 16 | 0.54252
81778 | 3.84 | 0.8 | 365 | 3.4876 | 0.53555 | 4 | 0.023176
81777 | 9.6 | 0.8 | 365 | 8.7191 | 0.33887 | 9 | 0.05794
81776 | 13.325 | 0.8 | 365 | 12.1023 | 0.5589 | 12 | 0.66115
81775 | 7.65 | 0.8 | 365 | 6.948 | 0.98878 | 7 | 0.9368
81774 | 8.68 | 0.8 | 365 | 7.8835 | 0.81473 | 8 | 0.69822
81758 | 6.7 | 0.8 | 365 | 6.0852 | 0.38233 | 6 | 0.46752
81757 | 11.725 | 0.8 | 365 | 10.6491 | 0.16909 | 10 | 0.81816
81756 | 6.93 | 0.8 | 365 | 6.2941 | 0.01337 | 6 | 0.30745
81755 | 7.37 | 0.8 | 365 | 6.6937 | 0.22057 | 6 | 0.91427
81753 | 7.35 | 0.8 | 365 | 6.6755 | 0.1657 | 6 | 0.84124
81752 | 8.32 | 0.8 | 365 | 7.5565 | 0.82702 | 8 | 0.38355
81751 | 6.08 | 0.8 | 365 | 5.5221 | 0.68128 | 6 | 0.20336
81715 | 6.21 | 0.8 | 365 | 5.6402 | 0.037955 | 5 | 0.67811
81714 | 6.365 | 0.8 | 365 | 5.7809 | 0.46322 | 6 | 0.24414
81710 | 9.15 | 0.8 | 365 | 8.3104 | 0.10423 | 8 | 0.4146
81708 | 6.3 | 0.8 | 365 | 5.7219 | 0.28488 | 6 | 0.0067734
81666 | 3.6 | 0.8 | 365 | 3.2697 | 0.87708 | 4 | 0.14673
81665 | 8.745 | 0.8 | 365 | 7.9425 | 0.99306 | 8 | 0.93559
81652 | 12.3 | 0.8 | 365 | 11.1713 | 0.74667 | 11 | 0.91799
81650 | 7 | 0.8 | 365 | 6.3577 | 0.20542 | 6 | 0.56308
81649 | 12.6 | 0.8 | 365 | 11.4438 | 0.56976 | 12 | 0.013547
81642 | 8.25 | 0.8 | 365 | 7.493 | 0.63496 | 8 | 0.12792
81636 | 11.025 | 0.8 | 365 | 10.0133 | 0.24854 | 10 | 0.26185
81820 | 12.6 | 0.8 | 365 | 11.4438 | 0.56976 | 12 | 0.013547
81819 | 9.28 | 0.8 | 365 | 8.4284 | 0.4609 | 8 | 0.88934
81818 | 13.05 | 0.8 | 365 | 11.8525 | 0.8044 | 12 | 0.65689
81817 | 10.395 | 0.8 | 365 | 9.4411 | 0.52005 | 9 | 0.96118
81801 | 6.96 | 0.8 | 365 | 6.3213 | 0.095679 | 6 | 0.41701
81800 | 9.57 | 0.8 | 365 | 8.6918 | 0.25656 | 8 | 0.94838
81799 | 6.38 | 0.8 | 365 | 5.7946 | 0.50437 | 6 | 0.29892
81798 | 5.22 | 0.8 | 365 | 4.741 | 0.32176 | 5 | 0.062755
81795 | 5.51 | 0.8 | 365 | 5.0044 | 0.11741 | 5 | 0.1218
81767 | 8.55 | 0.8 | 365 | 7.7654 | 0.45805 | 8 | 0.22348
81766 | 2.61 | 0.8 | 365 | 2.3705 | 0.16088 | 2 | 0.53138
81765 | 4.93 | 0.8 | 365 | 4.4776 | 0.52611 | 5 | 0.0037132
81660 | 4.35 | 0.8 | 365 | 3.9508 | 0.9348 | 4 | 0.88563
81838 | 10.73 | 0.8 | 365 | 9.7454 | 0.43917 | 10 | 0.18455
81830 | 7.25 | 0.8 | 365 | 6.5847 | 0.89133 | 7 | 0.47605
81832 | 2.9 | 0.8 | 365 | 2.6339 | 0.95653 | 3 | 0.59042
81871 | 10.73 | 0.8 | 365 | 9.7454 | 0.43917 | 10 | 0.18455
81865 | 3.77 | 0.8 | 365 | 3.4241 | 0.34349 | 3 | 0.76755
81872 | 13.4 | 0.8 | 365 | 12.1704 | 0.76467 | 12 | 0.93504
81870 | 10.075 | 0.8 | 365 | 9.1505 | 0.64209 | 9 | 0.79258
81869 | 4.29 | 0.8 | 365 | 3.8963 | 0.77018 | 4 | 0.66652
81866 | 6 | 0.8 | 365 | 5.4494 | 0.46179 | 5 | 0.91121
81635 | 13.4 | 0.8 | 365 | 12.1704 | 0.76467 | 12 | 0.93504
81634 | 12.025 | 0.8 | 365 | 10.9215 | 0.99217 | 11 | 0.91372
81632 | 8.41 | 0.8 | 365 | 7.6383 | 0.073945 | 7 | 0.71222
81597 | 11.55 | 0.8 | 365 | 10.4901 | 0.68895 | 11 | 0.17908
81596 | 10.89 | 0.8 | 365 | 9.8907 | 0.87815 | 10 | 0.76885
81789 | 5.94 | 0.8 | 365 | 5.3949 | 0.29717 | 5 | 0.6921
81536 | 5.015 | 0.8 | 365 | 4.5548 | 0.75931 | 5 | 0.31412
81539 | 9.57 | 0.8 | 365 | 8.6918 | 0.25656 | 8 | 0.94838
81556 | 7.68 | 0.8 | 365 | 6.9753 | 0.071094 | 7 | 0.046352
81561 | 4.13 | 0.8 | 365 | 3.751 | 0.3312 | 4 | 0.082218
81577 | 8.45 | 0.8 | 365 | 7.6746 | 0.18369 | 7 | 0.85829
81559 | 2.97 | 0.8 | 365 | 2.6975 | 0.14859 | 2 | 0.84605
81603 | 8.265 | 0.8 | 365 | 7.5066 | 0.67612 | 8 | 0.1827
81797 | 6.38 | 0.8 | 365 | 5.7946 | 0.50437 | 6 | 0.29892
81505 | 7.56 | 0.8 | 365 | 6.8663 | 0.74186 | 7 | 0.60813
81082 | 8.41 | 0.8 | 365 | 7.6383 | 0.073945 | 7 | 0.71222
81600 | 7.2 | 0.8 | 365 | 6.5393 | 0.75415 | 7 | 0.29346
81496 | 5.28 | 0.8 | 365 | 4.7955 | 0.48638 | 5 | 0.28187
81602 | 7.475 | 0.8 | 365 | 6.7891 | 0.50865 | 7 | 0.29772
81514 | 4.35 | 0.8 | 365 | 3.9508 | 0.9348 | 4 | 0.88563
81087 | 8.1 | 0.8 | 365 | 7.3567 | 0.22342 | 7 | 0.58014
81527 | 7.14 | 1 | 365 | 8.106 | 0.48692 | 8 | 0.59293
81316 | 11.89 | 0.8 | 365 | 10.7989 | 0.62178 | 11 | 0.42072
81607 | 9.6 | 0.8 | 365 | 8.7191 | 0.33887 | 9 | 0.05794
80773 | 13.44 | 0.8 | 365 | 12.2067 | 0.87441 | 13 | 0.081117
81229 | 7.695 | 0.8 | 365 | 6.9889 | 0.11225 | 7 | 0.10113
81640 | 5.13 | 0.8 | 365 | 4.6593 | 0.074832 | 4 | 0.73409
81239 | 4.275 | 0.8 | 365 | 3.8827 | 0.72903 | 4 | 0.61174
81240 | 9.12 | 0.8 | 365 | 8.2831 | 0.021924 | 8 | 0.30504
81646 | 5.36 | 0.8 | 365 | 4.8681 | 0.70587 | 5 | 0.57402
81651 | 8.04 | 0.8 | 365 | 7.3022 | 0.058801 | 7 | 0.36103
34769 | 2577.15 | 1 | 365 | 2925.8281 | 0.43901 | 2926 | 0.2671
81656 | 6.785 | 0.8 | 365 | 6.1624 | 0.61554 | 6 | 0.77793
81658 | 8.12 | 0.8 | 365 | 7.3749 | 0.27829 | 7 | 0.65317
81667 | 10.2 | 0.8 | 365 | 9.264 | 0.98505 | 10 | 0.24906
81670 | 12.255 | 0.8 | 365 | 11.1304 | 0.62321 | 11 | 0.75365
81672 | 6.38 | 0.8 | 365 | 5.7946 | 0.50437 | 6 | 0.29892
81675 | 5.6 | 0.8 | 365 | 5.0861 | 0.36434 | 5 | 0.45047
81680 | 10.08 | 0.8 | 365 | 9.155 | 0.65581 | 9 | 0.81084
81687 | 6.09 | 0.8 | 365 | 5.5312 | 0.70872 | 6 | 0.23988
81689 | 6.9 | 0.8 | 365 | 6.2668 | 0.93106 | 7 | 0.19789
81682 | 2.9 | 0.8 | 365 | 2.6339 | 0.95653 | 3 | 0.59042
81693 | 5.9 | 0.8 | 365 | 5.3586 | 0.18743 | 5 | 0.54603
81694 | 3.835 | 0.8 | 365 | 3.4831 | 0.52183 | 4 | 0.0049168
81695 | 2.065 | 0.8 | 365 | 1.8755 | 0.6656 | 2 | 0.54111
81525 | 5.04 | 0.8 | 365 | 4.5775 | 0.82791 | 5 | 0.40542
81415 | 8.1 | 0.8 | 365 | 7.3567 | 0.22342 | 7 | 0.58014
81722 | 7.68 | 0.8 | 365 | 6.9753 | 0.071094 | 7 | 0.046352
79017 | 11.055 | 0.8 | 365 | 10.0406 | 0.33085 | 10 | 0.37141
81732 | 7.965 | 0.8 | 365 | 7.2341 | 0.85303 | 8 | 0.087135
81723 | 8.05 | 0.8 | 365 | 7.3113 | 0.086238 | 7 | 0.39754
81327 | 8.76 | 0.8 | 365 | 7.9562 | 0.034216 | 7 | 0.99037
81339 | 12.21 | 0.8 | 365 | 11.0896 | 0.49975 | 11 | 0.58932
81335 | 6.27 | 0.8 | 365 | 5.6946 | 0.20257 | 5 | 0.89722
81747 | 4.93 | 0.8 | 365 | 4.4776 | 0.52611 | 5 | 0.0037132
81926 | 4.35 | 0.8 | 365 | 3.9508 | 0.9348 | 4 | 0.88563
81917 | 4.64 | 0.8 | 365 | 4.2142 | 0.73045 | 4 | 0.94467
81912 | 9.57 | 0.8 | 365 | 8.6918 | 0.25656 | 8 | 0.94838
81644 | 10.54 | 0.8 | 365 | 9.5728 | 0.91788 | 10 | 0.4907
81657 | 7.8 | 0.8 | 365 | 7.0842 | 0.40033 | 7 | 0.48458
81941 | 7.8 | 0.8 | 365 | 7.0842 | 0.40033 | 7 | 0.48458
81940 | 7.54 | 0.8 | 365 | 6.8481 | 0.68699 | 7 | 0.53509
81939 | 12.6 | 0.8 | 365 | 11.4438 | 0.56976 | 12 | 0.013547
81938 | 4.34 | 0.8 | 365 | 3.9417 | 0.90736 | 4 | 0.84911
81937 | 10.8 | 0.8 | 365 | 9.809 | 0.63123 | 10 | 0.44018
81936 | 3.84 | 0.8 | 365 | 3.4876 | 0.53555 | 4 | 0.023176
81935 | 10.88 | 0.8 | 365 | 9.8816 | 0.85072 | 10 | 0.73233
81934 | 9.6 | 0.8 | 365 | 8.7191 | 0.33887 | 9 | 0.05794
81933 | 12.54 | 0.8 | 365 | 11.3893 | 0.40515 | 11 | 0.79443
81918 | 11.7 | 0.8 | 365 | 10.6264 | 0.10049 | 10 | 0.72686
81914 | 5.886 | 0.8 | 365 | 5.3459 | 0.14902 | 5 | 0.4949
81913 | 8.91 | 0.8 | 365 | 8.0924 | 0.44576 | 8 | 0.53815
81911 | 8.502 | 0.8 | 365 | 7.7218 | 0.32636 | 8 | 0.048189
81910 | 10.44 | 0.8 | 365 | 9.482 | 0.64352 | 10 | 0.12551
81908 | 11.2 | 0.8 | 365 | 10.1723 | 0.72868 | 10 | 0.90093
81907 | 4.02 | 0.8 | 365 | 3.6511 | 0.029401 | 3 | 0.68051
81826 | 27.93 | 0.6 | 365 | 19.0253 | 0.47223 | 19 | 0.49752
81659 | 5.22 | 0.8 | 365 | 4.741 | 0.32176 | 5 | 0.062755
81948 | 6.84 | 0.8 | 365 | 6.2123 | 0.76644 | 6 | 0.97878
81951 | 4.06 | 0.8 | 365 | 3.6874 | 0.13915 | 3 | 0.82659
81942 | 8.55 | 0.8 | 365 | 7.7654 | 0.45805 | 8 | 0.22348
81947 | 3.77 | 0.8 | 365 | 3.4241 | 0.34349 | 3 | 0.76755
81943 | 6.09 | 0.8 | 365 | 5.5312 | 0.70872 | 6 | 0.23988
74725 | 5.22 | 0.8 | 365 | 4.741 | 0.32176 | 5 | 0.062755
78075 | 6.84 | 0.8 | 365 | 6.2123 | 0.76644 | 6 | 0.97878
81975 | 12.06 | 0.8 | 365 | 10.9533 | 0.088202 | 11 | 0.041538
81973 | 12.825 | 0.8 | 365 | 11.6481 | 0.18708 | 11 | 0.83522
81970 | 12.73 | 0.8 | 365 | 11.5619 | 0.92644 | 12 | 0.48829
81702 | 8 | 0.8 | 365 | 7.2659 | 0.94906 | 8 | 0.21495
81081 | 10.15 | 0.8 | 365 | 9.2186 | 0.84786 | 10 | 0.066468
81968 | 7.44 | 0.8 | 365 | 6.7573 | 0.41262 | 7 | 0.1699
81966 | 9.57 | 0.8 | 365 | 8.6918 | 0.25656 | 8 | 0.94838
81962 | 7.83 | 0.8 | 365 | 7.1115 | 0.48264 | 7 | 0.59413
81960 | 7.25 | 0.8 | 365 | 6.5847 | 0.89133 | 7 | 0.47605
81959 | 4.845 | 0.8 | 365 | 4.4004 | 0.2929 | 4 | 0.6933
81952 | 5.6 | 0.8 | 365 | 5.0861 | 0.36434 | 5 | 0.45047
81897 | 4.76 | 0.8 | 365 | 4.3232 | 0.059688 | 4 | 0.3829
81881 | 12.255 | 0.8 | 365 | 11.1304 | 0.62321 | 11 | 0.75365
81879 | 7.375 | 0.8 | 365 | 6.6982 | 0.23429 | 6 | 0.93253
81875 | 13.395 | 0.8 | 365 | 12.1658 | 0.75095 | 12 | 0.91678
81873 | 9.92 | 0.8 | 365 | 9.0097 | 0.21683 | 9 | 0.22654
78175 | 44 | 0.6 | 365 | 29.9718 | 0.53986 | 30 | 0.51167
78191 | 150 | 0.6 | 365 | 102.1766 | 0.6586 | 102 | 0.83524
78181 | 196 | 0.6 | 365 | 133.5108 | 0.3139 | 133 | 0.82471
78180 | 84 | 0.6 | 365 | 57.2189 | 0.84882 | 58 | 0.067734
78193 | 220 | 0.6 | 365 | 149.8591 | 0.69928 | 150 | 0.55835
78197 | 261.2 | 0.6 | 365 | 177.9236 | 0.47751 | 178 | 0.4011
78184 | 308 | 0.6 | 365 | 209.8027 | 0.77899 | 210 | 0.58169
78198 | 246 | 0.6 | 365 | 167.5697 | 0.2001 | 167 | 0.76979
78183 | 62.8 | 0.6 | 365 | 42.778 | 0.22507 | 43 | 0.0030205
81783 | 11.6 | 0.8 | 365 | 10.5355 | 0.82613 | 11 | 0.36168
81825 | 12.24 | 0.8 | 365 | 11.1168 | 0.58206 | 11 | 0.69887
81839 | 10.5 | 0.8 | 365 | 9.5365 | 0.80814 | 10 | 0.34462
81840 | 5.51 | 0.8 | 365 | 5.0044 | 0.11741 | 5 | 0.1218
81841 | 12.685 | 0.8 | 365 | 11.521 | 0.80297 | 12 | 0.32396
81842 | 5.7 | 0.8 | 365 | 5.1769 | 0.6387 | 5 | 0.81565
81843 | 6.49 | 0.8 | 365 | 5.8945 | 0.80617 | 6 | 0.70063
81845 | 4.93 | 0.8 | 365 | 4.4776 | 0.52611 | 5 | 0.0037132
81846 | 13.34 | 0.8 | 365 | 12.1159 | 0.60005 | 12 | 0.71593
81847 | 9.735 | 0.8 | 365 | 8.8417 | 0.70926 | 9 | 0.55094
81330 | 10.23 | 0.8 | 365 | 9.2913 | 0.067355 | 9 | 0.35862
81848 | 9.735 | 0.8 | 365 | 8.8417 | 0.70926 | 9 | 0.55094
81849 | 8.85 | 0.8 | 365 | 8.0379 | 0.28114 | 8 | 0.31904
81850 | 2.655 | 0.8 | 365 | 2.4114 | 0.28434 | 2 | 0.69571
81851 | 7.15 | 0.8 | 365 | 6.4939 | 0.61697 | 7 | 0.11086
81779 | 7.92 | 0.8 | 365 | 7.1932 | 0.72957 | 7 | 0.9228
81864 | 10.791 | 0.8 | 365 | 9.8008 | 0.60653 | 10 | 0.40732
81877 | 4.8 | 0.8 | 365 | 4.3595 | 0.16943 | 4 | 0.52897
81772 | 7.59 | 0.8 | 365 | 6.8935 | 0.82417 | 7 | 0.71768
81743 | 2.925 | 0.8 | 365 | 2.6566 | 0.025124 | 2 | 0.68172
81885 | 6.5 | 0.8 | 365 | 5.9035 | 0.83361 | 6 | 0.73715
81886 | 8.48 | 0.8 | 365 | 7.7018 | 0.266 | 7 | 0.96785
81888 | 12.24 | 0.8 | 365 | 11.1168 | 0.58206 | 11 | 0.69887
81741 | 6.96 | 0.8 | 365 | 6.3213 | 0.095679 | 6 | 0.41701
81742 | 3.77 | 0.8 | 365 | 3.4241 | 0.34349 | 3 | 0.76755
81744 | 5.22 | 0.8 | 365 | 4.741 | 0.32176 | 5 | 0.062755
81148 | 4.2 | 0.8 | 365 | 3.8146 | 0.52325 | 4 | 0.33785
81101 | 5.1 | 0.8 | 365 | 4.632 | 0.99252 | 5 | 0.62453
81893 | 11.7 | 0.8 | 365 | 10.6264 | 0.10049 | 10 | 0.72686
81894 | 10.2 | 0.8 | 365 | 9.264 | 0.98505 | 10 | 0.24906
81895 | 6.175 | 0.8 | 365 | 5.6084 | 0.94193 | 6 | 0.55029
82031 | 6.67 | 0.8 | 365 | 6.0579 | 0.30003 | 6 | 0.35796
81900 | 7.905 | 0.8 | 365 | 7.1796 | 0.68841 | 7 | 0.86802
81901 | 5.51 | 0.8 | 365 | 5.0044 | 0.11741 | 5 | 0.1218
82030 | 3.54 | 0.8 | 365 | 3.2152 | 0.71246 | 3 | 0.92762
81902 | 5.51 | 0.8 | 365 | 5.0044 | 0.11741 | 5 | 0.1218
81903 | 12.54 | 0.8 | 365 | 11.3893 | 0.40515 | 11 | 0.79443
82028 | 9.9 | 0.8 | 365 | 8.9915 | 0.16196 | 9 | 0.1535
81904 | 4.35 | 0.8 | 365 | 3.9508 | 0.9348 | 4 | 0.88563
81906 | 8.7 | 0.8 | 365 | 7.9017 | 0.8696 | 8 | 0.77126
81143 | 10.24 | 0.8 | 365 | 9.3003 | 0.094792 | 9 | 0.39514
81501 | 7.54 | 0.8 | 365 | 6.8481 | 0.68699 | 7 | 0.53509
82018 | 7 | 0.8 | 365 | 6.3577 | 0.20542 | 6 | 0.56308
82016 | 6.96 | 0.8 | 365 | 6.3213 | 0.095679 | 6 | 0.41701
82015 | 4.35 | 0.8 | 365 | 3.9508 | 0.9348 | 4 | 0.88563
82013 | 11.8 | 0.8 | 365 | 10.7172 | 0.37486 | 11 | 0.092052
81437 | 9.69 | 0.8 | 365 | 8.8008 | 0.58579 | 9 | 0.38661
82012 | 7.375 | 0.8 | 365 | 6.6982 | 0.23429 | 6 | 0.93253
81623 | 2.56 | 0.8 | 365 | 2.3251 | 0.023698 | 2 | 0.34878
80027 | 3.96 | 0.8 | 365 | 3.5966 | 0.86478 | 4 | 0.4614
82009 | 12.18 | 0.8 | 365 | 11.0623 | 0.41744 | 11 | 0.47976
81147 | 10.2 | 0.8 | 365 | 9.264 | 0.98505 | 10 | 0.24906
81257 | 9.8 | 0.8 | 365 | 8.9007 | 0.88759 | 9 | 0.78831
82008 | 6.195 | 0.8 | 365 | 5.6265 | 0.9968 | 6 | 0.62333
81972 | 5.85 | 0.8 | 365 | 5.3132 | 0.050247 | 5 | 0.36343
82006 | 11.8 | 0.8 | 365 | 10.7172 | 0.37486 | 11 | 0.092052
81977 | 7.68 | 0.8 | 365 | 6.9753 | 0.071094 | 7 | 0.046352
81337 | 9.92 | 0.8 | 365 | 9.0097 | 0.21683 | 9 | 0.22654
81133 | 8.835 | 0.8 | 365 | 8.0243 | 0.23999 | 8 | 0.26426
81739 | 11.02 | 0.8 | 365 | 10.0088 | 0.23482 | 10 | 0.24359
82019 | 13.8 | 0.8 | 365 | 12.5337 | 0.86212 | 13 | 0.39579
81988 | 14.75 | 0.8 | 365 | 13.3965 | 0.46857 | 13 | 0.86506
81978 | 11.2 | 0.8 | 365 | 10.1723 | 0.72868 | 10 | 0.90093
70853 | 159.12 | 0.6 | 365 | 108.389 | 0.42504 | 108 | 0.81402
62167 | 549.9 | 0.8 | 365 | 499.4394 | 0.72324 | 500 | 0.16265
51344 | 1380.87 | 1 | 365 | 1567.6962 | 0.7489 | 1568 | 0.44509
81726 | 464 | 0.6 | 365 | 316.0664 | 0.78394 | 316 | 0.85034
78190 | 224.64 | 0.6 | 365 | 153.0197 | 0.24712 | 153 | 0.26686
78176 | 42 | 0.6 | 365 | 28.6095 | 0.42441 | 29 | 0.033867
81495 | 151.68 | 0.6 | 365 | 103.321 | 0.11558 | 103 | 0.43659
81661 | 172.8 | 0.6 | 365 | 117.7075 | 0.57471 | 118 | 0.2822
82059 | 30.68 | 0.6 | 365 | 20.8985 | 0.13097 | 21 | 0.029501
80991 | 11.395 | 1 | 365 | 12.9367 | 0.079608 | 13 | 0.016306
81786 | 10.05 | 1 | 365 | 11.4097 | 0.46688 | 11 | 0.8766
81754 | 7.56 | 0.8 | 365 | 6.8663 | 0.74186 | 7 | 0.60813
81709 | 6.3 | 0.8 | 365 | 5.7219 | 0.28488 | 6 | 0.0067734
81868 | 10.2 | 0.8 | 365 | 9.264 | 0.98505 | 10 | 0.24906
34784 | 2490.03 | 1 | 365 | 2826.9211 | 0.65749 | 2827 | 0.57859
34788 | 2595.15 | 1 | 365 | 2946.2634 | 0.17073 | 2946 | 0.43415
82042 | 3.77 | 0.8 | 365 | 3.4241 | 0.34349 | 3 | 0.76755
81731 | 4.48 | 0.8 | 365 | 4.0689 | 0.29147 | 4 | 0.36037
81816 | 16.245 | 0.8 | 365 | 14.7543 | 0.5703 | 15 | 0.32461
82074 | 5.22 | 0.8 | 365 | 4.741 | 0.32176 | 5 | 0.062755
82076 | 7.83 | 0.8 | 365 | 7.1115 | 0.48264 | 7 | 0.59413
82073 | 3.48 | 0.8 | 365 | 3.1607 | 0.54784 | 3 | 0.7085
82083 | 4.06 | 0.8 | 365 | 3.6874 | 0.13915 | 3 | 0.82659
82087 | 5.04 | 0.8 | 365 | 4.5775 | 0.82791 | 5 | 0.40542
82088 | 6.38 | 0.8 | 365 | 5.7946 | 0.50437 | 6 | 0.29892
82090 | 3.48 | 0.8 | 365 | 3.1607 | 0.54784 | 3 | 0.7085
82077 | 10.73 | 0.8 | 365 | 9.7454 | 0.43917 | 10 | 0.18455
82078 | 11.89 | 0.8 | 365 | 10.7989 | 0.62178 | 11 | 0.42072
82075 | 3.19 | 0.8 | 365 | 2.8973 | 0.75219 | 3 | 0.64946
82038 | 4.06 | 0.8 | 365 | 3.6874 | 0.13915 | 3 | 0.82659
82041 | 11.31 | 0.8 | 365 | 10.2722 | 0.030478 | 10 | 0.30264
82037 | 6.96 | 0.8 | 365 | 6.3213 | 0.095679 | 6 | 0.41701
82040 | 4.64 | 0.8 | 365 | 4.2142 | 0.73045 | 4 | 0.94467
82033 | 6.38 | 0.8 | 365 | 5.7946 | 0.50437 | 6 | 0.29892
82130 | 7.98 | 0.8 | 365 | 7.2477 | 0.89418 | 8 | 0.14191
82132 | 9.12 | 0.8 | 365 | 8.2831 | 0.021924 | 8 | 0.30504
82017 | 11.8 | 0.8 | 365 | 10.7172 | 0.37486 | 11 | 0.092052
82072 | 6.03 | 0.8 | 365 | 5.4767 | 0.5441 | 6 | 0.020769
82071 | 6.96 | 0.8 | 365 | 6.3213 | 0.095679 | 6 | 0.41701
82125 | 5.415 | 0.8 | 365 | 4.9181 | 0.85677 | 5 | 0.77487
82068 | 6.96 | 0.8 | 365 | 6.3213 | 0.095679 | 6 | 0.41701
82067 | 3.77 | 0.8 | 365 | 3.4241 | 0.34349 | 3 | 0.76755
82065 | 6.96 | 0.8 | 365 | 6.3213 | 0.095679 | 6 | 0.41701
82036 | 6.3 | 0.8 | 365 | 5.7219 | 0.28488 | 6 | 0.0067734
82004 | 7.8 | 0.8 | 365 | 7.0842 | 0.40033 | 7 | 0.48458
82061 | 12 | 0.8 | 365 | 10.8988 | 0.92358 | 11 | 0.82243
82060 | 3.96 | 0.8 | 365 | 3.5966 | 0.86478 | 4 | 0.4614
82134 | 8.25 | 0.8 | 365 | 7.493 | 0.63496 | 8 | 0.12792
81909 | 13.4 | 0.8 | 365 | 12.1704 | 0.76467 | 12 | 0.93504
81678 | 9.28 | 0.8 | 365 | 8.4284 | 0.4609 | 8 | 0.88934
81340 | 3.9 | 0.8 | 365 | 3.5421 | 0.70016 | 4 | 0.24229
81905 | 7.32 | 0.8 | 365 | 6.6483 | 0.083386 | 6 | 0.73168
82014 | 4.35 | 0.8 | 365 | 3.9508 | 0.9348 | 4 | 0.88563
34005 | 361.8 | 1 | 365 | 410.7501 | 0.80757 | 411 | 0.55766
81716 | 8 | 0.8 | 365 | 7.2659 | 0.94906 | 8 | 0.21495
81967 | 15.08 | 0.8 | 365 | 13.6962 | 0.37397 | 14 | 0.070182
81537 | 24.78 | 0.8 | 365 | 22.5061 | 0.9872 | 23 | 0.49331
81882 | 7.8 | 0.8 | 365 | 7.0842 | 0.40033 | 7 | 0.48458
81529 | 6.96 | 0.8 | 365 | 6.3213 | 0.095679 | 6 | 0.41701
82027 | 5.015 | 0.8 | 365 | 4.5548 | 0.75931 | 5 | 0.31412
82070 | 11.02 | 0.8 | 365 | 10.0088 | 0.23482 | 10 | 0.24359
81216 | 9.975 | 0.8 | 365 | 9.0597 | 0.36773 | 9 | 0.42739
81124 | 6 | 0.8 | 365 | 5.4494 | 0.46179 | 5 | 0.91121
12246 | 2699.52 | 0.8 | 365 | 2451.8034 | 0.48946 | 2452 | 0.29286
60460 | 1347.84 | 0.8 | 365 | 1224.1579 | 0.97695 | 1225 | 0.13484
49626 | 645.15 | 0.9 | 365 | 659.1926 | 0.31096 | 659 | 0.50355
61793 | 645.15 | 0.9 | 365 | 659.1926 | 0.31096 | 659 | 0.50355
51492 | 693.45 | 0.8 | 365 | 629.8168 | 0.57161 | 630 | 0.38842
51502 | 1354.68 | 0.8 | 365 | 1230.3702 | 0.7434 | 1231 | 0.11363
51505 | 2698.65 | 0.8 | 365 | 2451.0132 | 0.1025 | 2451 | 0.11574
81987 | 109.44 | 0.6 | 365 | 74.5481 | 0.19731 | 74 | 0.74539
81308 | 44.88 | 0.9 | 365 | 45.8569 | 0.52598 | 46 | 0.38286
63343 | 805.14 | 0.8 | 365 | 731.2578 | 0.0078685 | 731 | 0.26565
67649 | 3.71 | 1 | 365 | 4.2119 | 0.72359 | 4 | 0.93554
81434 | 2.925 | 0.8 | 365 | 2.6566 | 0.025124 | 2 | 0.68172
81591 | 6.48 | 0.8 | 365 | 5.8854 | 0.77874 | 6 | 0.66411
81535 | 11.52 | 0.8 | 365 | 10.4629 | 0.60664 | 11 | 0.069529
81166 | 12.88 | 0.8 | 365 | 11.6981 | 0.33798 | 12 | 0.03607
81528 | 9.9 | 0.8 | 365 | 8.9915 | 0.16196 | 9 | 0.1535
82011 | 4.72 | 0.8 | 365 | 4.2869 | 0.94994 | 5 | 0.23682
81669 | 4.64 | 0.8 | 365 | 4.2142 | 0.73045 | 4 | 0.94467
76641 | 6.5 | 0.8 | 365 | 5.9035 | 0.83361 | 6 | 0.73715
81010 | 6.38 | 0.8 | 365 | 5.7946 | 0.50437 | 6 | 0.29892
81821 | 12.76 | 0.8 | 365 | 11.5891 | 0.0087443 | 11 | 0.59785
81630 | 8.99 | 0.8 | 365 | 8.165 | 0.66525 | 8 | 0.8303
81617 | 13.34 | 0.8 | 365 | 12.1159 | 0.60005 | 12 | 0.71593
81989 | 9.3 | 0.8 | 365 | 8.4466 | 0.51578 | 8 | 0.96238
81990 | 6.44 | 0.8 | 365 | 5.849 | 0.66899 | 6 | 0.51804
81991 | 6.175 | 0.8 | 365 | 5.6084 | 0.94193 | 6 | 0.55029
81993 | 7.56 | 0.8 | 365 | 6.8663 | 0.74186 | 7 | 0.60813
81994 | 15.5 | 0.8 | 365 | 14.0777 | 0.5263 | 14 | 0.60397
82002 | 6.825 | 0.8 | 365 | 6.1987 | 0.72529 | 6 | 0.924
82005 | 6.49 | 0.8 | 365 | 5.8945 | 0.80617 | 6 | 0.70063
82220 | 7.8 | 0.8 | 365 | 7.0842 | 0.40033 | 7 | 0.48458
82219 | 13.4 | 0.8 | 365 | 12.1704 | 0.76467 | 12 | 0.93504
82218 | 6.9 | 0.8 | 365 | 6.2668 | 0.93106 | 7 | 0.19789
82213 | 11.16 | 0.8 | 365 | 10.1359 | 0.61893 | 10 | 0.75486
82210 | 3.6 | 0.8 | 365 | 3.2697 | 0.87708 | 4 | 0.14673
82203 | 4.8 | 0.8 | 365 | 4.3595 | 0.16943 | 4 | 0.52897
82202 | 10.56 | 0.8 | 365 | 9.591 | 0.97275 | 10 | 0.56373
82201 | 6.3 | 0.8 | 365 | 5.7219 | 0.28488 | 6 | 0.0067734
82200 | 6.365 | 0.8 | 365 | 5.7809 | 0.46322 | 6 | 0.24414
82198 | 10.72 | 0.8 | 365 | 9.7363 | 0.41174 | 10 | 0.14803
82197 | 11.21 | 0.8 | 365 | 10.1813 | 0.75611 | 10 | 0.93745
81919 | 6.21 | 0.8 | 365 | 5.6402 | 0.037955 | 5 | 0.67811
81598 | 11.78 | 0.8 | 365 | 10.699 | 0.31998 | 11 | 0.019014
82194 | 14.4 | 0.8 | 365 | 13.0786 | 0.5083 | 13 | 0.58691
82193 | 11.55 | 0.8 | 365 | 10.4901 | 0.68895 | 11 | 0.17908
82191 | 5.4 | 0.8 | 365 | 4.9045 | 0.81561 | 5 | 0.72009
82237 | 9.24 | 0.8 | 365 | 8.3921 | 0.35116 | 8 | 0.74327
82234 | 4.62 | 0.8 | 365 | 4.1961 | 0.67558 | 4 | 0.87163
82232 | 15.84 | 0.8 | 365 | 14.3865 | 0.45913 | 14 | 0.8456
82238 | 5.28 | 0.8 | 365 | 4.7955 | 0.48638 | 5 | 0.28187
82188 | 6.84 | 0.8 | 365 | 6.2123 | 0.76644 | 6 | 0.97878
82187 | 9.6 | 0.8 | 365 | 8.7191 | 0.33887 | 9 | 0.05794
82275 | 4.55 | 0.8 | 365 | 4.1325 | 0.48353 | 4 | 0.616
82274 | 6.9 | 0.8 | 365 | 6.2668 | 0.93106 | 7 | 0.19789
82272 | 8.32 | 0.8 | 365 | 7.5565 | 0.82702 | 8 | 0.38355
82265 | 10.385 | 0.8 | 365 | 9.432 | 0.49262 | 9 | 0.92466
82263 | 10.8 | 0.8 | 365 | 9.809 | 0.63123 | 10 | 0.44018
82261 | 3.9 | 0.8 | 365 | 3.5421 | 0.70016 | 4 | 0.24229
82259 | 8.1 | 0.8 | 365 | 7.3567 | 0.22342 | 7 | 0.58014
82257 | 7.7 | 0.8 | 365 | 6.9934 | 0.12597 | 7 | 0.11939
82253 | 24.09 | 0.8 | 365 | 21.8794 | 0.094095 | 21 | 0.97352
82058 | 4.8 | 0.8 | 365 | 4.3595 | 0.16943 | 4 | 0.52897
82057 | 9.135 | 0.8 | 365 | 8.2967 | 0.063078 | 8 | 0.35982
82055 | 6.2 | 0.8 | 365 | 5.6311 | 0.010518 | 5 | 0.64159
82054 | 8.64 | 0.8 | 365 | 7.8472 | 0.70498 | 8 | 0.55215
82053 | 6.03 | 0.8 | 365 | 5.4767 | 0.5441 | 6 | 0.020769
82297 | 4.2 | 0.8 | 365 | 3.8146 | 0.52325 | 4 | 0.33785
82292 | 10.8 | 0.8 | 365 | 9.809 | 0.63123 | 10 | 0.44018
82007 | 13.395 | 0.8 | 365 | 12.1658 | 0.75095 | 12 | 0.91678
82043 | 13.8 | 0.8 | 365 | 12.5337 | 0.86212 | 13 | 0.39579
82048 | 5.28 | 0.8 | 365 | 4.7955 | 0.48638 | 5 | 0.28187
82049 | 7.68 | 0.8 | 365 | 6.9753 | 0.071094 | 7 | 0.046352
82052 | 10.1 | 0.8 | 365 | 9.1732 | 0.71068 | 9 | 0.88387
81979 | 6.035 | 0.8 | 365 | 5.4812 | 0.55782 | 6 | 0.039028
82062 | 6.6 | 0.8 | 365 | 5.9944 | 0.10797 | 6 | 0.10233
82069 | 7.54 | 0.8 | 365 | 6.8481 | 0.68699 | 7 | 0.53509
81601 | 7.25 | 0.8 | 365 | 6.5847 | 0.89133 | 7 | 0.47605
81578 | 11.16 | 0.8 | 365 | 10.1359 | 0.61893 | 10 | 0.75486
81575 | 10.7 | 0.8 | 365 | 9.7181 | 0.35686 | 10 | 0.074996
81599 | 11.16 | 0.8 | 365 | 10.1359 | 0.61893 | 10 | 0.75486
81573 | 8.04 | 0.8 | 365 | 7.3022 | 0.058801 | 7 | 0.36103
82079 | 3.48 | 0.8 | 365 | 3.1607 | 0.54784 | 3 | 0.7085
81571 | 10.8 | 0.8 | 365 | 9.809 | 0.63123 | 10 | 0.44018
82100 | 4.905 | 0.8 | 365 | 4.4549 | 0.45751 | 4 | 0.91242
82104 | 7.8 | 0.8 | 365 | 7.0842 | 0.40033 | 7 | 0.48458
82105 | 9.45 | 0.8 | 365 | 8.5828 | 0.92732 | 9 | 0.51016
82108 | 11.06 | 0.8 | 365 | 10.0451 | 0.34457 | 10 | 0.38967
82113 | 7.36 | 0.8 | 365 | 6.6846 | 0.19313 | 6 | 0.87775
82112 | 12.6 | 0.8 | 365 | 11.4438 | 0.56976 | 12 | 0.013547
82116 | 11.7 | 0.8 | 365 | 10.6264 | 0.10049 | 10 | 0.72686
82163 | 10.73 | 0.8 | 365 | 9.7454 | 0.43917 | 10 | 0.18455
82118 | 10.08 | 0.8 | 365 | 9.155 | 0.65581 | 9 | 0.81084
82122 | 10.2 | 0.8 | 365 | 9.264 | 0.98505 | 10 | 0.24906
82123 | 13.2 | 0.8 | 365 | 11.9887 | 0.21594 | 12 | 0.20467
82124 | 6.6 | 0.8 | 365 | 5.9944 | 0.10797 | 6 | 0.10233
82126 | 6.6 | 0.8 | 365 | 5.9944 | 0.10797 | 6 | 0.10233
81867 | 5.49 | 1 | 365 | 6.2328 | 0.82817 | 7 | 0.06095
81796 | 9.36 | 0.8 | 365 | 8.5011 | 0.6804 | 9 | 0.18149
82131 | 14.4 | 0.8 | 365 | 13.0786 | 0.5083 | 13 | 0.58691
82137 | 5.36 | 0.8 | 365 | 4.8681 | 0.70587 | 5 | 0.57402
82139 | 5.36 | 0.8 | 365 | 4.8681 | 0.70587 | 5 | 0.57402
82141 | 10.05 | 0.8 | 365 | 9.1278 | 0.5735 | 9 | 0.70128
82144 | 5.52 | 0.8 | 365 | 5.0135 | 0.14485 | 5 | 0.15832
80795 | 7.98 | 0.8 | 365 | 7.2477 | 0.89418 | 8 | 0.14191
81822 | 2.9 | 0.8 | 365 | 2.6339 | 0.95653 | 3 | 0.59042
82176 | 10.05 | 0.8 | 365 | 9.1278 | 0.5735 | 9 | 0.70128
82181 | 4.96 | 0.8 | 365 | 4.5049 | 0.60841 | 5 | 0.11327
82186 | 7.56 | 0.8 | 365 | 6.8663 | 0.74186 | 7 | 0.60813
81892 | 784.08 | 0.6 | 365 | 534.0977 | 0.42023 | 534 | 0.51797
82020 | 11.7 | 0.8 | 365 | 10.6264 | 0.10049 | 10 | 0.72686
82177 | 11.31 | 0.8 | 365 | 10.2722 | 0.030478 | 10 | 0.30264
79853 | 9.44 | 0.8 | 365 | 8.5738 | 0.89989 | 9 | 0.47364
79732 | 2.9 | 0.8 | 365 | 2.6339 | 0.95653 | 3 | 0.59042
81167 | 3.77 | 0.8 | 365 | 3.4241 | 0.34349 | 3 | 0.76755
53917 | 4.16 | 1 | 365 | 4.7228 | 0.26689 | 4 | 0.98972
55751 | 7.8 | 1 | 365 | 8.8553 | 0.75041 | 9 | 0.60572
74082 | 2.86 | 0.8 | 365 | 2.5976 | 0.84679 | 3 | 0.44434
82084 | 8.6 | 0.8 | 365 | 7.8108 | 0.59524 | 8 | 0.40607
82089 | 5.7 | 0.8 | 365 | 5.1769 | 0.6387 | 5 | 0.81565
82086 | 6.6 | 0.8 | 365 | 5.9944 | 0.10797 | 6 | 0.10233
81856 | 7 | 0.8 | 365 | 6.3577 | 0.20542 | 6 | 0.56308
34007 | 361.8 | 1 | 365 | 410.7501 | 0.80757 | 411 | 0.55766
82145 | 9.44 | 0.8 | 365 | 8.5738 | 0.89989 | 9 | 0.47364
82106 | 12.6 | 0.8 | 365 | 11.4438 | 0.56976 | 12 | 0.013547
81704 | 12.6 | 0.8 | 365 | 11.4438 | 0.56976 | 12 | 0.013547
81862 | 6.03 | 0.8 | 365 | 5.4767 | 0.5441 | 6 | 0.020769
82024 | 3.78 | 0.8 | 365 | 3.4331 | 0.37093 | 3 | 0.80406
82174 | 2.9 | 0.8 | 365 | 2.6339 | 0.95653 | 3 | 0.59042
82056 | 5.886 | 0.8 | 365 | 5.3459 | 0.14902 | 5 | 0.4949
81899 | 24.79 | 0.8 | 365 | 22.5152 | 0.014637 | 22 | 0.52983
79143 | 143.78 | 0.6 | 365 | 97.9397 | 0.85956 | 98 | 0.79927
56018 | 379.89 | 0.8 | 365 | 345.0301 | 0.27836 | 345 | 0.30844
56020 | 379.89 | 0.8 | 365 | 345.0301 | 0.27836 | 345 | 0.30844
56017 | 379.89 | 0.8 | 365 | 345.0301 | 0.27836 | 345 | 0.30844
82209 | 11.34 | 0.8 | 365 | 10.2994 | 0.11279 | 10 | 0.41219
81974 | 20.7 | 0.8 | 365 | 18.8005 | 0.79318 | 19 | 0.59368
81052 | 2.565 | 0.8 | 365 | 2.3296 | 0.037416 | 2 | 0.36704
82025 | 12 | 0.8 | 365 | 10.8988 | 0.92358 | 11 | 0.82243
58581 | 997.12 | 0.7 | 365 | 792.4184 | 0.76405 | 793 | 0.18249
56178 | 997.12 | 0.7 | 365 | 792.4184 | 0.76405 | 793 | 0.18249
34003 | 361.8 | 1 | 365 | 410.7501 | 0.80757 | 411 | 0.55766
82140 | 11.7 | 0.8 | 365 | 10.6264 | 0.10049 | 10 | 0.72686
34644 | 1294.92 | 1 | 365 | 1470.1175 | 0.97994 | 1471 | 0.097433
82154 | 8.7 | 0.8 | 365 | 7.9017 | 0.8696 | 8 | 0.77126
81737 | 8.12 | 0.8 | 365 | 7.3749 | 0.27829 | 7 | 0.65317
82199 | 6.96 | 0.8 | 365 | 6.3213 | 0.095679 | 6 | 0.41701
82612 | 8.04 | 0.8 | 365 | 7.3022 | 0.058801 | 7 | 0.36103
82610 | 10.385 | 0.8 | 365 | 9.432 | 0.49262 | 9 | 0.92466
82609 | 11.1 | 0.8 | 365 | 10.0814 | 0.45432 | 10 | 0.53574
82561 | 6.38 | 0.8 | 365 | 5.7946 | 0.50437 | 6 | 0.29892
82558 | 5.1 | 0.8 | 365 | 4.632 | 0.99252 | 5 | 0.62453
82556 | 11.16 | 0.8 | 365 | 10.1359 | 0.61893 | 10 | 0.75486
82554 | 4.02 | 0.8 | 365 | 3.6511 | 0.029401 | 3 | 0.68051
82550 | 9.135 | 0.8 | 365 | 8.2967 | 0.063078 | 8 | 0.35982
82546 | 6.3 | 0.8 | 365 | 5.7219 | 0.28488 | 6 | 0.0067734
82545 | 10.075 | 0.8 | 365 | 9.1505 | 0.64209 | 9 | 0.79258
82543 | 7.7 | 0.8 | 365 | 6.9934 | 0.12597 | 7 | 0.11939
82527 | 4.64 | 0.8 | 365 | 4.2142 | 0.73045 | 4 | 0.94467
82396 | 11.6 | 0.8 | 365 | 10.5355 | 0.82613 | 11 | 0.36168
82453 | 7.41 | 0.8 | 365 | 6.73 | 0.33031 | 7 | 0.060348
82397 | 6.67 | 0.8 | 365 | 6.0579 | 0.30003 | 6 | 0.35796
82308 | 6.67 | 0.8 | 365 | 6.0579 | 0.30003 | 6 | 0.35796
82338 | 6.09 | 0.8 | 365 | 5.5312 | 0.70872 | 6 | 0.23988
82244 | 5.22 | 0.8 | 365 | 4.741 | 0.32176 | 5 | 0.062755
82255 | 4.64 | 0.8 | 365 | 4.2142 | 0.73045 | 4 | 0.94467
82153 | 8.7 | 0.8 | 365 | 7.9017 | 0.8696 | 8 | 0.77126
82150 | 7.25 | 0.8 | 365 | 6.5847 | 0.89133 | 7 | 0.47605
82311 | 4.93 | 0.8 | 365 | 4.4776 | 0.52611 | 5 | 0.0037132
82333 | 5.8 | 0.8 | 365 | 5.2678 | 0.91307 | 6 | 0.18084
82313 | 8.99 | 0.8 | 365 | 8.165 | 0.66525 | 8 | 0.8303
82310 | 5.22 | 0.8 | 365 | 4.741 | 0.32176 | 5 | 0.062755
82334 | 5.8 | 0.8 | 365 | 5.2678 | 0.91307 | 6 | 0.18084
82312 | 6.96 | 0.8 | 365 | 6.3213 | 0.095679 | 6 | 0.41701
82170 | 3.48 | 0.8 | 365 | 3.1607 | 0.54784 | 3 | 0.7085
82169 | 4.93 | 0.8 | 365 | 4.4776 | 0.52611 | 5 | 0.0037132
82166 | 13.34 | 0.8 | 365 | 12.1159 | 0.60005 | 12 | 0.71593
82168 | 6.38 | 0.8 | 365 | 5.7946 | 0.50437 | 6 | 0.29892
82164 | 4.93 | 0.8 | 365 | 4.4776 | 0.52611 | 5 | 0.0037132
82161 | 5.8 | 0.8 | 365 | 5.2678 | 0.91307 | 6 | 0.18084
82160 | 4.35 | 0.8 | 365 | 3.9508 | 0.9348 | 4 | 0.88563
82158 | 13.05 | 0.8 | 365 | 11.8525 | 0.8044 | 12 | 0.65689
82157 | 6.96 | 0.8 | 365 | 6.3213 | 0.095679 | 6 | 0.41701
82245 | 8.41 | 0.8 | 365 | 7.6383 | 0.073945 | 7 | 0.71222
82212 | 5.8 | 0.8 | 365 | 5.2678 | 0.91307 | 6 | 0.18084
82204 | 11.31 | 0.8 | 365 | 10.2722 | 0.030478 | 10 | 0.30264
82148 | 10.15 | 0.8 | 365 | 9.2186 | 0.84786 | 10 | 0.066468
82207 | 6.38 | 0.8 | 365 | 5.7946 | 0.50437 | 6 | 0.29892
82175 | 2.24 | 0.8 | 365 | 2.0345 | 0.14574 | 2 | 0.18019
82454 | 3.77 | 0.8 | 365 | 3.4241 | 0.34349 | 3 | 0.76755
82537 | 6.09 | 0.8 | 365 | 5.5312 | 0.70872 | 6 | 0.23988
82562 | 8.7 | 0.8 | 365 | 7.9017 | 0.8696 | 8 | 0.77126
82173 | 5.8 | 0.8 | 365 | 5.2678 | 0.91307 | 6 | 0.18084
82172 | 7.25 | 0.8 | 365 | 6.5847 | 0.89133 | 7 | 0.47605
82167 | 8.7 | 0.8 | 365 | 7.9017 | 0.8696 | 8 | 0.77126
82165 | 8.41 | 0.8 | 365 | 7.6383 | 0.073945 | 7 | 0.71222
82162 | 5.51 | 0.8 | 365 | 5.0044 | 0.11741 | 5 | 0.1218
82159 | 10.73 | 0.8 | 365 | 9.7454 | 0.43917 | 10 | 0.18455
82156 | 5.51 | 0.8 | 365 | 5.0044 | 0.11741 | 5 | 0.1218
82146 | 9.86 | 0.8 | 365 | 8.9552 | 0.052212 | 9 | 0.0074264
82093 | 8.7 | 0.8 | 365 | 7.9017 | 0.8696 | 8 | 0.77126
82094 | 5.8 | 0.8 | 365 | 5.2678 | 0.91307 | 6 | 0.18084
82096 | 6.38 | 0.8 | 365 | 5.7946 | 0.50437 | 6 | 0.29892
82097 | 3.19 | 0.8 | 365 | 2.8973 | 0.75219 | 3 | 0.64946
82624 | 13.5 | 0.8 | 365 | 12.2612 | 0.039032 | 12 | 0.30023
82619 | 6.93 | 0.8 | 365 | 6.2941 | 0.01337 | 6 | 0.30745
82615 | 6.48 | 0.8 | 365 | 5.8854 | 0.77874 | 6 | 0.66411
82614 | 7.2 | 0.8 | 365 | 6.5393 | 0.75415 | 7 | 0.29346
82613 | 8.1 | 0.8 | 365 | 7.3567 | 0.22342 | 7 | 0.58014
82611 | 5.88 | 0.8 | 365 | 5.3404 | 0.13256 | 5 | 0.47299
82553 | 6.6 | 0.8 | 365 | 5.9944 | 0.10797 | 6 | 0.10233
82552 | 5.12 | 0.8 | 365 | 4.6502 | 0.047396 | 4 | 0.69757
82551 | 6.4 | 0.8 | 365 | 5.8127 | 0.55924 | 6 | 0.37196
82549 | 11.7 | 0.8 | 365 | 10.6264 | 0.10049 | 10 | 0.72686
82544 | 9.24 | 0.8 | 365 | 8.3921 | 0.35116 | 8 | 0.74327
82541 | 16.45 | 0.8 | 365 | 14.9405 | 0.13275 | 15 | 0.073242
82540 | 11.9 | 0.8 | 365 | 10.808 | 0.64922 | 11 | 0.45724
82539 | 9.92 | 0.8 | 365 | 9.0097 | 0.21683 | 9 | 0.22654
82542 | 6.825 | 0.8 | 365 | 6.1987 | 0.72529 | 6 | 0.924
82419 | 59.965 | 0.6 | 365 | 40.8468 | 0.39142 | 41 | 0.23823
82621 | 21.7 | 0.8 | 365 | 19.7087 | 0.53681 | 20 | 0.24555
82111 | 8.45 | 0.8 | 365 | 7.6746 | 0.18369 | 7 | 0.85829
82114 | 8.4 | 0.8 | 365 | 7.6292 | 0.046509 | 7 | 0.6757
82142 | 11.375 | 0.8 | 365 | 10.3312 | 0.20881 | 10 | 0.54001
82152 | 10.075 | 0.8 | 365 | 9.1505 | 0.64209 | 9 | 0.79258
82185 | 7.245 | 0.8 | 365 | 6.5802 | 0.87761 | 7 | 0.45779
82189 | 10.05 | 0.8 | 365 | 9.1278 | 0.5735 | 9 | 0.70128
82190 | 5.85 | 0.8 | 365 | 5.3132 | 0.050247 | 5 | 0.36343
82192 | 3.96 | 0.8 | 365 | 3.5966 | 0.86478 | 4 | 0.4614
82196 | 6.65 | 0.8 | 365 | 6.0398 | 0.24515 | 6 | 0.28493
82205 | 7.84 | 0.8 | 365 | 7.1206 | 0.51007 | 7 | 0.63065
82206 | 6.96 | 0.8 | 365 | 6.3213 | 0.095679 | 6 | 0.41701
82208 | 12.47 | 0.8 | 365 | 11.3257 | 0.21309 | 11 | 0.5388
82211 | 13.725 | 0.8 | 365 | 12.4656 | 0.65635 | 13 | 0.1219
82214 | 8.55 | 0.8 | 365 | 7.7654 | 0.45805 | 8 | 0.22348
82216 | 10.89 | 0.8 | 365 | 9.8907 | 0.87815 | 10 | 0.76885
82222 | 17.67 | 0.8 | 365 | 16.0485 | 0.47998 | 16 | 0.52852
82228 | 12.6 | 0.8 | 365 | 11.4438 | 0.56976 | 12 | 0.013547
82229 | 5.88 | 0.8 | 365 | 5.3404 | 0.13256 | 5 | 0.47299
82227 | 6.5 | 0.8 | 365 | 5.9035 | 0.83361 | 6 | 0.73715
82230 | 12.87 | 0.8 | 365 | 11.689 | 0.31054 | 11 | 0.99955
82021 | 11.34 | 0.8 | 365 | 10.2994 | 0.11279 | 10 | 0.41219
82233 | 3.54 | 0.8 | 365 | 3.2152 | 0.71246 | 3 | 0.92762
82235 | 5.015 | 0.8 | 365 | 4.5548 | 0.75931 | 5 | 0.31412
82236 | 6.195 | 0.8 | 365 | 5.6265 | 0.9968 | 6 | 0.62333
81995 | 9.45 | 0.8 | 365 | 8.5828 | 0.92732 | 9 | 0.51016
82239 | 9.44 | 0.8 | 365 | 8.5738 | 0.89989 | 9 | 0.47364
82241 | 8.4 | 0.8 | 365 | 7.6292 | 0.046509 | 7 | 0.6757
82151 | 5.8 | 0.8 | 365 | 5.2678 | 0.91307 | 6 | 0.18084
82242 | 4.06 | 0.8 | 365 | 3.6874 | 0.13915 | 3 | 0.82659
82271 | 5.61 | 0.8 | 365 | 5.0952 | 0.39178 | 5 | 0.48698
82273 | 5.7 | 0.8 | 365 | 5.1769 | 0.6387 | 5 | 0.81565
82280 | 12.753 | 0.8 | 365 | 11.5827 | 0.98954 | 12 | 0.57228
82282 | 6.7 | 0.8 | 365 | 6.0852 | 0.38233 | 6 | 0.46752
82283 | 8.1 | 0.8 | 365 | 7.3567 | 0.22342 | 7 | 0.58014
82285 | 10.05 | 0.8 | 365 | 9.1278 | 0.5735 | 9 | 0.70128
82286 | 13.5 | 0.8 | 365 | 12.2612 | 0.039032 | 12 | 0.30023
82288 | 6.84 | 0.8 | 365 | 6.2123 | 0.76644 | 6 | 0.97878
82287 | 12.685 | 0.8 | 365 | 11.521 | 0.80297 | 12 | 0.32396
82290 | 5.1 | 0.8 | 365 | 4.632 | 0.99252 | 5 | 0.62453
82294 | 11.2 | 0.8 | 365 | 10.1723 | 0.72868 | 10 | 0.90093
82293 | 4.56 | 0.8 | 365 | 4.1416 | 0.51096 | 4 | 0.65252
82295 | 5.61 | 0.8 | 365 | 5.0952 | 0.39178 | 5 | 0.48698
82296 | 12.48 | 0.8 | 365 | 11.3348 | 0.24053 | 11 | 0.57532
82298 | 5.8 | 0.8 | 365 | 5.2678 | 0.91307 | 6 | 0.18084
82299 | 5.13 | 0.8 | 365 | 4.6593 | 0.074832 | 4 | 0.73409
82304 | 12.24 | 0.8 | 365 | 11.1168 | 0.58206 | 11 | 0.69887
82309 | 12.24 | 0.8 | 365 | 11.1168 | 0.58206 | 11 | 0.69887
82314 | 8.4 | 0.8 | 365 | 7.6292 | 0.046509 | 7 | 0.6757
82316 | 6.96 | 0.8 | 365 | 6.3213 | 0.095679 | 6 | 0.41701
82315 | 9 | 0.8 | 365 | 8.1741 | 0.69269 | 8 | 0.86682
81915 | 8.37 | 0.8 | 365 | 7.6019 | 0.9642 | 8 | 0.56614
82321 | 8.1 | 0.8 | 365 | 7.3567 | 0.22342 | 7 | 0.58014
82325 | 4.95 | 0.8 | 365 | 4.4958 | 0.58098 | 5 | 0.076751
82328 | 8.1 | 0.8 | 365 | 7.3567 | 0.22342 | 7 | 0.58014
82335 | 10.26 | 0.8 | 365 | 9.3185 | 0.14966 | 9 | 0.46817
82336 | 9.12 | 0.8 | 365 | 8.2831 | 0.021924 | 8 | 0.30504
82342 | 4.96 | 0.8 | 365 | 4.5049 | 0.60841 | 5 | 0.11327
82344 | 3.72 | 0.8 | 365 | 3.3786 | 0.20631 | 3 | 0.58495
82345 | 4.55 | 0.8 | 365 | 4.1325 | 0.48353 | 4 | 0.616
82347 | 4.2 | 0.8 | 365 | 3.8146 | 0.52325 | 4 | 0.33785
82348 | 6.3 | 0.8 | 365 | 5.7219 | 0.28488 | 6 | 0.0067734
82349 | 10.23 | 0.8 | 365 | 9.2913 | 0.067355 | 9 | 0.35862
82351 | 9.42 | 0.8 | 365 | 8.5556 | 0.84501 | 9 | 0.4006
82350 | 7.75 | 0.8 | 365 | 7.0388 | 0.26315 | 7 | 0.30198
82355 | 9.3 | 0.8 | 365 | 8.4466 | 0.51578 | 8 | 0.96238
82357 | 11.16 | 0.8 | 365 | 10.1359 | 0.61893 | 10 | 0.75486
82360 | 8.265 | 0.8 | 365 | 7.5066 | 0.67612 | 8 | 0.1827
82362 | 10.89 | 0.8 | 365 | 9.8907 | 0.87815 | 10 | 0.76885
82363 | 9.57 | 0.8 | 365 | 8.6918 | 0.25656 | 8 | 0.94838
82361 | 10.26 | 0.8 | 365 | 9.3185 | 0.14966 | 9 | 0.46817
81969 | 7.54 | 0.8 | 365 | 6.8481 | 0.68699 | 7 | 0.53509
81379 | 7.975 | 0.8 | 365 | 7.2432 | 0.88047 | 8 | 0.12365
82718 | 4.48 | 0.8 | 365 | 4.0689 | 0.29147 | 4 | 0.36037
82717 | 10.385 | 0.8 | 365 | 9.432 | 0.49262 | 9 | 0.92466
82715 | 4.32 | 0.8 | 365 | 3.9236 | 0.85249 | 4 | 0.77607
82714 | 15.66 | 0.8 | 365 | 14.223 | 0.96528 | 15 | 0.18827
82687 | 13 | 0.8 | 365 | 11.8071 | 0.66722 | 12 | 0.47429
82686 | 5.1 | 0.8 | 365 | 4.632 | 0.99252 | 5 | 0.62453
82685 | 8.775 | 0.8 | 365 | 7.9698 | 0.075371 | 8 | 0.045149
82684 | 4.55 | 0.8 | 365 | 4.1325 | 0.48353 | 4 | 0.616
82681 | 6.2 | 0.8 | 365 | 5.6311 | 0.010518 | 5 | 0.64159
82679 | 11.7 | 0.8 | 365 | 10.6264 | 0.10049 | 10 | 0.72686
82678 | 11.05 | 0.8 | 365 | 10.036 | 0.31713 | 10 | 0.35315
82674 | 11.7 | 0.8 | 365 | 10.6264 | 0.10049 | 10 | 0.72686
82671 | 4.875 | 0.8 | 365 | 4.4277 | 0.37521 | 4 | 0.80286
82536 | 24.84 | 0.8 | 365 | 22.5606 | 0.15182 | 22 | 0.71242
82535 | 6.405 | 0.8 | 365 | 5.8173 | 0.57296 | 6 | 0.39022
82534 | 4.5 | 0.8 | 365 | 4.0871 | 0.34634 | 4 | 0.43341
82533 | 7.54 | 0.8 | 365 | 6.8481 | 0.68699 | 7 | 0.53509
82512 | 8.76 | 0.8 | 365 | 7.9562 | 0.034216 | 7 | 0.99037
82506 | 9.715 | 0.8 | 365 | 8.8235 | 0.65438 | 9 | 0.47791
82505 | 9.18 | 0.8 | 365 | 8.3376 | 0.18654 | 8 | 0.52416
82504 | 11.055 | 0.8 | 365 | 10.0406 | 0.33085 | 10 | 0.37141
82483 | 7.7 | 0.8 | 365 | 6.9934 | 0.12597 | 7 | 0.11939
82843 | 11.1 | 0.8 | 365 | 10.0814 | 0.45432 | 10 | 0.53574
82842 | 8.96 | 0.8 | 365 | 8.1378 | 0.58294 | 8 | 0.72074
82617 | 10.005 | 0.8 | 365 | 9.0869 | 0.45004 | 9 | 0.53695
82841 | 7.75 | 0.8 | 365 | 7.0388 | 0.26315 | 7 | 0.30198
82840 | 3.72 | 0.8 | 365 | 3.3786 | 0.20631 | 3 | 0.58495
82376 | 7.92 | 0.8 | 365 | 7.1932 | 0.72957 | 7 | 0.9228
82378 | 7.92 | 0.8 | 365 | 7.1932 | 0.72957 | 7 | 0.9228
82379 | 12.15 | 0.8 | 365 | 11.0351 | 0.33513 | 11 | 0.37021
82380 | 5.886 | 0.8 | 365 | 5.3459 | 0.14902 | 5 | 0.4949
82381 | 6.03 | 0.8 | 365 | 5.4767 | 0.5441 | 6 | 0.020769
82382 | 9.45 | 0.8 | 365 | 8.5828 | 0.92732 | 9 | 0.51016
82384 | 11.055 | 0.8 | 365 | 10.0406 | 0.33085 | 10 | 0.37141
82829 | 8 | 0.8 | 365 | 7.2659 | 0.94906 | 8 | 0.21495
82828 | 7.035 | 0.8 | 365 | 6.3894 | 0.30145 | 6 | 0.6909
82827 | 10.56 | 0.8 | 365 | 9.591 | 0.97275 | 10 | 0.56373
82826 | 11.2 | 0.8 | 365 | 10.1723 | 0.72868 | 10 | 0.90093
82825 | 11.055 | 0.8 | 365 | 10.0406 | 0.33085 | 10 | 0.37141
82824 | 11.16 | 0.8 | 365 | 10.1359 | 0.61893 | 10 | 0.75486
82861 | 4.34 | 0.8 | 365 | 3.9417 | 0.90736 | 4 | 0.84911
82343 | 7.13 | 0.8 | 365 | 6.4757 | 0.5621 | 7 | 0.037825
82860 | 6.6 | 0.8 | 365 | 5.9944 | 0.10797 | 6 | 0.10233
82839 | 4.251 | 0.8 | 365 | 3.8609 | 0.66318 | 4 | 0.52409
82838 | 12.4 | 0.8 | 365 | 11.2621 | 0.021037 | 11 | 0.28317
82837 | 10.137 | 0.8 | 365 | 9.2068 | 0.8122 | 10 | 0.018994
82836 | 23.36 | 0.8 | 365 | 21.2164 | 0.091244 | 21 | 0.30766
82835 | 9.6 | 0.8 | 365 | 8.7191 | 0.33887 | 9 | 0.05794
82377 | 7.37 | 0.8 | 365 | 6.6937 | 0.22057 | 6 | 0.91427
82834 | 8.45 | 0.8 | 365 | 7.6746 | 0.18369 | 7 | 0.85829
82833 | 10.44 | 0.8 | 365 | 9.482 | 0.64352 | 10 | 0.12551
82832 | 11.16 | 0.8 | 365 | 10.1359 | 0.61893 | 10 | 0.75486
82831 | 8.12 | 0.8 | 365 | 7.3749 | 0.27829 | 7 | 0.65317
82830 | 11.22 | 0.8 | 365 | 10.1904 | 0.78355 | 10 | 0.97397
82719 | 5.525 | 0.8 | 365 | 5.018 | 0.15857 | 5 | 0.17658
82688 | 8.235 | 0.8 | 365 | 7.4793 | 0.59381 | 8 | 0.07314
82863 | 8.58 | 0.8 | 365 | 7.7927 | 0.54036 | 8 | 0.33303
82482 | 14.4 | 0.8 | 365 | 13.0786 | 0.5083 | 13 | 0.58691
82445 | 12.54 | 0.8 | 365 | 11.3893 | 0.40515 | 11 | 0.79443
82444 | 11.2 | 0.8 | 365 | 10.1723 | 0.72868 | 10 | 0.90093
82442 | 12.3 | 0.8 | 365 | 11.1713 | 0.74667 | 11 | 0.91799
82439 | 8.7 | 0.8 | 365 | 7.9017 | 0.8696 | 8 | 0.77126
82418 | 13.065 | 0.8 | 365 | 11.8661 | 0.84555 | 12 | 0.71167
82417 | 4.38 | 0.8 | 365 | 3.9781 | 0.017108 | 3 | 0.99519
82416 | 8.06 | 0.8 | 365 | 7.3204 | 0.11367 | 7 | 0.43406
82415 | 10.725 | 0.8 | 365 | 9.7408 | 0.42545 | 10 | 0.16629
82413 | 12 | 0.8 | 365 | 10.8988 | 0.92358 | 11 | 0.82243
82412 | 6.3 | 0.8 | 365 | 5.7219 | 0.28488 | 6 | 0.0067734
82410 | 14.835 | 0.8 | 365 | 13.4737 | 0.70178 | 14 | 0.17547
82409 | 15.9 | 0.8 | 365 | 14.441 | 0.62375 | 15 | 0.064714
82407 | 7.2 | 0.8 | 365 | 6.5393 | 0.75415 | 7 | 0.29346
82864 | 10.4 | 0.8 | 365 | 9.4457 | 0.53377 | 9 | 0.97944
82865 | 5.61 | 0.8 | 365 | 5.0952 | 0.39178 | 5 | 0.48698
82867 | 10.2 | 0.8 | 365 | 9.264 | 0.98505 | 10 | 0.24906
82877 | 12.73 | 0.8 | 365 | 11.5619 | 0.92644 | 12 | 0.48829
82878 | 9.8 | 0.8 | 365 | 8.9007 | 0.88759 | 9 | 0.78831
82880 | 6.7 | 0.8 | 365 | 6.0852 | 0.38233 | 6 | 0.46752
82664 | 13.395 | 0.8 | 365 | 12.1658 | 0.75095 | 12 | 0.91678
82704 | 4.93 | 0.8 | 365 | 4.4776 | 0.52611 | 5 | 0.0037132
82697 | 4.35 | 0.8 | 365 | 3.9508 | 0.9348 | 4 | 0.88563
82660 | 6.96 | 0.8 | 365 | 6.3213 | 0.095679 | 6 | 0.41701
82663 | 5.8 | 0.8 | 365 | 5.2678 | 0.91307 | 6 | 0.18084
82661 | 3.19 | 0.8 | 365 | 2.8973 | 0.75219 | 3 | 0.64946
82665 | 2.32 | 0.8 | 365 | 2.1071 | 0.36523 | 2 | 0.47234
82658 | 2.61 | 0.8 | 365 | 2.3705 | 0.16088 | 2 | 0.53138
82667 | 11.48 | 0.8 | 365 | 10.4266 | 0.4969 | 10 | 0.92345
82652 | 4.06 | 0.8 | 365 | 3.6874 | 0.13915 | 3 | 0.82659
82147 | 7.83 | 0.8 | 365 | 7.1115 | 0.48264 | 7 | 0.59413
82668 | 10.71 | 0.8 | 365 | 9.7272 | 0.3843 | 10 | 0.11151
82662 | 11.6 | 0.8 | 365 | 10.5355 | 0.82613 | 11 | 0.36168
82390 | 7.41 | 0.8 | 365 | 6.73 | 0.33031 | 7 | 0.060348
82391 | 4.95 | 0.8 | 365 | 4.4958 | 0.58098 | 5 | 0.076751
82423 | 7.59 | 0.8 | 365 | 6.8935 | 0.82417 | 7 | 0.71768
82422 | 6.7 | 0.8 | 365 | 6.0852 | 0.38233 | 6 | 0.46752
82425 | 15.36 | 0.8 | 365 | 13.9505 | 0.14219 | 14 | 0.092705
82426 | 9.57 | 0.8 | 365 | 8.6918 | 0.25656 | 8 | 0.94838
82427 | 12.76 | 0.8 | 365 | 11.5891 | 0.0087443 | 11 | 0.59785
82428 | 10.8 | 0.8 | 365 | 9.809 | 0.63123 | 10 | 0.44018
82431 | 8.68 | 0.8 | 365 | 7.8835 | 0.81473 | 8 | 0.69822
82432 | 5.85 | 0.8 | 365 | 5.3132 | 0.050247 | 5 | 0.36343
82434 | 9.8 | 0.8 | 365 | 8.9007 | 0.88759 | 9 | 0.78831
82436 | 12.6 | 0.8 | 365 | 11.4438 | 0.56976 | 12 | 0.013547
82437 | 10.8 | 0.8 | 365 | 9.809 | 0.63123 | 10 | 0.44018
82438 | 12.18 | 0.8 | 365 | 11.0623 | 0.41744 | 11 | 0.47976
82440 | 13.32 | 0.8 | 365 | 12.0977 | 0.54518 | 12 | 0.64289
82443 | 8.26 | 0.8 | 365 | 7.502 | 0.6624 | 8 | 0.16444
82447 | 9.28 | 0.8 | 365 | 8.4284 | 0.4609 | 8 | 0.88934
82448 | 11.1 | 0.8 | 365 | 10.0814 | 0.45432 | 10 | 0.53574
82449 | 7 | 0.8 | 365 | 6.3577 | 0.20542 | 6 | 0.56308
82450 | 5.76 | 0.8 | 365 | 5.2314 | 0.80332 | 6 | 0.034764
82451 | 9.3 | 0.8 | 365 | 8.4466 | 0.51578 | 8 | 0.96238
82457 | 9.9 | 0.8 | 365 | 8.9915 | 0.16196 | 9 | 0.1535
82588 | 4.06 | 0.8 | 365 | 3.6874 | 0.13915 | 3 | 0.82659
82460 | 7.83 | 0.8 | 365 | 7.1115 | 0.48264 | 7 | 0.59413
82461 | 3.84 | 0.8 | 365 | 3.4876 | 0.53555 | 4 | 0.023176
82462 | 7.7 | 0.8 | 365 | 6.9934 | 0.12597 | 7 | 0.11939
82463 | 11.285 | 0.8 | 365 | 10.2495 | 0.96189 | 11 | 0.21134
82466 | 10.325 | 0.8 | 365 | 9.3775 | 0.328 | 9 | 0.70555
82467 | 8.12 | 0.8 | 365 | 7.3749 | 0.27829 | 7 | 0.65317
82468 | 8.99 | 0.8 | 365 | 8.165 | 0.66525 | 8 | 0.8303
82469 | 7.54 | 0.8 | 365 | 6.8481 | 0.68699 | 7 | 0.53509
82470 | 6.96 | 0.8 | 365 | 6.3213 | 0.095679 | 6 | 0.41701
82472 | 8.99 | 0.8 | 365 | 8.165 | 0.66525 | 8 | 0.8303
82473 | 12.71 | 0.8 | 365 | 11.5437 | 0.87156 | 12 | 0.41525
82548 | 7.08 | 0.8 | 365 | 6.4303 | 0.42491 | 6 | 0.85523
82063 | 2.2 | 0.8 | 365 | 1.9981 | 0.03599 | 2 | 0.034111
81889 | 11.8 | 0.8 | 365 | 10.7172 | 0.37486 | 11 | 0.092052
82441 | 27 | 0.6 | 365 | 18.3918 | 0.55855 | 18 | 0.95034
82478 | 3.015 | 0.8 | 365 | 2.7383 | 0.27205 | 3 | 0.010384
82477 | 14.79 | 0.8 | 365 | 13.4328 | 0.57832 | 14 | 0.01114
81691 | 12.39 | 0.8 | 365 | 11.2531 | 0.9936 | 12 | 0.24665
82480 | 6.7 | 0.8 | 365 | 6.0852 | 0.38233 | 6 | 0.46752
80989 | 12.8 | 0.8 | 365 | 11.6254 | 0.11849 | 11 | 0.74392
82484 | 5.2 | 0.8 | 365 | 4.7228 | 0.26689 | 4 | 0.98972
81953 | 10.15 | 0.8 | 365 | 9.2186 | 0.84786 | 10 | 0.066468
82486 | 9.455 | 0.8 | 365 | 8.5874 | 0.94104 | 9 | 0.52842
81699 | 4.35 | 0.8 | 365 | 3.9508 | 0.9348 | 4 | 0.88563
81745 | 10.03 | 0.8 | 365 | 9.1096 | 0.51863 | 9 | 0.62824
82487 | 7.425 | 0.8 | 365 | 6.7437 | 0.37147 | 7 | 0.11513
81718 | 6.1 | 0.8 | 365 | 5.5402 | 0.73616 | 6 | 0.2764
81727 | 15.4 | 0.8 | 365 | 13.9868 | 0.25193 | 14 | 0.23878
81730 | 13.65 | 0.8 | 365 | 12.3974 | 0.45058 | 12 | 0.84801
81768 | 5.12 | 0.8 | 365 | 4.6502 | 0.047396 | 4 | 0.69757
82023 | 8.85 | 0.8 | 365 | 8.0379 | 0.28114 | 8 | 0.31904
81874 | 5.355 | 0.8 | 365 | 4.8636 | 0.69215 | 5 | 0.55576
81876 | 9 | 0.8 | 365 | 8.1741 | 0.69269 | 8 | 0.86682
82064 | 6.38 | 0.8 | 365 | 5.7946 | 0.50437 | 6 | 0.29892
81963 | 7.25 | 0.8 | 365 | 6.5847 | 0.89133 | 7 | 0.47605
81965 | 9.765 | 0.8 | 365 | 8.8689 | 0.79157 | 9 | 0.6605
82080 | 7.68 | 0.8 | 365 | 6.9753 | 0.071094 | 7 | 0.046352
82082 | 9.36 | 0.8 | 365 | 8.5011 | 0.6804 | 9 | 0.18149
82085 | 10.725 | 0.8 | 365 | 9.7408 | 0.42545 | 10 | 0.16629
82365 | 9.6 | 0.8 | 365 | 8.7191 | 0.33887 | 9 | 0.05794
82352 | 3.48 | 0.8 | 365 | 3.1607 | 0.54784 | 3 | 0.7085
82120 | 12.06 | 0.8 | 365 | 10.9533 | 0.088202 | 11 | 0.041538
82489 | 11.825 | 0.8 | 365 | 10.7399 | 0.44345 | 11 | 0.18335
82178 | 7.875 | 0.8 | 365 | 7.1524 | 0.6061 | 7 | 0.75847
82492 | 8.58 | 0.8 | 365 | 7.7927 | 0.54036 | 8 | 0.33303
82491 | 9.86 | 0.8 | 365 | 8.9552 | 0.052212 | 9 | 0.0074264
82494 | 8.835 | 0.8 | 365 | 8.0243 | 0.23999 | 8 | 0.26426
82495 | 10.88 | 0.8 | 365 | 9.8816 | 0.85072 | 10 | 0.73233
82496 | 4.845 | 0.8 | 365 | 4.4004 | 0.2929 | 4 | 0.6933
82497 | 6.21 | 0.8 | 365 | 5.6402 | 0.037955 | 5 | 0.67811
82499 | 11.52 | 0.8 | 365 | 10.4629 | 0.60664 | 11 | 0.069529
82508 | 8.1 | 0.8 | 365 | 7.3567 | 0.22342 | 7 | 0.58014
82510 | 13.63 | 0.8 | 365 | 12.3793 | 0.3957 | 12 | 0.77497
82511 | 12.9 | 0.8 | 365 | 11.7163 | 0.39285 | 12 | 0.10911
81380 | 10.545 | 0.8 | 365 | 9.5774 | 0.9316 | 10 | 0.50896
82247 | 10.73 | 0.8 | 365 | 9.7454 | 0.43917 | 10 | 0.18455
82248 | 6.84 | 0.8 | 365 | 6.2123 | 0.76644 | 6 | 0.97878
82249 | 5.9 | 0.8 | 365 | 5.3586 | 0.18743 | 5 | 0.54603
82250 | 9.12 | 0.8 | 365 | 8.2831 | 0.021924 | 8 | 0.30504
82251 | 8.28 | 0.8 | 365 | 7.5202 | 0.71727 | 8 | 0.23747
82252 | 4.8 | 0.8 | 365 | 4.3595 | 0.16943 | 4 | 0.52897
82254 | 8.75 | 0.8 | 365 | 7.9471 | 0.00678 | 7 | 0.95385
82513 | 9.75 | 0.8 | 365 | 8.8553 | 0.75041 | 9 | 0.60572
82258 | 5.95 | 0.8 | 365 | 5.404 | 0.32461 | 5 | 0.72862
82260 | 4.68 | 0.8 | 365 | 4.2505 | 0.8402 | 5 | 0.090746
82264 | 9.45 | 0.8 | 365 | 8.5828 | 0.92732 | 9 | 0.51016
82266 | 10.15 | 0.8 | 365 | 9.2186 | 0.84786 | 10 | 0.066468
82518 | 9.28 | 0.8 | 365 | 8.4284 | 0.4609 | 8 | 0.88934
82268 | 6.3 | 0.8 | 365 | 5.7219 | 0.28488 | 6 | 0.0067734
82277 | 11.2 | 0.8 | 365 | 10.1723 | 0.72868 | 10 | 0.90093
82279 | 14.388 | 0.8 | 365 | 13.0677 | 0.47538 | 13 | 0.54309
82281 | 6.3 | 0.8 | 365 | 5.7219 | 0.28488 | 6 | 0.0067734
82284 | 8.96 | 0.8 | 365 | 8.1378 | 0.58294 | 8 | 0.72074
82291 | 7.705 | 0.8 | 365 | 6.998 | 0.13968 | 7 | 0.13765
82367 | 6.36 | 0.8 | 365 | 5.7764 | 0.4495 | 6 | 0.22589
82370 | 5.31 | 0.8 | 365 | 4.8227 | 0.56869 | 5 | 0.39142
82522 | 8.32 | 0.8 | 365 | 7.5565 | 0.82702 | 8 | 0.38355
82371 | 5.4 | 0.8 | 365 | 4.9045 | 0.81561 | 5 | 0.72009
82372 | 24.65 | 0.8 | 365 | 22.388 | 0.63053 | 23 | 0.018566
82523 | 12.8 | 0.8 | 365 | 11.6254 | 0.11849 | 11 | 0.74392
82374 | 3.1 | 0.8 | 365 | 2.8155 | 0.50526 | 3 | 0.32079
82524 | 10.665 | 0.8 | 365 | 9.6863 | 0.26084 | 9 | 0.94718
82375 | 8.75 | 0.8 | 365 | 7.9471 | 0.00678 | 7 | 0.95385
82400 | 8.91 | 0.8 | 365 | 8.0924 | 0.44576 | 8 | 0.53815
82401 | 5.8 | 0.8 | 365 | 5.2678 | 0.91307 | 6 | 0.18084
82405 | 15.37 | 0.8 | 365 | 13.9596 | 0.16962 | 14 | 0.12922
82408 | 5.51 | 0.8 | 365 | 5.0044 | 0.11741 | 5 | 0.1218
82474 | 13.275 | 0.8 | 365 | 12.0568 | 0.42171 | 12 | 0.47856
82475 | 11.21 | 0.8 | 365 | 10.1813 | 0.75611 | 10 | 0.93745
82528 | 8.4 | 0.8 | 365 | 7.6292 | 0.046509 | 7 | 0.6757
82526 | 12.099 | 0.8 | 365 | 10.9888 | 0.1952 | 11 | 0.18396
82529 | 9.1 | 0.8 | 365 | 8.265 | 0.96705 | 9 | 0.23201
82531 | 9.72 | 0.8 | 365 | 8.8281 | 0.6681 | 9 | 0.49616
82532 | 14.4 | 0.8 | 365 | 13.0786 | 0.5083 | 13 | 0.58691
82547 | 6.84 | 0.8 | 365 | 6.2123 | 0.76644 | 6 | 0.97878
82557 | 8.835 | 0.8 | 365 | 8.0243 | 0.23999 | 8 | 0.26426
82560 | 9.9 | 0.8 | 365 | 8.9915 | 0.16196 | 9 | 0.1535
82559 | 7.54 | 0.8 | 365 | 6.8481 | 0.68699 | 7 | 0.53509
82564 | 7.15 | 0.8 | 365 | 6.4939 | 0.61697 | 7 | 0.11086
82568 | 6.38 | 0.8 | 365 | 5.7946 | 0.50437 | 6 | 0.29892
82570 | 9.1 | 0.8 | 365 | 8.265 | 0.96705 | 9 | 0.23201
82571 | 10.5 | 0.8 | 365 | 9.5365 | 0.80814 | 10 | 0.34462
82573 | 10.15 | 0.8 | 365 | 9.2186 | 0.84786 | 10 | 0.066468
82575 | 8.41 | 0.8 | 365 | 7.6383 | 0.073945 | 7 | 0.71222
82576 | 10.5 | 0.8 | 365 | 9.5365 | 0.80814 | 10 | 0.34462
82578 | 9.145 | 0.8 | 365 | 8.3058 | 0.090515 | 8 | 0.39634
82580 | 9.12 | 0.8 | 365 | 8.2831 | 0.021924 | 8 | 0.30504
82579 | 7.83 | 0.8 | 365 | 7.1115 | 0.48264 | 7 | 0.59413
82581 | 4.2 | 0.8 | 365 | 3.8146 | 0.52325 | 4 | 0.33785
82583 | 7.83 | 0.8 | 365 | 7.1115 | 0.48264 | 7 | 0.59413
82585 | 9.12 | 0.8 | 365 | 8.2831 | 0.021924 | 8 | 0.30504
82988 | 5.695 | 0.8 | 365 | 5.1724 | 0.62498 | 5 | 0.79739
82987 | 12.095 | 0.8 | 365 | 10.9851 | 0.18423 | 11 | 0.16935
82966 | 10.26 | 0.8 | 365 | 9.3185 | 0.14966 | 9 | 0.46817
82965 | 6.84 | 0.8 | 365 | 6.2123 | 0.76644 | 6 | 0.97878
82823 | 4.95 | 0.8 | 365 | 4.4958 | 0.58098 | 5 | 0.076751
82822 | 4.95 | 0.8 | 365 | 4.4958 | 0.58098 | 5 | 0.076751
82821 | 6.84 | 0.8 | 365 | 6.2123 | 0.76644 | 6 | 0.97878
82820 | 11.4 | 0.8 | 365 | 10.3539 | 0.2774 | 10 | 0.6313
82819 | 5.61 | 0.8 | 365 | 5.0952 | 0.39178 | 5 | 0.48698
82818 | 8.265 | 0.8 | 365 | 7.5066 | 0.67612 | 8 | 0.1827
82817 | 4.95 | 0.8 | 365 | 4.4958 | 0.58098 | 5 | 0.076751
82816 | 6.84 | 0.8 | 365 | 6.2123 | 0.76644 | 6 | 0.97878
82815 | 7.26 | 0.8 | 365 | 6.5938 | 0.91877 | 7 | 0.51257
82814 | 6.93 | 0.8 | 365 | 6.2941 | 0.01337 | 6 | 0.30745
82813 | 5.61 | 0.8 | 365 | 5.0952 | 0.39178 | 5 | 0.48698
82647 | 6.555 | 0.8 | 365 | 5.9535 | 0.98451 | 6 | 0.938
82646 | 11.115 | 0.8 | 365 | 10.0951 | 0.49547 | 10 | 0.59052
82635 | 3.42 | 0.8 | 365 | 3.1062 | 0.38322 | 3 | 0.48939
82633 | 11.88 | 0.8 | 365 | 10.7899 | 0.59435 | 11 | 0.3842
82593 | 3.245 | 0.8 | 365 | 2.9472 | 0.90309 | 3 | 0.85031
82385 | 3.1 | 0.8 | 365 | 2.8155 | 0.50526 | 3 | 0.32079
80868 | 1.89 | 0.8 | 365 | 1.7166 | 0.18546 | 1 | 0.90203
82992 | 7.2 | 0.8 | 365 | 6.5393 | 0.75415 | 7 | 0.29346
82991 | 11.505 | 0.8 | 365 | 10.4493 | 0.56549 | 11 | 0.014751
82990 | 11.89 | 0.8 | 365 | 10.7989 | 0.62178 | 11 | 0.42072
82989 | 6 | 0.8 | 365 | 5.4494 | 0.46179 | 5 | 0.91121
82591 | 8.06 | 0.8 | 365 | 7.3204 | 0.11367 | 7 | 0.43406
82586 | 9.145 | 0.8 | 365 | 8.3058 | 0.090515 | 8 | 0.39634
82994 | 9.44 | 0.8 | 365 | 8.5738 | 0.89989 | 9 | 0.47364
82995 | 3.54 | 0.8 | 365 | 3.2152 | 0.71246 | 3 | 0.92762
82999 | 12.095 | 0.8 | 365 | 10.9851 | 0.18423 | 11 | 0.16935
83000 | 7.08 | 0.8 | 365 | 6.4303 | 0.42491 | 6 | 0.85523
83001 | 7.08 | 0.8 | 365 | 6.4303 | 0.42491 | 6 | 0.85523
83004 | 11.21 | 0.8 | 365 | 10.1813 | 0.75611 | 10 | 0.93745
82998 | 8.555 | 0.8 | 365 | 7.77 | 0.47177 | 8 | 0.24174
83002 | 7.375 | 0.8 | 365 | 6.6982 | 0.23429 | 6 | 0.93253
82996 | 8.12 | 0.8 | 365 | 7.3749 | 0.27829 | 7 | 0.65317
83035 | 9.405 | 0.8 | 365 | 8.542 | 0.80386 | 9 | 0.34583
83034 | 5.28 | 0.8 | 365 | 4.7955 | 0.48638 | 5 | 0.28187
83033 | 4.845 | 0.8 | 365 | 4.4004 | 0.2929 | 4 | 0.6933
83006 | 5.31 | 0.8 | 365 | 4.8227 | 0.56869 | 5 | 0.39142
83032 | 6.6 | 0.8 | 365 | 5.9944 | 0.10797 | 6 | 0.10233
83031 | 8.835 | 0.8 | 365 | 8.0243 | 0.23999 | 8 | 0.26426
83009 | 7.67 | 0.8 | 365 | 6.9662 | 0.043657 | 7 | 0.0098337
83008 | 12.18 | 0.8 | 365 | 11.0623 | 0.41744 | 11 | 0.47976
81984 | 85 | 0.6 | 365 | 57.9001 | 0.90654 | 58 | 0.80664
82520 | 9.72 | 0.8 | 365 | 8.8281 | 0.6681 | 9 | 0.49616
82393 | 4.13 | 0.8 | 365 | 3.751 | 0.3312 | 4 | 0.082218
82383 | 11.055 | 0.8 | 365 | 10.0406 | 0.33085 | 10 | 0.37141
82430 | 5.8 | 0.8 | 365 | 5.2678 | 0.91307 | 6 | 0.18084
82326 | 7.625 | 0.8 | 365 | 6.9253 | 0.92019 | 7 | 0.8455
82332 | 4.93 | 0.8 | 365 | 4.4776 | 0.52611 | 5 | 0.0037132
82066 | 24.75 | 0.8 | 365 | 22.4789 | 0.90489 | 23 | 0.38375
82488 | 13.72 | 0.8 | 365 | 12.461 | 0.64263 | 13 | 0.10364
82490 | 6.72 | 0.8 | 365 | 6.1034 | 0.43721 | 6 | 0.54056
82289 | 6.625 | 0.8 | 365 | 6.0171 | 0.17656 | 6 | 0.19363
82318 | 6.49 | 0.8 | 365 | 5.8945 | 0.80617 | 6 | 0.70063
82324 | 8.12 | 0.8 | 365 | 7.3749 | 0.27829 | 7 | 0.65317
82339 | 12.025 | 0.8 | 365 | 10.9215 | 0.99217 | 11 | 0.91372
82340 | 13 | 0.8 | 365 | 11.8071 | 0.66722 | 12 | 0.47429
82353 | 7.015 | 0.8 | 365 | 6.3713 | 0.24658 | 6 | 0.61786
82320 | 23.36 | 0.8 | 365 | 21.2164 | 0.091244 | 21 | 0.30766
82389 | 12.775 | 0.8 | 365 | 11.6027 | 0.049899 | 11 | 0.65262
82481 | 3.285 | 0.8 | 365 | 2.9836 | 0.012831 | 2 | 0.99639
82331 | 10.05 | 0.8 | 365 | 9.1278 | 0.5735 | 9 | 0.70128
82424 | 12.96 | 0.8 | 365 | 11.7707 | 0.55747 | 12 | 0.32822
81698 | 9.735 | 0.8 | 365 | 8.8417 | 0.70926 | 9 | 0.55094
81863 | 4.2 | 0.8 | 365 | 3.8146 | 0.52325 | 4 | 0.33785
82403 | 6.38 | 0.8 | 365 | 5.7946 | 0.50437 | 6 | 0.29892
82592 | 4.72 | 0.8 | 365 | 4.2869 | 0.94994 | 5 | 0.23682
82584 | 14.82 | 0.8 | 365 | 13.4601 | 0.66063 | 14 | 0.1207
82455 | 9.45 | 0.8 | 365 | 8.5828 | 0.92732 | 9 | 0.51016
82459 | 9.6 | 0.8 | 365 | 8.7191 | 0.33887 | 9 | 0.05794
82476 | 6.67 | 0.8 | 365 | 6.0579 | 0.30003 | 6 | 0.35796
82346 | 16.74 | 0.8 | 365 | 15.2039 | 0.9284 | 16 | 0.13228
82215 | 6.93 | 0.8 | 365 | 6.2941 | 0.01337 | 6 | 0.30745
82226 | 5.61 | 0.8 | 365 | 5.0952 | 0.39178 | 5 | 0.48698
82356 | 6 | 0.8 | 365 | 5.4494 | 0.46179 | 5 | 0.91121
82386 | 12.06 | 0.8 | 365 | 10.9533 | 0.088202 | 11 | 0.041538
82270 | 7.41 | 0.8 | 365 | 6.73 | 0.33031 | 7 | 0.060348
82577 | 3.77 | 0.8 | 365 | 3.4241 | 0.34349 | 3 | 0.76755
82597 | 3.965 | 0.8 | 365 | 3.6012 | 0.8785 | 4 | 0.47966
82599 | 5.1 | 0.8 | 365 | 4.632 | 0.99252 | 5 | 0.62453
82600 | 11.39 | 0.8 | 365 | 10.3448 | 0.24997 | 10 | 0.59479
82602 | 7.68 | 0.8 | 365 | 6.9753 | 0.071094 | 7 | 0.046352
82604 | 8.04 | 0.8 | 365 | 7.3022 | 0.058801 | 7 | 0.36103
82605 | 12 | 0.8 | 365 | 10.8988 | 0.92358 | 11 | 0.82243
82607 | 13.6 | 0.8 | 365 | 12.352 | 0.3134 | 12 | 0.66542
82616 | 5.76 | 0.8 | 365 | 5.2314 | 0.80332 | 6 | 0.034764
82620 | 4.48 | 0.8 | 365 | 4.0689 | 0.29147 | 4 | 0.36037
82622 | 10.08 | 0.8 | 365 | 9.155 | 0.65581 | 9 | 0.81084
82329 | 9.28 | 0.8 | 365 | 8.4284 | 0.4609 | 8 | 0.88934
82330 | 11.59 | 0.8 | 365 | 10.5265 | 0.79869 | 11 | 0.32516
82337 | 10.83 | 0.8 | 365 | 9.8362 | 0.71353 | 10 | 0.54974
82589 | 5.22 | 0.8 | 365 | 4.741 | 0.32176 | 5 | 0.062755
82319 | 4.2 | 0.8 | 365 | 3.8146 | 0.52325 | 4 | 0.33785
82322 | 7.98 | 0.8 | 365 | 7.2477 | 0.89418 | 8 | 0.14191
82327 | 4.35 | 0.8 | 365 | 3.9508 | 0.9348 | 4 | 0.88563
82868 | 15.41 | 0.8 | 365 | 13.9959 | 0.27937 | 14 | 0.2753
82221 | 4.64 | 0.8 | 365 | 4.2142 | 0.73045 | 4 | 0.94467
82223 | 6.27 | 0.8 | 365 | 5.6946 | 0.20257 | 5 | 0.89722
82224 | 11.97 | 0.8 | 365 | 10.8716 | 0.84128 | 11 | 0.71287
82398 | 5.76 | 0.8 | 365 | 5.2314 | 0.80332 | 6 | 0.034764
83051 | 9.3 | 0.8 | 365 | 8.4466 | 0.51578 | 8 | 0.96238
83048 | 5.7 | 0.8 | 365 | 5.1769 | 0.6387 | 5 | 0.81565
82587 | 4.06 | 0.8 | 365 | 3.6874 | 0.13915 | 3 | 0.82659
82446 | 7.5 | 0.8 | 365 | 6.8118 | 0.57724 | 7 | 0.38902
79731 | 3.48 | 0.8 | 365 | 3.1607 | 0.54784 | 3 | 0.7085
81540 | 24.12 | 0.8 | 365 | 21.9067 | 0.1764 | 22 | 0.083075
82519 | 7.36 | 0.8 | 365 | 6.6846 | 0.19313 | 6 | 0.87775
82388 | 10.89 | 0.8 | 365 | 9.8907 | 0.87815 | 10 | 0.76885
81713 | 4.64 | 0.8 | 365 | 4.2142 | 0.73045 | 4 | 0.94467
82566 | 4.06 | 0.8 | 365 | 3.6874 | 0.13915 | 3 | 0.82659
49776 | 13.08 | 0.8 | 365 | 11.8797 | 0.88671 | 12 | 0.76644
82262 | 5.22 | 0.8 | 365 | 4.741 | 0.32176 | 5 | 0.062755
82471 | 4.64 | 0.8 | 365 | 4.2142 | 0.73045 | 4 | 0.94467
82399 | 8.37 | 0.8 | 365 | 7.6019 | 0.9642 | 8 | 0.56614
82135 | 8.1 | 0.8 | 365 | 7.3567 | 0.22342 | 7 | 0.58014
82682 | 6.46 | 0.8 | 365 | 5.8672 | 0.72386 | 6 | 0.59107
82107 | 2.17 | 0.8 | 365 | 1.9709 | 0.95368 | 2 | 0.92456
82128 | 8.96 | 0.8 | 365 | 8.1378 | 0.58294 | 8 | 0.72074
81329 | 5.6 | 0.8 | 365 | 5.0861 | 0.36434 | 5 | 0.45047
82136 | 5.4 | 0.8 | 365 | 4.9045 | 0.81561 | 5 | 0.72009
82354 | 4.38 | 0.8 | 365 | 3.9781 | 0.017108 | 3 | 0.99519
82127 | 8.96 | 0.8 | 365 | 8.1378 | 0.58294 | 8 | 0.72074
82129 | 8.96 | 0.8 | 365 | 8.1378 | 0.58294 | 8 | 0.72074
82022 | 2.9 | 0.8 | 365 | 2.6339 | 0.95653 | 3 | 0.59042
82623 | 13.2 | 0.8 | 365 | 11.9887 | 0.21594 | 12 | 0.20467
82625 | 3.2 | 0.8 | 365 | 2.9064 | 0.77962 | 3 | 0.68598
82626 | 3.3 | 0.8 | 365 | 2.9972 | 0.053986 | 3 | 0.051167
82627 | 6.7 | 0.8 | 365 | 6.0852 | 0.38233 | 6 | 0.46752
82630 | 3.48 | 0.8 | 365 | 3.1607 | 0.54784 | 3 | 0.7085
82631 | 5.31 | 0.8 | 365 | 4.8227 | 0.56869 | 5 | 0.39142
82243 | 10.15 | 0.8 | 365 | 9.2186 | 0.84786 | 10 | 0.066468
82240 | 6.96 | 0.8 | 365 | 6.3213 | 0.095679 | 6 | 0.41701
82634 | 2.065 | 0.8 | 365 | 1.8755 | 0.6656 | 2 | 0.54111
82525 | 18.65 | 0.8 | 365 | 16.9386 | 0.16874 | 17 | 0.10735
82276 | 7 | 0.8 | 365 | 6.3577 | 0.20542 | 6 | 0.56308
82636 | 6.12 | 0.8 | 365 | 5.5584 | 0.79103 | 6 | 0.34944
82637 | 4.13 | 0.8 | 365 | 3.751 | 0.3312 | 4 | 0.082218
82638 | 8.26 | 0.8 | 365 | 7.502 | 0.6624 | 8 | 0.16444
82642 | 5.605 | 0.8 | 365 | 5.0907 | 0.37806 | 5 | 0.46872
82644 | 3.54 | 0.8 | 365 | 3.2152 | 0.71246 | 3 | 0.92762
82641 | 5.22 | 0.8 | 365 | 4.741 | 0.32176 | 5 | 0.062755
82643 | 6.38 | 0.8 | 365 | 5.7946 | 0.50437 | 6 | 0.29892
82645 | 6.75 | 0.8 | 365 | 6.1306 | 0.51952 | 6 | 0.65011
82649 | 3.9 | 0.8 | 365 | 3.5421 | 0.70016 | 4 | 0.24229
82650 | 10.44 | 0.8 | 365 | 9.482 | 0.64352 | 10 | 0.12551
82651 | 12.54 | 0.8 | 365 | 11.3893 | 0.40515 | 11 | 0.79443
82653 | 9.48 | 0.8 | 365 | 8.6101 | 0.0096314 | 8 | 0.61972
82654 | 6.72 | 0.8 | 365 | 6.1034 | 0.43721 | 6 | 0.54056
82657 | 10.545 | 0.8 | 365 | 9.5774 | 0.9316 | 10 | 0.50896
81668 | 94.05 | 0.6 | 365 | 64.0648 | 0.52894 | 64 | 0.5937
52727 | 1760.76 | 1 | 365 | 1998.9838 | 0.59685 | 1999 | 0.58064
74365 | 86.4 | 0.6 | 365 | 58.8537 | 0.78735 | 59 | 0.6411
7419 | 460.8 | 0.6 | 365 | 313.8866 | 0.19922 | 314 | 0.085857
81958 | 6.09 | 0.8 | 365 | 5.5312 | 0.70872 | 6 | 0.23988
82669 | 9.735 | 0.8 | 365 | 8.8417 | 0.70926 | 9 | 0.55094
82670 | 4.425 | 0.8 | 365 | 4.0189 | 0.14057 | 4 | 0.15952
82673 | 6.38 | 0.8 | 365 | 5.7946 | 0.50437 | 6 | 0.29892
82675 | 6.785 | 0.8 | 365 | 6.1624 | 0.61554 | 6 | 0.77793
82676 | 9.145 | 0.8 | 365 | 8.3058 | 0.090515 | 8 | 0.39634
82677 | 4.72 | 0.8 | 365 | 4.2869 | 0.94994 | 5 | 0.23682
34239 | 2310.12 | 0.9 | 365 | 2360.403 | 0.38405 | 2360 | 0.78705
82690 | 12.6 | 0.8 | 365 | 11.4438 | 0.56976 | 12 | 0.013547
63539 | 192.78 | 0.9 | 365 | 196.9761 | 0.032049 | 197 | 0.0081757
81131 | 124.8 | 0.6 | 365 | 85.011 | 0.80396 | 85 | 0.81492
82694 | 6.6 | 0.8 | 365 | 5.9944 | 0.10797 | 6 | 0.10233
82695 | 6.6 | 0.8 | 365 | 5.9944 | 0.10797 | 6 | 0.10233
81129 | 4.64 | 0.8 | 365 | 4.2142 | 0.73045 | 4 | 0.94467
82699 | 8.64 | 0.8 | 365 | 7.8472 | 0.70498 | 8 | 0.55215
82698 | 4.5 | 0.8 | 365 | 4.0871 | 0.34634 | 4 | 0.43341
82701 | 5.795 | 0.8 | 365 | 5.2632 | 0.89935 | 6 | 0.16258
82705 | 12.2 | 0.8 | 365 | 11.0805 | 0.47231 | 11 | 0.5528
82707 | 5.22 | 0.8 | 365 | 4.741 | 0.32176 | 5 | 0.062755
82708 | 6.09 | 0.8 | 365 | 5.5312 | 0.70872 | 6 | 0.23988
82709 | 11.505 | 0.8 | 365 | 10.4493 | 0.56549 | 11 | 0.014751
82710 | 11.21 | 0.8 | 365 | 10.1813 | 0.75611 | 10 | 0.93745
82225 | 554.715 | 0.6 | 365 | 377.8594 | 0.45037 | 378 | 0.3098
82628 | 7.975 | 0.8 | 365 | 7.2432 | 0.88047 | 8 | 0.12365
82729 | 2.95 | 0.8 | 365 | 2.6793 | 0.093714 | 2 | 0.77301
82728 | 7.8 | 0.8 | 365 | 7.0842 | 0.40033 | 7 | 0.48458
82730 | 2.95 | 0.8 | 365 | 2.6793 | 0.093714 | 2 | 0.77301
82731 | 4.13 | 0.8 | 365 | 3.751 | 0.3312 | 4 | 0.082218
82732 | 4.72 | 0.8 | 365 | 4.2869 | 0.94994 | 5 | 0.23682
82733 | 8.85 | 0.8 | 365 | 8.0379 | 0.28114 | 8 | 0.31904
82735 | 3.54 | 0.8 | 365 | 3.2152 | 0.71246 | 3 | 0.92762
82736 | 5.51 | 0.8 | 365 | 5.0044 | 0.11741 | 5 | 0.1218
82734 | 5.51 | 0.8 | 365 | 5.0044 | 0.11741 | 5 | 0.1218
82737 | 4.5 | 0.8 | 365 | 4.0871 | 0.34634 | 4 | 0.43341
82738 | 5.31 | 0.8 | 365 | 4.8227 | 0.56869 | 5 | 0.39142
82740 | 4.72 | 0.8 | 365 | 4.2869 | 0.94994 | 5 | 0.23682
82742 | 13.275 | 0.8 | 365 | 12.0568 | 0.42171 | 12 | 0.47856
82741 | 2.68 | 0.8 | 365 | 2.4341 | 0.35293 | 2 | 0.78701
82743 | 7.54 | 0.8 | 365 | 6.8481 | 0.68699 | 7 | 0.53509
82744 | 3.99 | 0.8 | 365 | 3.6239 | 0.94709 | 4 | 0.57096
82746 | 8.41 | 0.8 | 365 | 7.6383 | 0.073945 | 7 | 0.71222
82748 | 9.735 | 0.8 | 365 | 8.8417 | 0.70926 | 9 | 0.55094
82749 | 5.605 | 0.8 | 365 | 5.0907 | 0.37806 | 5 | 0.46872
82752 | 8.26 | 0.8 | 365 | 7.502 | 0.6624 | 8 | 0.16444
82753 | 5.605 | 0.8 | 365 | 5.0907 | 0.37806 | 5 | 0.46872
82754 | 6.67 | 0.8 | 365 | 6.0579 | 0.30003 | 6 | 0.35796
82756 | 2.95 | 0.8 | 365 | 2.6793 | 0.093714 | 2 | 0.77301
82757 | 9.145 | 0.8 | 365 | 8.3058 | 0.090515 | 8 | 0.39634
82758 | 7.67 | 0.8 | 365 | 6.9662 | 0.043657 | 7 | 0.0098337
82759 | 2.655 | 0.8 | 365 | 2.4114 | 0.28434 | 2 | 0.69571
82761 | 7.67 | 0.8 | 365 | 6.9662 | 0.043657 | 7 | 0.0098337
82751 | 6.54 | 0.8 | 365 | 5.9399 | 0.94335 | 6 | 0.88322
82762 | 4.72 | 0.8 | 365 | 4.2869 | 0.94994 | 5 | 0.23682
82764 | 7.965 | 0.8 | 365 | 7.2341 | 0.85303 | 8 | 0.087135
82765 | 7.965 | 0.8 | 365 | 7.2341 | 0.85303 | 8 | 0.087135
82767 | 7.08 | 0.8 | 365 | 6.4303 | 0.42491 | 6 | 0.85523
82768 | 4.72 | 0.8 | 365 | 4.2869 | 0.94994 | 5 | 0.23682
82770 | 2.655 | 0.8 | 365 | 2.4114 | 0.28434 | 2 | 0.69571
82771 | 7.965 | 0.8 | 365 | 7.2341 | 0.85303 | 8 | 0.087135
34391 | 1388.16 | 1 | 365 | 1575.9725 | 0.75025 | 1576 | 0.72274
47410 | 1392.84 | 1 | 365 | 1581.2857 | 0.80049 | 1582 | 0.086174
82774 | 4.425 | 0.8 | 365 | 4.0189 | 0.14057 | 4 | 0.15952
82776 | 9.735 | 0.8 | 365 | 8.8417 | 0.70926 | 9 | 0.55094
82777 | 4.13 | 0.8 | 365 | 3.751 | 0.3312 | 4 | 0.082218
82778 | 3.835 | 0.8 | 365 | 3.4831 | 0.52183 | 4 | 0.0049168
82779 | 6.785 | 0.8 | 365 | 6.1624 | 0.61554 | 6 | 0.77793
82780 | 9.145 | 0.8 | 365 | 8.3058 | 0.090515 | 8 | 0.39634
82781 | 8.555 | 0.8 | 365 | 7.77 | 0.47177 | 8 | 0.24174
82783 | 10.56 | 0.8 | 365 | 9.591 | 0.97275 | 10 | 0.56373
82782 | 4.875 | 0.8 | 365 | 4.4277 | 0.37521 | 4 | 0.80286
82784 | 11.88 | 0.8 | 365 | 10.7899 | 0.59435 | 11 | 0.3842
82785 | 12.8 | 0.8 | 365 | 11.6254 | 0.11849 | 11 | 0.74392
82786 | 10.98 | 0.8 | 365 | 9.9724 | 0.12508 | 10 | 0.097519
82787 | 11 | 0.8 | 365 | 9.9906 | 0.17995 | 10 | 0.17056
82788 | 11.68 | 0.8 | 365 | 10.6082 | 0.045622 | 10 | 0.65383
82789 | 8.555 | 0.8 | 365 | 7.77 | 0.47177 | 8 | 0.24174
82790 | 8.32 | 0.8 | 365 | 7.5565 | 0.82702 | 8 | 0.38355
82745 | 12.71 | 0.8 | 365 | 11.5437 | 0.87156 | 12 | 0.41525
82793 | 4.905 | 0.8 | 365 | 4.4549 | 0.45751 | 4 | 0.91242
82794 | 9.28 | 0.8 | 365 | 8.4284 | 0.4609 | 8 | 0.88934
82795 | 13.05 | 0.8 | 365 | 11.8525 | 0.8044 | 12 | 0.65689
82796 | 8.26 | 0.8 | 365 | 7.502 | 0.6624 | 8 | 0.16444
82799 | 9.15 | 0.8 | 365 | 8.3104 | 0.10423 | 8 | 0.4146
82801 | 13.325 | 0.8 | 365 | 12.1023 | 0.5589 | 12 | 0.66115
78382 | 44 | 0.6 | 365 | 29.9718 | 0.53986 | 30 | 0.51167
82775 | 12.099 | 0.8 | 365 | 10.9888 | 0.1952 | 11 | 0.18396
82846 | 10.08 | 0.8 | 365 | 9.155 | 0.65581 | 9 | 0.81084
82848 | 14 | 0.8 | 365 | 12.7153 | 0.41085 | 13 | 0.12616
82847 | 12.095 | 0.8 | 365 | 10.9851 | 0.18423 | 11 | 0.16935
82851 | 13.4 | 0.8 | 365 | 12.1704 | 0.76467 | 12 | 0.93504
82852 | 12.95 | 0.8 | 365 | 11.7617 | 0.53003 | 12 | 0.2917
82854 | 8.85 | 0.8 | 365 | 8.0379 | 0.28114 | 8 | 0.31904
82855 | 8.4 | 0.8 | 365 | 7.6292 | 0.046509 | 7 | 0.6757
82874 | 6.825 | 0.8 | 365 | 6.1987 | 0.72529 | 6 | 0.924
82881 | 10.64 | 0.8 | 365 | 9.6636 | 0.19224 | 9 | 0.85588
82853 | 2.9 | 0.8 | 365 | 2.6339 | 0.95653 | 3 | 0.59042
82618 | 12.73 | 0.8 | 365 | 11.5619 | 0.92644 | 12 | 0.48829
81883 | 5.1 | 0.8 | 365 | 4.632 | 0.99252 | 5 | 0.62453
83234 | 13.275 | 0.8 | 365 | 12.0568 | 0.42171 | 12 | 0.47856
82769 | 12.095 | 0.8 | 365 | 10.9851 | 0.18423 | 11 | 0.16935
82763 | 2.95 | 0.8 | 365 | 2.6793 | 0.093714 | 2 | 0.77301
82179 | 4.96 | 0.8 | 365 | 4.5049 | 0.60841 | 5 | 0.11327
82278 | 13.975 | 0.8 | 365 | 12.6926 | 0.34226 | 13 | 0.034866
82143 | 7.56 | 0.8 | 365 | 6.8663 | 0.74186 | 7 | 0.60813
82582 | 12.6 | 0.8 | 365 | 11.4438 | 0.56976 | 12 | 0.013547
82696 | 4.64 | 0.8 | 365 | 4.2142 | 0.73045 | 4 | 0.94467
82182 | 15.08 | 0.8 | 365 | 13.6962 | 0.37397 | 14 | 0.070182
82672 | 6.195 | 0.8 | 365 | 5.6265 | 0.9968 | 6 | 0.62333
78381 | 115.2 | 0.6 | 365 | 78.4717 | 0.049805 | 78 | 0.52146
82323 | 5.6 | 0.8 | 365 | 5.0861 | 0.36434 | 5 | 0.45047
82913 | 7.25 | 0.8 | 365 | 6.5847 | 0.89133 | 7 | 0.47605
81664 | 13.115 | 0.8 | 365 | 11.9115 | 0.98273 | 12 | 0.89426
82369 | 7.83 | 0.8 | 365 | 7.1115 | 0.48264 | 7 | 0.59413
81954 | 8.4 | 0.8 | 365 | 7.6292 | 0.046509 | 7 | 0.6757
82572 | 9.45 | 0.8 | 365 | 8.5828 | 0.92732 | 9 | 0.51016
82857 | 3.77 | 0.8 | 365 | 3.4241 | 0.34349 | 3 | 0.76755
82879 | 11.375 | 0.8 | 365 | 10.3312 | 0.20881 | 10 | 0.54001
82882 | 5.04 | 0.8 | 365 | 4.5775 | 0.82791 | 5 | 0.40542
82883 | 11.22 | 0.8 | 365 | 10.1904 | 0.78355 | 10 | 0.97397
82884 | 3.54 | 0.8 | 365 | 3.2152 | 0.71246 | 3 | 0.92762
82885 | 3.77 | 0.8 | 365 | 3.4241 | 0.34349 | 3 | 0.76755
82886 | 6.67 | 0.8 | 365 | 6.0579 | 0.30003 | 6 | 0.35796
82888 | 7.25 | 0.8 | 365 | 6.5847 | 0.89133 | 7 | 0.47605
82887 | 9.81 | 0.8 | 365 | 8.9098 | 0.91503 | 9 | 0.82483
82889 | 7.25 | 0.8 | 365 | 6.5847 | 0.89133 | 7 | 0.47605
82890 | 8.375 | 0.8 | 365 | 7.6065 | 0.97792 | 8 | 0.5844
79043 | 73.71 | 0.7 | 365 | 58.5779 | 0.95398 | 59 | 0.53184
82892 | 10.8 | 0.8 | 365 | 9.809 | 0.63123 | 10 | 0.44018
82895 | 4.93 | 0.8 | 365 | 4.4776 | 0.52611 | 5 | 0.0037132
82898 | 2.95 | 0.8 | 365 | 2.6793 | 0.093714 | 2 | 0.77301
82897 | 4.05 | 0.8 | 365 | 3.6784 | 0.11171 | 3 | 0.79007
82899 | 8.85 | 0.8 | 365 | 8.0379 | 0.28114 | 8 | 0.31904
82901 | 13.275 | 0.8 | 365 | 12.0568 | 0.42171 | 12 | 0.47856
82902 | 3.54 | 0.8 | 365 | 3.2152 | 0.71246 | 3 | 0.92762
82903 | 8.04 | 0.8 | 365 | 7.3022 | 0.058801 | 7 | 0.36103
82904 | 6.885 | 0.8 | 365 | 6.2532 | 0.88991 | 7 | 0.14312
82905 | 7.2 | 0.8 | 365 | 6.5393 | 0.75415 | 7 | 0.29346
82907 | 6.49 | 0.8 | 365 | 5.8945 | 0.80617 | 6 | 0.70063
82908 | 9.145 | 0.8 | 365 | 8.3058 | 0.090515 | 8 | 0.39634
82909 | 10.075 | 0.8 | 365 | 9.1505 | 0.64209 | 9 | 0.79258
82798 | 11.21 | 0.8 | 365 | 10.1813 | 0.75611 | 10 | 0.93745
82915 | 13.44 | 0.8 | 365 | 12.2067 | 0.87441 | 13 | 0.081117
82918 | 5.85 | 0.8 | 365 | 5.3132 | 0.050247 | 5 | 0.36343
82919 | 6.405 | 0.8 | 365 | 5.8173 | 0.57296 | 6 | 0.39022
82521 | 10.385 | 0.8 | 365 | 9.432 | 0.49262 | 9 | 0.92466
82916 | 7.08 | 0.8 | 365 | 6.4303 | 0.42491 | 6 | 0.85523
82923 | 9.92 | 0.8 | 365 | 9.0097 | 0.21683 | 9 | 0.22654
82924 | 5.7 | 0.8 | 365 | 5.1769 | 0.6387 | 5 | 0.81565
82925 | 7.81 | 0.8 | 365 | 7.0933 | 0.42777 | 7 | 0.5211
82929 | 6.12 | 0.8 | 365 | 5.5584 | 0.79103 | 6 | 0.34944
82930 | 13.407 | 0.8 | 365 | 12.1767 | 0.78387 | 12 | 0.96061
82802 | 8.555 | 0.8 | 365 | 7.77 | 0.47177 | 8 | 0.24174
82931 | 5.85 | 0.8 | 365 | 5.3132 | 0.050247 | 5 | 0.36343
82933 | 10.8 | 0.8 | 365 | 9.809 | 0.63123 | 10 | 0.44018
82934 | 9.81 | 0.8 | 365 | 8.9098 | 0.91503 | 9 | 0.82483
82936 | 10.005 | 0.8 | 365 | 9.0869 | 0.45004 | 9 | 0.53695
82939 | 1.75 | 0.8 | 365 | 1.5894 | 0.80136 | 2 | 0.39077
82938 | 3.84 | 0.8 | 365 | 3.4876 | 0.53555 | 4 | 0.023176
82941 | 11.16 | 0.8 | 365 | 10.1359 | 0.61893 | 10 | 0.75486
82935 | 9 | 0.8 | 365 | 8.1741 | 0.69269 | 8 | 0.86682
82943 | 9.9 | 0.8 | 365 | 8.9915 | 0.16196 | 9 | 0.1535
82940 | 10.791 | 0.8 | 365 | 9.8008 | 0.60653 | 10 | 0.40732
82949 | 13.34 | 0.8 | 365 | 12.1159 | 0.60005 | 12 | 0.71593
82950 | 4.72 | 0.8 | 365 | 4.2869 | 0.94994 | 5 | 0.23682
82951 | 6.67 | 0.8 | 365 | 6.0579 | 0.30003 | 6 | 0.35796
82953 | 10.545 | 0.8 | 365 | 9.5774 | 0.9316 | 10 | 0.50896
82954 | 9.38 | 0.8 | 365 | 8.5193 | 0.73527 | 9 | 0.25453
82955 | 9.125 | 0.8 | 365 | 8.2877 | 0.035642 | 8 | 0.3233
82956 | 9.8 | 0.8 | 365 | 8.9007 | 0.88759 | 9 | 0.78831
82959 | 6.03 | 0.8 | 365 | 5.4767 | 0.5441 | 6 | 0.020769
82960 | 6.6 | 0.8 | 365 | 5.9944 | 0.10797 | 6 | 0.10233
82961 | 6.08 | 0.8 | 365 | 5.5221 | 0.68128 | 6 | 0.20336
82967 | 9.425 | 0.8 | 365 | 8.5601 | 0.85873 | 9 | 0.41886
82859 | 21.11 | 0.8 | 365 | 19.1729 | 0.91807 | 20 | 0.09095
82968 | 8.175 | 0.8 | 365 | 7.4248 | 0.42919 | 7 | 0.85403
81700 | 7.375 | 0.8 | 365 | 6.6982 | 0.23429 | 6 | 0.93253
82969 | 8.04 | 0.8 | 365 | 7.3022 | 0.058801 | 7 | 0.36103
81705 | 13.3 | 0.8 | 365 | 12.0795 | 0.49031 | 12 | 0.56986
81961 | 6.96 | 0.8 | 365 | 6.3213 | 0.095679 | 6 | 0.41701
82081 | 10.385 | 0.8 | 365 | 9.432 | 0.49262 | 9 | 0.92466
82121 | 4.14 | 0.8 | 365 | 3.7601 | 0.35864 | 4 | 0.11874
82373 | 12.71 | 0.8 | 365 | 11.5437 | 0.87156 | 12 | 0.41525
82574 | 10.85 | 0.8 | 365 | 9.8544 | 0.76841 | 10 | 0.62278
82692 | 3.3 | 0.8 | 365 | 2.9972 | 0.053986 | 3 | 0.051167
82922 | 12.9 | 0.8 | 365 | 11.7163 | 0.39285 | 12 | 0.10911
82981 | 7.25 | 0.8 | 365 | 6.5847 | 0.89133 | 7 | 0.47605
82984 | 12.6 | 0.8 | 365 | 11.4438 | 0.56976 | 12 | 0.013547
82691 | 7.2 | 0.8 | 365 | 6.5393 | 0.75415 | 7 | 0.29346
82632 | 6.67 | 0.8 | 365 | 6.0579 | 0.30003 | 6 | 0.35796
82538 | 12.675 | 0.8 | 365 | 11.5119 | 0.77554 | 12 | 0.28744
82648 | 12.35 | 0.8 | 365 | 11.2167 | 0.88386 | 12 | 0.10058
82656 | 11.52 | 0.8 | 365 | 10.4629 | 0.60664 | 11 | 0.069529
82590 | 8.555 | 0.8 | 365 | 7.77 | 0.47177 | 8 | 0.24174
82368 | 9.92 | 0.8 | 365 | 9.0097 | 0.21683 | 9 | 0.22654
82703 | 9.92 | 0.8 | 365 | 9.0097 | 0.21683 | 9 | 0.22654
82706 | 12.375 | 0.8 | 365 | 11.2394 | 0.95245 | 12 | 0.19188
82993 | 7.02 | 0.8 | 365 | 6.3758 | 0.2603 | 6 | 0.63612
83005 | 7.08 | 0.8 | 365 | 6.4303 | 0.42491 | 6 | 0.85523
82608 | 8.8 | 0.8 | 365 | 7.9925 | 0.14396 | 8 | 0.13645
82985 | 6.03 | 0.8 | 365 | 5.4767 | 0.5441 | 6 | 0.020769
82978 | 5.1 | 0.8 | 365 | 4.632 | 0.99252 | 5 | 0.62453
83012 | 9.8 | 0.8 | 365 | 8.9007 | 0.88759 | 9 | 0.78831
80943 | 4.56 | 0.8 | 365 | 4.1416 | 0.51096 | 4 | 0.65252
83014 | 2.6 | 0.8 | 365 | 2.3614 | 0.13344 | 2 | 0.49486
83017 | 10.08 | 0.8 | 365 | 9.155 | 0.65581 | 9 | 0.81084
83018 | 4.2 | 0.8 | 365 | 3.8146 | 0.52325 | 4 | 0.33785
83019 | 11.9 | 0.8 | 365 | 10.808 | 0.64922 | 11 | 0.45724
83020 | 5.85 | 0.8 | 365 | 5.3132 | 0.050247 | 5 | 0.36343
83021 | 5.95 | 0.8 | 365 | 5.404 | 0.32461 | 5 | 0.72862
83022 | 7.8 | 0.8 | 365 | 7.0842 | 0.40033 | 7 | 0.48458
83025 | 6.49 | 0.8 | 365 | 5.8945 | 0.80617 | 6 | 0.70063
83026 | 9.735 | 0.8 | 365 | 8.8417 | 0.70926 | 9 | 0.55094
83027 | 8.555 | 0.8 | 365 | 7.77 | 0.47177 | 8 | 0.24174
83028 | 7.965 | 0.8 | 365 | 7.2341 | 0.85303 | 8 | 0.087135
83029 | 3.77 | 0.8 | 365 | 3.4241 | 0.34349 | 3 | 0.76755
82986 | 9.145 | 0.8 | 365 | 8.3058 | 0.090515 | 8 | 0.39634
83030 | 13.2 | 0.8 | 365 | 11.9887 | 0.21594 | 12 | 0.20467
82917 | 12.42 | 0.8 | 365 | 11.2803 | 0.075909 | 11 | 0.35621
82983 | 10.325 | 0.8 | 365 | 9.3775 | 0.328 | 9 | 0.70555
82970 | 7.194 | 0.8 | 365 | 6.5339 | 0.73769 | 7 | 0.27154
82971 | 12.6 | 0.8 | 365 | 11.4438 | 0.56976 | 12 | 0.013547
82972 | 7.194 | 0.8 | 365 | 6.5339 | 0.73769 | 7 | 0.27154
82973 | 7.56 | 0.8 | 365 | 6.8663 | 0.74186 | 7 | 0.60813
82974 | 10.05 | 0.8 | 365 | 9.1278 | 0.5735 | 9 | 0.70128
82975 | 8.502 | 0.8 | 365 | 7.7218 | 0.32636 | 8 | 0.048189
82976 | 10.137 | 0.8 | 365 | 9.2068 | 0.8122 | 10 | 0.018994
83040 | 7.84 | 0.8 | 365 | 7.1206 | 0.51007 | 7 | 0.63065
83042 | 10.95 | 0.8 | 365 | 9.9452 | 0.04277 | 9 | 0.98796
83043 | 9.24 | 0.8 | 365 | 8.3921 | 0.35116 | 8 | 0.74327
83044 | 4.48 | 0.8 | 365 | 4.0689 | 0.29147 | 4 | 0.36037
83045 | 3.5 | 0.8 | 365 | 3.1788 | 0.60271 | 3 | 0.78154
83046 | 7.7 | 0.8 | 365 | 6.9934 | 0.12597 | 7 | 0.11939
83047 | 6.205 | 0.8 | 365 | 5.6356 | 0.024237 | 5 | 0.65985
83049 | 9.9 | 0.8 | 365 | 8.9915 | 0.16196 | 9 | 0.1535
82926 | 5.4 | 0.8 | 365 | 4.9045 | 0.81561 | 5 | 0.72009
83024 | 4.425 | 0.8 | 365 | 4.0189 | 0.14057 | 4 | 0.15952
83050 | 3.245 | 0.8 | 365 | 2.9472 | 0.90309 | 3 | 0.85031
83052 | 7.2 | 0.8 | 365 | 6.5393 | 0.75415 | 7 | 0.29346
83053 | 13.275 | 0.8 | 365 | 12.0568 | 0.42171 | 12 | 0.47856
83056 | 7.695 | 0.8 | 365 | 6.9889 | 0.11225 | 7 | 0.10113
83058 | 13.325 | 0.8 | 365 | 12.1023 | 0.5589 | 12 | 0.66115
83059 | 11.7 | 0.8 | 365 | 10.6264 | 0.10049 | 10 | 0.72686
83061 | 9.28 | 0.8 | 365 | 8.4284 | 0.4609 | 8 | 0.88934
83062 | 2.48 | 0.8 | 365 | 2.2524 | 0.80421 | 3 | 0.056635
83063 | 11.31 | 0.8 | 365 | 10.2722 | 0.030478 | 10 | 0.30264
83064 | 8.55 | 0.8 | 365 | 7.7654 | 0.45805 | 8 | 0.22348
82747 | 6.7 | 0.8 | 365 | 6.0852 | 0.38233 | 6 | 0.46752
82760 | 11.16 | 0.8 | 365 | 10.1359 | 0.61893 | 10 | 0.75486
82773 | 9.66 | 0.8 | 365 | 8.7736 | 0.50349 | 9 | 0.27705
82803 | 10.35 | 0.8 | 365 | 9.4003 | 0.39659 | 9 | 0.79684
82804 | 11.16 | 0.8 | 365 | 10.1359 | 0.61893 | 10 | 0.75486
82805 | 13.8 | 0.8 | 365 | 12.5337 | 0.86212 | 13 | 0.39579
82807 | 7.92 | 0.8 | 365 | 7.1932 | 0.72957 | 7 | 0.9228
82806 | 10.35 | 0.8 | 365 | 9.4003 | 0.39659 | 9 | 0.79684
82811 | 9 | 0.8 | 365 | 8.1741 | 0.69269 | 8 | 0.86682
82812 | 9.72 | 0.8 | 365 | 8.8281 | 0.6681 | 9 | 0.49616
82866 | 4.83 | 0.8 | 365 | 4.3868 | 0.25174 | 4 | 0.63853
82870 | 7.94 | 0.8 | 365 | 7.2114 | 0.78444 | 7 | 0.99584
82869 | 10.8 | 0.8 | 365 | 9.809 | 0.63123 | 10 | 0.44018
82873 | 10.35 | 0.8 | 365 | 9.4003 | 0.39659 | 9 | 0.79684
82875 | 11.16 | 0.8 | 365 | 10.1359 | 0.61893 | 10 | 0.75486
82876 | 7.59 | 0.8 | 365 | 6.8935 | 0.82417 | 7 | 0.71768
82910 | 7.59 | 0.8 | 365 | 6.8935 | 0.82417 | 7 | 0.71768
82911 | 4.83 | 0.8 | 365 | 4.3868 | 0.25174 | 4 | 0.63853
82914 | 14.15 | 0.8 | 365 | 12.8516 | 0.82239 | 13 | 0.67394
52690 | 2894.4 | 0.8 | 365 | 2628.8006 | 0.16846 | 2628 | 0.96905
80558 | 200.88 | 0.6 | 365 | 136.835 | 0.3556 | 137 | 0.19055
83080 | 6.72 | 0.8 | 365 | 6.1034 | 0.43721 | 6 | 0.54056
83090 | 13.275 | 0.8 | 365 | 12.0568 | 0.42171 | 12 | 0.47856
83091 | 5.605 | 0.8 | 365 | 5.0907 | 0.37806 | 5 | 0.46872
83092 | 30.72 | 0.6 | 365 | 20.9258 | 0.21328 | 21 | 0.13906
76343 | 2443.5 | 0.7 | 365 | 1941.867 | 0.056693 | 1941 | 0.92374
83094 | 5.7 | 0.8 | 365 | 5.1769 | 0.6387 | 5 | 0.81565
83099 | 6.825 | 0.8 | 365 | 6.1987 | 0.72529 | 6 | 0.924
83103 | 2.565 | 0.8 | 365 | 2.3296 | 0.037416 | 2 | 0.36704
83104 | 7.125 | 0.8 | 365 | 6.4712 | 0.54838 | 7 | 0.019565
83111 | 7.41 | 0.8 | 365 | 6.73 | 0.33031 | 7 | 0.060348
83113 | 6.12 | 0.8 | 365 | 5.5584 | 0.79103 | 6 | 0.34944
83117 | 8.32 | 0.8 | 365 | 7.5565 | 0.82702 | 8 | 0.38355
83119 | 10.54 | 0.8 | 365 | 9.5728 | 0.91788 | 10 | 0.4907
83123 | 7.7 | 0.8 | 365 | 6.9934 | 0.12597 | 7 | 0.11939
83125 | 5.1 | 0.8 | 365 | 4.632 | 0.99252 | 5 | 0.62453
83126 | 4.62 | 0.8 | 365 | 4.1961 | 0.67558 | 4 | 0.87163
83129 | 8.845 | 0.8 | 365 | 8.0334 | 0.26743 | 8 | 0.30078
79296 | 94.08 | 0.6 | 365 | 64.0852 | 0.59067 | 64 | 0.67586
79142 | 90.88 | 0.6 | 365 | 61.9054 | 0.0059571 | 61 | 0.91138
83132 | 6.6 | 0.8 | 365 | 5.9944 | 0.10797 | 6 | 0.10233
83133 | 9.6 | 0.8 | 365 | 8.7191 | 0.33887 | 9 | 0.05794
83134 | 7.92 | 0.8 | 365 | 7.1932 | 0.72957 | 7 | 0.9228
83135 | 15 | 0.8 | 365 | 13.6236 | 0.15448 | 13 | 0.77803
83141 | 3.3 | 0.8 | 365 | 2.9972 | 0.053986 | 3 | 0.051167
83142 | 5.025 | 0.8 | 365 | 4.5639 | 0.78675 | 5 | 0.35064
83143 | 10.72 | 0.8 | 365 | 9.7363 | 0.41174 | 10 | 0.14803
83144 | 8.1 | 0.8 | 365 | 7.3567 | 0.22342 | 7 | 0.58014
81581 | 13.23 | 0.8 | 365 | 12.016 | 0.29825 | 12 | 0.31422
79863 | 9.9 | 0.8 | 365 | 8.9915 | 0.16196 | 9 | 0.1535
83159 | 8.4 | 0.8 | 365 | 7.6292 | 0.046509 | 7 | 0.6757
82845 | 13.42 | 0.8 | 365 | 12.1885 | 0.81954 | 13 | 0.0080793
83180 | 7.2 | 0.8 | 365 | 6.5393 | 0.75415 | 7 | 0.29346
83181 | 6.3 | 0.8 | 365 | 5.7219 | 0.28488 | 6 | 0.0067734
83182 | 9 | 0.8 | 365 | 8.1741 | 0.69269 | 8 | 0.86682
83183 | 4.8 | 0.8 | 365 | 4.3595 | 0.16943 | 4 | 0.52897
83184 | 8.06 | 0.8 | 365 | 7.3204 | 0.11367 | 7 | 0.43406
83192 | 11.89 | 0.8 | 365 | 10.7989 | 0.62178 | 11 | 0.42072
83200 | 10.03 | 0.8 | 365 | 9.1096 | 0.51863 | 9 | 0.62824
83205 | 24.9 | 0.8 | 365 | 22.6151 | 0.31644 | 22 | 0.93153
83206 | 9.94 | 0.8 | 365 | 9.0279 | 0.2717 | 9 | 0.29958
82716 | 10.44 | 0.8 | 365 | 9.482 | 0.64352 | 10 | 0.12551
83207 | 12.87 | 0.8 | 365 | 11.689 | 0.31054 | 11 | 0.99955
82720 | 6.96 | 0.8 | 365 | 6.3213 | 0.095679 | 6 | 0.41701
82452 | 4.06 | 0.8 | 365 | 3.6874 | 0.13915 | 3 | 0.82659
83209 | 8.4 | 0.8 | 365 | 7.6292 | 0.046509 | 7 | 0.6757
82723 | 10.92 | 0.8 | 365 | 9.9179 | 0.96046 | 10 | 0.87841
83211 | 7.04 | 0.8 | 365 | 6.394 | 0.31517 | 6 | 0.70916
82739 | 6.96 | 0.8 | 365 | 6.3213 | 0.095679 | 6 | 0.41701
82724 | 7.83 | 0.8 | 365 | 7.1115 | 0.48264 | 7 | 0.59413
83212 | 10.56 | 0.8 | 365 | 9.591 | 0.97275 | 10 | 0.56373
82725 | 8.7 | 0.8 | 365 | 7.9017 | 0.8696 | 8 | 0.77126
83213 | 5.04 | 0.8 | 365 | 4.5775 | 0.82791 | 5 | 0.40542
83214 | 4.86 | 0.8 | 365 | 4.414 | 0.33405 | 4 | 0.74808
82750 | 10.92 | 0.8 | 365 | 9.9179 | 0.96046 | 10 | 0.87841
83215 | 5.94 | 0.8 | 365 | 5.3949 | 0.29717 | 5 | 0.6921
82726 | 14 | 0.8 | 365 | 12.7153 | 0.41085 | 13 | 0.12616
83093 | 14.21 | 0.8 | 365 | 12.906 | 0.98701 | 13 | 0.89306
83096 | 5.22 | 0.8 | 365 | 4.741 | 0.32176 | 5 | 0.062755
83095 | 12.18 | 0.8 | 365 | 11.0623 | 0.41744 | 11 | 0.47976
83098 | 6.09 | 0.8 | 365 | 5.5312 | 0.70872 | 6 | 0.23988
83097 | 2.9 | 0.8 | 365 | 2.6339 | 0.95653 | 3 | 0.59042
83102 | 4.06 | 0.8 | 365 | 3.6874 | 0.13915 | 3 | 0.82659
83100 | 10.73 | 0.8 | 365 | 9.7454 | 0.43917 | 10 | 0.18455
83136 | 4.845 | 0.8 | 365 | 4.4004 | 0.2929 | 4 | 0.6933
83101 | 7.25 | 0.8 | 365 | 6.5847 | 0.89133 | 7 | 0.47605
83140 | 4.06 | 0.8 | 365 | 3.6874 | 0.13915 | 3 | 0.82659
83148 | 6.67 | 0.8 | 365 | 6.0579 | 0.30003 | 6 | 0.35796
83150 | 3.48 | 0.8 | 365 | 3.1607 | 0.54784 | 3 | 0.7085
83186 | 3.36 | 0.8 | 365 | 3.0517 | 0.2186 | 3 | 0.27028
83152 | 7.54 | 0.8 | 365 | 6.8481 | 0.68699 | 7 | 0.53509
83187 | 8.99 | 0.8 | 365 | 8.165 | 0.66525 | 8 | 0.8303
83155 | 4.35 | 0.8 | 365 | 3.9508 | 0.9348 | 4 | 0.88563
83189 | 3.19 | 0.8 | 365 | 2.8973 | 0.75219 | 3 | 0.64946
83157 | 10.15 | 0.8 | 365 | 9.2186 | 0.84786 | 10 | 0.066468
83160 | 6.96 | 0.8 | 365 | 6.3213 | 0.095679 | 6 | 0.41701
83162 | 8.99 | 0.8 | 365 | 8.165 | 0.66525 | 8 | 0.8303
83194 | 5.22 | 0.8 | 365 | 4.741 | 0.32176 | 5 | 0.062755
83163 | 8.7 | 0.8 | 365 | 7.9017 | 0.8696 | 8 | 0.77126
83216 | 13.275 | 0.8 | 365 | 12.0568 | 0.42171 | 12 | 0.47856
83217 | 7.08 | 0.8 | 365 | 6.4303 | 0.42491 | 6 | 0.85523
83204 | 11.6 | 0.8 | 365 | 10.5355 | 0.82613 | 11 | 0.36168
83165 | 11.02 | 0.8 | 365 | 10.0088 | 0.23482 | 10 | 0.24359
83166 | 4.64 | 0.8 | 365 | 4.2142 | 0.73045 | 4 | 0.94467
83108 | 4.06 | 0.8 | 365 | 3.6874 | 0.13915 | 3 | 0.82659
83109 | 6.09 | 0.8 | 365 | 5.5312 | 0.70872 | 6 | 0.23988
83110 | 5.13 | 0.8 | 365 | 4.6593 | 0.074832 | 4 | 0.73409
83114 | 15.12 | 0.8 | 365 | 13.7325 | 0.48372 | 14 | 0.21626
83172 | 9.86 | 0.8 | 365 | 8.9552 | 0.052212 | 9 | 0.0074264
83118 | 4.35 | 0.8 | 365 | 3.9508 | 0.9348 | 4 | 0.88563
83176 | 5.8 | 0.8 | 365 | 5.2678 | 0.91307 | 6 | 0.18084
83177 | 9.86 | 0.8 | 365 | 8.9552 | 0.052212 | 9 | 0.0074264
83178 | 5.22 | 0.8 | 365 | 4.741 | 0.32176 | 5 | 0.062755
83120 | 11.2 | 0.8 | 365 | 10.1723 | 0.72868 | 10 | 0.90093
83190 | 7.54 | 0.8 | 365 | 6.8481 | 0.68699 | 7 | 0.53509
83220 | 4.64 | 0.8 | 365 | 4.2142 | 0.73045 | 4 | 0.94467
83146 | 5.8 | 0.8 | 365 | 5.2678 | 0.91307 | 6 | 0.18084
83193 | 5.6 | 0.8 | 365 | 5.0861 | 0.36434 | 5 | 0.45047
83147 | 9.86 | 0.8 | 365 | 8.9552 | 0.052212 | 9 | 0.0074264
83149 | 6.67 | 0.8 | 365 | 6.0579 | 0.30003 | 6 | 0.35796
83221 | 2.36 | 0.8 | 365 | 2.1434 | 0.47497 | 2 | 0.61841
83223 | 4.93 | 0.8 | 365 | 4.4776 | 0.52611 | 5 | 0.0037132
83224 | 6.195 | 0.8 | 365 | 5.6265 | 0.9968 | 6 | 0.62333
83226 | 7.67 | 0.8 | 365 | 6.9662 | 0.043657 | 7 | 0.0098337
83227 | 5.015 | 0.8 | 365 | 4.5548 | 0.75931 | 5 | 0.31412
83228 | 6.49 | 0.8 | 365 | 5.8945 | 0.80617 | 6 | 0.70063
83229 | 6.195 | 0.8 | 365 | 5.6265 | 0.9968 | 6 | 0.62333
83231 | 6.195 | 0.8 | 365 | 5.6265 | 0.9968 | 6 | 0.62333
83230 | 12.76 | 0.8 | 365 | 11.5891 | 0.0087443 | 11 | 0.59785
83232 | 8.85 | 0.8 | 365 | 8.0379 | 0.28114 | 8 | 0.31904
83233 | 2.95 | 0.8 | 365 | 2.6793 | 0.093714 | 2 | 0.77301
83151 | 13.92 | 0.8 | 365 | 12.6427 | 0.19136 | 12 | 0.83401
83154 | 13.34 | 0.8 | 365 | 12.1159 | 0.60005 | 12 | 0.71593
83156 | 5.22 | 0.8 | 365 | 4.741 | 0.32176 | 5 | 0.062755
83158 | 9.28 | 0.8 | 365 | 8.4284 | 0.4609 | 8 | 0.88934
83161 | 9.45 | 0.8 | 365 | 8.5828 | 0.92732 | 9 | 0.51016
83237 | 13.34 | 0.8 | 365 | 12.1159 | 0.60005 | 12 | 0.71593
83238 | 8.99 | 0.8 | 365 | 8.165 | 0.66525 | 8 | 0.8303
83239 | 6.67 | 0.8 | 365 | 6.0579 | 0.30003 | 6 | 0.35796
83240 | 11.21 | 0.8 | 365 | 10.1813 | 0.75611 | 10 | 0.93745
83241 | 6.38 | 0.8 | 365 | 5.7946 | 0.50437 | 6 | 0.29892
83242 | 4.64 | 0.8 | 365 | 4.2142 | 0.73045 | 4 | 0.94467
83243 | 6.5 | 0.8 | 365 | 5.9035 | 0.83361 | 6 | 0.73715
83244 | 9.6 | 0.8 | 365 | 8.7191 | 0.33887 | 9 | 0.05794
83249 | 3.835 | 0.8 | 365 | 3.4831 | 0.52183 | 4 | 0.0049168
83252 | 2.43 | 0.8 | 365 | 2.207 | 0.66703 | 2 | 0.87404
83191 | 6.38 | 0.8 | 365 | 5.7946 | 0.50437 | 6 | 0.29892
83254 | 11.055 | 0.8 | 365 | 10.0406 | 0.33085 | 10 | 0.37141
83256 | 6.12 | 0.8 | 365 | 5.5584 | 0.79103 | 6 | 0.34944
83164 | 9.57 | 0.8 | 365 | 8.6918 | 0.25656 | 8 | 0.94838
83257 | 12.8 | 0.8 | 365 | 11.6254 | 0.11849 | 11 | 0.74392
83258 | 3.84 | 0.8 | 365 | 3.4876 | 0.53555 | 4 | 0.023176
83167 | 5.51 | 0.8 | 365 | 5.0044 | 0.11741 | 5 | 0.1218
83168 | 7.83 | 0.8 | 365 | 7.1115 | 0.48264 | 7 | 0.59413
83170 | 4.275 | 0.8 | 365 | 3.8827 | 0.72903 | 4 | 0.61174
83260 | 5.185 | 0.8 | 365 | 4.7092 | 0.22573 | 4 | 0.93494
83171 | 13.34 | 0.8 | 365 | 12.1159 | 0.60005 | 12 | 0.71593
83262 | 10.8 | 0.8 | 365 | 9.809 | 0.63123 | 10 | 0.44018
81487 | 52.2 | 0.7 | 365 | 41.4837 | 0.31539 | 41 | 0.79911
83263 | 14.6 | 0.8 | 365 | 13.2603 | 0.057027 | 13 | 0.31728
83261 | 5.185 | 0.8 | 365 | 4.7092 | 0.22573 | 4 | 0.93494
83264 | 12.24 | 0.8 | 365 | 11.1168 | 0.58206 | 11 | 0.69887
83266 | 6.4 | 0.8 | 365 | 5.8127 | 0.55924 | 6 | 0.37196
83267 | 17.08 | 0.8 | 365 | 15.5127 | 0.86123 | 16 | 0.37392
83202 | 4.41 | 0.8 | 365 | 4.0053 | 0.099417 | 4 | 0.10474
83269 | 10.24 | 0.8 | 365 | 9.3003 | 0.094792 | 9 | 0.39514
83245 | 5.51 | 0.8 | 365 | 5.0044 | 0.11741 | 5 | 0.1218
83270 | 10.5 | 0.8 | 365 | 9.5365 | 0.80814 | 10 | 0.34462
83248 | 9.86 | 0.8 | 365 | 8.9552 | 0.052212 | 9 | 0.0074264
83250 | 7.83 | 0.8 | 365 | 7.1115 | 0.48264 | 7 | 0.59413
83272 | 8.4 | 0.8 | 365 | 7.6292 | 0.046509 | 7 | 0.6757
83273 | 12.96 | 0.8 | 365 | 11.7707 | 0.55747 | 12 | 0.32822
83274 | 16.64 | 0.8 | 365 | 15.1131 | 0.65404 | 15 | 0.7671
83277 | 13.5 | 0.8 | 365 | 12.2612 | 0.039032 | 12 | 0.30023
83276 | 4.55 | 0.8 | 365 | 4.1325 | 0.48353 | 4 | 0.616
83278 | 4.5 | 0.8 | 365 | 4.0871 | 0.34634 | 4 | 0.43341
82772 | 9.15 | 0.8 | 365 | 8.3104 | 0.10423 | 8 | 0.4146
83279 | 3.99 | 0.8 | 365 | 3.6239 | 0.94709 | 4 | 0.57096
83280 | 9.405 | 0.8 | 365 | 8.542 | 0.80386 | 9 | 0.34583
83281 | 7.695 | 0.8 | 365 | 6.9889 | 0.11225 | 7 | 0.10113
82979 | 11.445 | 0.8 | 365 | 10.3948 | 0.40087 | 10 | 0.79564
82997 | 9.81 | 0.8 | 365 | 8.9098 | 0.91503 | 9 | 0.82483
83007 | 10.08 | 0.8 | 365 | 9.155 | 0.65581 | 9 | 0.81084
83010 | 8.502 | 0.8 | 365 | 7.7218 | 0.32636 | 8 | 0.048189
83038 | 3.924 | 0.8 | 365 | 3.5639 | 0.76601 | 4 | 0.32993
83039 | 11.16 | 0.8 | 365 | 10.1359 | 0.61893 | 10 | 0.75486
83294 | 7 | 0.8 | 365 | 6.3577 | 0.20542 | 6 | 0.56308
83295 | 12.6 | 0.8 | 365 | 11.4438 | 0.56976 | 12 | 0.013547
83297 | 24.84 | 0.8 | 365 | 22.5606 | 0.15182 | 22 | 0.71242
83298 | 7.035 | 0.8 | 365 | 6.3894 | 0.30145 | 6 | 0.6909
83299 | 8.06 | 0.8 | 365 | 7.3204 | 0.11367 | 7 | 0.43406
83300 | 13.5 | 0.8 | 365 | 12.2612 | 0.039032 | 12 | 0.30023
83301 | 8.125 | 0.8 | 365 | 7.3794 | 0.29201 | 7 | 0.67143
83302 | 13.115 | 0.8 | 365 | 11.9115 | 0.98273 | 12 | 0.89426
34486 | 4094.694 | 0.9 | 365 | 4183.8207 | 0.62517 | 4184 | 0.44592
47136 | 2421.9 | 0.8 | 365 | 2199.6587 | 0.80234 | 2200 | 0.46105
82844 | 4.62 | 0.8 | 365 | 4.1961 | 0.67558 | 4 | 0.87163
82606 | 3.3 | 0.8 | 365 | 2.9972 | 0.053986 | 3 | 0.051167
82900 | 6.48 | 0.8 | 365 | 5.8854 | 0.77874 | 6 | 0.66411
82920 | 9.28 | 0.8 | 365 | 8.4284 | 0.4609 | 8 | 0.88934
81729 | 13.44 | 0.8 | 365 | 12.2067 | 0.87441 | 13 | 0.081117
83015 | 11.16 | 0.8 | 365 | 10.1359 | 0.61893 | 10 | 0.75486
83055 | 9.79 | 0.8 | 365 | 8.8916 | 0.86016 | 9 | 0.7518
82912 | 12.42 | 0.8 | 365 | 11.2803 | 0.075909 | 11 | 0.35621
83106 | 8.55 | 0.8 | 365 | 7.7654 | 0.45805 | 8 | 0.22348
83112 | 5.94 | 0.8 | 365 | 5.3949 | 0.29717 | 5 | 0.6921
83222 | 13.34 | 0.8 | 365 | 12.1159 | 0.60005 | 12 | 0.71593
83225 | 5.9 | 0.8 | 365 | 5.3586 | 0.18743 | 5 | 0.54603
83283 | 13.72 | 0.8 | 365 | 12.461 | 0.64263 | 13 | 0.10364
83284 | 8.99 | 0.8 | 365 | 8.165 | 0.66525 | 8 | 0.8303
83285 | 5.22 | 0.8 | 365 | 4.741 | 0.32176 | 5 | 0.062755
83286 | 9.86 | 0.8 | 365 | 8.9552 | 0.052212 | 9 | 0.0074264
83287 | 8.7 | 0.8 | 365 | 7.9017 | 0.8696 | 8 | 0.77126
83289 | 6.96 | 0.8 | 365 | 6.3213 | 0.095679 | 6 | 0.41701
83290 | 4.64 | 0.8 | 365 | 4.2142 | 0.73045 | 4 | 0.94467
83292 | 2.9 | 0.8 | 365 | 2.6339 | 0.95653 | 3 | 0.59042
83319 | 7.695 | 0.8 | 365 | 6.9889 | 0.11225 | 7 | 0.10113
83320 | 10.56 | 0.8 | 365 | 9.591 | 0.97275 | 10 | 0.56373
83322 | 10.545 | 0.8 | 365 | 9.5774 | 0.9316 | 10 | 0.50896
83321 | 5.1 | 0.8 | 365 | 4.632 | 0.99252 | 5 | 0.62453
83323 | 9.12 | 0.8 | 365 | 8.2831 | 0.021924 | 8 | 0.30504
83327 | 5.8 | 0.8 | 365 | 5.2678 | 0.91307 | 6 | 0.18084
83328 | 24.85 | 0.8 | 365 | 22.5697 | 0.17926 | 22 | 0.74894
83329 | 8.7 | 0.8 | 365 | 7.9017 | 0.8696 | 8 | 0.77126
83330 | 8.12 | 0.8 | 365 | 7.3749 | 0.27829 | 7 | 0.65317
83331 | 10.545 | 0.8 | 365 | 9.5774 | 0.9316 | 10 | 0.50896
83332 | 7.25 | 0.8 | 365 | 6.5847 | 0.89133 | 7 | 0.47605
82871 | 12.6 | 0.8 | 365 | 11.4438 | 0.56976 | 12 | 0.013547
82791 | 6.9 | 0.8 | 365 | 6.2668 | 0.93106 | 7 | 0.19789
83326 | 4.55 | 0.8 | 365 | 4.1325 | 0.48353 | 4 | 0.616
83336 | 9.57 | 0.8 | 365 | 8.6918 | 0.25656 | 8 | 0.94838
83219 | 3.835 | 0.8 | 365 | 3.4831 | 0.52183 | 4 | 0.0049168
83337 | 10.325 | 0.8 | 365 | 9.3775 | 0.328 | 9 | 0.70555
83338 | 6.49 | 0.8 | 365 | 5.8945 | 0.80617 | 6 | 0.70063
83339 | 7.375 | 0.8 | 365 | 6.6982 | 0.23429 | 6 | 0.93253
82977 | 6.867 | 0.8 | 365 | 6.2369 | 0.84052 | 7 | 0.077383
83340 | 4.72 | 0.8 | 365 | 4.2869 | 0.94994 | 5 | 0.23682
83341 | 11.31 | 0.8 | 365 | 10.2722 | 0.030478 | 10 | 0.30264
83342 | 15.08 | 0.8 | 365 | 13.6962 | 0.37397 | 14 | 0.070182
83343 | 13.275 | 0.8 | 365 | 12.0568 | 0.42171 | 12 | 0.47856
83344 | 5.605 | 0.8 | 365 | 5.0907 | 0.37806 | 5 | 0.46872
83346 | 13.275 | 0.8 | 365 | 12.0568 | 0.42171 | 12 | 0.47856
83347 | 6.49 | 0.8 | 365 | 5.8945 | 0.80617 | 6 | 0.70063
82906 | 3.3 | 0.8 | 365 | 2.9972 | 0.053986 | 3 | 0.051167
82982 | 4.32 | 0.8 | 365 | 3.9236 | 0.85249 | 4 | 0.77607
83349 | 8.41 | 0.8 | 365 | 7.6383 | 0.073945 | 7 | 0.71222
83350 | 7.92 | 0.8 | 365 | 7.1932 | 0.72957 | 7 | 0.9228
83351 | 18.6 | 0.8 | 365 | 16.8932 | 0.031555 | 16 | 0.92476
83353 | 6.6 | 0.8 | 365 | 5.9944 | 0.10797 | 6 | 0.10233
83359 | 9.1 | 0.8 | 365 | 8.265 | 0.96705 | 9 | 0.23201
83358 | 10.5 | 0.8 | 365 | 9.5365 | 0.80814 | 10 | 0.34462
83360 | 7.3 | 0.8 | 365 | 6.6301 | 0.028514 | 6 | 0.65864
83089 | 8.75 | 0.8 | 365 | 7.9471 | 0.00678 | 7 | 0.95385
83361 | 7.68 | 0.8 | 365 | 6.9753 | 0.071094 | 7 | 0.046352
83082 | 9.24 | 0.8 | 365 | 8.3921 | 0.35116 | 8 | 0.74327
83084 | 11.2 | 0.8 | 365 | 10.1723 | 0.72868 | 10 | 0.90093
83087 | 4.2 | 0.8 | 365 | 3.8146 | 0.52325 | 4 | 0.33785
83077 | 10.2 | 0.8 | 365 | 9.264 | 0.98505 | 10 | 0.24906
83081 | 5.94 | 0.8 | 365 | 5.3949 | 0.29717 | 5 | 0.6921
83086 | 11.39 | 0.8 | 365 | 10.3448 | 0.24997 | 10 | 0.59479
83072 | 10.05 | 0.8 | 365 | 9.1278 | 0.5735 | 9 | 0.70128
83078 | 5.4 | 0.8 | 365 | 4.9045 | 0.81561 | 5 | 0.72009
83079 | 14.4 | 0.8 | 365 | 13.0786 | 0.5083 | 13 | 0.58691
82894 | 8.41 | 0.8 | 365 | 7.6383 | 0.073945 | 7 | 0.71222
83067 | 11.55 | 0.8 | 365 | 10.4901 | 0.68895 | 11 | 0.17908
83073 | 16.64 | 0.8 | 365 | 15.1131 | 0.65404 | 15 | 0.7671
82702 | 6.38 | 0.8 | 365 | 5.7946 | 0.50437 | 6 | 0.29892
83251 | 13.95 | 0.8 | 365 | 12.6699 | 0.27367 | 12 | 0.94357
83253 | 8.45 | 0.8 | 365 | 7.6746 | 0.18369 | 7 | 0.85829
83265 | 10.2 | 0.8 | 365 | 9.264 | 0.98505 | 10 | 0.24906
82659 | 3.48 | 0.8 | 365 | 3.1607 | 0.54784 | 3 | 0.7085
82755 | 6.49 | 0.8 | 365 | 5.8945 | 0.80617 | 6 | 0.70063
82872 | 11.16 | 0.8 | 365 | 10.1359 | 0.61893 | 10 | 0.75486
83127 | 2.01 | 0.8 | 365 | 1.8256 | 0.5147 | 2 | 0.34026
83259 | 8.32 | 0.8 | 365 | 7.5565 | 0.82702 | 8 | 0.38355
73221 | 5.94 | 0.8 | 365 | 5.3949 | 0.29717 | 5 | 0.6921
83362 | 4.48 | 0.8 | 365 | 4.0689 | 0.29147 | 4 | 0.36037
83293 | 102 | 0.7 | 365 | 81.0601 | 0.86916 | 81 | 0.92929
81673 | 462.66 | 0.6 | 365 | 315.1536 | 0.026586 | 315 | 0.18021
82942 | 41.91 | 0.6 | 365 | 28.5482 | 0.23921 | 28 | 0.78737
83363 | 5.6 | 0.8 | 365 | 5.0861 | 0.36434 | 5 | 0.45047
83364 | 11.88 | 0.8 | 365 | 10.7899 | 0.59435 | 11 | 0.3842
83365 | 11.16 | 0.8 | 365 | 10.1359 | 0.61893 | 10 | 0.75486
83366 | 8.85 | 0.8 | 365 | 8.0379 | 0.28114 | 8 | 0.31904
83369 | 12.76 | 0.8 | 365 | 11.5891 | 0.0087443 | 11 | 0.59785
83370 | 4.425 | 0.8 | 365 | 4.0189 | 0.14057 | 4 | 0.15952
83371 | 4.425 | 0.8 | 365 | 4.0189 | 0.14057 | 4 | 0.15952
83372 | 4.93 | 0.8 | 365 | 4.4776 | 0.52611 | 5 | 0.0037132
83374 | 5.015 | 0.8 | 365 | 4.5548 | 0.75931 | 5 | 0.31412
83375 | 5.015 | 0.8 | 365 | 4.5548 | 0.75931 | 5 | 0.31412
83376 | 7.54 | 0.8 | 365 | 6.8481 | 0.68699 | 7 | 0.53509
83373 | 4.55 | 0.8 | 365 | 4.1325 | 0.48353 | 4 | 0.616
83377 | 6.785 | 0.8 | 365 | 6.1624 | 0.61554 | 6 | 0.77793
83379 | 5.605 | 0.8 | 365 | 5.0907 | 0.37806 | 5 | 0.46872
83380 | 5.31 | 0.8 | 365 | 4.8227 | 0.56869 | 5 | 0.39142
80520 | 6.72 | 0.8 | 365 | 6.1034 | 0.43721 | 6 | 0.54056
83378 | 20.1 | 0.8 | 365 | 18.2556 | 0.147 | 18 | 0.40256
83381 | 7.08 | 0.8 | 365 | 6.4303 | 0.42491 | 6 | 0.85523
83368 | 8.64 | 0.8 | 365 | 7.8472 | 0.70498 | 8 | 0.55215
83348 | 10.5 | 0.8 | 365 | 9.5365 | 0.80814 | 10 | 0.34462
83384 | 4.93 | 0.8 | 365 | 4.4776 | 0.52611 | 5 | 0.0037132
83385 | 5.31 | 0.8 | 365 | 4.8227 | 0.56869 | 5 | 0.39142
83386 | 7.375 | 0.8 | 365 | 6.6982 | 0.23429 | 6 | 0.93253
83389 | 9.38 | 0.8 | 365 | 8.5193 | 0.73527 | 9 | 0.25453
83390 | 8 | 0.8 | 365 | 7.2659 | 0.94906 | 8 | 0.21495
83288 | 2.32 | 0.8 | 365 | 2.1071 | 0.36523 | 2 | 0.47234
83311 | 5.51 | 0.8 | 365 | 5.0044 | 0.11741 | 5 | 0.1218
81878 | 12.18 | 0.8 | 365 | 11.0623 | 0.41744 | 11 | 0.47976
82092 | 10.5 | 0.8 | 365 | 9.5365 | 0.80814 | 10 | 0.34462
83395 | 8.75 | 0.8 | 365 | 7.9471 | 0.00678 | 7 | 0.95385
83397 | 12.95 | 0.8 | 365 | 11.7617 | 0.53003 | 12 | 0.2917
83400 | 7.98 | 0.8 | 365 | 7.2477 | 0.89418 | 8 | 0.14191
83401 | 13.05 | 0.8 | 365 | 11.8525 | 0.8044 | 12 | 0.65689
83402 | 7.2 | 0.8 | 365 | 6.5393 | 0.75415 | 7 | 0.29346
83175 | 10.83 | 0.8 | 365 | 9.8362 | 0.71353 | 10 | 0.54974
63825 | 225.28 | 0.7 | 365 | 179.0316 | 0.82474 | 179 | 0.85638
59721 | 87.04 | 0.7 | 365 | 69.1713 | 0.95501 | 70 | 0.12633
59707 | 48.96 | 0.7 | 365 | 38.9089 | 0.53719 | 39 | 0.44606
59714 | 24.32 | 0.8 | 365 | 22.0883 | 0.72513 | 22 | 0.81345
83382 | 11.88 | 0.8 | 365 | 10.7899 | 0.59435 | 11 | 0.3842
83405 | 5.27 | 0.8 | 365 | 4.7864 | 0.45894 | 5 | 0.24535
82640 | 3.245 | 0.8 | 365 | 2.9472 | 0.90309 | 3 | 0.85031
82680 | 3.245 | 0.8 | 365 | 2.9472 | 0.90309 | 3 | 0.85031
78192 | 162 | 0.6 | 365 | 110.3508 | 0.35129 | 110 | 0.70206
83409 | 4.5 | 0.8 | 365 | 4.0871 | 0.34634 | 4 | 0.43341
78931 | 31.2 | 0.6 | 365 | 21.2527 | 0.20099 | 21 | 0.45373
83412 | 9.425 | 0.8 | 365 | 8.5601 | 0.85873 | 9 | 0.41886
83413 | 6.3 | 0.8 | 365 | 5.7219 | 0.28488 | 6 | 0.0067734
83415 | 11.2 | 0.8 | 365 | 10.1723 | 0.72868 | 10 | 0.90093
83418 | 4.355 | 0.8 | 365 | 3.9554 | 0.94852 | 4 | 0.90389
83419 | 6.48 | 0.8 | 365 | 5.8854 | 0.77874 | 6 | 0.66411
83421 | 7.14 | 0.8 | 365 | 6.4848 | 0.58953 | 7 | 0.074343
83275 | 6.54 | 0.8 | 365 | 5.9399 | 0.94335 | 6 | 0.88322
83422 | 7.65 | 0.8 | 365 | 6.948 | 0.98878 | 7 | 0.9368
80529 | 24.6 | 0.8 | 365 | 22.3426 | 0.49335 | 22 | 0.83597
82458 | 10.791 | 0.8 | 365 | 9.8008 | 0.60653 | 10 | 0.40732
83391 | 4.68 | 0.8 | 365 | 4.2505 | 0.8402 | 5 | 0.090746
82948 | 10.385 | 0.8 | 365 | 9.432 | 0.49262 | 9 | 0.92466
82980 | 11.34 | 0.8 | 365 | 10.2994 | 0.11279 | 10 | 0.41219
83318 | 9.405 | 0.8 | 365 | 8.542 | 0.80386 | 9 | 0.34583
83066 | 5.695 | 0.8 | 365 | 5.1724 | 0.62498 | 5 | 0.79739
83355 | 10.4 | 0.8 | 365 | 9.4457 | 0.53377 | 9 | 0.97944
83068 | 9.715 | 0.8 | 365 | 8.8235 | 0.65438 | 9 | 0.47791
83069 | 7.68 | 0.8 | 365 | 6.9753 | 0.071094 | 7 | 0.046352
83074 | 7.77 | 0.8 | 365 | 7.057 | 0.31802 | 7 | 0.37502
83070 | 5.94 | 0.8 | 365 | 5.3949 | 0.29717 | 5 | 0.6921
83076 | 13.5 | 0.8 | 365 | 12.2612 | 0.039032 | 12 | 0.30023
82387 | 3.1 | 0.8 | 365 | 2.8155 | 0.50526 | 3 | 0.32079
83610 | 13.11 | 0.8 | 365 | 11.907 | 0.96902 | 12 | 0.876
77875 | 180.9 | 0.7 | 365 | 143.7625 | 0.28265 | 144 | 0.045183
79849 | 12.98 | 0.8 | 365 | 11.7889 | 0.61234 | 12 | 0.40126
79851 | 4.13 | 0.8 | 365 | 3.751 | 0.3312 | 4 | 0.082218
83115 | 3.9 | 0.8 | 365 | 3.5421 | 0.70016 | 4 | 0.24229
83208 | 10.8 | 0.8 | 365 | 9.809 | 0.63123 | 10 | 0.44018
83303 | 8.71 | 0.8 | 365 | 7.9107 | 0.89703 | 8 | 0.80778
82555 | 3.135 | 0.8 | 365 | 2.8473 | 0.60129 | 3 | 0.44861
82712 | 10.44 | 0.8 | 365 | 9.482 | 0.64352 | 10 | 0.12551
82429 | 9.24 | 0.8 | 365 | 8.3921 | 0.35116 | 8 | 0.74327
82722 | 2.5 | 0.8 | 365 | 2.2706 | 0.85908 | 3 | 0.12967
83424 | 17.67 | 0.8 | 365 | 16.0485 | 0.47998 | 16 | 0.52852
83426 | 9.44 | 0.8 | 365 | 8.5738 | 0.89989 | 9 | 0.47364
83427 | 9.01 | 0.8 | 365 | 8.1832 | 0.72012 | 8 | 0.90334
83428 | 12.47 | 0.8 | 365 | 11.3257 | 0.21309 | 11 | 0.5388
83429 | 12.455 | 0.8 | 365 | 11.3121 | 0.17194 | 11 | 0.48403
83430 | 10.92 | 0.8 | 365 | 9.9179 | 0.96046 | 10 | 0.87841
83431 | 23.16 | 0.8 | 365 | 21.0348 | 0.54252 | 21 | 0.57728
78687 | 237.608 | 0.6 | 365 | 161.8532 | 0.93168 | 162 | 0.78493
83435 | 10.26 | 0.8 | 365 | 9.3185 | 0.14966 | 9 | 0.46817
83436 | 4.275 | 0.8 | 365 | 3.8827 | 0.72903 | 4 | 0.61174
83437 | 6.27 | 0.8 | 365 | 5.6946 | 0.20257 | 5 | 0.89722
47413 | 1084.05 | 1 | 365 | 1230.7176 | 0.79284 | 1231 | 0.51047
47396 | 1392.84 | 1 | 365 | 1581.2857 | 0.80049 | 1582 | 0.086174
34379 | 2776.32 | 1 | 365 | 3151.945 | 0.50049 | 3152 | 0.44548
83392 | 11.02 | 0.8 | 365 | 10.0088 | 0.23482 | 10 | 0.24359
83396 | 4.64 | 0.8 | 365 | 4.2142 | 0.73045 | 4 | 0.94467
83393 | 11.48 | 0.8 | 365 | 10.4266 | 0.4969 | 10 | 0.92345
83394 | 12.18 | 0.8 | 365 | 11.0623 | 0.41744 | 11 | 0.47976
83398 | 6.96 | 0.8 | 365 | 6.3213 | 0.095679 | 6 | 0.41701
83433 | 3.77 | 0.8 | 365 | 3.4241 | 0.34349 | 3 | 0.76755
83434 | 4.93 | 0.8 | 365 | 4.4776 | 0.52611 | 5 | 0.0037132
81398 | 109.5 | 0.6 | 365 | 74.5889 | 0.32078 | 74 | 0.90973
83439 | 7.2 | 0.8 | 365 | 6.5393 | 0.75415 | 7 | 0.29346
82317 | 70.56 | 0.6 | 365 | 48.0639 | 0.19301 | 48 | 0.2569
83443 | 24.12 | 0.8 | 365 | 21.9067 | 0.1764 | 22 | 0.083075
83445 | 6.72 | 0.8 | 365 | 6.1034 | 0.43721 | 6 | 0.54056
83446 | 6.93 | 0.8 | 365 | 6.2941 | 0.01337 | 6 | 0.30745
83447 | 11.52 | 0.8 | 365 | 10.4629 | 0.60664 | 11 | 0.069529
83449 | 5.67 | 0.8 | 365 | 5.1497 | 0.55639 | 5 | 0.7061
83451 | 10.5 | 0.8 | 365 | 9.5365 | 0.80814 | 10 | 0.34462
81051 | 8.1 | 0.8 | 365 | 7.3567 | 0.22342 | 7 | 0.58014
83452 | 10.464 | 0.8 | 365 | 9.5038 | 0.70937 | 10 | 0.21316
83305 | 7.2 | 0.8 | 365 | 6.5393 | 0.75415 | 7 | 0.29346
83306 | 6.7 | 0.8 | 365 | 6.0852 | 0.38233 | 6 | 0.46752
83307 | 4.32 | 0.8 | 365 | 3.9236 | 0.85249 | 4 | 0.77607
83308 | 3.69 | 0.8 | 365 | 3.3514 | 0.124 | 3 | 0.4754
83309 | 11.16 | 0.8 | 365 | 10.1359 | 0.61893 | 10 | 0.75486
83310 | 6.03 | 0.8 | 365 | 5.4767 | 0.5441 | 6 | 0.020769
83312 | 7.56 | 0.8 | 365 | 6.8663 | 0.74186 | 7 | 0.60813
83313 | 8.63 | 0.8 | 365 | 7.8381 | 0.67754 | 8 | 0.51563
83314 | 6.21 | 0.8 | 365 | 5.6402 | 0.037955 | 5 | 0.67811
34369 | 646.38 | 0.7 | 365 | 513.6828 | 0.75025 | 514 | 0.43309
34373 | 1340.64 | 0.7 | 365 | 1065.4163 | 0.44495 | 1065 | 0.86121
83469 | 21 | 0.8 | 365 | 19.073 | 0.61627 | 19 | 0.68924
83470 | 14.96 | 0.8 | 365 | 13.5872 | 0.044735 | 13 | 0.63196
83472 | 13.34 | 0.8 | 365 | 12.1159 | 0.60005 | 12 | 0.71593
83481 | 14.4 | 0.8 | 365 | 13.0786 | 0.5083 | 13 | 0.58691
82858 | 180.88 | 0.6 | 365 | 123.2114 | 0.20112 | 123 | 0.41252
83504 | 8.97 | 0.8 | 365 | 8.1469 | 0.61038 | 8 | 0.75726
83507 | 5.36 | 0.8 | 365 | 4.8681 | 0.70587 | 5 | 0.57402
83515 | 10.98 | 0.8 | 365 | 9.9724 | 0.12508 | 10 | 0.097519
81764 | 249.795 | 0.6 | 365 | 170.1548 | 0.0091666 | 170 | 0.16393
83527 | 7.44 | 0.8 | 365 | 6.7573 | 0.41262 | 7 | 0.1699
83528 | 9.975 | 0.8 | 365 | 9.0597 | 0.36773 | 9 | 0.42739
83529 | 6.96 | 0.8 | 365 | 6.3213 | 0.095679 | 6 | 0.41701
83530 | 7.965 | 0.8 | 365 | 7.2341 | 0.85303 | 8 | 0.087135
83531 | 13.34 | 0.8 | 365 | 12.1159 | 0.60005 | 12 | 0.71593
83532 | 8.99 | 0.8 | 365 | 8.165 | 0.66525 | 8 | 0.8303
83540 | 5.7 | 0.8 | 365 | 5.1769 | 0.6387 | 5 | 0.81565
83541 | 11.31 | 0.8 | 365 | 10.2722 | 0.030478 | 10 | 0.30264
83542 | 10.73 | 0.8 | 365 | 9.7454 | 0.43917 | 10 | 0.18455
83546 | 9.72 | 0.8 | 365 | 8.8281 | 0.6681 | 9 | 0.49616
83545 | 11.6 | 0.8 | 365 | 10.5355 | 0.82613 | 11 | 0.36168
83551 | 3 | 0.8 | 365 | 2.7247 | 0.2309 | 2 | 0.95561
83553 | 7.44 | 0.8 | 365 | 6.7573 | 0.41262 | 7 | 0.1699
83556 | 7.54 | 0.8 | 365 | 6.8481 | 0.68699 | 7 | 0.53509
83539 | 8.502 | 0.8 | 365 | 7.7218 | 0.32636 | 8 | 0.048189
83558 | 5.36 | 0.8 | 365 | 4.8681 | 0.70587 | 5 | 0.57402
83560 | 7.035 | 0.8 | 365 | 6.3894 | 0.30145 | 6 | 0.6909
83565 | 6.67 | 0.8 | 365 | 6.0579 | 0.30003 | 6 | 0.35796
83571 | 14.4 | 0.8 | 365 | 13.0786 | 0.5083 | 13 | 0.58691
83594 | 8.12 | 0.8 | 365 | 7.3749 | 0.27829 | 7 | 0.65317
83596 | 9.24 | 0.8 | 365 | 8.3921 | 0.35116 | 8 | 0.74327
83699 | 13.57 | 0.8 | 365 | 12.3248 | 0.23109 | 12 | 0.55586
83609 | 8.91 | 0.8 | 365 | 8.0924 | 0.44576 | 8 | 0.53815
83613 | 8.96 | 0.8 | 365 | 8.1378 | 0.58294 | 8 | 0.72074
83538 | 7.84 | 0.8 | 365 | 7.1206 | 0.51007 | 7 | 0.63065
83869 | 11.118 | 0.8 | 365 | 10.0978 | 0.5037 | 10 | 0.60148
83873 | 8.64 | 0.8 | 365 | 7.8472 | 0.70498 | 8 | 0.55215
83848 | 5.52 | 0.8 | 365 | 5.0135 | 0.14485 | 5 | 0.15832
83824 | 4.68 | 0.8 | 365 | 4.2505 | 0.8402 | 5 | 0.090746
83823 | 7.56 | 0.8 | 365 | 6.8663 | 0.74186 | 7 | 0.60813
83822 | 5.175 | 0.8 | 365 | 4.7001 | 0.1983 | 4 | 0.89842
83821 | 12.06 | 0.8 | 365 | 10.9533 | 0.088202 | 11 | 0.041538
83819 | 5.4 | 0.8 | 365 | 4.9045 | 0.81561 | 5 | 0.72009
83820 | 20.928 | 0.8 | 365 | 19.0076 | 0.41873 | 19 | 0.42631
83652 | 12.96 | 0.8 | 365 | 11.7707 | 0.55747 | 12 | 0.32822
78186 | 32.8 | 0.6 | 365 | 22.3426 | 0.49335 | 22 | 0.83597
83656 | 13.275 | 0.8 | 365 | 12.0568 | 0.42171 | 12 | 0.47856
83655 | 8.829 | 0.8 | 365 | 8.0188 | 0.22353 | 8 | 0.24235
83657 | 11.21 | 0.8 | 365 | 10.1813 | 0.75611 | 10 | 0.93745
83659 | 5.51 | 0.8 | 365 | 5.0044 | 0.11741 | 5 | 0.1218
83661 | 22.04 | 0.8 | 365 | 20.0175 | 0.46965 | 20 | 0.48719
83662 | 23.52 | 0.8 | 365 | 21.3617 | 0.53022 | 21 | 0.89195
83145 | 4.35 | 0.8 | 365 | 3.9508 | 0.9348 | 4 | 0.88563
83139 | 7.83 | 0.8 | 365 | 7.1115 | 0.48264 | 7 | 0.59413
83683 | 4.06 | 0.8 | 365 | 3.6874 | 0.13915 | 3 | 0.82659
83678 | 4.06 | 0.8 | 365 | 3.6874 | 0.13915 | 3 | 0.82659
83674 | 5.8 | 0.8 | 365 | 5.2678 | 0.91307 | 6 | 0.18084
83672 | 9.28 | 0.8 | 365 | 8.4284 | 0.4609 | 8 | 0.88934
83671 | 10.44 | 0.8 | 365 | 9.482 | 0.64352 | 10 | 0.12551
83670 | 8.7 | 0.8 | 365 | 7.9017 | 0.8696 | 8 | 0.77126
83501 | 4.06 | 0.8 | 365 | 3.6874 | 0.13915 | 3 | 0.82659
83505 | 3.19 | 0.8 | 365 | 2.8973 | 0.75219 | 3 | 0.64946
83122 | 5.32 | 0.8 | 365 | 4.8318 | 0.59612 | 5 | 0.42794
83685 | 15.66 | 0.8 | 365 | 14.223 | 0.96528 | 15 | 0.18827
83686 | 5.22 | 0.8 | 365 | 4.741 | 0.32176 | 5 | 0.062755
83496 | 3.08 | 0.8 | 365 | 2.7974 | 0.45039 | 3 | 0.24776
83492 | 2.34 | 0.8 | 365 | 2.1253 | 0.4201 | 2 | 0.54537
83490 | 6.38 | 0.8 | 365 | 5.7946 | 0.50437 | 6 | 0.29892
83687 | 7.54 | 0.8 | 365 | 6.8481 | 0.68699 | 7 | 0.53509
83485 | 4.06 | 0.8 | 365 | 3.6874 | 0.13915 | 3 | 0.82659
83456 | 11.55 | 0.8 | 365 | 10.4901 | 0.68895 | 11 | 0.17908
83688 | 11.31 | 0.8 | 365 | 10.2722 | 0.030478 | 10 | 0.30264
83457 | 11.2 | 0.8 | 365 | 10.1723 | 0.72868 | 10 | 0.90093
83482 | 4.35 | 0.8 | 365 | 3.9508 | 0.9348 | 4 | 0.88563
83480 | 11.02 | 0.8 | 365 | 10.0088 | 0.23482 | 10 | 0.24359
83479 | 13.34 | 0.8 | 365 | 12.1159 | 0.60005 | 12 | 0.71593
83478 | 2.32 | 0.8 | 365 | 2.1071 | 0.36523 | 2 | 0.47234
83475 | 2.9 | 0.8 | 365 | 2.6339 | 0.95653 | 3 | 0.59042
83458 | 5.31 | 0.8 | 365 | 4.8227 | 0.56869 | 5 | 0.39142
83474 | 5.8 | 0.8 | 365 | 5.2678 | 0.91307 | 6 | 0.18084
83459 | 11.9 | 0.8 | 365 | 10.808 | 0.64922 | 11 | 0.45724
83460 | 5.76 | 0.8 | 365 | 5.2314 | 0.80332 | 6 | 0.034764
83461 | 11.2 | 0.8 | 365 | 10.1723 | 0.72868 | 10 | 0.90093
83462 | 9.045 | 0.8 | 365 | 8.215 | 0.81615 | 9 | 0.031153
83473 | 4.06 | 0.8 | 365 | 3.6874 | 0.13915 | 3 | 0.82659
83471 | 8.96 | 0.8 | 365 | 8.1378 | 0.58294 | 8 | 0.72074
83121 | 4.93 | 0.8 | 365 | 4.4776 | 0.52611 | 5 | 0.0037132
83137 | 9.57 | 0.8 | 365 | 8.6918 | 0.25656 | 8 | 0.94838
83116 | 9.57 | 0.8 | 365 | 8.6918 | 0.25656 | 8 | 0.94838
83124 | 6.16 | 0.8 | 365 | 5.5947 | 0.90077 | 6 | 0.49551
83130 | 7.54 | 0.8 | 365 | 6.8481 | 0.68699 | 7 | 0.53509
83697 | 8.99 | 0.8 | 365 | 8.165 | 0.66525 | 8 | 0.8303
83695 | 7.84 | 0.8 | 365 | 7.1206 | 0.51007 | 7 | 0.63065
83463 | 4.48 | 0.8 | 365 | 4.0689 | 0.29147 | 4 | 0.36037
83464 | 11.55 | 0.8 | 365 | 10.4901 | 0.68895 | 11 | 0.17908
83465 | 8.71 | 0.8 | 365 | 7.9107 | 0.89703 | 8 | 0.80778
83466 | 6.7 | 0.8 | 365 | 6.0852 | 0.38233 | 6 | 0.46752
83690 | 4.06 | 0.8 | 365 | 3.6874 | 0.13915 | 3 | 0.82659
83691 | 11.02 | 0.8 | 365 | 10.0088 | 0.23482 | 10 | 0.24359
83477 | 5.36 | 0.8 | 365 | 4.8681 | 0.70587 | 5 | 0.57402
83486 | 8.835 | 0.8 | 365 | 8.0243 | 0.23999 | 8 | 0.26426
83488 | 4.275 | 0.8 | 365 | 3.8827 | 0.72903 | 4 | 0.61174
83491 | 10.89 | 0.8 | 365 | 9.8907 | 0.87815 | 10 | 0.76885
83493 | 5.61 | 0.8 | 365 | 5.0952 | 0.39178 | 5 | 0.48698
83495 | 5.94 | 0.8 | 365 | 5.3949 | 0.29717 | 5 | 0.6921
83497 | 5.415 | 0.8 | 365 | 4.9181 | 0.85677 | 5 | 0.77487
83499 | 11.9 | 0.8 | 365 | 10.808 | 0.64922 | 11 | 0.45724
83494 | 11.84 | 0.8 | 365 | 10.7535 | 0.4846 | 11 | 0.23813
83500 | 6.6 | 0.8 | 365 | 5.9944 | 0.10797 | 6 | 0.10233
83503 | 5.13 | 0.8 | 365 | 4.6593 | 0.074832 | 4 | 0.73409
83502 | 12.06 | 0.8 | 365 | 10.9533 | 0.088202 | 11 | 0.041538
83506 | 5.61 | 0.8 | 365 | 5.0952 | 0.39178 | 5 | 0.48698
83508 | 9.9 | 0.8 | 365 | 8.9915 | 0.16196 | 9 | 0.1535
83511 | 4.95 | 0.8 | 365 | 4.4958 | 0.58098 | 5 | 0.076751
83512 | 11.05 | 0.8 | 365 | 10.036 | 0.31713 | 10 | 0.35315
83513 | 8.55 | 0.8 | 365 | 7.7654 | 0.45805 | 8 | 0.22348
83514 | 8.265 | 0.8 | 365 | 7.5066 | 0.67612 | 8 | 0.1827
83516 | 6.84 | 0.8 | 365 | 6.2123 | 0.76644 | 6 | 0.97878
83518 | 11.22 | 0.8 | 365 | 10.1904 | 0.78355 | 10 | 0.97397
83521 | 9.405 | 0.8 | 365 | 8.542 | 0.80386 | 9 | 0.34583
83523 | 5.28 | 0.8 | 365 | 4.7955 | 0.48638 | 5 | 0.28187
83543 | 6.12 | 0.8 | 365 | 5.5584 | 0.79103 | 6 | 0.34944
83557 | 8.58 | 0.8 | 365 | 7.7927 | 0.54036 | 8 | 0.33303
83562 | 5.04 | 0.8 | 365 | 4.5775 | 0.82791 | 5 | 0.40542
83667 | 4.93 | 0.8 | 365 | 4.4776 | 0.52611 | 5 | 0.0037132
83563 | 7.08 | 0.8 | 365 | 6.4303 | 0.42491 | 6 | 0.85523
83689 | 13.16 | 0.8 | 365 | 11.9524 | 0.1062 | 12 | 0.058593
83564 | 9.81 | 0.8 | 365 | 8.9098 | 0.91503 | 9 | 0.82483
83757 | 8.12 | 0.8 | 365 | 7.3749 | 0.27829 | 7 | 0.65317
83758 | 4.93 | 0.8 | 365 | 4.4776 | 0.52611 | 5 | 0.0037132
83567 | 11.16 | 0.8 | 365 | 10.1359 | 0.61893 | 10 | 0.75486
83568 | 4.35 | 0.8 | 365 | 3.9508 | 0.9348 | 4 | 0.88563
83572 | 5.605 | 0.8 | 365 | 5.0907 | 0.37806 | 5 | 0.46872
83575 | 5.22 | 0.8 | 365 | 4.741 | 0.32176 | 5 | 0.062755
83577 | 12.095 | 0.8 | 365 | 10.9851 | 0.18423 | 11 | 0.16935
83759 | 5.22 | 0.8 | 365 | 4.741 | 0.32176 | 5 | 0.062755
83578 | 10.72 | 0.8 | 365 | 9.7363 | 0.41174 | 10 | 0.14803
83762 | 6.09 | 0.8 | 365 | 5.5312 | 0.70872 | 6 | 0.23988
83764 | 6.3 | 0.8 | 365 | 5.7219 | 0.28488 | 6 | 0.0067734
83765 | 11.6 | 0.8 | 365 | 10.5355 | 0.82613 | 11 | 0.36168
83779 | 4.93 | 0.8 | 365 | 4.4776 | 0.52611 | 5 | 0.0037132
83791 | 13.63 | 0.8 | 365 | 12.3793 | 0.3957 | 12 | 0.77497
83582 | 11.16 | 0.8 | 365 | 10.1359 | 0.61893 | 10 | 0.75486
83802 | 5.8 | 0.8 | 365 | 5.2678 | 0.91307 | 6 | 0.18084
83583 | 4.355 | 0.8 | 365 | 3.9554 | 0.94852 | 4 | 0.90389
83806 | 9.28 | 0.8 | 365 | 8.4284 | 0.4609 | 8 | 0.88934
83812 | 6.96 | 0.8 | 365 | 6.3213 | 0.095679 | 6 | 0.41701
83815 | 6.09 | 0.8 | 365 | 5.5312 | 0.70872 | 6 | 0.23988
83584 | 3.96 | 0.8 | 365 | 3.5966 | 0.86478 | 4 | 0.4614
83796 | 6.38 | 0.8 | 365 | 5.7946 | 0.50437 | 6 | 0.29892
83586 | 11.48 | 0.8 | 365 | 10.4266 | 0.4969 | 10 | 0.92345
83585 | 5.28 | 0.8 | 365 | 4.7955 | 0.48638 | 5 | 0.28187
83587 | 10.62 | 0.8 | 365 | 9.6455 | 0.13737 | 9 | 0.78285
83588 | 7.13 | 0.8 | 365 | 6.4757 | 0.5621 | 7 | 0.037825
83590 | 10.15 | 0.8 | 365 | 9.2186 | 0.84786 | 10 | 0.066468
83739 | 18.72 | 0.8 | 365 | 17.0022 | 0.36079 | 17 | 0.36298
83738 | 6.9 | 0.8 | 365 | 6.2668 | 0.93106 | 7 | 0.19789
83592 | 10.62 | 0.8 | 365 | 9.6455 | 0.13737 | 9 | 0.78285
83736 | 6.48 | 0.8 | 365 | 5.8854 | 0.77874 | 6 | 0.66411
83593 | 4.64 | 0.8 | 365 | 4.2142 | 0.73045 | 4 | 0.94467
83709 | 5.6 | 0.8 | 365 | 5.0861 | 0.36434 | 5 | 0.45047
83705 | 13.4 | 0.8 | 365 | 12.1704 | 0.76467 | 12 | 0.93504
83595 | 11.31 | 0.8 | 365 | 10.2722 | 0.030478 | 10 | 0.30264
83710 | 13.23 | 0.8 | 365 | 12.016 | 0.29825 | 12 | 0.31422
83597 | 8.555 | 0.8 | 365 | 7.77 | 0.47177 | 8 | 0.24174
83708 | 3.48 | 0.8 | 365 | 3.1607 | 0.54784 | 3 | 0.7085
83707 | 6.7 | 0.8 | 365 | 6.0852 | 0.38233 | 6 | 0.46752
83702 | 5.36 | 0.8 | 365 | 4.8681 | 0.70587 | 5 | 0.57402
83598 | 7.65 | 0.8 | 365 | 6.948 | 0.98878 | 7 | 0.9368
83700 | 15.19 | 0.8 | 365 | 13.7961 | 0.67577 | 14 | 0.47189
83599 | 3.77 | 0.8 | 365 | 3.4241 | 0.34349 | 3 | 0.76755
83600 | 5.695 | 0.8 | 365 | 5.1724 | 0.62498 | 5 | 0.79739
83601 | 12.18 | 0.8 | 365 | 11.0623 | 0.41744 | 11 | 0.47976
83696 | 4.2 | 0.8 | 365 | 3.8146 | 0.52325 | 4 | 0.33785
83603 | 5.31 | 0.8 | 365 | 4.8227 | 0.56869 | 5 | 0.39142
83604 | 11.6 | 0.8 | 365 | 10.5355 | 0.82613 | 11 | 0.36168
83605 | 8.85 | 0.8 | 365 | 8.0379 | 0.28114 | 8 | 0.31904
83606 | 3.77 | 0.8 | 365 | 3.4241 | 0.34349 | 3 | 0.76755
83608 | 11.48 | 0.8 | 365 | 10.4266 | 0.4969 | 10 | 0.92345
83741 | 9.86 | 0.8 | 365 | 8.9552 | 0.052212 | 9 | 0.0074264
83666 | 6.3 | 0.8 | 365 | 5.7219 | 0.28488 | 6 | 0.0067734
83663 | 13.05 | 0.8 | 365 | 11.8525 | 0.8044 | 12 | 0.65689
83614 | 8.85 | 0.8 | 365 | 8.0379 | 0.28114 | 8 | 0.31904
83615 | 7.08 | 0.8 | 365 | 6.4303 | 0.42491 | 6 | 0.85523
83742 | 11.89 | 0.8 | 365 | 10.7989 | 0.62178 | 11 | 0.42072
83618 | 4.64 | 0.8 | 365 | 4.2142 | 0.73045 | 4 | 0.94467
83619 | 5.51 | 0.8 | 365 | 5.0044 | 0.11741 | 5 | 0.1218
83621 | 13.275 | 0.8 | 365 | 12.0568 | 0.42171 | 12 | 0.47856
83622 | 10.24 | 0.8 | 365 | 9.3003 | 0.094792 | 9 | 0.39514
83624 | 9.86 | 0.8 | 365 | 8.9552 | 0.052212 | 9 | 0.0074264
83625 | 13.275 | 0.8 | 365 | 12.0568 | 0.42171 | 12 | 0.47856
83627 | 5.415 | 0.8 | 365 | 4.9181 | 0.85677 | 5 | 0.77487
83628 | 4.845 | 0.8 | 365 | 4.4004 | 0.2929 | 4 | 0.6933
83629 | 11.48 | 0.8 | 365 | 10.4266 | 0.4969 | 10 | 0.92345
83630 | 9.735 | 0.8 | 365 | 8.8417 | 0.70926 | 9 | 0.55094
83631 | 8.64 | 0.8 | 365 | 7.8472 | 0.70498 | 8 | 0.55215
83632 | 13.275 | 0.8 | 365 | 12.0568 | 0.42171 | 12 | 0.47856
83633 | 10.915 | 0.8 | 365 | 9.9134 | 0.94674 | 10 | 0.86015
83634 | 9.44 | 0.8 | 365 | 8.5738 | 0.89989 | 9 | 0.47364
83635 | 4.35 | 0.8 | 365 | 3.9508 | 0.9348 | 4 | 0.88563
83636 | 11.7 | 0.8 | 365 | 10.6264 | 0.10049 | 10 | 0.72686
83637 | 13.275 | 0.8 | 365 | 12.0568 | 0.42171 | 12 | 0.47856
83638 | 19.52 | 0.8 | 365 | 17.7288 | 0.5557 | 18 | 0.28448
83639 | 6.03 | 0.8 | 365 | 5.4767 | 0.5441 | 6 | 0.020769
83640 | 6.72 | 0.8 | 365 | 6.1034 | 0.43721 | 6 | 0.54056
83643 | 10.62 | 0.8 | 365 | 9.6455 | 0.13737 | 9 | 0.78285
83645 | 13.3 | 0.8 | 365 | 12.0795 | 0.49031 | 12 | 0.56986
83646 | 7 | 0.8 | 365 | 6.3577 | 0.20542 | 6 | 0.56308
83647 | 5.04 | 0.8 | 365 | 4.5775 | 0.82791 | 5 | 0.40542
83649 | 10.5 | 0.8 | 365 | 9.5365 | 0.80814 | 10 | 0.34462
83650 | 10.85 | 0.8 | 365 | 9.8544 | 0.76841 | 10 | 0.62278
83651 | 9.6 | 0.8 | 365 | 8.7191 | 0.33887 | 9 | 0.05794
83654 | 6.67 | 0.8 | 365 | 6.0579 | 0.30003 | 6 | 0.35796
83641 | 3.66 | 0.8 | 365 | 3.3241 | 0.041693 | 3 | 0.36584
81957 | 6.84 | 0.8 | 365 | 6.2123 | 0.76644 | 6 | 0.97878
83057 | 11.97 | 0.8 | 365 | 10.8716 | 0.84128 | 11 | 0.71287
83484 | 12.025 | 0.8 | 365 | 10.9215 | 0.99217 | 11 | 0.91372
83296 | 6.67 | 0.8 | 365 | 6.0579 | 0.30003 | 6 | 0.35796
83388 | 7.32 | 0.8 | 365 | 6.6483 | 0.083386 | 6 | 0.73168
83408 | 8.37 | 0.8 | 365 | 7.6019 | 0.9642 | 8 | 0.56614
59711 | 64.64 | 0.7 | 365 | 51.3699 | 0.17983 | 51 | 0.5497
83642 | 5.76 | 0.8 | 365 | 5.2314 | 0.80332 | 6 | 0.034764
63400 | 92.16 | 0.7 | 365 | 73.2402 | 0.24648 | 73 | 0.4867
83417 | 7.68 | 0.8 | 365 | 6.9753 | 0.071094 | 7 | 0.046352
83387 | 8.1 | 0.8 | 365 | 7.3567 | 0.22342 | 7 | 0.58014
83423 | 15.08 | 0.8 | 365 | 13.6962 | 0.37397 | 14 | 0.070182
83660 | 12 | 0.8 | 365 | 10.8988 | 0.92358 | 11 | 0.82243
82366 | 19.72 | 0.8 | 365 | 17.9104 | 0.10442 | 18 | 0.014853
83235 | 15.075 | 0.8 | 365 | 13.6917 | 0.36025 | 14 | 0.051922
83291 | 5.04 | 0.8 | 365 | 4.5775 | 0.82791 | 5 | 0.40542
83547 | 10.44 | 0.8 | 365 | 9.482 | 0.64352 | 10 | 0.12551
83548 | 8.06 | 0.8 | 365 | 7.3204 | 0.11367 | 7 | 0.43406
83591 | 8.71 | 0.8 | 365 | 7.9107 | 0.89703 | 8 | 0.80778
83574 | 5.22 | 0.8 | 365 | 4.741 | 0.32176 | 5 | 0.062755
83579 | 5.31 | 0.8 | 365 | 4.8227 | 0.56869 | 5 | 0.39142
83617 | 1.45 | 0.8 | 365 | 1.3169 | 0.97827 | 2 | 0.29521
82655 | 5.04 | 0.8 | 365 | 4.5775 | 0.82791 | 5 | 0.40542
82666 | 9.86 | 0.8 | 365 | 8.9552 | 0.052212 | 9 | 0.0074264
83153 | 3.08 | 0.8 | 365 | 2.7974 | 0.45039 | 3 | 0.24776
83201 | 10.92 | 0.8 | 365 | 9.9179 | 0.96046 | 10 | 0.87841
83185 | 10.64 | 0.8 | 365 | 9.6636 | 0.19224 | 9 | 0.85588
83552 | 12.98 | 0.8 | 365 | 11.7889 | 0.61234 | 12 | 0.40126
83713 | 10.464 | 0.8 | 365 | 9.5038 | 0.70937 | 10 | 0.21316
83717 | 9.9 | 0.8 | 365 | 8.9915 | 0.16196 | 9 | 0.1535
83748 | 4.2 | 0.8 | 365 | 3.8146 | 0.52325 | 4 | 0.33785
83750 | 9.92 | 0.8 | 365 | 9.0097 | 0.21683 | 9 | 0.22654
83745 | 5.559 | 0.8 | 365 | 5.0489 | 0.25185 | 5 | 0.30074
83747 | 6.785 | 0.8 | 365 | 6.1624 | 0.61554 | 6 | 0.77793
83570 | 5.775 | 0.8 | 365 | 5.2451 | 0.84447 | 6 | 0.089542
83526 | 6.82 | 0.8 | 365 | 6.1942 | 0.71157 | 6 | 0.90575
83520 | 7.32 | 0.8 | 365 | 6.6483 | 0.083386 | 6 | 0.73168
83517 | 8.54 | 0.8 | 365 | 7.7563 | 0.43062 | 8 | 0.18696
83680 | 8.215 | 0.8 | 365 | 7.4612 | 0.53894 | 8 | 0.00010219
83675 | 7.84 | 0.8 | 365 | 7.1206 | 0.51007 | 7 | 0.63065
83054 | 3.3 | 0.8 | 365 | 2.9972 | 0.053986 | 3 | 0.051167
81396 | 2.64 | 0.8 | 365 | 2.3977 | 0.24319 | 2 | 0.64093
82958 | 5.76 | 0.8 | 365 | 5.2314 | 0.80332 | 6 | 0.034764
83767 | 4.425 | 0.8 | 365 | 4.0189 | 0.14057 | 4 | 0.15952
83829 | 10.385 | 0.8 | 365 | 9.432 | 0.49262 | 9 | 0.92466
83333 | 13.395 | 0.8 | 365 | 12.1658 | 0.75095 | 12 | 0.91678
83774 | 8.64 | 0.8 | 365 | 7.8472 | 0.70498 | 8 | 0.55215
83787 | 8.96 | 0.8 | 365 | 8.1378 | 0.58294 | 8 | 0.72074
82921 | 8.4 | 0.8 | 365 | 7.6292 | 0.046509 | 7 | 0.6757
83793 | 12.87 | 0.8 | 365 | 11.689 | 0.31054 | 11 | 0.99955
83534 | 5.28 | 0.8 | 365 | 4.7955 | 0.48638 | 5 | 0.28187
83817 | 8.829 | 0.8 | 365 | 8.0188 | 0.22353 | 8 | 0.24235
83818 | 5.886 | 0.8 | 365 | 5.3459 | 0.14902 | 5 | 0.4949
83902 | 3.2 | 0.8 | 365 | 2.9064 | 0.77962 | 3 | 0.68598
83694 | 10.08 | 0.8 | 365 | 9.155 | 0.65581 | 9 | 0.81084
83698 | 9.24 | 0.8 | 365 | 8.3921 | 0.35116 | 8 | 0.74327
83673 | 7.98 | 0.8 | 365 | 7.2477 | 0.89418 | 8 | 0.14191
83677 | 7.125 | 0.8 | 365 | 6.4712 | 0.54838 | 7 | 0.019565
83679 | 3.3 | 0.8 | 365 | 2.9972 | 0.053986 | 3 | 0.051167
83693 | 12.6 | 0.8 | 365 | 11.4438 | 0.56976 | 12 | 0.013547
83669 | 6.36 | 0.8 | 365 | 5.7764 | 0.4495 | 6 | 0.22589
83711 | 3.42 | 0.8 | 365 | 3.1062 | 0.38322 | 3 | 0.48939
83712 | 3.3 | 0.8 | 365 | 2.9972 | 0.053986 | 3 | 0.051167
83714 | 6.27 | 0.8 | 365 | 5.6946 | 0.20257 | 5 | 0.89722
83715 | 9.24 | 0.8 | 365 | 8.3921 | 0.35116 | 8 | 0.74327
83719 | 5.8 | 0.8 | 365 | 5.2678 | 0.91307 | 6 | 0.18084
83721 | 2.95 | 0.8 | 365 | 2.6793 | 0.093714 | 2 | 0.77301
83722 | 7.08 | 0.8 | 365 | 6.4303 | 0.42491 | 6 | 0.85523
83724 | 9.9 | 0.8 | 365 | 8.9915 | 0.16196 | 9 | 0.1535
83725 | 7.41 | 0.8 | 365 | 6.73 | 0.33031 | 7 | 0.060348
83726 | 13.33 | 0.8 | 365 | 12.1068 | 0.57261 | 12 | 0.67941
83731 | 10.385 | 0.8 | 365 | 9.432 | 0.49262 | 9 | 0.92466
83732 | 4.55 | 0.8 | 365 | 4.1325 | 0.48353 | 4 | 0.616
83734 | 9.75 | 0.8 | 365 | 8.8553 | 0.75041 | 9 | 0.60572
83735 | 10.791 | 0.8 | 365 | 9.8008 | 0.60653 | 10 | 0.40732
83743 | 7.83 | 0.8 | 365 | 7.1115 | 0.48264 | 7 | 0.59413
83744 | 6.38 | 0.8 | 365 | 5.7946 | 0.50437 | 6 | 0.29892
83746 | 12.2 | 0.8 | 365 | 11.0805 | 0.47231 | 11 | 0.5528
83483 | 4.845 | 0.8 | 365 | 4.4004 | 0.2929 | 4 | 0.6933
83728 | 7.965 | 0.8 | 365 | 7.2341 | 0.85303 | 8 | 0.087135
83727 | 7.375 | 0.8 | 365 | 6.6982 | 0.23429 | 6 | 0.93253
83720 | 12.24 | 0.8 | 365 | 11.1168 | 0.58206 | 11 | 0.69887
83730 | 12.24 | 0.8 | 365 | 11.1168 | 0.58206 | 11 | 0.69887
83733 | 12.96 | 0.8 | 365 | 11.7707 | 0.55747 | 12 | 0.32822
83754 | 14.35 | 0.8 | 365 | 13.0332 | 0.37112 | 13 | 0.40432
83755 | 5.8 | 0.8 | 365 | 5.2678 | 0.91307 | 6 | 0.18084
83756 | 8.12 | 0.8 | 365 | 7.3749 | 0.27829 | 7 | 0.65317
83760 | 13.33 | 0.8 | 365 | 12.1068 | 0.57261 | 12 | 0.67941
83544 | 9.15 | 0.8 | 365 | 8.3104 | 0.10423 | 8 | 0.4146
83522 | 10.05 | 0.8 | 365 | 9.1278 | 0.5735 | 9 | 0.70128
83653 | 14.7 | 0.8 | 365 | 13.3511 | 0.33139 | 13 | 0.68247
83268 | 11.05 | 0.8 | 365 | 10.036 | 0.31713 | 10 | 0.35315
83438 | 8.64 | 0.8 | 365 | 7.8472 | 0.70498 | 8 | 0.55215
83780 | 10.5 | 0.8 | 365 | 9.5365 | 0.80814 | 10 | 0.34462
83781 | 4.425 | 0.8 | 365 | 4.0189 | 0.14057 | 4 | 0.15952
83782 | 7.375 | 0.8 | 365 | 6.6982 | 0.23429 | 6 | 0.93253
83784 | 13.275 | 0.8 | 365 | 12.0568 | 0.42171 | 12 | 0.47856
83786 | 6.195 | 0.8 | 365 | 5.6265 | 0.9968 | 6 | 0.62333
83788 | 5.9 | 0.8 | 365 | 5.3586 | 0.18743 | 5 | 0.54603
83785 | 16.28 | 0.8 | 365 | 14.7861 | 0.66633 | 15 | 0.45242
83789 | 4.06 | 0.8 | 365 | 3.6874 | 0.13915 | 3 | 0.82659
83790 | 7.67 | 0.8 | 365 | 6.9662 | 0.043657 | 7 | 0.0098337
83792 | 3.835 | 0.8 | 365 | 3.4831 | 0.52183 | 4 | 0.0049168
83795 | 4.13 | 0.8 | 365 | 3.751 | 0.3312 | 4 | 0.082218
83797 | 5.015 | 0.8 | 365 | 4.5548 | 0.75931 | 5 | 0.31412
83798 | 7.08 | 0.8 | 365 | 6.4303 | 0.42491 | 6 | 0.85523
83799 | 3.54 | 0.8 | 365 | 3.2152 | 0.71246 | 3 | 0.92762
83801 | 11.8 | 0.8 | 365 | 10.7172 | 0.37486 | 11 | 0.092052
83804 | 3.245 | 0.8 | 365 | 2.9472 | 0.90309 | 3 | 0.85031
83807 | 4.425 | 0.8 | 365 | 4.0189 | 0.14057 | 4 | 0.15952
83808 | 3.245 | 0.8 | 365 | 2.9472 | 0.90309 | 3 | 0.85031
83810 | 2.95 | 0.8 | 365 | 2.6793 | 0.093714 | 2 | 0.77301
83811 | 5.51 | 0.8 | 365 | 5.0044 | 0.11741 | 5 | 0.1218
83826 | 10.075 | 0.8 | 365 | 9.1505 | 0.64209 | 9 | 0.79258
83827 | 4.32 | 0.8 | 365 | 3.9236 | 0.85249 | 4 | 0.77607
83830 | 9.435 | 0.8 | 365 | 8.5692 | 0.88617 | 9 | 0.45538
83831 | 12.96 | 0.8 | 365 | 11.7707 | 0.55747 | 12 | 0.32822
83832 | 8.64 | 0.8 | 365 | 7.8472 | 0.70498 | 8 | 0.55215
83833 | 8.4 | 0.8 | 365 | 7.6292 | 0.046509 | 7 | 0.6757
83835 | 13.32 | 0.8 | 365 | 12.0977 | 0.54518 | 12 | 0.64289
83836 | 10.24 | 0.8 | 365 | 9.3003 | 0.094792 | 9 | 0.39514
83859 | 10.03 | 0.8 | 365 | 9.1096 | 0.51863 | 9 | 0.62824
83860 | 5.31 | 0.8 | 365 | 4.8227 | 0.56869 | 5 | 0.39142
83862 | 5.6 | 0.8 | 365 | 5.0861 | 0.36434 | 5 | 0.45047
83865 | 6.3 | 0.8 | 365 | 5.7219 | 0.28488 | 6 | 0.0067734
83867 | 5.605 | 0.8 | 365 | 5.0907 | 0.37806 | 5 | 0.46872
83880 | 11.2 | 0.8 | 365 | 10.1723 | 0.72868 | 10 | 0.90093
83882 | 5.61 | 0.8 | 365 | 5.0952 | 0.39178 | 5 | 0.48698
83884 | 5.94 | 0.8 | 365 | 5.3949 | 0.29717 | 5 | 0.6921
83885 | 5.94 | 0.8 | 365 | 5.3949 | 0.29717 | 5 | 0.6921
83886 | 2.565 | 0.8 | 365 | 2.3296 | 0.037416 | 2 | 0.36704
83887 | 8.91 | 0.8 | 365 | 8.0924 | 0.44576 | 8 | 0.53815
83888 | 6.67 | 0.8 | 365 | 6.0579 | 0.30003 | 6 | 0.35796
83889 | 10.89 | 0.8 | 365 | 9.8907 | 0.87815 | 10 | 0.76885
83893 | 7 | 0.8 | 365 | 6.3577 | 0.20542 | 6 | 0.56308
83894 | 11.07 | 0.8 | 365 | 10.0542 | 0.37201 | 10 | 0.42619
83895 | 9.8 | 0.8 | 365 | 8.9007 | 0.88759 | 9 | 0.78831
83845 | 6.09 | 0.8 | 365 | 5.5312 | 0.70872 | 6 | 0.23988
83868 | 6.38 | 0.8 | 365 | 5.7946 | 0.50437 | 6 | 0.29892
83897 | 4.02 | 0.8 | 365 | 3.6511 | 0.029401 | 3 | 0.68051
83898 | 11.2 | 0.8 | 365 | 10.1723 | 0.72868 | 10 | 0.90093
83899 | 5.44 | 0.8 | 365 | 4.9408 | 0.92536 | 5 | 0.86617
83900 | 5.12 | 0.8 | 365 | 4.6502 | 0.047396 | 4 | 0.69757
83901 | 5.4 | 0.8 | 365 | 4.9045 | 0.81561 | 5 | 0.72009
83837 | 12.76 | 0.8 | 365 | 11.5891 | 0.0087443 | 11 | 0.59785
83841 | 13.34 | 0.8 | 365 | 12.1159 | 0.60005 | 12 | 0.71593
83842 | 6.67 | 0.8 | 365 | 6.0579 | 0.30003 | 6 | 0.35796
83844 | 7.83 | 0.8 | 365 | 7.1115 | 0.48264 | 7 | 0.59413
83843 | 4.93 | 0.8 | 365 | 4.4776 | 0.52611 | 5 | 0.0037132
83846 | 8.12 | 0.8 | 365 | 7.3749 | 0.27829 | 7 | 0.65317
83847 | 4.93 | 0.8 | 365 | 4.4776 | 0.52611 | 5 | 0.0037132
83903 | 15.045 | 0.8 | 365 | 13.6644 | 0.27794 | 13 | 0.94237
83849 | 11.02 | 0.8 | 365 | 10.0088 | 0.23482 | 10 | 0.24359
83904 | 7.98 | 0.8 | 365 | 7.2477 | 0.89418 | 8 | 0.14191
83850 | 8.4 | 0.8 | 365 | 7.6292 | 0.046509 | 7 | 0.6757
83905 | 5.985 | 0.8 | 365 | 5.4358 | 0.42064 | 5 | 0.85643
83851 | 6.38 | 0.8 | 365 | 5.7946 | 0.50437 | 6 | 0.29892
83906 | 9.975 | 0.8 | 365 | 9.0597 | 0.36773 | 9 | 0.42739
83852 | 8.7 | 0.8 | 365 | 7.9017 | 0.8696 | 8 | 0.77126
83853 | 6.67 | 0.8 | 365 | 6.0579 | 0.30003 | 6 | 0.35796
83856 | 7.25 | 0.8 | 365 | 6.5847 | 0.89133 | 7 | 0.47605
83883 | 8.41 | 0.8 | 365 | 7.6383 | 0.073945 | 7 | 0.71222
83857 | 3.36 | 0.8 | 365 | 3.0517 | 0.2186 | 3 | 0.27028
83858 | 5.22 | 0.8 | 365 | 4.741 | 0.32176 | 5 | 0.062755
83861 | 4.93 | 0.8 | 365 | 4.4776 | 0.52611 | 5 | 0.0037132
83863 | 8.7 | 0.8 | 365 | 7.9017 | 0.8696 | 8 | 0.77126
83864 | 7.25 | 0.8 | 365 | 6.5847 | 0.89133 | 7 | 0.47605
83871 | 10.73 | 0.8 | 365 | 9.7454 | 0.43917 | 10 | 0.18455
83872 | 12.76 | 0.8 | 365 | 11.5891 | 0.0087443 | 11 | 0.59785
83874 | 4.48 | 0.8 | 365 | 4.0689 | 0.29147 | 4 | 0.36037
83875 | 8.41 | 0.8 | 365 | 7.6383 | 0.073945 | 7 | 0.71222
83876 | 11.89 | 0.8 | 365 | 10.7989 | 0.62178 | 11 | 0.42072
83877 | 3.77 | 0.8 | 365 | 3.4241 | 0.34349 | 3 | 0.76755
83878 | 4.41 | 0.8 | 365 | 4.0053 | 0.099417 | 4 | 0.10474
83879 | 8.7 | 0.8 | 365 | 7.9017 | 0.8696 | 8 | 0.77126
83907 | 9.1 | 0.8 | 365 | 8.265 | 0.96705 | 9 | 0.23201
83834 | 3.96 | 0.8 | 365 | 3.5966 | 0.86478 | 4 | 0.4614
83729 | 7.15 | 0.8 | 365 | 6.4939 | 0.61697 | 7 | 0.11086
83828 | 2.88 | 0.8 | 365 | 2.6157 | 0.90166 | 3 | 0.51738
83870 | 7.04 | 0.8 | 365 | 6.394 | 0.31517 | 6 | 0.70916
83681 | 6.825 | 0.8 | 365 | 6.1987 | 0.72529 | 6 | 0.924
83794 | 7.59 | 0.8 | 365 | 6.8935 | 0.82417 | 7 | 0.71768
83908 | 12.95 | 0.8 | 365 | 11.7617 | 0.53003 | 12 | 0.2917
83881 | 5.51 | 0.8 | 365 | 5.0044 | 0.11741 | 5 | 0.1218
83910 | 8.75 | 0.8 | 365 | 7.9471 | 0.00678 | 7 | 0.95385
83911 | 13.3 | 0.8 | 365 | 12.0795 | 0.49031 | 12 | 0.56986
83912 | 8.4 | 0.8 | 365 | 7.6292 | 0.046509 | 7 | 0.6757
74634 | 6.615 | 0.8 | 365 | 6.008 | 0.14913 | 6 | 0.15711
74635 | 6.615 | 0.8 | 365 | 6.008 | 0.14913 | 6 | 0.15711
83611 | 13.11 | 0.8 | 365 | 11.907 | 0.96902 | 12 | 0.876
83271 | 24.12 | 0.8 | 365 | 21.9067 | 0.1764 | 22 | 0.083075
83367 | 2.1 | 0.8 | 365 | 1.9073 | 0.76163 | 2 | 0.66892
82307 | 12.6 | 0.8 | 365 | 11.4438 | 0.56976 | 12 | 0.013547
83071 | 14.7 | 0.8 | 365 | 13.3511 | 0.33139 | 13 | 0.68247
83581 | 7.41 | 0.8 | 365 | 6.73 | 0.33031 | 7 | 0.060348
63463 | 86.4 | 0.6 | 365 | 58.8537 | 0.78735 | 59 | 0.6411
83580 | 3.6 | 0.8 | 365 | 3.2697 | 0.87708 | 4 | 0.14673
83383 | 4.13 | 0.8 | 365 | 3.751 | 0.3312 | 4 | 0.082218
83914 | 7.68 | 0.8 | 365 | 6.9753 | 0.071094 | 7 | 0.046352
83915 | 8.12 | 0.8 | 365 | 7.3749 | 0.27829 | 7 | 0.65317
83916 | 10.88 | 0.8 | 365 | 9.8816 | 0.85072 | 10 | 0.73233
83918 | 3.96 | 0.8 | 365 | 3.5966 | 0.86478 | 4 | 0.4614
83919 | 8.4 | 0.8 | 365 | 7.6292 | 0.046509 | 7 | 0.6757
83920 | 10.56 | 0.8 | 365 | 9.591 | 0.97275 | 10 | 0.56373
83921 | 9.92 | 0.8 | 365 | 9.0097 | 0.21683 | 9 | 0.22654
83925 | 7.35 | 0.8 | 365 | 6.6755 | 0.1657 | 6 | 0.84124
83576 | 4.725 | 0.8 | 365 | 4.2914 | 0.96366 | 5 | 0.25508
83926 | 9.9 | 0.8 | 365 | 8.9915 | 0.16196 | 9 | 0.1535
83448 | 3.465 | 0.8 | 365 | 3.147 | 0.50668 | 3 | 0.65373
83922 | 12.25 | 0.8 | 365 | 11.1259 | 0.60949 | 11 | 0.73539
83997 | 4.845 | 0.8 | 365 | 4.4004 | 0.2929 | 4 | 0.6933
83999 | 4.93 | 0.8 | 365 | 4.4776 | 0.52611 | 5 | 0.0037132
83996 | 9.86 | 0.8 | 365 | 8.9552 | 0.052212 | 9 | 0.0074264
83995 | 4.35 | 0.8 | 365 | 3.9508 | 0.9348 | 4 | 0.88563
83970 | 10.44 | 0.8 | 365 | 9.482 | 0.64352 | 10 | 0.12551
84002 | 11.02 | 0.8 | 365 | 10.0088 | 0.23482 | 10 | 0.24359
84000 | 4.64 | 0.8 | 365 | 4.2142 | 0.73045 | 4 | 0.94467
84003 | 11.02 | 0.8 | 365 | 10.0088 | 0.23482 | 10 | 0.24359
83998 | 11.89 | 0.8 | 365 | 10.7989 | 0.62178 | 11 | 0.42072
83994 | 3.92 | 0.8 | 365 | 3.5603 | 0.75504 | 4 | 0.31533
84015 | 5.8 | 0.8 | 365 | 5.2678 | 0.91307 | 6 | 0.18084
84014 | 8.12 | 0.8 | 365 | 7.3749 | 0.27829 | 7 | 0.65317
84001 | 10.36 | 0.8 | 365 | 9.4093 | 0.42403 | 9 | 0.83336
83973 | 5.22 | 0.8 | 365 | 4.741 | 0.32176 | 5 | 0.062755
83953 | 6.38 | 0.8 | 365 | 5.7946 | 0.50437 | 6 | 0.29892
83951 | 3.99 | 0.8 | 365 | 3.6239 | 0.94709 | 4 | 0.57096
83950 | 6.38 | 0.8 | 365 | 5.7946 | 0.50437 | 6 | 0.29892
83949 | 8.41 | 0.8 | 365 | 7.6383 | 0.073945 | 7 | 0.71222
83948 | 5.8 | 0.8 | 365 | 5.2678 | 0.91307 | 6 | 0.18084
83947 | 5.51 | 0.8 | 365 | 5.0044 | 0.11741 | 5 | 0.1218
83946 | 8.41 | 0.8 | 365 | 7.6383 | 0.073945 | 7 | 0.71222
83945 | 12.88 | 0.8 | 365 | 11.6981 | 0.33798 | 12 | 0.03607
83944 | 12.18 | 0.8 | 365 | 11.0623 | 0.41744 | 11 | 0.47976
83940 | 10.44 | 0.8 | 365 | 9.482 | 0.64352 | 10 | 0.12551
83935 | 6.72 | 0.8 | 365 | 6.1034 | 0.43721 | 6 | 0.54056
83932 | 6.96 | 0.8 | 365 | 6.3213 | 0.095679 | 6 | 0.41701
83682 | 6.38 | 0.8 | 365 | 5.7946 | 0.50437 | 6 | 0.29892
83498 | 6.67 | 0.8 | 365 | 6.0579 | 0.30003 | 6 | 0.35796
83509 | 2.61 | 0.8 | 365 | 2.3705 | 0.16088 | 2 | 0.53138
83917 | 5.8 | 0.8 | 365 | 5.2678 | 0.91307 | 6 | 0.18084
83941 | 7.625 | 1 | 365 | 8.6566 | 0.15024 | 8 | 0.80687
84023 | 8.45 | 0.8 | 365 | 7.6746 | 0.18369 | 7 | 0.85829
71950 | 179.215 | 0.7 | 365 | 142.4235 | 0.23751 | 142 | 0.66096
64413 | 285.12 | 0.7 | 365 | 226.5869 | 0.48131 | 227 | 0.068228
83569 | 6 | 1 | 365 | 6.8118 | 0.57724 | 7 | 0.38902
7358 | 186.66 | 0.7 | 365 | 148.34 | 0.11056 | 148 | 0.4506
83648 | 6.867 | 0.8 | 365 | 6.2369 | 0.84052 | 7 | 0.077383
83282 | 6.2 | 0.8 | 365 | 5.6311 | 0.010518 | 5 | 0.64159
83315 | 9.45 | 0.8 | 365 | 8.5828 | 0.92732 | 9 | 0.51016
78189 | 144 | 0.6 | 365 | 98.0896 | 0.31226 | 98 | 0.40183
82957 | 29.7 | 0.6 | 365 | 20.231 | 0.1144 | 20 | 0.34538
34801 | 1836 | 0.9 | 365 | 1875.9631 | 0.9719 | 1876 | 0.93501
65180 | 27.645 | 0.7 | 365 | 21.9697 | 0.36674 | 22 | 0.33642
83983 | 10.915 | 0.8 | 365 | 9.9134 | 0.94674 | 10 | 0.86015
83979 | 12.25 | 0.8 | 365 | 11.1259 | 0.60949 | 11 | 0.73539
82039 | 60.16 | 0.6 | 365 | 40.9796 | 0.79268 | 41 | 0.77232
83975 | 13.65 | 0.8 | 365 | 12.3974 | 0.45058 | 12 | 0.84801
83974 | 6.82 | 0.8 | 365 | 6.1942 | 0.71157 | 6 | 0.90575
83972 | 10.385 | 0.8 | 365 | 9.432 | 0.49262 | 9 | 0.92466
83968 | 9.66 | 0.8 | 365 | 8.7736 | 0.50349 | 9 | 0.27705
83939 | 9.8 | 0.8 | 365 | 8.9007 | 0.88759 | 9 | 0.78831
83938 | 6.03 | 0.8 | 365 | 5.4767 | 0.5441 | 6 | 0.020769
83936 | 7.7 | 0.8 | 365 | 6.9934 | 0.12597 | 7 | 0.11939
83934 | 7.2 | 0.8 | 365 | 6.5393 | 0.75415 | 7 | 0.29346
83931 | 3.25 | 0.8 | 365 | 2.9518 | 0.9168 | 3 | 0.86857
83930 | 8.4 | 0.8 | 365 | 7.6292 | 0.046509 | 7 | 0.6757
83985 | 5.1 | 0.8 | 365 | 4.632 | 0.99252 | 5 | 0.62453
83987 | 9.92 | 0.8 | 365 | 9.0097 | 0.21683 | 9 | 0.22654
83988 | 5.36 | 0.8 | 365 | 4.8681 | 0.70587 | 5 | 0.57402
83992 | 8.99 | 0.8 | 365 | 8.165 | 0.66525 | 8 | 0.8303
83993 | 15.05 | 0.8 | 365 | 13.669 | 0.29166 | 13 | 0.96063
84018 | 24.85 | 0.8 | 365 | 22.5697 | 0.17926 | 22 | 0.74894
84020 | 9.72 | 0.8 | 365 | 8.8281 | 0.6681 | 9 | 0.49616
84022 | 9.57 | 0.8 | 365 | 8.6918 | 0.25656 | 8 | 0.94838
84025 | 6.365 | 0.8 | 365 | 5.7809 | 0.46322 | 6 | 0.24414
84026 | 5.58 | 0.8 | 365 | 5.068 | 0.30947 | 5 | 0.37743
84031 | 11.2 | 0.8 | 365 | 10.1723 | 0.72868 | 10 | 0.90093
84024 | 2.32 | 0.8 | 365 | 2.1071 | 0.36523 | 2 | 0.47234
84021 | 4.35 | 0.8 | 365 | 3.9508 | 0.9348 | 4 | 0.88563
84019 | 7.25 | 0.8 | 365 | 6.5847 | 0.89133 | 7 | 0.47605
83450 | 392.04 | 0.6 | 365 | 267.0489 | 0.71012 | 267 | 0.75898
84013 | 7.54 | 0.8 | 365 | 6.8481 | 0.68699 | 7 | 0.53509
84012 | 10.92 | 0.8 | 365 | 9.9179 | 0.96046 | 10 | 0.87841
84010 | 8.12 | 0.8 | 365 | 7.3749 | 0.27829 | 7 | 0.65317
84072 | 6 | 0.8 | 365 | 5.4494 | 0.46179 | 5 | 0.91121
84091 | 10.05 | 0.8 | 365 | 9.1278 | 0.5735 | 9 | 0.70128
84092 | 3.66 | 0.8 | 365 | 3.3241 | 0.041693 | 3 | 0.36584
84071 | 6.57 | 0.8 | 365 | 5.9671 | 0.025662 | 5 | 0.99278
84070 | 7.08 | 0.8 | 365 | 6.4303 | 0.42491 | 6 | 0.85523
84062 | 13.4 | 0.8 | 365 | 12.1704 | 0.76467 | 12 | 0.93504
84069 | 4.32 | 0.8 | 365 | 3.9236 | 0.85249 | 4 | 0.77607
84068 | 8.4 | 0.8 | 365 | 7.6292 | 0.046509 | 7 | 0.6757
84067 | 6.12 | 0.8 | 365 | 5.5584 | 0.79103 | 6 | 0.34944
75590 | 65.28 | 0.6 | 365 | 44.4673 | 0.32822 | 44 | 0.7955
84066 | 13 | 0.8 | 365 | 11.8071 | 0.66722 | 12 | 0.47429
84079 | 6.27 | 0.8 | 365 | 5.6946 | 0.20257 | 5 | 0.89722
84078 | 11.115 | 0.8 | 365 | 10.0951 | 0.49547 | 10 | 0.59052
84074 | 11.22 | 0.8 | 365 | 10.1904 | 0.78355 | 10 | 0.97397
84073 | 6.27 | 0.8 | 365 | 5.6946 | 0.20257 | 5 | 0.89722
84054 | 7.59 | 0.8 | 365 | 6.8935 | 0.82417 | 7 | 0.71768
84051 | 7.41 | 0.8 | 365 | 6.73 | 0.33031 | 7 | 0.060348
83927 | 10.2 | 0.8 | 365 | 9.264 | 0.98505 | 10 | 0.24906
82032 | 41.76 | 0.6 | 365 | 28.446 | 0.93055 | 29 | 0.37653
83838 | 10.075 | 0.8 | 365 | 9.1505 | 0.64209 | 9 | 0.79258
83913 | 9.1 | 0.8 | 365 | 8.265 | 0.96705 | 9 | 0.23201
83644 | 7.2 | 0.8 | 365 | 6.5393 | 0.75415 | 7 | 0.29346
83345 | 8.25 | 0.8 | 365 | 7.493 | 0.63496 | 8 | 0.12792
83441 | 10.23 | 0.8 | 365 | 9.2913 | 0.067355 | 9 | 0.35862
83455 | 11.97 | 0.8 | 365 | 10.8716 | 0.84128 | 11 | 0.71287
83487 | 5.28 | 0.8 | 365 | 4.7955 | 0.48638 | 5 | 0.28187
83664 | 11.7 | 0.8 | 365 | 10.6264 | 0.10049 | 10 | 0.72686
83476 | 9.45 | 0.8 | 365 | 8.5828 | 0.92732 | 9 | 0.51016
83616 | 9.28 | 0.8 | 365 | 8.4284 | 0.4609 | 8 | 0.88934
83623 | 7.25 | 0.8 | 365 | 6.5847 | 0.89133 | 7 | 0.47605
83561 | 2.4 | 0.8 | 365 | 2.1798 | 0.58472 | 2 | 0.76449
83928 | 11.55 | 0.8 | 365 | 10.4901 | 0.68895 | 11 | 0.17908
83963 | 12.426 | 0.8 | 365 | 11.2858 | 0.092371 | 11 | 0.37812
36265 | 229.14 | 1 | 365 | 260.1417 | 0.8448 | 260 | 0.98652
36268 | 367.83 | 1 | 365 | 417.5959 | 0.4877 | 418 | 0.083626
36247 | 156.78 | 1 | 365 | 177.9917 | 0.68328 | 178 | 0.67499
83971 | 8.1 | 0.8 | 365 | 7.3567 | 0.22342 | 7 | 0.58014
51635 | 1400.3 | 1 | 365 | 1589.755 | 0.38486 | 1590 | 0.13985
83814 | 9.57 | 0.8 | 365 | 8.6918 | 0.25656 | 8 | 0.94838
83816 | 12.76 | 0.8 | 365 | 11.5891 | 0.0087443 | 11 | 0.59785
81595 | 13.6 | 0.8 | 365 | 12.352 | 0.3134 | 12 | 0.66542
83535 | 4.725 | 0.8 | 365 | 4.2914 | 0.96366 | 5 | 0.25508
83169 | 12.395 | 0.8 | 365 | 11.2576 | 0.0073186 | 11 | 0.26491
83416 | 5.525 | 0.8 | 365 | 5.018 | 0.15857 | 5 | 0.17658
83716 | 11.02 | 0.8 | 365 | 10.0088 | 0.23482 | 10 | 0.24359
83976 | 9 | 0.8 | 365 | 8.1741 | 0.69269 | 8 | 0.86682
83854 | 5.76 | 0.8 | 365 | 5.2314 | 0.80332 | 6 | 0.034764
83723 | 13.275 | 0.8 | 365 | 12.0568 | 0.42171 | 12 | 0.47856
83304 | 11.16 | 0.8 | 365 | 10.1359 | 0.61893 | 10 | 0.75486
83825 | 6 | 0.8 | 365 | 5.4494 | 0.46179 | 5 | 0.91121
83740 | 4.14 | 0.8 | 365 | 3.7601 | 0.35864 | 4 | 0.11874
83955 | 10.325 | 0.8 | 365 | 9.3775 | 0.328 | 9 | 0.70555
83958 | 12 | 0.8 | 365 | 10.8988 | 0.92358 | 11 | 0.82243
83961 | 9.6 | 0.8 | 365 | 8.7191 | 0.33887 | 9 | 0.05794
83962 | 6.785 | 0.8 | 365 | 6.1624 | 0.61554 | 6 | 0.77793
83924 | 5.22 | 0.8 | 365 | 4.741 | 0.32176 | 5 | 0.062755
83965 | 13.42 | 0.8 | 365 | 12.1885 | 0.81954 | 13 | 0.0080793
83966 | 5.31 | 0.8 | 365 | 4.8227 | 0.56869 | 5 | 0.39142
83967 | 9.145 | 0.8 | 365 | 8.3058 | 0.090515 | 8 | 0.39634
83954 | 9.92 | 0.8 | 365 | 9.0097 | 0.21683 | 9 | 0.22654
83978 | 5.355 | 0.8 | 365 | 4.8636 | 0.69215 | 5 | 0.55576
83981 | 11.6 | 0.8 | 365 | 10.5355 | 0.82613 | 11 | 0.36168
83984 | 9.28 | 0.8 | 365 | 8.4284 | 0.4609 | 8 | 0.88934
83989 | 10.15 | 0.8 | 365 | 9.2186 | 0.84786 | 10 | 0.066468
84004 | 13.275 | 0.8 | 365 | 12.0568 | 0.42171 | 12 | 0.47856
84005 | 6.38 | 0.8 | 365 | 5.7946 | 0.50437 | 6 | 0.29892
84016 | 5.67 | 0.8 | 365 | 5.1497 | 0.55639 | 5 | 0.7061
84028 | 4.35 | 0.8 | 365 | 3.9508 | 0.9348 | 4 | 0.88563
84029 | 6.44 | 0.8 | 365 | 5.849 | 0.66899 | 6 | 0.51804
84030 | 6.44 | 0.8 | 365 | 5.849 | 0.66899 | 6 | 0.51804
84033 | 7.375 | 0.8 | 365 | 6.6982 | 0.23429 | 6 | 0.93253
84034 | 3.835 | 0.8 | 365 | 3.4831 | 0.52183 | 4 | 0.0049168
84035 | 8.85 | 0.8 | 365 | 8.0379 | 0.28114 | 8 | 0.31904
84037 | 7.67 | 0.8 | 365 | 6.9662 | 0.043657 | 7 | 0.0098337
84038 | 4.13 | 0.8 | 365 | 3.751 | 0.3312 | 4 | 0.082218
84040 | 2.95 | 0.8 | 365 | 2.6793 | 0.093714 | 2 | 0.77301
84041 | 7.375 | 0.8 | 365 | 6.6982 | 0.23429 | 6 | 0.93253
84042 | 3.835 | 0.8 | 365 | 3.4831 | 0.52183 | 4 | 0.0049168
84043 | 9.57 | 0.8 | 365 | 8.6918 | 0.25656 | 8 | 0.94838
84044 | 6.49 | 0.8 | 365 | 5.8945 | 0.80617 | 6 | 0.70063
84045 | 3.245 | 0.8 | 365 | 2.9472 | 0.90309 | 3 | 0.85031
84046 | 9.44 | 0.8 | 365 | 8.5738 | 0.89989 | 9 | 0.47364
84047 | 3.54 | 0.8 | 365 | 3.2152 | 0.71246 | 3 | 0.92762
84048 | 5.31 | 0.8 | 365 | 4.8227 | 0.56869 | 5 | 0.39142
84050 | 6.785 | 0.8 | 365 | 6.1624 | 0.61554 | 6 | 0.77793
84052 | 7.08 | 0.8 | 365 | 6.4303 | 0.42491 | 6 | 0.85523
84053 | 12.98 | 0.8 | 365 | 11.7889 | 0.61234 | 12 | 0.40126
84057 | 6.49 | 0.8 | 365 | 5.8945 | 0.80617 | 6 | 0.70063
84082 | 3.36 | 0.8 | 365 | 3.0517 | 0.2186 | 3 | 0.27028
84056 | 5.8 | 0.8 | 365 | 5.2678 | 0.91307 | 6 | 0.18084
84055 | 10.36 | 0.8 | 365 | 9.4093 | 0.42403 | 9 | 0.83336
84197 | 4.725 | 0.8 | 365 | 4.2914 | 0.96366 | 5 | 0.25508
83896 | 8.775 | 0.8 | 365 | 7.9698 | 0.075371 | 8 | 0.045149
83718 | 33 | 0.6 | 365 | 22.4789 | 0.90489 | 23 | 0.38375
81887 | 4.16 | 0.8 | 365 | 3.7783 | 0.41351 | 4 | 0.19177
83555 | 6.785 | 0.8 | 365 | 6.1624 | 0.61554 | 6 | 0.77793
84084 | 9.28 | 0.8 | 365 | 8.4284 | 0.4609 | 8 | 0.88934
42965 | 110.25 | 0.9 | 365 | 112.6497 | 0.29611 | 112 | 0.94585
51632 | 2768.775 | 1 | 365 | 3143.3792 | 0.62461 | 3144 | 0.0037959
51633 | 2768.775 | 1 | 365 | 3143.3792 | 0.62461 | 3144 | 0.0037959
79706 | 25.2 | 0.6 | 365 | 17.1657 | 0.85464 | 18 | 0.02032
84157 | 10.325 | 0.8 | 365 | 9.3775 | 0.328 | 9 | 0.70555
79804 | 5.12 | 0.8 | 365 | 4.6502 | 0.047396 | 4 | 0.69757
79833 | 4.96 | 0.8 | 365 | 4.5049 | 0.60841 | 5 | 0.11327
81922 | 7.83 | 0.8 | 365 | 7.1115 | 0.48264 | 7 | 0.59413
84178 | 14.28 | 0.8 | 365 | 12.9696 | 0.17906 | 13 | 0.14869
84179 | 7.56 | 0.8 | 365 | 6.8663 | 0.74186 | 7 | 0.60813
84181 | 10.54 | 0.8 | 365 | 9.5728 | 0.91788 | 10 | 0.4907
84188 | 14.21 | 0.8 | 365 | 12.906 | 0.98701 | 13 | 0.89306
83442 | 7.54 | 0.8 | 365 | 6.8481 | 0.68699 | 7 | 0.53509
83524 | 8.96 | 0.8 | 365 | 8.1378 | 0.58294 | 8 | 0.72074
83453 | 218.88 | 0.55 | 365 | 136.6715 | 0.86174 | 137 | 0.53322
84058 | 6.195 | 0.8 | 365 | 5.6265 | 0.9968 | 6 | 0.62333
84061 | 12.54 | 0.8 | 365 | 11.3893 | 0.40515 | 11 | 0.79443
84065 | 5.22 | 0.8 | 365 | 4.741 | 0.32176 | 5 | 0.062755
84089 | 24.7 | 0.8 | 365 | 22.4334 | 0.76771 | 23 | 0.20116
81784 | 14.14 | 0.8 | 365 | 12.8425 | 0.79496 | 13 | 0.63742
34792 | 1348.71 | 0.7 | 365 | 1071.8295 | 0.81843 | 1072 | 0.64797
84099 | 9.75 | 0.8 | 365 | 8.8553 | 0.75041 | 9 | 0.60572
84100 | 5.32 | 0.8 | 365 | 4.8318 | 0.59612 | 5 | 0.42794
84101 | 15.6 | 0.8 | 365 | 14.1685 | 0.80066 | 14 | 0.96915
84103 | 8.05 | 0.8 | 365 | 7.3113 | 0.086238 | 7 | 0.39754
83909 | 12.6 | 0.8 | 365 | 11.4438 | 0.56976 | 12 | 0.013547
84113 | 7.92 | 0.8 | 365 | 7.1932 | 0.72957 | 7 | 0.9228
84114 | 6.3 | 0.8 | 365 | 5.7219 | 0.28488 | 6 | 0.0067734
84115 | 6.6 | 0.8 | 365 | 5.9944 | 0.10797 | 6 | 0.10233
84116 | 7.8 | 0.8 | 365 | 7.0842 | 0.40033 | 7 | 0.48458
84117 | 15.48 | 0.8 | 365 | 14.0595 | 0.47142 | 14 | 0.53093
84118 | 9.715 | 0.8 | 365 | 8.8235 | 0.65438 | 9 | 0.47791
84119 | 3.48 | 0.8 | 365 | 3.1607 | 0.54784 | 3 | 0.7085
84076 | 7.92 | 0.8 | 365 | 7.1932 | 0.72957 | 7 | 0.9228
84120 | 7.25 | 0.8 | 365 | 6.5847 | 0.89133 | 7 | 0.47605
84121 | 6.96 | 0.8 | 365 | 6.3213 | 0.095679 | 6 | 0.41701
84122 | 6.67 | 0.8 | 365 | 6.0579 | 0.30003 | 6 | 0.35796
84123 | 10.5 | 0.8 | 365 | 9.5365 | 0.80814 | 10 | 0.34462
83107 | 11.7 | 0.8 | 365 | 10.6264 | 0.10049 | 10 | 0.72686
83803 | 4.425 | 0.8 | 365 | 4.0189 | 0.14057 | 4 | 0.15952
84109 | 6.67 | 0.8 | 365 | 6.0579 | 0.30003 | 6 | 0.35796
84110 | 9.45 | 0.8 | 365 | 8.5828 | 0.92732 | 9 | 0.51016
84107 | 13.44 | 0.8 | 365 | 12.2067 | 0.87441 | 13 | 0.081117
84124 | 8.555 | 0.8 | 365 | 7.77 | 0.47177 | 8 | 0.24174
84125 | 4.72 | 0.8 | 365 | 4.2869 | 0.94994 | 5 | 0.23682
84127 | 3.54 | 0.8 | 365 | 3.2152 | 0.71246 | 3 | 0.92762
84130 | 11.6 | 0.8 | 365 | 10.5355 | 0.82613 | 11 | 0.36168
84131 | 4.425 | 0.8 | 365 | 4.0189 | 0.14057 | 4 | 0.15952
84132 | 12.095 | 0.8 | 365 | 10.9851 | 0.18423 | 11 | 0.16935
84133 | 8.7 | 0.8 | 365 | 7.9017 | 0.8696 | 8 | 0.77126
84134 | 9 | 0.8 | 365 | 8.1741 | 0.69269 | 8 | 0.86682
84135 | 10.03 | 0.8 | 365 | 9.1096 | 0.51863 | 9 | 0.62824
84136 | 9 | 0.8 | 365 | 8.1741 | 0.69269 | 8 | 0.86682
84140 | 5.31 | 0.8 | 365 | 4.8227 | 0.56869 | 5 | 0.39142
84112 | 5.5 | 0.8 | 365 | 4.9953 | 0.089976 | 5 | 0.085278
83783 | 12.18 | 0.8 | 365 | 11.0623 | 0.41744 | 11 | 0.47976
84088 | 4.93 | 0.8 | 365 | 4.4776 | 0.52611 | 5 | 0.0037132
84090 | 9.86 | 0.8 | 365 | 8.9552 | 0.052212 | 9 | 0.0074264
84093 | 12.18 | 0.8 | 365 | 11.0623 | 0.41744 | 11 | 0.47976
84094 | 7.28 | 0.8 | 365 | 6.612 | 0.97364 | 7 | 0.5856
84095 | 4.35 | 0.8 | 365 | 3.9508 | 0.9348 | 4 | 0.88563
84096 | 8.12 | 0.8 | 365 | 7.3749 | 0.27829 | 7 | 0.65317
84097 | 10.44 | 0.8 | 365 | 9.482 | 0.64352 | 10 | 0.12551
83626 | 7.2 | 0.8 | 365 | 6.5393 | 0.75415 | 7 | 0.29346
84098 | 13.34 | 0.8 | 365 | 12.1159 | 0.60005 | 12 | 0.71593
84106 | 10.44 | 0.8 | 365 | 9.482 | 0.64352 | 10 | 0.12551
84145 | 12 | 0.8 | 365 | 10.8988 | 0.92358 | 11 | 0.82243
84146 | 8.4 | 0.8 | 365 | 7.6292 | 0.046509 | 7 | 0.6757
84148 | 12 | 0.8 | 365 | 10.8988 | 0.92358 | 11 | 0.82243
84149 | 12 | 0.8 | 365 | 10.8988 | 0.92358 | 11 | 0.82243
84151 | 12.6 | 0.8 | 365 | 11.4438 | 0.56976 | 12 | 0.013547
84152 | 8.71 | 0.8 | 365 | 7.9107 | 0.89703 | 8 | 0.80778
84153 | 7.035 | 0.8 | 365 | 6.3894 | 0.30145 | 6 | 0.6909
84155 | 6.96 | 0.8 | 365 | 6.3213 | 0.095679 | 6 | 0.41701
84156 | 13.5 | 0.8 | 365 | 12.2612 | 0.039032 | 12 | 0.30023
84158 | 7.475 | 0.8 | 365 | 6.7891 | 0.50865 | 7 | 0.29772
81932 | 730.71 | 0.6 | 365 | 497.7433 | 0.5995 | 498 | 0.34279
84159 | 6.4 | 0.8 | 365 | 5.8127 | 0.55924 | 6 | 0.37196
84161 | 9.715 | 0.8 | 365 | 8.8235 | 0.65438 | 9 | 0.47791
84087 | 3.355 | 0.8 | 365 | 3.0471 | 0.20489 | 3 | 0.25202
84162 | 4.06 | 0.8 | 365 | 3.6874 | 0.13915 | 3 | 0.82659
84164 | 18.3 | 0.8 | 365 | 16.6207 | 0.20847 | 16 | 0.8292
84167 | 10.73 | 0.8 | 365 | 9.7454 | 0.43917 | 10 | 0.18455
84168 | 5.605 | 0.8 | 365 | 5.0907 | 0.37806 | 5 | 0.46872
84163 | 8.12 | 0.8 | 365 | 7.3749 | 0.27829 | 7 | 0.65317
84173 | 4.875 | 0.8 | 365 | 4.4277 | 0.37521 | 4 | 0.80286
84059 | 11.7 | 0.8 | 365 | 10.6264 | 0.10049 | 10 | 0.72686
83991 | 11.52 | 0.8 | 365 | 10.4629 | 0.60664 | 11 | 0.069529
83839 | 6.3 | 0.8 | 365 | 5.7219 | 0.28488 | 6 | 0.0067734
84174 | 12.21 | 0.8 | 365 | 11.0896 | 0.49975 | 11 | 0.58932
84175 | 3.2 | 0.8 | 365 | 2.9064 | 0.77962 | 3 | 0.68598
84176 | 7.015 | 0.8 | 365 | 6.3713 | 0.24658 | 6 | 0.61786
84177 | 17.6 | 0.8 | 365 | 15.985 | 0.28792 | 16 | 0.27289
84180 | 10.5 | 0.8 | 365 | 9.5365 | 0.80814 | 10 | 0.34462
84183 | 6.84 | 0.8 | 365 | 6.2123 | 0.76644 | 6 | 0.97878
84184 | 8.4 | 0.8 | 365 | 7.6292 | 0.046509 | 7 | 0.6757
84185 | 6.27 | 0.8 | 365 | 5.6946 | 0.20257 | 5 | 0.89722
84187 | 6.27 | 0.8 | 365 | 5.6946 | 0.20257 | 5 | 0.89722
84190 | 6.27 | 0.8 | 365 | 5.6946 | 0.20257 | 5 | 0.89722
84193 | 8.45 | 0.8 | 365 | 7.6746 | 0.18369 | 7 | 0.85829
84194 | 9.145 | 0.8 | 365 | 8.3058 | 0.090515 | 8 | 0.39634
84108 | 13.34 | 0.8 | 365 | 12.1159 | 0.60005 | 12 | 0.71593
84198 | 15.12 | 0.8 | 365 | 13.7325 | 0.48372 | 14 | 0.21626
84199 | 5.51 | 0.8 | 365 | 5.0044 | 0.11741 | 5 | 0.1218
84201 | 12.24 | 0.8 | 365 | 11.1168 | 0.58206 | 11 | 0.69887
84202 | 5.232 | 0.8 | 365 | 4.7519 | 0.35468 | 5 | 0.10658
84186 | 13.92 | 0.8 | 365 | 12.6427 | 0.19136 | 12 | 0.83401
84204 | 5.13 | 0.8 | 365 | 4.6593 | 0.074832 | 4 | 0.73409
84189 | 2.9 | 0.8 | 365 | 2.6339 | 0.95653 | 3 | 0.59042
84205 | 15.81 | 0.8 | 365 | 14.3592 | 0.37682 | 14 | 0.73605
84192 | 6.84 | 0.8 | 365 | 6.2123 | 0.76644 | 6 | 0.97878
83255 | 33 | 0.6 | 365 | 22.4789 | 0.90489 | 23 | 0.38375
84206 | 13.33 | 0.8 | 365 | 12.1068 | 0.57261 | 12 | 0.67941
83550 | 6.41 | 0.8 | 365 | 5.8218 | 0.58668 | 6 | 0.40848
83777 | 7.2 | 0.8 | 365 | 6.5393 | 0.75415 | 7 | 0.29346
83775 | 9.715 | 0.8 | 365 | 8.8235 | 0.65438 | 9 | 0.47791
84209 | 7.965 | 0.8 | 365 | 7.2341 | 0.85303 | 8 | 0.087135
82435 | 149.41 | 0.6 | 365 | 101.7747 | 0.44454 | 102 | 0.21929
64958 | 659.34 | 0.7 | 365 | 523.9822 | 0.86303 | 524 | 0.84528
78206 | 164 | 0.6 | 365 | 111.7131 | 0.46674 | 112 | 0.17986
83773 | 10.695 | 0.8 | 365 | 9.7136 | 0.34314 | 10 | 0.056737
84210 | 8.7 | 0.8 | 365 | 7.9017 | 0.8696 | 8 | 0.77126
84211 | 7.25 | 0.8 | 365 | 6.5847 | 0.89133 | 7 | 0.47605
84195 | 4.64 | 0.8 | 365 | 4.2142 | 0.73045 | 4 | 0.94467
84207 | 13.63 | 0.8 | 365 | 12.3793 | 0.3957 | 12 | 0.77497
83942 | 9.3 | 0.8 | 365 | 8.4466 | 0.51578 | 8 | 0.96238
84215 | 10.075 | 0.8 | 365 | 9.1505 | 0.64209 | 9 | 0.79258
84216 | 6.12 | 0.8 | 365 | 5.5584 | 0.79103 | 6 | 0.34944
84218 | 4.578 | 0.8 | 365 | 4.1579 | 0.56035 | 4 | 0.71826
84219 | 13.12 | 0.8 | 365 | 11.9161 | 0.99645 | 12 | 0.91252
84220 | 4.95 | 0.8 | 365 | 4.4958 | 0.58098 | 5 | 0.076751
84222 | 3.835 | 0.8 | 365 | 3.4831 | 0.52183 | 4 | 0.0049168
84223 | 11.61 | 0.8 | 365 | 10.5446 | 0.85357 | 11 | 0.3982
84006 | 6.84 | 0.8 | 365 | 6.2123 | 0.76644 | 6 | 0.97878
84224 | 5.865 | 0.8 | 365 | 5.3268 | 0.091402 | 5 | 0.41821
84225 | 7 | 0.8 | 365 | 6.3577 | 0.20542 | 6 | 0.56308
84227 | 6.7 | 0.8 | 365 | 6.0852 | 0.38233 | 6 | 0.46752
84226 | 13.275 | 0.8 | 365 | 12.0568 | 0.42171 | 12 | 0.47856
84228 | 9.9 | 0.8 | 365 | 8.9915 | 0.16196 | 9 | 0.1535
84229 | 14.025 | 0.8 | 365 | 12.738 | 0.47944 | 13 | 0.21746
84009 | 12.095 | 0.8 | 365 | 10.9851 | 0.18423 | 11 | 0.16935
79387 | 15.9 | 0.8 | 365 | 14.441 | 0.62375 | 15 | 0.064714
84235 | 5.94 | 0.8 | 365 | 5.3949 | 0.29717 | 5 | 0.6921
84236 | 4.845 | 0.8 | 365 | 4.4004 | 0.2929 | 4 | 0.6933
84237 | 11.88 | 0.8 | 365 | 10.7899 | 0.59435 | 11 | 0.3842
83943 | 8.04 | 0.8 | 365 | 7.3022 | 0.058801 | 7 | 0.36103
35126 | 257.95 | 0.8 | 365 | 234.2797 | 0.71987 | 234 | 0.99956
35130 | 644.875 | 0.8 | 365 | 585.6992 | 0.29969 | 585 | 0.99889
35133 | 648.56 | 0.8 | 365 | 589.0461 | 0.40997 | 589 | 0.45603
35111 | 644.875 | 0.8 | 365 | 585.6992 | 0.29969 | 585 | 0.99889
84147 | 9 | 0.8 | 365 | 8.1741 | 0.69269 | 8 | 0.86682
84200 | 8.25 | 0.8 | 365 | 7.493 | 0.63496 | 8 | 0.12792
83411 | 17.4 | 0.8 | 365 | 15.8033 | 0.7392 | 16 | 0.54252
83956 | 5.12 | 0.8 | 365 | 4.6502 | 0.047396 | 4 | 0.69757
84126 | 10.08 | 0.8 | 365 | 9.155 | 0.65581 | 9 | 0.81084
84128 | 12.095 | 0.8 | 365 | 10.9851 | 0.18423 | 11 | 0.16935
84129 | 6.195 | 0.8 | 365 | 5.6265 | 0.9968 | 6 | 0.62333
84137 | 7.54 | 0.8 | 365 | 6.8481 | 0.68699 | 7 | 0.53509
84138 | 3.54 | 0.8 | 365 | 3.2152 | 0.71246 | 3 | 0.92762
84032 | 5.525 | 0.8 | 365 | 5.018 | 0.15857 | 5 | 0.17658
84166 | 10.05 | 0.8 | 365 | 9.1278 | 0.5735 | 9 | 0.70128
84111 | 6.4 | 0.8 | 365 | 5.8127 | 0.55924 | 6 | 0.37196
84063 | 11.02 | 0.8 | 365 | 10.0088 | 0.23482 | 10 | 0.24359
83537 | 5.67 | 0.8 | 365 | 5.1497 | 0.55639 | 5 | 0.7061
84238 | 6.54 | 0.8 | 365 | 5.9399 | 0.94335 | 6 | 0.88322
84239 | 10.35 | 0.8 | 365 | 9.4003 | 0.39659 | 9 | 0.79684
84240 | 7.37 | 0.8 | 365 | 6.6937 | 0.22057 | 6 | 0.91427
84214 | 8.41 | 0.8 | 365 | 7.6383 | 0.073945 | 7 | 0.71222
83410 | 12.685 | 0.8 | 365 | 11.521 | 0.80297 | 12 | 0.32396
84233 | 5.04 | 0.8 | 365 | 4.5775 | 0.82791 | 5 | 0.40542
84234 | 6.67 | 0.8 | 365 | 6.0579 | 0.30003 | 6 | 0.35796
84245 | 9.57 | 0.8 | 365 | 8.6918 | 0.25656 | 8 | 0.94838
84241 | 7.7 | 0.8 | 365 | 6.9934 | 0.12597 | 7 | 0.11939
84246 | 8.71 | 0.8 | 365 | 7.9107 | 0.89703 | 8 | 0.80778
84247 | 7.8 | 0.8 | 365 | 7.0842 | 0.40033 | 7 | 0.48458
84248 | 7.8 | 0.8 | 365 | 7.0842 | 0.40033 | 7 | 0.48458
84251 | 7.5 | 0.8 | 365 | 6.8118 | 0.57724 | 7 | 0.38902
84252 | 6.72 | 0.8 | 365 | 6.1034 | 0.43721 | 6 | 0.54056
84254 | 14.7 | 0.8 | 365 | 13.3511 | 0.33139 | 13 | 0.68247
84255 | 14.1 | 0.8 | 365 | 12.8061 | 0.68521 | 13 | 0.49135
84256 | 3.66 | 0.8 | 365 | 3.3241 | 0.041693 | 3 | 0.36584
84258 | 5.1 | 0.8 | 365 | 4.632 | 0.99252 | 5 | 0.62453
84261 | 10.62 | 0.8 | 365 | 9.6455 | 0.13737 | 9 | 0.78285
84263 | 9.145 | 0.8 | 365 | 8.3058 | 0.090515 | 8 | 0.39634
84265 | 7 | 0.8 | 365 | 6.3577 | 0.20542 | 6 | 0.56308
84266 | 7.15 | 0.8 | 365 | 6.4939 | 0.61697 | 7 | 0.11086
84267 | 6.885 | 0.8 | 365 | 6.2532 | 0.88991 | 7 | 0.14312
82849 | 8.96 | 0.8 | 365 | 8.1378 | 0.58294 | 8 | 0.72074
84273 | 8.64 | 0.8 | 365 | 7.8472 | 0.70498 | 8 | 0.55215
84274 | 8.37 | 0.8 | 365 | 7.6019 | 0.9642 | 8 | 0.56614
84275 | 11.02 | 0.8 | 365 | 10.0088 | 0.23482 | 10 | 0.24359
84276 | 7.125 | 0.8 | 365 | 6.4712 | 0.54838 | 7 | 0.019565
84277 | 10.545 | 0.8 | 365 | 9.5774 | 0.9316 | 10 | 0.50896
84278 | 6.6 | 0.8 | 365 | 5.9944 | 0.10797 | 6 | 0.10233
84285 | 12.3 | 0.8 | 365 | 11.1713 | 0.74667 | 11 | 0.91799
84287 | 8.96 | 0.8 | 365 | 8.1378 | 0.58294 | 8 | 0.72074
84289 | 7.475 | 0.8 | 365 | 6.7891 | 0.50865 | 7 | 0.29772
84288 | 13.44 | 0.8 | 365 | 12.2067 | 0.87441 | 13 | 0.081117
84292 | 6.4 | 0.8 | 365 | 5.8127 | 0.55924 | 6 | 0.37196
84294 | 6.93 | 0.8 | 365 | 6.2941 | 0.01337 | 6 | 0.30745
84279 | 3.19 | 0.8 | 365 | 2.8973 | 0.75219 | 3 | 0.64946
84295 | 6.6 | 0.8 | 365 | 5.9944 | 0.10797 | 6 | 0.10233
84296 | 9.805 | 0.8 | 365 | 8.9053 | 0.90131 | 9 | 0.80657
84281 | 8.7 | 0.8 | 365 | 7.9017 | 0.8696 | 8 | 0.77126
84297 | 5.4 | 0.8 | 365 | 4.9045 | 0.81561 | 5 | 0.72009
84298 | 8.45 | 0.8 | 365 | 7.6746 | 0.18369 | 7 | 0.85829
84282 | 15.12 | 0.8 | 365 | 13.7325 | 0.48372 | 14 | 0.21626
84299 | 4.9 | 0.8 | 365 | 4.4504 | 0.4438 | 4 | 0.89416
84300 | 6.9 | 0.8 | 365 | 6.2668 | 0.93106 | 7 | 0.19789
84301 | 7.26 | 0.8 | 365 | 6.5938 | 0.91877 | 7 | 0.51257
84302 | 6.825 | 0.8 | 365 | 6.1987 | 0.72529 | 6 | 0.924
84304 | 6.825 | 0.8 | 365 | 6.1987 | 0.72529 | 6 | 0.924
84305 | 10.5 | 0.8 | 365 | 9.5365 | 0.80814 | 10 | 0.34462
84306 | 10.72 | 0.8 | 365 | 9.7363 | 0.41174 | 10 | 0.14803
84307 | 7.56 | 0.8 | 365 | 6.8663 | 0.74186 | 7 | 0.60813
84308 | 6 | 0.8 | 365 | 5.4494 | 0.46179 | 5 | 0.91121
84309 | 6.9 | 0.8 | 365 | 6.2668 | 0.93106 | 7 | 0.19789
84310 | 9.72 | 0.8 | 365 | 8.8281 | 0.6681 | 9 | 0.49616
84311 | 7.92 | 0.8 | 365 | 7.1932 | 0.72957 | 7 | 0.9228
84312 | 4.575 | 0.8 | 365 | 4.1552 | 0.55212 | 4 | 0.7073
84027 | 6.21 | 0.8 | 365 | 5.6402 | 0.037955 | 5 | 0.67811
84291 | 6.44 | 0.8 | 365 | 5.849 | 0.66899 | 6 | 0.51804
84315 | 3.77 | 0.8 | 365 | 3.4241 | 0.34349 | 3 | 0.76755
84318 | 9.975 | 0.8 | 365 | 9.0597 | 0.36773 | 9 | 0.42739
84317 | 13.4 | 0.8 | 365 | 12.1704 | 0.76467 | 12 | 0.93504
84320 | 7.965 | 0.8 | 365 | 7.2341 | 0.85303 | 8 | 0.087135
84321 | 12.18 | 0.8 | 365 | 11.0623 | 0.41744 | 11 | 0.47976
84323 | 8.85 | 0.8 | 365 | 8.0379 | 0.28114 | 8 | 0.31904
84324 | 5.94 | 0.8 | 365 | 5.3949 | 0.29717 | 5 | 0.6921
84322 | 3.41 | 0.8 | 365 | 3.0971 | 0.35579 | 3 | 0.45287
84325 | 11.8 | 0.8 | 365 | 10.7172 | 0.37486 | 11 | 0.092052
84326 | 5.015 | 0.8 | 365 | 4.5548 | 0.75931 | 5 | 0.31412
84332 | 5.6 | 0.8 | 365 | 5.0861 | 0.36434 | 5 | 0.45047
84334 | 10.85 | 0.8 | 365 | 9.8544 | 0.76841 | 10 | 0.62278
84336 | 10.15 | 0.8 | 365 | 9.2186 | 0.84786 | 10 | 0.066468
84337 | 6.3 | 0.8 | 365 | 5.7219 | 0.28488 | 6 | 0.0067734
84338 | 6.84 | 0.8 | 365 | 6.2123 | 0.76644 | 6 | 0.97878
84331 | 8.7 | 0.8 | 365 | 7.9017 | 0.8696 | 8 | 0.77126
84339 | 4.9 | 0.8 | 365 | 4.4504 | 0.4438 | 4 | 0.89416
84340 | 10.05 | 0.8 | 365 | 9.1278 | 0.5735 | 9 | 0.70128
84342 | 5.25 | 0.8 | 365 | 4.7682 | 0.40407 | 5 | 0.17231
80501 | 415.8 | 0.7 | 365 | 330.4393 | 0.20191 | 330 | 0.64117
81981 | 45 | 0.6 | 365 | 30.653 | 0.59758 | 31 | 0.25057
84243 | 5.985 | 0.8 | 365 | 5.4358 | 0.42064 | 5 | 0.85643
83041 | 10.44 | 0.8 | 365 | 9.482 | 0.64352 | 10 | 0.12551
84105 | 3.78 | 0.8 | 365 | 3.4331 | 0.37093 | 3 | 0.80406
84283 | 6.49 | 0.8 | 365 | 5.8945 | 0.80617 | 6 | 0.70063
82433 | 5.9 | 0.8 | 365 | 5.3586 | 0.18743 | 5 | 0.54603
84286 | 7.92 | 0.8 | 365 | 7.1932 | 0.72957 | 7 | 0.9228
47957 | 14.18 | 1 | 365 | 16.0985 | 0.63088 | 16 | 0.72937
84217 | 15.12 | 0.8 | 365 | 13.7325 | 0.48372 | 14 | 0.21626
83138 | 10.05 | 0.8 | 365 | 9.1278 | 0.5735 | 9 | 0.70128
84303 | 7.705 | 0.8 | 365 | 6.998 | 0.13968 | 7 | 0.13765
84208 | 6.49 | 0.8 | 365 | 5.8945 | 0.80617 | 6 | 0.70063
84232 | 5.7 | 0.8 | 365 | 5.1769 | 0.6387 | 5 | 0.81565
84341 | 6.84 | 0.8 | 365 | 6.2123 | 0.76644 | 6 | 0.97878
84316 | 6.84 | 0.8 | 365 | 6.2123 | 0.76644 | 6 | 0.97878
84271 | 9.75 | 0.8 | 365 | 8.8553 | 0.75041 | 9 | 0.60572
84170 | 7.2 | 0.8 | 365 | 6.5393 | 0.75415 | 7 | 0.29346
84060 | 26.6 | 0.6 | 365 | 18.1193 | 0.73546 | 18 | 0.85478
83612 | 2.61 | 0.8 | 365 | 2.3705 | 0.16088 | 2 | 0.53138
84102 | 5.8 | 0.8 | 365 | 5.2678 | 0.91307 | 6 | 0.18084
84319 | 6.49 | 0.8 | 365 | 5.8945 | 0.80617 | 6 | 0.70063
84346 | 8.4 | 0.8 | 365 | 7.6292 | 0.046509 | 7 | 0.6757
84347 | 2.97 | 0.8 | 365 | 2.6975 | 0.14859 | 2 | 0.84605
84350 | 7.98 | 0.8 | 365 | 7.2477 | 0.89418 | 8 | 0.14191
59332 | 1729.56 | 0.6 | 365 | 1178.1375 | 0.95712 | 1179 | 0.094651
84351 | 5.61 | 0.8 | 365 | 5.0952 | 0.39178 | 5 | 0.48698
84352 | 7.98 | 0.8 | 365 | 7.2477 | 0.89418 | 8 | 0.14191
84353 | 7.7 | 0.8 | 365 | 6.9934 | 0.12597 | 7 | 0.11939
84354 | 10.15 | 0.8 | 365 | 9.2186 | 0.84786 | 10 | 0.066468
84356 | 4.35 | 0.8 | 365 | 3.9508 | 0.9348 | 4 | 0.88563
84357 | 3.48 | 0.8 | 365 | 3.1607 | 0.54784 | 3 | 0.7085
84364 | 11.2 | 0.8 | 365 | 10.1723 | 0.72868 | 10 | 0.90093
84366 | 9.855 | 0.8 | 365 | 8.9507 | 0.038493 | 8 | 0.98917
84365 | 4.32 | 0.8 | 365 | 3.9236 | 0.85249 | 4 | 0.77607
84368 | 6.51 | 0.8 | 365 | 5.9126 | 0.86104 | 6 | 0.77367
83840 | 5.51 | 0.8 | 365 | 5.0044 | 0.11741 | 5 | 0.1218
83866 | 14.21 | 0.8 | 365 | 12.906 | 0.98701 | 13 | 0.89306
83952 | 4.35 | 0.8 | 365 | 3.9508 | 0.9348 | 4 | 0.88563
84017 | 10.73 | 0.8 | 365 | 9.7454 | 0.43917 | 10 | 0.18455
84370 | 4.845 | 0.8 | 365 | 4.4004 | 0.2929 | 4 | 0.6933
84372 | 11.22 | 0.8 | 365 | 10.1904 | 0.78355 | 10 | 0.97397
84085 | 4.64 | 0.8 | 365 | 4.2142 | 0.73045 | 4 | 0.94467
84371 | 3.2 | 0.8 | 365 | 2.9064 | 0.77962 | 3 | 0.68598
84373 | 11.97 | 0.8 | 365 | 10.8716 | 0.84128 | 11 | 0.71287
84374 | 22.75 | 0.8 | 365 | 20.6624 | 0.41763 | 21 | 0.080015
84375 | 11.6 | 0.8 | 365 | 10.5355 | 0.82613 | 11 | 0.36168
84376 | 9.75 | 0.8 | 365 | 8.8553 | 0.75041 | 9 | 0.60572
84378 | 4.225 | 0.8 | 365 | 3.8373 | 0.59185 | 4 | 0.42915
84380 | 8.7 | 0.8 | 365 | 7.9017 | 0.8696 | 8 | 0.77126
84379 | 7.98 | 0.8 | 365 | 7.2477 | 0.89418 | 8 | 0.14191
84381 | 13 | 0.8 | 365 | 11.8071 | 0.66722 | 12 | 0.47429
84382 | 8.775 | 0.8 | 365 | 7.9698 | 0.075371 | 8 | 0.045149
84383 | 4.5 | 0.8 | 365 | 4.0871 | 0.34634 | 4 | 0.43341
84384 | 5.13 | 0.8 | 365 | 4.6593 | 0.074832 | 4 | 0.73409
84385 | 5.7 | 0.8 | 365 | 5.1769 | 0.6387 | 5 | 0.81565
84386 | 6.4 | 0.8 | 365 | 5.8127 | 0.55924 | 6 | 0.37196
84388 | 11.88 | 0.8 | 365 | 10.7899 | 0.59435 | 11 | 0.3842
84390 | 11.22 | 0.8 | 365 | 10.1904 | 0.78355 | 10 | 0.97397
84392 | 13.325 | 0.8 | 365 | 12.1023 | 0.5589 | 12 | 0.66115
84391 | 6.65 | 0.8 | 365 | 6.0398 | 0.24515 | 6 | 0.28493
84395 | 7.92 | 0.8 | 365 | 7.1932 | 0.72957 | 7 | 0.9228
84397 | 7.695 | 0.8 | 365 | 6.9889 | 0.11225 | 7 | 0.10113
84400 | 3.63 | 0.8 | 365 | 3.2969 | 0.95938 | 4 | 0.25628
84401 | 4.96 | 0.8 | 365 | 4.5049 | 0.60841 | 5 | 0.11327
84404 | 5.25 | 0.8 | 365 | 4.7682 | 0.40407 | 5 | 0.17231
84403 | 8.7 | 0.8 | 365 | 7.9017 | 0.8696 | 8 | 0.77126
84405 | 6.27 | 0.8 | 365 | 5.6946 | 0.20257 | 5 | 0.89722
84407 | 7.25 | 0.8 | 365 | 6.5847 | 0.89133 | 7 | 0.47605
84409 | 5.6 | 0.8 | 365 | 5.0861 | 0.36434 | 5 | 0.45047
84410 | 8.4 | 0.8 | 365 | 7.6292 | 0.046509 | 7 | 0.6757
84412 | 11.88 | 0.8 | 365 | 10.7899 | 0.59435 | 11 | 0.3842
84414 | 4.845 | 0.8 | 365 | 4.4004 | 0.2929 | 4 | 0.6933
84415 | 6.44 | 0.8 | 365 | 5.849 | 0.66899 | 6 | 0.51804
84417 | 9 | 0.8 | 365 | 8.1741 | 0.69269 | 8 | 0.86682
84418 | 8.32 | 0.8 | 365 | 7.5565 | 0.82702 | 8 | 0.38355
84419 | 5.11 | 0.8 | 365 | 4.6411 | 0.01996 | 4 | 0.66105
84420 | 13.3 | 0.8 | 365 | 12.0795 | 0.49031 | 12 | 0.56986
84421 | 11.685 | 0.8 | 365 | 10.6127 | 0.05934 | 10 | 0.67209
84345 | 7.08 | 0.8 | 365 | 6.4303 | 0.42491 | 6 | 0.85523
84423 | 7.26 | 0.8 | 365 | 6.5938 | 0.91877 | 7 | 0.51257
84363 | 13.275 | 0.8 | 365 | 12.0568 | 0.42171 | 12 | 0.47856
84362 | 6.195 | 0.8 | 365 | 5.6265 | 0.9968 | 6 | 0.62333
84367 | 2.655 | 0.8 | 365 | 2.4114 | 0.28434 | 2 | 0.69571
84424 | 3.705 | 0.8 | 365 | 3.365 | 0.16516 | 3 | 0.53017
84425 | 4.59 | 0.8 | 365 | 4.1688 | 0.59327 | 4 | 0.76208
84426 | 4.56 | 0.8 | 365 | 4.1416 | 0.51096 | 4 | 0.65252
84427 | 6.4 | 0.8 | 365 | 5.8127 | 0.55924 | 6 | 0.37196
84428 | 4.08 | 0.8 | 365 | 3.7056 | 0.19402 | 3 | 0.89962
84429 | 19.44 | 0.8 | 365 | 17.6561 | 0.33621 | 17 | 0.99233
84430 | 9.8 | 0.8 | 365 | 8.9007 | 0.88759 | 9 | 0.78831
84431 | 6.49 | 0.8 | 365 | 5.8945 | 0.80617 | 6 | 0.70063
84432 | 8.395 | 0.8 | 365 | 7.6246 | 0.032791 | 7 | 0.65744
84433 | 5.925 | 0.8 | 365 | 5.3813 | 0.25602 | 5 | 0.63732
84434 | 9.28 | 0.8 | 365 | 8.4284 | 0.4609 | 8 | 0.88934
84435 | 7.37 | 0.8 | 365 | 6.6937 | 0.22057 | 6 | 0.91427
84436 | 10.05 | 0.8 | 365 | 9.1278 | 0.5735 | 9 | 0.70128
84437 | 13.92 | 0.8 | 365 | 12.6427 | 0.19136 | 12 | 0.83401
84394 | 7.7 | 0.8 | 365 | 6.9934 | 0.12597 | 7 | 0.11939
84445 | 10.8 | 0.8 | 365 | 9.809 | 0.63123 | 10 | 0.44018
84447 | 14.22 | 0.8 | 365 | 12.9151 | 0.014447 | 12 | 0.92957
84448 | 5.886 | 0.8 | 365 | 5.3459 | 0.14902 | 5 | 0.4949
84450 | 8.4 | 0.8 | 365 | 7.6292 | 0.046509 | 7 | 0.6757
84451 | 10.05 | 0.8 | 365 | 9.1278 | 0.5735 | 9 | 0.70128
84453 | 9.1 | 0.8 | 365 | 8.265 | 0.96705 | 9 | 0.23201
84454 | 4.88 | 0.8 | 365 | 4.4322 | 0.38892 | 4 | 0.82112
84456 | 7.848 | 0.8 | 365 | 7.1278 | 0.53202 | 7 | 0.65987
84458 | 8.775 | 0.8 | 365 | 7.9698 | 0.075371 | 8 | 0.045149
84459 | 11.7 | 0.8 | 365 | 10.6264 | 0.10049 | 10 | 0.72686
84460 | 10.725 | 0.8 | 365 | 9.7408 | 0.42545 | 10 | 0.16629
84461 | 13 | 0.8 | 365 | 11.8071 | 0.66722 | 12 | 0.47429
84462 | 7.2 | 0.8 | 365 | 6.5393 | 0.75415 | 7 | 0.29346
84463 | 6.49 | 0.8 | 365 | 5.8945 | 0.80617 | 6 | 0.70063
84284 | 8.91 | 0.8 | 365 | 8.0924 | 0.44576 | 8 | 0.53815
84464 | 3.9 | 0.8 | 365 | 3.5421 | 0.70016 | 4 | 0.24229
84466 | 7 | 0.8 | 365 | 6.3577 | 0.20542 | 6 | 0.56308
84467 | 9.72 | 0.8 | 365 | 8.8281 | 0.6681 | 9 | 0.49616
84328 | 2.61 | 0.8 | 365 | 2.3705 | 0.16088 | 2 | 0.53138
84360 | 9.52 | 0.8 | 365 | 8.6464 | 0.11938 | 8 | 0.76579
84440 | 5.51 | 0.8 | 365 | 5.0044 | 0.11741 | 5 | 0.1218
84441 | 3.77 | 0.8 | 365 | 3.4241 | 0.34349 | 3 | 0.76755
84442 | 5.22 | 0.8 | 365 | 4.741 | 0.32176 | 5 | 0.062755
84443 | 3.77 | 0.8 | 365 | 3.4241 | 0.34349 | 3 | 0.76755
84446 | 3.77 | 0.8 | 365 | 3.4241 | 0.34349 | 3 | 0.76755
84449 | 9.86 | 0.8 | 365 | 8.9552 | 0.052212 | 9 | 0.0074264
84452 | 13.16 | 0.8 | 365 | 11.9524 | 0.1062 | 12 | 0.058593
84455 | 6.38 | 0.8 | 365 | 5.7946 | 0.50437 | 6 | 0.29892
84457 | 3.48 | 0.8 | 365 | 3.1607 | 0.54784 | 3 | 0.7085
84468 | 12.96 | 0.8 | 365 | 11.7707 | 0.55747 | 12 | 0.32822
84422 | 8.51 | 0.8 | 365 | 7.7291 | 0.34831 | 8 | 0.077403
84438 | 7.37 | 0.8 | 365 | 6.6937 | 0.22057 | 6 | 0.91427
81064 | 6.867 | 0.8 | 365 | 6.2369 | 0.84052 | 7 | 0.077383
84471 | 8.71 | 0.8 | 365 | 7.9107 | 0.89703 | 8 | 0.80778
84472 | 12.06 | 0.8 | 365 | 10.9533 | 0.088202 | 11 | 0.041538
84473 | 11.52 | 0.8 | 365 | 10.4629 | 0.60664 | 11 | 0.069529
84474 | 5.85 | 0.8 | 365 | 5.3132 | 0.050247 | 5 | 0.36343
84475 | 13.865 | 0.8 | 365 | 12.5927 | 0.040458 | 12 | 0.63316
84476 | 5.85 | 0.8 | 365 | 5.3132 | 0.050247 | 5 | 0.36343
84477 | 12.48 | 0.8 | 365 | 11.3348 | 0.24053 | 11 | 0.57532
84478 | 8.28 | 0.8 | 365 | 7.5202 | 0.71727 | 8 | 0.23747
84480 | 19.215 | 0.8 | 365 | 17.4518 | 0.71889 | 18 | 0.17066
84481 | 8.555 | 0.8 | 365 | 7.77 | 0.47177 | 8 | 0.24174
84483 | 7.37 | 0.8 | 365 | 6.6937 | 0.22057 | 6 | 0.91427
84484 | 13.34 | 0.8 | 365 | 12.1159 | 0.60005 | 12 | 0.71593
84487 | 24.42 | 0.8 | 365 | 22.1791 | 0.99949 | 23 | 0.17864
84488 | 18.5 | 0.8 | 365 | 16.8024 | 0.75719 | 17 | 0.55957
84154 | 7.54 | 0.8 | 365 | 6.8481 | 0.68699 | 7 | 0.53509
84491 | 5.605 | 0.8 | 365 | 5.0907 | 0.37806 | 5 | 0.46872
84493 | 4.16 | 0.8 | 365 | 3.7783 | 0.41351 | 4 | 0.19177
84496 | 9.156 | 0.8 | 365 | 8.3158 | 0.12069 | 8 | 0.43651
84499 | 6.7 | 0.8 | 365 | 6.0852 | 0.38233 | 6 | 0.46752
84502 | 7.75 | 0.8 | 365 | 7.0388 | 0.26315 | 7 | 0.30198
84505 | 12.285 | 0.8 | 365 | 11.1577 | 0.70552 | 11 | 0.86321
84507 | 11.05 | 0.8 | 365 | 10.036 | 0.31713 | 10 | 0.35315
84508 | 5.795 | 0.8 | 365 | 5.2632 | 0.89935 | 6 | 0.16258
84509 | 9.75 | 0.8 | 365 | 8.8553 | 0.75041 | 9 | 0.60572
84510 | 7.29 | 0.8 | 365 | 6.621 | 0.0010773 | 6 | 0.62212
84482 | 9.49 | 0.8 | 365 | 8.6192 | 0.037068 | 8 | 0.65623
84511 | 11.7 | 0.8 | 365 | 10.6264 | 0.10049 | 10 | 0.72686
84512 | 6.3 | 0.8 | 365 | 5.7219 | 0.28488 | 6 | 0.0067734
84513 | 13.065 | 0.8 | 365 | 11.8661 | 0.84555 | 12 | 0.71167
84514 | 5.559 | 0.8 | 365 | 5.0489 | 0.25185 | 5 | 0.30074
84515 | 7.3 | 0.8 | 365 | 6.6301 | 0.028514 | 6 | 0.65864
61614 | 7.2 | 1 | 365 | 8.1741 | 0.69269 | 8 | 0.86682
84470 | 12.06 | 0.8 | 365 | 10.9533 | 0.088202 | 11 | 0.041538
84086 | 4.64 | 0.8 | 365 | 4.2142 | 0.73045 | 4 | 0.94467
83199 | 8.88 | 0.8 | 365 | 8.0651 | 0.36345 | 8 | 0.42859
84221 | 11.4 | 0.8 | 365 | 10.3539 | 0.2774 | 10 | 0.6313
84528 | 4.32 | 0.8 | 365 | 3.9236 | 0.85249 | 4 | 0.77607
84529 | 7.56 | 0.8 | 365 | 6.8663 | 0.74186 | 7 | 0.60813
84530 | 10.08 | 0.8 | 365 | 9.155 | 0.65581 | 9 | 0.81084
84531 | 10.8 | 0.8 | 365 | 9.809 | 0.63123 | 10 | 0.44018
84439 | 12.8 | 0.8 | 365 | 11.6254 | 0.11849 | 11 | 0.74392
84249 | 8.505 | 0.8 | 365 | 7.7246 | 0.33459 | 8 | 0.059144
84313 | 5.4 | 0.8 | 365 | 4.9045 | 0.81561 | 5 | 0.72009
84250 | 9.8 | 0.8 | 365 | 8.9007 | 0.88759 | 9 | 0.78831
84262 | 5.605 | 0.8 | 365 | 5.0907 | 0.37806 | 5 | 0.46872
84545 | 11.505 | 0.8 | 365 | 10.4493 | 0.56549 | 11 | 0.014751
84547 | 8.375 | 0.8 | 365 | 7.6065 | 0.97792 | 8 | 0.5844
84548 | 7.68 | 0.8 | 365 | 6.9753 | 0.071094 | 7 | 0.046352
84549 | 10.72 | 0.8 | 365 | 9.7363 | 0.41174 | 10 | 0.14803
83510 | 8.04 | 0.8 | 365 | 7.3022 | 0.058801 | 7 | 0.36103
84550 | 3.92 | 0.8 | 365 | 3.5603 | 0.75504 | 4 | 0.31533
84552 | 8.71 | 0.8 | 365 | 7.9107 | 0.89703 | 8 | 0.80778
84553 | 8.64 | 0.8 | 365 | 7.8472 | 0.70498 | 8 | 0.55215
84554 | 3.15 | 0.8 | 365 | 2.8609 | 0.64244 | 3 | 0.50339
84555 | 8.32 | 0.8 | 365 | 7.5565 | 0.82702 | 8 | 0.38355
84556 | 5.6 | 0.8 | 365 | 5.0861 | 0.36434 | 5 | 0.45047
84559 | 7.68 | 0.8 | 365 | 6.9753 | 0.071094 | 7 | 0.046352
84557 | 12.47 | 0.8 | 365 | 11.3257 | 0.21309 | 11 | 0.5388
84558 | 9.76 | 0.8 | 365 | 8.8644 | 0.77785 | 9 | 0.64224
84560 | 4.2 | 0.8 | 365 | 3.8146 | 0.52325 | 4 | 0.33785
84561 | 2.36 | 0.8 | 365 | 2.1434 | 0.47497 | 2 | 0.61841
84562 | 2.32 | 0.8 | 365 | 2.1071 | 0.36523 | 2 | 0.47234
84563 | 14.08 | 0.8 | 365 | 12.788 | 0.63034 | 13 | 0.41831
84564 | 5.015 | 0.8 | 365 | 4.5548 | 0.75931 | 5 | 0.31412
84565 | 3.54 | 0.8 | 365 | 3.2152 | 0.71246 | 3 | 0.92762
84566 | 9.735 | 0.8 | 365 | 8.8417 | 0.70926 | 9 | 0.55094
84567 | 6.96 | 0.8 | 365 | 6.3213 | 0.095679 | 6 | 0.41701
84569 | 3.835 | 0.8 | 365 | 3.4831 | 0.52183 | 4 | 0.0049168
84568 | 10.08 | 0.8 | 365 | 9.155 | 0.65581 | 9 | 0.81084
84570 | 4.72 | 0.8 | 365 | 4.2869 | 0.94994 | 5 | 0.23682
84572 | 3.54 | 0.8 | 365 | 3.2152 | 0.71246 | 3 | 0.92762
84571 | 9.76 | 0.8 | 365 | 8.8644 | 0.77785 | 9 | 0.64224
84573 | 5.015 | 0.8 | 365 | 4.5548 | 0.75931 | 5 | 0.31412
84574 | 3.9 | 0.8 | 365 | 3.5421 | 0.70016 | 4 | 0.24229
84575 | 3.835 | 0.8 | 365 | 3.4831 | 0.52183 | 4 | 0.0049168
84577 | 2.065 | 0.8 | 365 | 1.8755 | 0.6656 | 2 | 0.54111
84578 | 8.28 | 0.8 | 365 | 7.5202 | 0.71727 | 8 | 0.23747
84576 | 7.54 | 0.8 | 365 | 6.8481 | 0.68699 | 7 | 0.53509
84579 | 6.6 | 0.8 | 365 | 5.9944 | 0.10797 | 6 | 0.10233
84581 | 8.68 | 0.8 | 365 | 7.8835 | 0.81473 | 8 | 0.69822
84580 | 9.92 | 0.8 | 365 | 9.0097 | 0.21683 | 9 | 0.22654
84582 | 5.015 | 0.8 | 365 | 4.5548 | 0.75931 | 5 | 0.31412
84583 | 7.08 | 0.8 | 365 | 6.4303 | 0.42491 | 6 | 0.85523
84584 | 7.245 | 0.8 | 365 | 6.5802 | 0.87761 | 7 | 0.45779
84585 | 2.36 | 0.8 | 365 | 2.1434 | 0.47497 | 2 | 0.61841
84586 | 6.195 | 0.8 | 365 | 5.6265 | 0.9968 | 6 | 0.62333
84587 | 8.28 | 0.8 | 365 | 7.5202 | 0.71727 | 8 | 0.23747
84588 | 3.54 | 0.8 | 365 | 3.2152 | 0.71246 | 3 | 0.92762
84591 | 5.31 | 0.8 | 365 | 4.8227 | 0.56869 | 5 | 0.39142
84589 | 11.52 | 0.8 | 365 | 10.4629 | 0.60664 | 11 | 0.069529
84592 | 9.145 | 0.8 | 365 | 8.3058 | 0.090515 | 8 | 0.39634
84594 | 4.5 | 0.8 | 365 | 4.0871 | 0.34634 | 4 | 0.43341
84596 | 13.8 | 0.8 | 365 | 12.5337 | 0.86212 | 13 | 0.39579
84598 | 8.19 | 0.8 | 365 | 7.4385 | 0.47035 | 7 | 0.90881
84600 | 5.18 | 0.8 | 365 | 4.7047 | 0.21201 | 4 | 0.91668
84603 | 3.54 | 0.8 | 365 | 3.2152 | 0.71246 | 3 | 0.92762
84605 | 4.72 | 0.8 | 365 | 4.2869 | 0.94994 | 5 | 0.23682
84606 | 4.425 | 0.8 | 365 | 4.0189 | 0.14057 | 4 | 0.15952
84607 | 10.03 | 0.8 | 365 | 9.1096 | 0.51863 | 9 | 0.62824
84608 | 3.245 | 0.8 | 365 | 2.9472 | 0.90309 | 3 | 0.85031
84609 | 3.835 | 0.8 | 365 | 3.4831 | 0.52183 | 4 | 0.0049168
84604 | 7.92 | 0.8 | 365 | 7.1932 | 0.72957 | 7 | 0.9228
84611 | 6.3 | 0.8 | 365 | 5.7219 | 0.28488 | 6 | 0.0067734
84612 | 5.89 | 0.8 | 365 | 5.3495 | 0.15999 | 5 | 0.50951
84614 | 12.765 | 0.8 | 365 | 11.5936 | 0.022462 | 11 | 0.61611
84613 | 10.85 | 0.8 | 365 | 9.8544 | 0.76841 | 10 | 0.62278
84616 | 7.92 | 0.8 | 365 | 7.1932 | 0.72957 | 7 | 0.9228
84618 | 12.775 | 0.8 | 365 | 11.6027 | 0.049899 | 11 | 0.65262
84619 | 2.44 | 0.8 | 365 | 2.2161 | 0.69446 | 2 | 0.91056
84620 | 13.5 | 0.8 | 365 | 12.2612 | 0.039032 | 12 | 0.30023
84622 | 5.61 | 0.8 | 365 | 5.0952 | 0.39178 | 5 | 0.48698
84623 | 5.67 | 0.8 | 365 | 5.1497 | 0.55639 | 5 | 0.7061
84625 | 10.56 | 0.8 | 365 | 9.591 | 0.97275 | 10 | 0.56373
84627 | 10.4 | 0.8 | 365 | 9.4457 | 0.53377 | 9 | 0.97944
84628 | 11.7 | 0.8 | 365 | 10.6264 | 0.10049 | 10 | 0.72686
84213 | 10.73 | 0.8 | 365 | 9.7454 | 0.43917 | 10 | 0.18455
84280 | 10.15 | 0.8 | 365 | 9.2186 | 0.84786 | 10 | 0.066468
84629 | 15.34 | 0.8 | 365 | 13.9324 | 0.087315 | 14 | 0.019667
84630 | 13.325 | 0.8 | 365 | 12.1023 | 0.5589 | 12 | 0.66115
84631 | 8.84 | 0.8 | 365 | 8.0288 | 0.25371 | 8 | 0.28252
84632 | 9.9 | 0.8 | 365 | 8.9915 | 0.16196 | 9 | 0.1535
84633 | 11.22 | 0.8 | 365 | 10.1904 | 0.78355 | 10 | 0.97397
84634 | 9.1 | 0.8 | 365 | 8.265 | 0.96705 | 9 | 0.23201
84635 | 24.79 | 0.8 | 365 | 22.5152 | 0.014637 | 22 | 0.52983
84532 | 4.93 | 0.8 | 365 | 4.4776 | 0.52611 | 5 | 0.0037132
84636 | 9.855 | 0.8 | 365 | 8.9507 | 0.038493 | 8 | 0.98917
84534 | 17.1 | 0.8 | 365 | 15.5308 | 0.91611 | 16 | 0.44696
84535 | 6.96 | 0.8 | 365 | 6.3213 | 0.095679 | 6 | 0.41701
84536 | 2.24 | 0.8 | 365 | 2.0345 | 0.14574 | 2 | 0.18019
84537 | 3.77 | 0.8 | 365 | 3.4241 | 0.34349 | 3 | 0.76755
84538 | 13.92 | 0.8 | 365 | 12.6427 | 0.19136 | 12 | 0.83401
84539 | 8.4 | 0.8 | 365 | 7.6292 | 0.046509 | 7 | 0.6757
84540 | 10.44 | 0.8 | 365 | 9.482 | 0.64352 | 10 | 0.12551
84541 | 6.09 | 0.8 | 365 | 5.5312 | 0.70872 | 6 | 0.23988
84637 | 2.95 | 0.8 | 365 | 2.6793 | 0.093714 | 2 | 0.77301
84638 | 4.72 | 0.8 | 365 | 4.2869 | 0.94994 | 5 | 0.23682
84639 | 6.49 | 0.8 | 365 | 5.8945 | 0.80617 | 6 | 0.70063
84640 | 3.835 | 0.8 | 365 | 3.4831 | 0.52183 | 4 | 0.0049168
84641 | 6.195 | 0.8 | 365 | 5.6265 | 0.9968 | 6 | 0.62333
62170 | 898.56 | 0.8 | 365 | 816.1053 | 0.31797 | 816 | 0.42323
84643 | 7.08 | 0.8 | 365 | 6.4303 | 0.42491 | 6 | 0.85523
84644 | 7.965 | 0.8 | 365 | 7.2341 | 0.85303 | 8 | 0.087135
84542 | 2.32 | 0.8 | 365 | 2.1071 | 0.36523 | 2 | 0.47234
84645 | 5.31 | 0.8 | 365 | 4.8227 | 0.56869 | 5 | 0.39142
84646 | 5.015 | 0.8 | 365 | 4.5548 | 0.75931 | 5 | 0.31412
84647 | 6.49 | 0.8 | 365 | 5.8945 | 0.80617 | 6 | 0.70063
84599 | 4.2 | 0.8 | 365 | 3.8146 | 0.52325 | 4 | 0.33785
84648 | 6.49 | 0.8 | 365 | 5.8945 | 0.80617 | 6 | 0.70063
84649 | 6.49 | 0.8 | 365 | 5.8945 | 0.80617 | 6 | 0.70063
84650 | 5.31 | 0.8 | 365 | 4.8227 | 0.56869 | 5 | 0.39142
84651 | 5.9 | 0.8 | 365 | 5.3586 | 0.18743 | 5 | 0.54603
84652 | 4.13 | 0.8 | 365 | 3.751 | 0.3312 | 4 | 0.082218
84653 | 8.555 | 0.8 | 365 | 7.77 | 0.47177 | 8 | 0.24174
84654 | 3.835 | 0.8 | 365 | 3.4831 | 0.52183 | 4 | 0.0049168
84655 | 10.03 | 0.8 | 365 | 9.1096 | 0.51863 | 9 | 0.62824
84601 | 7.625 | 0.8 | 365 | 6.9253 | 0.92019 | 7 | 0.8455
81079 | 14.95 | 0.8 | 365 | 13.5781 | 0.017298 | 13 | 0.59544
84657 | 11.2 | 0.8 | 365 | 10.1723 | 0.72868 | 10 | 0.90093
84658 | 8.99 | 0.8 | 365 | 8.165 | 0.66525 | 8 | 0.8303
84602 | 7.7 | 0.8 | 365 | 6.9934 | 0.12597 | 7 | 0.11939
84659 | 10.03 | 0.8 | 365 | 9.1096 | 0.51863 | 9 | 0.62824
84479 | 11.4 | 0.8 | 365 | 10.3539 | 0.2774 | 10 | 0.6313
84660 | 11.115 | 0.8 | 365 | 10.0951 | 0.49547 | 10 | 0.59052
84661 | 6.38 | 0.8 | 365 | 5.7946 | 0.50437 | 6 | 0.29892
84662 | 6.67 | 0.8 | 365 | 6.0579 | 0.30003 | 6 | 0.35796
84593 | 8.71 | 0.8 | 365 | 7.9107 | 0.89703 | 8 | 0.80778
84663 | 11.6 | 0.8 | 365 | 10.5355 | 0.82613 | 11 | 0.36168
84543 | 6.54 | 0.8 | 365 | 5.9399 | 0.94335 | 6 | 0.88322
84669 | 14.5 | 0.8 | 365 | 13.1694 | 0.78266 | 13 | 0.9521
84670 | 14.7 | 0.8 | 365 | 13.3511 | 0.33139 | 13 | 0.68247
84671 | 10.44 | 0.8 | 365 | 9.482 | 0.64352 | 10 | 0.12551
84664 | 11.31 | 0.8 | 365 | 10.2722 | 0.030478 | 10 | 0.30264
84672 | 5.04 | 0.8 | 365 | 4.5775 | 0.82791 | 5 | 0.40542
84667 | 10.83 | 0.8 | 365 | 9.8362 | 0.71353 | 10 | 0.54974
84673 | 4.27 | 0.8 | 365 | 3.8782 | 0.71531 | 4 | 0.59348
84675 | 6.84 | 0.8 | 365 | 6.2123 | 0.76644 | 6 | 0.97878
84676 | 4.2 | 0.8 | 365 | 3.8146 | 0.52325 | 4 | 0.33785
80641 | 184 | 0.6 | 365 | 125.3367 | 0.62122 | 125 | 0.95789
84677 | 2.32 | 0.8 | 365 | 2.1071 | 0.36523 | 2 | 0.47234
84678 | 9.44 | 0.8 | 365 | 8.5738 | 0.89989 | 9 | 0.47364
84680 | 6.365 | 0.8 | 365 | 5.7809 | 0.46322 | 6 | 0.24414
84681 | 5.2 | 0.8 | 365 | 4.7228 | 0.26689 | 4 | 0.98972
84682 | 13.2 | 0.8 | 365 | 11.9887 | 0.21594 | 12 | 0.20467
84683 | 1.8 | 0.8 | 365 | 1.6348 | 0.93854 | 2 | 0.57336
84684 | 9.57 | 0.8 | 365 | 8.6918 | 0.25656 | 8 | 0.94838
84686 | 12.25 | 0.8 | 365 | 11.1259 | 0.60949 | 11 | 0.73539
84687 | 10.85 | 0.8 | 365 | 9.8544 | 0.76841 | 10 | 0.62278
84688 | 9.28 | 0.8 | 365 | 8.4284 | 0.4609 | 8 | 0.88934
84689 | 9.6 | 0.8 | 365 | 8.7191 | 0.33887 | 9 | 0.05794
84690 | 6.27 | 0.8 | 365 | 5.6946 | 0.20257 | 5 | 0.89722
84692 | 6.84 | 0.8 | 365 | 6.2123 | 0.76644 | 6 | 0.97878
84694 | 3.705 | 0.8 | 365 | 3.365 | 0.16516 | 3 | 0.53017
84696 | 6.96 | 0.8 | 365 | 6.3213 | 0.095679 | 6 | 0.41701
84695 | 4.9 | 0.8 | 365 | 4.4504 | 0.4438 | 4 | 0.89416
84697 | 10.56 | 0.8 | 365 | 9.591 | 0.97275 | 10 | 0.56373
84698 | 6.65 | 0.8 | 365 | 6.0398 | 0.24515 | 6 | 0.28493
83890 | 7.98 | 0.8 | 365 | 7.2477 | 0.89418 | 8 | 0.14191
83892 | 8.05 | 0.8 | 365 | 7.3113 | 0.086238 | 7 | 0.39754
83519 | 11.22 | 0.8 | 365 | 10.1904 | 0.78355 | 10 | 0.97397
84077 | 4.845 | 0.8 | 365 | 4.4004 | 0.2929 | 4 | 0.6933
84700 | 8.12 | 0.8 | 365 | 7.3749 | 0.27829 | 7 | 0.65317
84701 | 5.7 | 0.8 | 365 | 5.1769 | 0.6387 | 5 | 0.81565
84702 | 7.54 | 0.8 | 365 | 6.8481 | 0.68699 | 7 | 0.53509
84703 | 13.275 | 0.8 | 365 | 12.0568 | 0.42171 | 12 | 0.47856
84704 | 7.965 | 0.8 | 365 | 7.2341 | 0.85303 | 8 | 0.087135
84705 | 8.26 | 0.8 | 365 | 7.502 | 0.6624 | 8 | 0.16444
84706 | 14.7 | 0.8 | 365 | 13.3511 | 0.33139 | 13 | 0.68247
84708 | 11.55 | 0.8 | 365 | 10.4901 | 0.68895 | 11 | 0.17908
84710 | 8.05 | 0.8 | 365 | 7.3113 | 0.086238 | 7 | 0.39754
84711 | 6.65 | 0.8 | 365 | 6.0398 | 0.24515 | 6 | 0.28493
84712 | 5.605 | 0.8 | 365 | 5.0907 | 0.37806 | 5 | 0.46872
84713 | 5.9 | 0.8 | 365 | 5.3586 | 0.18743 | 5 | 0.54603
84714 | 5.9 | 0.8 | 365 | 5.3586 | 0.18743 | 5 | 0.54603
84715 | 8.25 | 0.8 | 365 | 7.493 | 0.63496 | 8 | 0.12792
84718 | 15.12 | 0.8 | 365 | 13.7325 | 0.48372 | 14 | 0.21626
84720 | 11.4 | 0.8 | 365 | 10.3539 | 0.2774 | 10 | 0.6313
84722 | 19.825 | 0.8 | 365 | 18.0058 | 0.3925 | 18 | 0.3983
84723 | 9.38 | 0.8 | 365 | 8.5193 | 0.73527 | 9 | 0.25453
84716 | 13.32 | 0.8 | 365 | 12.0977 | 0.54518 | 12 | 0.64289
84666 | 6.96 | 0.8 | 365 | 6.3213 | 0.095679 | 6 | 0.41701
84668 | 16.24 | 0.8 | 365 | 14.7498 | 0.55658 | 15 | 0.30635
84665 | 3.19 | 0.8 | 365 | 2.8973 | 0.75219 | 3 | 0.64946
84736 | 6.825 | 0.8 | 365 | 6.1987 | 0.72529 | 6 | 0.924
84738 | 7.83 | 0.8 | 365 | 7.1115 | 0.48264 | 7 | 0.59413
84740 | 10.44 | 0.8 | 365 | 9.482 | 0.64352 | 10 | 0.12551
84742 | 8.64 | 0.8 | 365 | 7.8472 | 0.70498 | 8 | 0.55215
84744 | 5.04 | 0.8 | 365 | 4.5775 | 0.82791 | 5 | 0.40542
84746 | 9.1 | 0.8 | 365 | 8.265 | 0.96705 | 9 | 0.23201
84747 | 4 | 0.8 | 365 | 3.6329 | 0.97453 | 4 | 0.60748
84748 | 10.85 | 0.8 | 365 | 9.8544 | 0.76841 | 10 | 0.62278
84749 | 7.15 | 0.8 | 365 | 6.4939 | 0.61697 | 7 | 0.11086
84750 | 13.2 | 0.8 | 365 | 11.9887 | 0.21594 | 12 | 0.20467
84752 | 9.75 | 0.8 | 365 | 8.8553 | 0.75041 | 9 | 0.60572
84717 | 8.41 | 0.8 | 365 | 7.6383 | 0.073945 | 7 | 0.71222
84754 | 8.37 | 0.8 | 365 | 7.6019 | 0.9642 | 8 | 0.56614
84756 | 11.6 | 0.8 | 365 | 10.5355 | 0.82613 | 11 | 0.36168
84551 | 8.64 | 0.8 | 365 | 7.8472 | 0.70498 | 8 | 0.55215
84759 | 8.76 | 0.8 | 365 | 7.9562 | 0.034216 | 7 | 0.99037
84761 | 3.96 | 0.8 | 365 | 3.5966 | 0.86478 | 4 | 0.4614
84728 | 20.4 | 0.8 | 365 | 18.528 | 0.97009 | 19 | 0.49812
80704 | 496.8 | 0.6 | 365 | 338.409 | 0.27728 | 338 | 0.68631
83766 | 13.734 | 0.8 | 365 | 12.4737 | 0.68104 | 13 | 0.15477
82952 | 12.96 | 0.8 | 365 | 11.7707 | 0.55747 | 12 | 0.32822
83770 | 15.37 | 0.8 | 365 | 13.9596 | 0.16962 | 14 | 0.12922
83060 | 10.65 | 0.8 | 365 | 9.6727 | 0.21968 | 9 | 0.8924
84485 | 6.27 | 0.8 | 365 | 5.6946 | 0.20257 | 5 | 0.89722
84486 | 9.405 | 0.8 | 365 | 8.542 | 0.80386 | 9 | 0.34583
84416 | 9.66 | 0.8 | 365 | 8.7736 | 0.50349 | 9 | 0.27705
84617 | 9 | 0.8 | 365 | 8.1741 | 0.69269 | 8 | 0.86682
84621 | 3 | 0.8 | 365 | 2.7247 | 0.2309 | 2 | 0.95561
84626 | 8.1 | 0.8 | 365 | 7.3567 | 0.22342 | 7 | 0.58014
84757 | 7.56 | 0.8 | 365 | 6.8663 | 0.74186 | 7 | 0.60813
84739 | 9.57 | 0.8 | 365 | 8.6918 | 0.25656 | 8 | 0.94838
84763 | 12.87 | 0.8 | 365 | 11.689 | 0.31054 | 11 | 0.99955
84764 | 9.9 | 0.8 | 365 | 8.9915 | 0.16196 | 9 | 0.1535
84737 | 13.92 | 0.8 | 365 | 12.6427 | 0.19136 | 12 | 0.83401
82689 | 19.365 | 0.8 | 365 | 17.588 | 0.13043 | 17 | 0.71844
84769 | 12.685 | 0.8 | 365 | 11.521 | 0.80297 | 12 | 0.32396
84444 | 12.18 | 0.8 | 365 | 11.0623 | 0.41744 | 11 | 0.47976
84533 | 11.02 | 0.8 | 365 | 10.0088 | 0.23482 | 10 | 0.24359
84393 | 3.42 | 0.8 | 365 | 3.1062 | 0.38322 | 3 | 0.48939
84771 | 6.555 | 0.8 | 365 | 5.9535 | 0.98451 | 6 | 0.938
84772 | 3.63 | 0.8 | 365 | 3.2969 | 0.95938 | 4 | 0.25628
84773 | 5.94 | 0.8 | 365 | 5.3949 | 0.29717 | 5 | 0.6921
84775 | 10.89 | 0.8 | 365 | 9.8907 | 0.87815 | 10 | 0.76885
84777 | 6 | 0.8 | 365 | 5.4494 | 0.46179 | 5 | 0.91121
84776 | 2.64 | 0.8 | 365 | 2.3977 | 0.24319 | 2 | 0.64093
84778 | 11.375 | 0.8 | 365 | 10.3312 | 0.20881 | 10 | 0.54001
84780 | 8.91 | 0.8 | 365 | 8.0924 | 0.44576 | 8 | 0.53815
84782 | 5.2 | 0.8 | 365 | 4.7228 | 0.26689 | 4 | 0.98972
84785 | 4.35 | 0.8 | 365 | 3.9508 | 0.9348 | 4 | 0.88563
84791 | 5.13 | 0.8 | 365 | 4.6593 | 0.074832 | 4 | 0.73409
84792 | 5.76 | 0.8 | 365 | 5.2314 | 0.80332 | 6 | 0.034764
84793 | 3.705 | 0.8 | 365 | 3.365 | 0.16516 | 3 | 0.53017
84794 | 4.845 | 0.8 | 365 | 4.4004 | 0.2929 | 4 | 0.6933
84789 | 9.45 | 0.8 | 365 | 8.5828 | 0.92732 | 9 | 0.51016
84795 | 7.125 | 0.8 | 365 | 6.4712 | 0.54838 | 7 | 0.019565
84797 | 4.275 | 0.8 | 365 | 3.8827 | 0.72903 | 4 | 0.61174
84799 | 6.6 | 0.8 | 365 | 5.9944 | 0.10797 | 6 | 0.10233
84800 | 11.88 | 0.8 | 365 | 10.7899 | 0.59435 | 11 | 0.3842
84798 | 24.6 | 0.8 | 365 | 22.3426 | 0.49335 | 22 | 0.83597
84802 | 6.49 | 0.8 | 365 | 5.8945 | 0.80617 | 6 | 0.70063
84801 | 17.4 | 0.8 | 365 | 15.8033 | 0.7392 | 16 | 0.54252
84803 | 6.96 | 0.8 | 365 | 6.3213 | 0.095679 | 6 | 0.41701
84804 | 11.505 | 0.8 | 365 | 10.4493 | 0.56549 | 11 | 0.014751
84805 | 6.785 | 0.8 | 365 | 6.1624 | 0.61554 | 6 | 0.77793
84808 | 5.31 | 0.8 | 365 | 4.8227 | 0.56869 | 5 | 0.39142
84809 | 3.245 | 0.8 | 365 | 2.9472 | 0.90309 | 3 | 0.85031
84810 | 3.54 | 0.8 | 365 | 3.2152 | 0.71246 | 3 | 0.92762
84811 | 7.67 | 0.8 | 365 | 6.9662 | 0.043657 | 7 | 0.0098337
84813 | 3.835 | 0.8 | 365 | 3.4831 | 0.52183 | 4 | 0.0049168
84814 | 11.21 | 0.8 | 365 | 10.1813 | 0.75611 | 10 | 0.93745
84806 | 7.92 | 0.8 | 365 | 7.1932 | 0.72957 | 7 | 0.9228
84816 | 3.54 | 0.8 | 365 | 3.2152 | 0.71246 | 3 | 0.92762
84817 | 6.49 | 0.8 | 365 | 5.8945 | 0.80617 | 6 | 0.70063
84818 | 2.95 | 0.8 | 365 | 2.6793 | 0.093714 | 2 | 0.77301
84819 | 2.655 | 0.8 | 365 | 2.4114 | 0.28434 | 2 | 0.69571
84820 | 7.67 | 0.8 | 365 | 6.9662 | 0.043657 | 7 | 0.0098337
84821 | 6.785 | 0.8 | 365 | 6.1624 | 0.61554 | 6 | 0.77793
83923 | 10.915 | 0.8 | 365 | 9.9134 | 0.94674 | 10 | 0.86015
84822 | 5.9 | 0.8 | 365 | 5.3586 | 0.18743 | 5 | 0.54603
84827 | 19.8 | 0.8 | 365 | 17.9831 | 0.32391 | 18 | 0.307
84828 | 11.1 | 0.8 | 365 | 10.0814 | 0.45432 | 10 | 0.53574
84830 | 7.5 | 0.8 | 365 | 6.8118 | 0.57724 | 7 | 0.38902
84831 | 24.9 | 0.8 | 365 | 22.6151 | 0.31644 | 22 | 0.93153
84833 | 15.9 | 0.8 | 365 | 14.441 | 0.62375 | 15 | 0.064714
84835 | 24 | 0.8 | 365 | 21.7977 | 0.84717 | 22 | 0.64485
82596 | 8.41 | 0.8 | 365 | 7.6383 | 0.073945 | 7 | 0.71222
83399 | 10.08 | 0.8 | 365 | 9.155 | 0.65581 | 9 | 0.81084
84726 | 6.3 | 0.8 | 365 | 5.7219 | 0.28488 | 6 | 0.0067734
84837 | 9.045 | 0.8 | 365 | 8.215 | 0.81615 | 9 | 0.031153
84838 | 5.36 | 0.8 | 365 | 4.8681 | 0.70587 | 5 | 0.57402
84839 | 8.91 | 0.8 | 365 | 8.0924 | 0.44576 | 8 | 0.53815
84840 | 2.4 | 0.8 | 365 | 2.1798 | 0.58472 | 2 | 0.76449
84841 | 13.5 | 0.8 | 365 | 12.2612 | 0.039032 | 12 | 0.30023
84842 | 6.75 | 0.8 | 365 | 6.1306 | 0.51952 | 6 | 0.65011
84843 | 12.095 | 0.8 | 365 | 10.9851 | 0.18423 | 11 | 0.16935
84844 | 9.9 | 0.8 | 365 | 8.9915 | 0.16196 | 9 | 0.1535
84846 | 9.1 | 0.8 | 365 | 8.265 | 0.96705 | 9 | 0.23201
84847 | 5.13 | 0.8 | 365 | 4.6593 | 0.074832 | 4 | 0.73409
84766 | 11.9 | 0.8 | 365 | 10.808 | 0.64922 | 11 | 0.45724
84751 | 9.28 | 0.8 | 365 | 8.4284 | 0.4609 | 8 | 0.88934
84743 | 6.12 | 0.8 | 365 | 5.5584 | 0.79103 | 6 | 0.34944
84745 | 8.04 | 0.8 | 365 | 7.3022 | 0.058801 | 7 | 0.36103
84732 | 3.84 | 0.8 | 365 | 3.4876 | 0.53555 | 4 | 0.023176
84730 | 13.32 | 0.8 | 365 | 12.0977 | 0.54518 | 12 | 0.64289
84851 | 11.6 | 0.8 | 365 | 10.5355 | 0.82613 | 11 | 0.36168
84853 | 11.05 | 0.8 | 365 | 10.036 | 0.31713 | 10 | 0.35315
84848 | 23.4 | 0.8 | 365 | 21.2527 | 0.20099 | 21 | 0.45373
84824 | 6.84 | 0.8 | 365 | 6.2123 | 0.76644 | 6 | 0.97878
84854 | 6.4 | 0.8 | 365 | 5.8127 | 0.55924 | 6 | 0.37196
84825 | 4.06 | 0.8 | 365 | 3.6874 | 0.13915 | 3 | 0.82659
84856 | 2.64 | 0.8 | 365 | 2.3977 | 0.24319 | 2 | 0.64093
84857 | 10.95 | 0.8 | 365 | 9.9452 | 0.04277 | 9 | 0.98796
84859 | 11.88 | 0.8 | 365 | 10.7899 | 0.59435 | 11 | 0.3842
84860 | 10.137 | 0.8 | 365 | 9.2068 | 0.8122 | 10 | 0.018994
84861 | 2.9 | 0.8 | 365 | 2.6339 | 0.95653 | 3 | 0.59042
84864 | 10.5 | 0.8 | 365 | 9.5365 | 0.80814 | 10 | 0.34462
84855 | 15 | 0.8 | 365 | 13.6236 | 0.15448 | 13 | 0.77803
84865 | 9.1 | 0.8 | 365 | 8.265 | 0.96705 | 9 | 0.23201
84866 | 11.52 | 0.8 | 365 | 10.4629 | 0.60664 | 11 | 0.069529
84867 | 6 | 0.8 | 365 | 5.4494 | 0.46179 | 5 | 0.91121
84869 | 7.8 | 0.8 | 365 | 7.0842 | 0.40033 | 7 | 0.48458
84870 | 9.045 | 0.8 | 365 | 8.215 | 0.81615 | 9 | 0.031153
84871 | 4.14 | 0.8 | 365 | 3.7601 | 0.35864 | 4 | 0.11874
84872 | 6.6 | 0.8 | 365 | 5.9944 | 0.10797 | 6 | 0.10233
84873 | 6.6 | 0.8 | 365 | 5.9944 | 0.10797 | 6 | 0.10233
84874 | 13.86 | 0.8 | 365 | 12.5882 | 0.02674 | 12 | 0.6149
84807 | 5.015 | 0.8 | 365 | 4.5548 | 0.75931 | 5 | 0.31412
84875 | 13.2 | 0.8 | 365 | 11.9887 | 0.21594 | 12 | 0.20467
84876 | 3.924 | 0.8 | 365 | 3.5639 | 0.76601 | 4 | 0.32993
84880 | 8.4 | 0.8 | 365 | 7.6292 | 0.046509 | 7 | 0.6757
84882 | 14.76 | 0.8 | 365 | 13.4056 | 0.49601 | 13 | 0.90158
84883 | 10.5 | 0.8 | 365 | 9.5365 | 0.80814 | 10 | 0.34462
84886 | 5.6 | 0.8 | 365 | 5.0861 | 0.36434 | 5 | 0.45047
84888 | 13.34 | 0.8 | 365 | 12.1159 | 0.60005 | 12 | 0.71593
84889 | 7.2 | 0.8 | 365 | 6.5393 | 0.75415 | 7 | 0.29346
84890 | 6.84 | 0.8 | 365 | 6.2123 | 0.76644 | 6 | 0.97878
84892 | 6.08 | 0.8 | 365 | 5.5221 | 0.68128 | 6 | 0.20336
84413 | 7.8 | 0.8 | 365 | 7.0842 | 0.40033 | 7 | 0.48458
84895 | 6.3 | 0.8 | 365 | 5.7219 | 0.28488 | 6 | 0.0067734
49927 | 42.47 | 0.9 | 365 | 43.3944 | 0.087307 | 43 | 0.48173
84893 | 13.8 | 0.8 | 365 | 12.5337 | 0.86212 | 13 | 0.39579
84852 | 9.57 | 0.8 | 365 | 8.6918 | 0.25656 | 8 | 0.94838
84868 | 9.3 | 0.8 | 365 | 8.4466 | 0.51578 | 8 | 0.96238
84896 | 8.64 | 0.8 | 365 | 7.8472 | 0.70498 | 8 | 0.55215
84725 | 12.48 | 0.8 | 365 | 11.3348 | 0.24053 | 11 | 0.57532
84897 | 8.91 | 0.8 | 365 | 8.0924 | 0.44576 | 8 | 0.53815
84836 | 5.795 | 0.8 | 365 | 5.2632 | 0.89935 | 6 | 0.16258
84898 | 4.69 | 0.8 | 365 | 4.2596 | 0.86763 | 5 | 0.12726
84901 | 24.42 | 0.8 | 365 | 22.1791 | 0.99949 | 23 | 0.17864
84272 | 7.625 | 0.8 | 365 | 6.9253 | 0.92019 | 7 | 0.8455
84656 | 7.2 | 0.8 | 365 | 6.5393 | 0.75415 | 7 | 0.29346
84172 | 7.5 | 0.8 | 365 | 6.8118 | 0.57724 | 7 | 0.38902
83937 | 9.455 | 0.8 | 365 | 8.5874 | 0.94104 | 9 | 0.52842
84104 | 3.25 | 0.8 | 365 | 2.9518 | 0.9168 | 3 | 0.86857
84270 | 13.325 | 0.8 | 365 | 12.1023 | 0.5589 | 12 | 0.66115
84903 | 15.12 | 0.8 | 365 | 13.7325 | 0.48372 | 14 | 0.21626
84904 | 7.83 | 0.8 | 365 | 7.1115 | 0.48264 | 7 | 0.59413
84907 | 10.68 | 0.8 | 365 | 9.7 | 0.30199 | 10 | 0.0019588
84908 | 8.7 | 0.8 | 365 | 7.9017 | 0.8696 | 8 | 0.77126
84863 | 11.89 | 0.8 | 365 | 10.7989 | 0.62178 | 11 | 0.42072
84913 | 4.06 | 0.8 | 365 | 3.6874 | 0.13915 | 3 | 0.82659
84877 | 4.76 | 0.8 | 365 | 4.3232 | 0.059688 | 4 | 0.3829
84915 | 3.77 | 0.8 | 365 | 3.4241 | 0.34349 | 3 | 0.76755
84879 | 2.655 | 0.8 | 365 | 2.4114 | 0.28434 | 2 | 0.69571
84917 | 2.9 | 0.8 | 365 | 2.6339 | 0.95653 | 3 | 0.59042
84910 | 5.605 | 0.8 | 365 | 5.0907 | 0.37806 | 5 | 0.46872
84919 | 2.95 | 0.8 | 365 | 2.6793 | 0.093714 | 2 | 0.77301
84912 | 2.655 | 0.8 | 365 | 2.4114 | 0.28434 | 2 | 0.69571
84921 | 3.54 | 0.8 | 365 | 3.2152 | 0.71246 | 3 | 0.92762
84914 | 3.19 | 0.8 | 365 | 2.8973 | 0.75219 | 3 | 0.64946
84916 | 2.32 | 0.8 | 365 | 2.1071 | 0.36523 | 2 | 0.47234
84918 | 2.36 | 0.8 | 365 | 2.1434 | 0.47497 | 2 | 0.61841
84920 | 2.655 | 0.8 | 365 | 2.4114 | 0.28434 | 2 | 0.69571
84927 | 9.57 | 0.8 | 365 | 8.6918 | 0.25656 | 8 | 0.94838
84926 | 24.9 | 0.8 | 365 | 22.6151 | 0.31644 | 22 | 0.93153
83536 | 6.16 | 0.8 | 365 | 5.5947 | 0.90077 | 6 | 0.49551
84008 | 14.715 | 0.8 | 365 | 13.3647 | 0.37254 | 13 | 0.73725
84465 | 2.64 | 0.8 | 365 | 2.3977 | 0.24319 | 2 | 0.64093
81929 | 179.34 | 0.6 | 365 | 122.1624 | 0.032222 | 122 | 0.19461
84527 | 11.22 | 0.8 | 365 | 10.1904 | 0.78355 | 10 | 0.97397
84615 | 11 | 0.8 | 365 | 9.9906 | 0.17995 | 10 | 0.17056
84369 | 178.35 | 0.6 | 365 | 121.488 | 0.99508 | 122 | 0.4831
84597 | 9.735 | 0.8 | 365 | 8.8417 | 0.70926 | 9 | 0.55094
84329 | 8.1 | 0.8 | 365 | 7.3567 | 0.22342 | 7 | 0.58014
84398 | 12.41 | 0.8 | 365 | 11.2712 | 0.048473 | 11 | 0.31969
84595 | 7.98 | 0.8 | 365 | 7.2477 | 0.89418 | 8 | 0.14191
84834 | 12 | 0.8 | 365 | 10.8988 | 0.92358 | 11 | 0.82243
84774 | 4.56 | 0.8 | 365 | 4.1416 | 0.51096 | 4 | 0.65252
84760 | 8.375 | 0.8 | 365 | 7.6065 | 0.97792 | 8 | 0.5844
84762 | 9.125 | 0.8 | 365 | 8.2877 | 0.035642 | 8 | 0.3233
81928 | 603.5 | 0.7 | 365 | 479.6058 | 0.80917 | 480 | 0.41497
51480 | 4005.4 | 0.8 | 365 | 3637.8517 | 0.34361 | 3638 | 0.19529
84685 | 3.72 | 0.8 | 365 | 3.3786 | 0.20631 | 3 | 0.58495
84826 | 11.05 | 0.8 | 365 | 10.036 | 0.31713 | 10 | 0.35315
84674 | 7.4 | 0.8 | 365 | 6.721 | 0.30288 | 7 | 0.023829
84862 | 11.02 | 0.8 | 365 | 10.0088 | 0.23482 | 10 | 0.24359
84349 | 9.69 | 0.8 | 365 | 8.8008 | 0.58579 | 9 | 0.38661
84377 | 11.97 | 0.8 | 365 | 10.8716 | 0.84128 | 11 | 0.71287
84389 | 11.97 | 0.8 | 365 | 10.8716 | 0.84128 | 11 | 0.71287
83753 | 197.8 | 0.6 | 365 | 134.7369 | 0.017807 | 134 | 0.75474
84929 | 6.195 | 0.8 | 365 | 5.6265 | 0.9968 | 6 | 0.62333
84930 | 7.705 | 0.8 | 365 | 6.998 | 0.13968 | 7 | 0.13765
84939 | 8.04 | 0.8 | 365 | 7.3022 | 0.058801 | 7 | 0.36103
84691 | 9.28 | 0.8 | 365 | 8.4284 | 0.4609 | 8 | 0.88934
84850 | 12.18 | 0.8 | 365 | 11.0623 | 0.41744 | 11 | 0.47976
84314 | 14.388 | 0.8 | 365 | 13.0677 | 0.47538 | 13 | 0.54309
79580 | 354.9 | 0.55 | 365 | 221.6041 | 0.42906 | 222 | 0.033163
84899 | 66.5 | 0.55 | 365 | 41.5235 | 0.43543 | 41 | 0.95888
84709 | 8.75 | 0.8 | 365 | 7.9471 | 0.00678 | 7 | 0.95385
85112 | 7.8 | 0.8 | 365 | 7.0842 | 0.40033 | 7 | 0.48458
85111 | 8.775 | 0.8 | 365 | 7.9698 | 0.075371 | 8 | 0.045149
85109 | 11.8 | 0.8 | 365 | 10.7172 | 0.37486 | 11 | 0.092052
85108 | 8.4 | 0.8 | 365 | 7.6292 | 0.046509 | 7 | 0.6757
85107 | 8.85 | 0.8 | 365 | 8.0379 | 0.28114 | 8 | 0.31904
85105 | 8.775 | 0.8 | 365 | 7.9698 | 0.075371 | 8 | 0.045149
85104 | 6.03 | 0.8 | 365 | 5.4767 | 0.5441 | 6 | 0.020769
85103 | 10.72 | 0.8 | 365 | 9.7363 | 0.41174 | 10 | 0.14803
85100 | 10.08 | 0.8 | 365 | 9.155 | 0.65581 | 9 | 0.81084
85099 | 4.55 | 0.8 | 365 | 4.1325 | 0.48353 | 4 | 0.616
85040 | 13.275 | 0.8 | 365 | 12.0568 | 0.42171 | 12 | 0.47856
84998 | 6.67 | 0.8 | 365 | 6.0579 | 0.30003 | 6 | 0.35796
85102 | 5.85 | 0.8 | 365 | 5.3132 | 0.050247 | 5 | 0.36343
82595 | 5.2 | 0.8 | 365 | 4.7228 | 0.26689 | 4 | 0.98972
81612 | 47.64 | 0.6 | 365 | 32.4513 | 0.029971 | 32 | 0.48127
84997 | 5.51 | 0.8 | 365 | 5.0044 | 0.11741 | 5 | 0.1218
85098 | 7.8 | 0.8 | 365 | 7.0842 | 0.40033 | 7 | 0.48458
84902 | 15.36 | 0.8 | 365 | 13.9505 | 0.14219 | 14 | 0.092705
84928 | 3.99 | 0.8 | 365 | 3.6239 | 0.94709 | 4 | 0.57096
84931 | 10.83 | 0.8 | 365 | 9.8362 | 0.71353 | 10 | 0.54974
84933 | 6.09 | 0.8 | 365 | 5.5312 | 0.70872 | 6 | 0.23988
84934 | 8.12 | 0.8 | 365 | 7.3749 | 0.27829 | 7 | 0.65317
84936 | 11.88 | 0.8 | 365 | 10.7899 | 0.59435 | 11 | 0.3842
84937 | 6.67 | 0.8 | 365 | 6.0579 | 0.30003 | 6 | 0.35796
84940 | 12.48 | 0.8 | 365 | 11.3348 | 0.24053 | 11 | 0.57532
84941 | 8.48 | 0.8 | 365 | 7.7018 | 0.266 | 7 | 0.96785
84942 | 9.57 | 0.8 | 365 | 8.6918 | 0.25656 | 8 | 0.94838
84943 | 12.76 | 0.8 | 365 | 11.5891 | 0.0087443 | 11 | 0.59785
84944 | 7.521 | 0.8 | 365 | 6.8308 | 0.63486 | 7 | 0.46571
84947 | 12.25 | 0.8 | 365 | 11.1259 | 0.60949 | 11 | 0.73539
84949 | 9.86 | 0.8 | 365 | 8.9552 | 0.052212 | 9 | 0.0074264
84951 | 6.38 | 0.8 | 365 | 5.7946 | 0.50437 | 6 | 0.29892
84953 | 11.89 | 0.8 | 365 | 10.7989 | 0.62178 | 11 | 0.42072
84954 | 7.26 | 0.8 | 365 | 6.5938 | 0.91877 | 7 | 0.51257
84956 | 6.48 | 0.8 | 365 | 5.8854 | 0.77874 | 6 | 0.66411
84958 | 9.3 | 0.8 | 365 | 8.4466 | 0.51578 | 8 | 0.96238
84959 | 4.62 | 0.8 | 365 | 4.1961 | 0.67558 | 4 | 0.87163
84961 | 6.6 | 0.8 | 365 | 5.9944 | 0.10797 | 6 | 0.10233
84741 | 11.8 | 0.8 | 365 | 10.7172 | 0.37486 | 11 | 0.092052
84957 | 12.6 | 0.8 | 365 | 11.4438 | 0.56976 | 12 | 0.013547
80517 | 11.2 | 0.8 | 365 | 10.1723 | 0.72868 | 10 | 0.90093
84900 | 7.125 | 0.8 | 365 | 6.4712 | 0.54838 | 7 | 0.019565
85106 | 7.67 | 0.8 | 365 | 6.9662 | 0.043657 | 7 | 0.0098337
83929 | 3.3 | 0.8 | 365 | 2.9972 | 0.053986 | 3 | 0.051167
83969 | 6.5 | 0.8 | 365 | 5.9035 | 0.83361 | 6 | 0.73715
84985 | 6.49 | 0.8 | 365 | 5.8945 | 0.80617 | 6 | 0.70063
84642 | 7.54 | 0.8 | 365 | 6.8481 | 0.68699 | 7 | 0.53509
85211 | 9.6 | 0.8 | 365 | 8.7191 | 0.33887 | 9 | 0.05794
85210 | 9 | 0.8 | 365 | 8.1741 | 0.69269 | 8 | 0.86682
85208 | 13.44 | 0.8 | 365 | 12.2067 | 0.87441 | 13 | 0.081117
85207 | 10.56 | 0.8 | 365 | 9.591 | 0.97275 | 10 | 0.56373
85202 | 7.7 | 0.8 | 365 | 6.9934 | 0.12597 | 7 | 0.11939
85203 | 9.44 | 0.8 | 365 | 8.5738 | 0.89989 | 9 | 0.47364
85200 | 6.41 | 0.8 | 365 | 5.8218 | 0.58668 | 6 | 0.40848
85120 | 4.251 | 0.8 | 365 | 3.8609 | 0.66318 | 4 | 0.52409
85132 | 4.32 | 0.8 | 365 | 3.9236 | 0.85249 | 4 | 0.77607
85197 | 5.76 | 0.8 | 365 | 5.2314 | 0.80332 | 6 | 0.034764
85133 | 7.2 | 0.8 | 365 | 6.5393 | 0.75415 | 7 | 0.29346
85052 | 13.44 | 0.8 | 365 | 12.2067 | 0.87441 | 13 | 0.081117
85194 | 10.23 | 0.8 | 365 | 9.2913 | 0.067355 | 9 | 0.35862
84963 | 7.25 | 0.8 | 365 | 6.5847 | 0.89133 | 7 | 0.47605
84965 | 10.5 | 0.8 | 365 | 9.5365 | 0.80814 | 10 | 0.34462
84966 | 11.52 | 0.8 | 365 | 10.4629 | 0.60664 | 11 | 0.069529
84832 | 6.825 | 0.8 | 365 | 6.1987 | 0.72529 | 6 | 0.924
84968 | 11.505 | 0.8 | 365 | 10.4493 | 0.56549 | 11 | 0.014751
84967 | 13.2 | 0.8 | 365 | 11.9887 | 0.21594 | 12 | 0.20467
84970 | 4.64 | 0.8 | 365 | 4.2142 | 0.73045 | 4 | 0.94467
84969 | 24.9 | 0.8 | 365 | 22.6151 | 0.31644 | 22 | 0.93153
84971 | 5.9 | 0.8 | 365 | 5.3586 | 0.18743 | 5 | 0.54603
84973 | 4.55 | 0.8 | 365 | 4.1325 | 0.48353 | 4 | 0.616
84976 | 6.96 | 0.8 | 365 | 6.3213 | 0.095679 | 6 | 0.41701
84977 | 10.03 | 0.8 | 365 | 9.1096 | 0.51863 | 9 | 0.62824
79733 | 8.7 | 0.8 | 365 | 7.9017 | 0.8696 | 8 | 0.77126
83489 | 9.86 | 0.8 | 365 | 8.9552 | 0.052212 | 9 | 0.0074264
84995 | 6.035 | 0.8 | 365 | 5.4812 | 0.55782 | 6 | 0.039028
84996 | 7.13 | 0.8 | 365 | 6.4757 | 0.5621 | 7 | 0.037825
84355 | 6.67 | 0.8 | 365 | 6.0579 | 0.30003 | 6 | 0.35796
84779 | 7.59 | 0.8 | 365 | 6.8935 | 0.82417 | 7 | 0.71768
85224 | 4.06 | 0.8 | 365 | 3.6874 | 0.13915 | 3 | 0.82659
84268 | 7.93 | 0.8 | 365 | 7.2023 | 0.757 | 7 | 0.95932
84406 | 4.875 | 0.8 | 365 | 4.4277 | 0.37521 | 4 | 0.80286
84768 | 12.24 | 0.8 | 365 | 11.1168 | 0.58206 | 11 | 0.69887
84999 | 3 | 0.8 | 365 | 2.7247 | 0.2309 | 2 | 0.95561
85000 | 7.15 | 0.8 | 365 | 6.4939 | 0.61697 | 7 | 0.11086
85001 | 7.56 | 0.8 | 365 | 6.8663 | 0.74186 | 7 | 0.60813
85003 | 11.34 | 0.8 | 365 | 10.2994 | 0.11279 | 10 | 0.41219
85004 | 11.16 | 0.8 | 365 | 10.1359 | 0.61893 | 10 | 0.75486
85005 | 6.12 | 0.8 | 365 | 5.5584 | 0.79103 | 6 | 0.34944
85006 | 4.5 | 0.8 | 365 | 4.0871 | 0.34634 | 4 | 0.43341
85007 | 4.8 | 0.8 | 365 | 4.3595 | 0.16943 | 4 | 0.52897
85008 | 4.2 | 0.8 | 365 | 3.8146 | 0.52325 | 4 | 0.33785
85009 | 5.95 | 0.8 | 365 | 5.404 | 0.32461 | 5 | 0.72862
85010 | 5.4 | 0.8 | 365 | 4.9045 | 0.81561 | 5 | 0.72009
85011 | 10.56 | 0.8 | 365 | 9.591 | 0.97275 | 10 | 0.56373
85012 | 4.5 | 0.8 | 365 | 4.0871 | 0.34634 | 4 | 0.43341
85014 | 10.24 | 0.8 | 365 | 9.3003 | 0.094792 | 9 | 0.39514
85015 | 8.26 | 0.8 | 365 | 7.502 | 0.6624 | 8 | 0.16444
85016 | 15.36 | 0.8 | 365 | 13.9505 | 0.14219 | 14 | 0.092705
85018 | 5.7 | 0.8 | 365 | 5.1769 | 0.6387 | 5 | 0.81565
85019 | 9.045 | 0.8 | 365 | 8.215 | 0.81615 | 9 | 0.031153
85020 | 7.83 | 0.8 | 365 | 7.1115 | 0.48264 | 7 | 0.59413
85021 | 10.585 | 0.8 | 365 | 9.6137 | 0.041345 | 9 | 0.65503
85024 | 9.75 | 0.8 | 365 | 8.8553 | 0.75041 | 9 | 0.60572
85240 | 4.2 | 0.8 | 365 | 3.8146 | 0.52325 | 4 | 0.33785
85225 | 8.41 | 0.8 | 365 | 7.6383 | 0.073945 | 7 | 0.71222
85035 | 12.18 | 0.8 | 365 | 11.0623 | 0.41744 | 11 | 0.47976
85245 | 11.6 | 0.8 | 365 | 10.5355 | 0.82613 | 11 | 0.36168
85038 | 8.26 | 0.8 | 365 | 7.502 | 0.6624 | 8 | 0.16444
85220 | 10.44 | 0.8 | 365 | 9.482 | 0.64352 | 10 | 0.12551
85241 | 7.965 | 0.8 | 365 | 7.2341 | 0.85303 | 8 | 0.087135
85239 | 6.785 | 0.8 | 365 | 6.1624 | 0.61554 | 6 | 0.77793
85230 | 7.41 | 0.8 | 365 | 6.73 | 0.33031 | 7 | 0.060348
85235 | 3.48 | 0.8 | 365 | 3.1607 | 0.54784 | 3 | 0.7085
85046 | 4.48 | 0.8 | 365 | 4.0689 | 0.29147 | 4 | 0.36037
85051 | 10.62 | 0.8 | 365 | 9.6455 | 0.13737 | 9 | 0.78285
85054 | 11.285 | 0.8 | 365 | 10.2495 | 0.96189 | 11 | 0.21134
85056 | 5.015 | 0.8 | 365 | 4.5548 | 0.75931 | 5 | 0.31412
85057 | 4.13 | 0.8 | 365 | 3.751 | 0.3312 | 4 | 0.082218
85058 | 11.61 | 0.8 | 365 | 10.5446 | 0.85357 | 11 | 0.3982
85060 | 9.72 | 0.8 | 365 | 8.8281 | 0.6681 | 9 | 0.49616
85062 | 8.4 | 0.8 | 365 | 7.6292 | 0.046509 | 7 | 0.6757
85063 | 5.015 | 0.8 | 365 | 4.5548 | 0.75931 | 5 | 0.31412
85066 | 12.095 | 0.8 | 365 | 10.9851 | 0.18423 | 11 | 0.16935
85067 | 8.41 | 0.8 | 365 | 7.6383 | 0.073945 | 7 | 0.71222
85079 | 8.85 | 0.8 | 365 | 8.0379 | 0.28114 | 8 | 0.31904
85080 | 12.095 | 0.8 | 365 | 10.9851 | 0.18423 | 11 | 0.16935
85081 | 9.735 | 0.8 | 365 | 8.8417 | 0.70926 | 9 | 0.55094
85082 | 10.325 | 0.8 | 365 | 9.3775 | 0.328 | 9 | 0.70555
85083 | 6.785 | 0.8 | 365 | 6.1624 | 0.61554 | 6 | 0.77793
85084 | 7.695 | 0.8 | 365 | 6.9889 | 0.11225 | 7 | 0.10113
85085 | 5.015 | 0.8 | 365 | 4.5548 | 0.75931 | 5 | 0.31412
85094 | 9.24 | 0.8 | 365 | 8.3921 | 0.35116 | 8 | 0.74327
84981 | 4.35 | 0.8 | 365 | 3.9508 | 0.9348 | 4 | 0.88563
84983 | 4.76 | 0.8 | 365 | 4.3232 | 0.059688 | 4 | 0.3829
84982 | 10.36 | 0.8 | 365 | 9.4093 | 0.42403 | 9 | 0.83336
84987 | 5.51 | 0.8 | 365 | 5.0044 | 0.11741 | 5 | 0.1218
84984 | 7.25 | 0.8 | 365 | 6.5847 | 0.89133 | 7 | 0.47605
84986 | 10.325 | 0.8 | 365 | 9.3775 | 0.328 | 9 | 0.70555
84989 | 7.375 | 0.8 | 365 | 6.6982 | 0.23429 | 6 | 0.93253
85025 | 4.425 | 0.8 | 365 | 4.0189 | 0.14057 | 4 | 0.15952
85026 | 6.67 | 0.8 | 365 | 6.0579 | 0.30003 | 6 | 0.35796
85028 | 3.48 | 0.8 | 365 | 3.1607 | 0.54784 | 3 | 0.7085
85027 | 6.09 | 0.8 | 365 | 5.5312 | 0.70872 | 6 | 0.23988
84991 | 6.49 | 0.8 | 365 | 5.8945 | 0.80617 | 6 | 0.70063
84992 | 10.44 | 0.8 | 365 | 9.482 | 0.64352 | 10 | 0.12551
85029 | 14.455 | 0.8 | 365 | 13.1286 | 0.6592 | 13 | 0.78776
84988 | 6.38 | 0.8 | 365 | 5.7946 | 0.50437 | 6 | 0.29892
84990 | 5.8 | 0.8 | 365 | 5.2678 | 0.91307 | 6 | 0.18084
85030 | 7.83 | 0.8 | 365 | 7.1115 | 0.48264 | 7 | 0.59413
85031 | 11.89 | 0.8 | 365 | 10.7989 | 0.62178 | 11 | 0.42072
85032 | 10.03 | 0.8 | 365 | 9.1096 | 0.51863 | 9 | 0.62824
85041 | 6.38 | 0.8 | 365 | 5.7946 | 0.50437 | 6 | 0.29892
85037 | 5.51 | 0.8 | 365 | 5.0044 | 0.11741 | 5 | 0.1218
85042 | 4.35 | 0.8 | 365 | 3.9508 | 0.9348 | 4 | 0.88563
85045 | 4.13 | 0.8 | 365 | 3.751 | 0.3312 | 4 | 0.082218
85047 | 7.67 | 0.8 | 365 | 6.9662 | 0.043657 | 7 | 0.0098337
85055 | 9.44 | 0.8 | 365 | 8.5738 | 0.89989 | 9 | 0.47364
85048 | 13.57 | 0.8 | 365 | 12.3248 | 0.23109 | 12 | 0.55586
85061 | 2.9 | 0.8 | 365 | 2.6339 | 0.95653 | 3 | 0.59042
85065 | 9.57 | 0.8 | 365 | 8.6918 | 0.25656 | 8 | 0.94838
85069 | 3.64 | 0.8 | 365 | 3.306 | 0.98682 | 4 | 0.2928
85074 | 5.8 | 0.8 | 365 | 5.2678 | 0.91307 | 6 | 0.18084
85070 | 8.12 | 0.8 | 365 | 7.3749 | 0.27829 | 7 | 0.65317
85076 | 6.38 | 0.8 | 365 | 5.7946 | 0.50437 | 6 | 0.29892
85073 | 10.73 | 0.8 | 365 | 9.7454 | 0.43917 | 10 | 0.18455
85075 | 12.39 | 0.8 | 365 | 11.2531 | 0.9936 | 12 | 0.24665
85077 | 12.98 | 0.8 | 365 | 11.7889 | 0.61234 | 12 | 0.40126
85118 | 4.64 | 0.8 | 365 | 4.2142 | 0.73045 | 4 | 0.94467
85121 | 6.93 | 0.8 | 365 | 6.2941 | 0.01337 | 6 | 0.30745
84950 | 6.825 | 0.8 | 365 | 6.1987 | 0.72529 | 6 | 0.924
85123 | 4.845 | 0.8 | 365 | 4.4004 | 0.2929 | 4 | 0.6933
85124 | 3.705 | 0.8 | 365 | 3.365 | 0.16516 | 3 | 0.53017
85125 | 6.6 | 0.8 | 365 | 5.9944 | 0.10797 | 6 | 0.10233
85127 | 8.835 | 0.8 | 365 | 8.0243 | 0.23999 | 8 | 0.26426
85129 | 5.94 | 0.8 | 365 | 5.3949 | 0.29717 | 5 | 0.6921
85130 | 9.975 | 0.8 | 365 | 9.0597 | 0.36773 | 9 | 0.42739
85096 | 11.88 | 0.8 | 365 | 10.7899 | 0.59435 | 11 | 0.3842
85213 | 11.52 | 0.8 | 365 | 10.4629 | 0.60664 | 11 | 0.069529
84497 | 6.867 | 0.8 | 365 | 6.2369 | 0.84052 | 7 | 0.077383
84494 | 10.137 | 0.8 | 365 | 9.2068 | 0.8122 | 10 | 0.018994
84952 | 11.22 | 0.8 | 365 | 10.1904 | 0.78355 | 10 | 0.97397
84955 | 7.56 | 0.8 | 365 | 6.8663 | 0.74186 | 7 | 0.60813
84972 | 6.84 | 0.8 | 365 | 6.2123 | 0.76644 | 6 | 0.97878
85134 | 2.4 | 0.8 | 365 | 2.1798 | 0.58472 | 2 | 0.76449
85137 | 9.38 | 0.8 | 365 | 8.5193 | 0.73527 | 9 | 0.25453
85140 | 6.84 | 0.8 | 365 | 6.2123 | 0.76644 | 6 | 0.97878
85136 | 6.195 | 0.8 | 365 | 5.6265 | 0.9968 | 6 | 0.62333
85145 | 10.73 | 0.8 | 365 | 9.7454 | 0.43917 | 10 | 0.18455
85146 | 2.85 | 0.8 | 365 | 2.5885 | 0.81935 | 3 | 0.40783
85147 | 8.41 | 0.8 | 365 | 7.6383 | 0.073945 | 7 | 0.71222
85148 | 4.72 | 0.8 | 365 | 4.2869 | 0.94994 | 5 | 0.23682
85150 | 3.835 | 0.8 | 365 | 3.4831 | 0.52183 | 4 | 0.0049168
85323 | 6.175 | 0.8 | 365 | 5.6084 | 0.94193 | 6 | 0.55029
85152 | 7.08 | 0.8 | 365 | 6.4303 | 0.42491 | 6 | 0.85523
85153 | 5.9 | 0.8 | 365 | 5.3586 | 0.18743 | 5 | 0.54603
85154 | 9.44 | 0.8 | 365 | 8.5738 | 0.89989 | 9 | 0.47364
85138 | 7.08 | 0.8 | 365 | 6.4303 | 0.42491 | 6 | 0.85523
85158 | 7.08 | 0.8 | 365 | 6.4303 | 0.42491 | 6 | 0.85523
85159 | 6.49 | 0.8 | 365 | 5.8945 | 0.80617 | 6 | 0.70063
85160 | 5.015 | 0.8 | 365 | 4.5548 | 0.75931 | 5 | 0.31412
85161 | 5.015 | 0.8 | 365 | 4.5548 | 0.75931 | 5 | 0.31412
85163 | 5.9 | 0.8 | 365 | 5.3586 | 0.18743 | 5 | 0.54603
85166 | 7.67 | 0.8 | 365 | 6.9662 | 0.043657 | 7 | 0.0098337
85167 | 5.015 | 0.8 | 365 | 4.5548 | 0.75931 | 5 | 0.31412
85164 | 3.835 | 0.8 | 365 | 3.4831 | 0.52183 | 4 | 0.0049168
85169 | 9.145 | 0.8 | 365 | 8.3058 | 0.090515 | 8 | 0.39634
85168 | 6.785 | 0.8 | 365 | 6.1624 | 0.61554 | 6 | 0.77793
85173 | 13.4 | 0.8 | 365 | 12.1704 | 0.76467 | 12 | 0.93504
85174 | 12.8 | 0.8 | 365 | 11.6254 | 0.11849 | 11 | 0.74392
85110 | 9.38 | 0.8 | 365 | 8.5193 | 0.73527 | 9 | 0.25453
85113 | 9.92 | 0.8 | 365 | 9.0097 | 0.21683 | 9 | 0.22654
85115 | 2.88 | 0.8 | 365 | 2.6157 | 0.90166 | 3 | 0.51738
85128 | 7.15 | 0.8 | 365 | 6.4939 | 0.61697 | 7 | 0.11086
85179 | 7.56 | 0.8 | 365 | 6.8663 | 0.74186 | 7 | 0.60813
85178 | 10.08 | 0.8 | 365 | 9.155 | 0.65581 | 9 | 0.81084
85180 | 5.28 | 0.8 | 365 | 4.7955 | 0.48638 | 5 | 0.28187
85186 | 4.29 | 0.8 | 365 | 3.8963 | 0.77018 | 4 | 0.66652
85185 | 4.29 | 0.8 | 365 | 3.8963 | 0.77018 | 4 | 0.66652
85165 | 6.49 | 0.8 | 365 | 5.8945 | 0.80617 | 6 | 0.70063
85191 | 3.42 | 0.8 | 365 | 3.1062 | 0.38322 | 3 | 0.48939
85193 | 5.61 | 0.8 | 365 | 5.0952 | 0.39178 | 5 | 0.48698
85192 | 9.28 | 0.8 | 365 | 8.4284 | 0.4609 | 8 | 0.88934
85184 | 4.2 | 0.8 | 365 | 3.8146 | 0.52325 | 4 | 0.33785
84503 | 6.54 | 0.8 | 365 | 5.9399 | 0.94335 | 6 | 0.88322
85034 | 9 | 0.8 | 365 | 8.1741 | 0.69269 | 8 | 0.86682
85086 | 10.791 | 0.8 | 365 | 9.8008 | 0.60653 | 10 | 0.40732
85097 | 6.365 | 0.8 | 365 | 5.7809 | 0.46322 | 6 | 0.24414
85204 | 15.075 | 0.8 | 365 | 13.6917 | 0.36025 | 14 | 0.051922
85170 | 8.64 | 0.8 | 365 | 7.8472 | 0.70498 | 8 | 0.55215
85141 | 8.38 | 0.8 | 365 | 7.611 | 0.99164 | 8 | 0.60266
85223 | 9.28 | 0.8 | 365 | 8.4284 | 0.4609 | 8 | 0.88934
85331 | 11.89 | 0.8 | 365 | 10.7989 | 0.62178 | 11 | 0.42072
85339 | 5.22 | 0.8 | 365 | 4.741 | 0.32176 | 5 | 0.062755
85226 | 10.24 | 0.8 | 365 | 9.3003 | 0.094792 | 9 | 0.39514
85222 | 8.1 | 0.8 | 365 | 7.3567 | 0.22342 | 7 | 0.58014
85229 | 12.2 | 0.8 | 365 | 11.0805 | 0.47231 | 11 | 0.5528
85234 | 8 | 0.8 | 365 | 7.2659 | 0.94906 | 8 | 0.21495
85233 | 3.42 | 0.8 | 365 | 3.1062 | 0.38322 | 3 | 0.48939
85238 | 11.55 | 0.8 | 365 | 10.4901 | 0.68895 | 11 | 0.17908
85237 | 8.7 | 0.8 | 365 | 7.9017 | 0.8696 | 8 | 0.77126
85228 | 11.685 | 0.8 | 365 | 10.6127 | 0.05934 | 10 | 0.67209
85205 | 10.73 | 0.8 | 365 | 9.7454 | 0.43917 | 10 | 0.18455
85209 | 9.57 | 0.8 | 365 | 8.6918 | 0.25656 | 8 | 0.94838
85206 | 6.555 | 0.8 | 365 | 5.9535 | 0.98451 | 6 | 0.938
85214 | 10.44 | 0.8 | 365 | 9.482 | 0.64352 | 10 | 0.12551
85212 | 9.86 | 0.8 | 365 | 8.9552 | 0.052212 | 9 | 0.0074264
85216 | 3.77 | 0.8 | 365 | 3.4241 | 0.34349 | 3 | 0.76755
85217 | 15.95 | 0.8 | 365 | 14.4864 | 0.76093 | 15 | 0.24731
85218 | 5.8 | 0.8 | 365 | 5.2678 | 0.91307 | 6 | 0.18084
85219 | 9.86 | 0.8 | 365 | 8.9552 | 0.052212 | 9 | 0.0074264
85090 | 19.2 | 0.8 | 365 | 17.4381 | 0.67773 | 18 | 0.11588
85091 | 19.8 | 0.8 | 365 | 17.9831 | 0.32391 | 18 | 0.307
85092 | 24.9 | 0.8 | 365 | 22.6151 | 0.31644 | 22 | 0.93153
85095 | 6.9 | 0.8 | 365 | 6.2668 | 0.93106 | 7 | 0.19789
85117 | 18.6 | 0.8 | 365 | 16.8932 | 0.031555 | 16 | 0.92476
85119 | 15 | 0.8 | 365 | 13.6236 | 0.15448 | 13 | 0.77803
85122 | 24.9 | 0.8 | 365 | 22.6151 | 0.31644 | 22 | 0.93153
85187 | 18.585 | 0.8 | 365 | 16.8796 | 0.9904 | 17 | 0.86998
85142 | 5.4 | 0.8 | 365 | 4.9045 | 0.81561 | 5 | 0.72009
85196 | 8.82 | 0.8 | 365 | 8.0106 | 0.19883 | 8 | 0.20948
85198 | 8.4 | 0.8 | 365 | 7.6292 | 0.046509 | 7 | 0.6757
85242 | 11.1 | 0.8 | 365 | 10.0814 | 0.45432 | 10 | 0.53574
85247 | 4.06 | 0.8 | 365 | 3.6874 | 0.13915 | 3 | 0.82659
85248 | 8.75 | 0.8 | 365 | 7.9471 | 0.00678 | 7 | 0.95385
85249 | 3.9 | 0.8 | 365 | 3.5421 | 0.70016 | 4 | 0.24229
83665 | 5.5 | 0.8 | 365 | 4.9953 | 0.089976 | 5 | 0.085278
85244 | 7.25 | 0.8 | 365 | 6.5847 | 0.89133 | 7 | 0.47605
85250 | 7.25 | 0.8 | 365 | 6.5847 | 0.89133 | 7 | 0.47605
85254 | 13.275 | 0.8 | 365 | 12.0568 | 0.42171 | 12 | 0.47856
85256 | 8.25 | 0.8 | 365 | 7.493 | 0.63496 | 8 | 0.12792
85253 | 13.275 | 0.8 | 365 | 12.0568 | 0.42171 | 12 | 0.47856
85261 | 11.31 | 0.8 | 365 | 10.2722 | 0.030478 | 10 | 0.30264
85262 | 6.82 | 0.8 | 365 | 6.1942 | 0.71157 | 6 | 0.90575
85264 | 7.32 | 0.8 | 365 | 6.6483 | 0.083386 | 6 | 0.73168
85265 | 10.39 | 0.8 | 365 | 9.4366 | 0.50634 | 9 | 0.94292
84500 | 6.48 | 0.8 | 365 | 5.8854 | 0.77874 | 6 | 0.66411
85274 | 6.48 | 0.8 | 365 | 5.8854 | 0.77874 | 6 | 0.66411
85276 | 5.015 | 0.8 | 365 | 4.5548 | 0.75931 | 5 | 0.31412
85282 | 5.4 | 0.8 | 365 | 4.9045 | 0.81561 | 5 | 0.72009
85351 | 4.72 | 0.8 | 365 | 4.2869 | 0.94994 | 5 | 0.23682
85252 | 8.85 | 0.8 | 365 | 8.0379 | 0.28114 | 8 | 0.31904
85251 | 12 | 0.8 | 365 | 10.8988 | 0.92358 | 11 | 0.82243
85342 | 10.03 | 0.8 | 365 | 9.1096 | 0.51863 | 9 | 0.62824
85255 | 4.425 | 0.8 | 365 | 4.0189 | 0.14057 | 4 | 0.15952
85258 | 10.15 | 0.8 | 365 | 9.2186 | 0.84786 | 10 | 0.066468
85176 | 8.26 | 0.8 | 365 | 7.502 | 0.6624 | 8 | 0.16444
85408 | 3.77 | 0.8 | 365 | 3.4241 | 0.34349 | 3 | 0.76755
85350 | 6.785 | 0.8 | 365 | 6.1624 | 0.61554 | 6 | 0.77793
85330 | 8.99 | 0.8 | 365 | 8.165 | 0.66525 | 8 | 0.8303
85341 | 16.815 | 0.8 | 365 | 15.272 | 0.13417 | 15 | 0.40617
85345 | 5.015 | 0.8 | 365 | 4.5548 | 0.75931 | 5 | 0.31412
85421 | 3.6 | 0.8 | 365 | 3.2697 | 0.87708 | 4 | 0.14673
85427 | 10.8 | 0.8 | 365 | 9.809 | 0.63123 | 10 | 0.44018
85419 | 10.85 | 0.8 | 365 | 9.8544 | 0.76841 | 10 | 0.62278
85416 | 6 | 0.8 | 365 | 5.4494 | 0.46179 | 5 | 0.91121
85414 | 6 | 0.8 | 365 | 5.4494 | 0.46179 | 5 | 0.91121
83800 | 14.55 | 0.8 | 365 | 13.2148 | 0.91985 | 14 | 0.13469
85411 | 9 | 0.8 | 365 | 8.1741 | 0.69269 | 8 | 0.86682
85409 | 3.54 | 0.8 | 365 | 3.2152 | 0.71246 | 3 | 0.92762
85349 | 8.7 | 0.8 | 365 | 7.9017 | 0.8696 | 8 | 0.77126
85347 | 10.325 | 0.8 | 365 | 9.3775 | 0.328 | 9 | 0.70555
85327 | 8.7 | 0.8 | 365 | 7.9017 | 0.8696 | 8 | 0.77126
85433 | 4.72 | 0.8 | 365 | 4.2869 | 0.94994 | 5 | 0.23682
85332 | 9.86 | 0.8 | 365 | 8.9552 | 0.052212 | 9 | 0.0074264
85438 | 4.13 | 0.8 | 365 | 3.751 | 0.3312 | 4 | 0.082218
85440 | 6.195 | 0.8 | 365 | 5.6265 | 0.9968 | 6 | 0.62333
85335 | 11.02 | 0.8 | 365 | 10.0088 | 0.23482 | 10 | 0.24359
85334 | 7.83 | 0.8 | 365 | 7.1115 | 0.48264 | 7 | 0.59413
85329 | 3.77 | 0.8 | 365 | 3.4241 | 0.34349 | 3 | 0.76755
85328 | 3.36 | 0.8 | 365 | 3.0517 | 0.2186 | 3 | 0.27028
85439 | 5.51 | 0.8 | 365 | 5.0044 | 0.11741 | 5 | 0.1218
85336 | 6.96 | 0.8 | 365 | 6.3213 | 0.095679 | 6 | 0.41701
85434 | 6.49 | 0.8 | 365 | 5.8945 | 0.80617 | 6 | 0.70063
85432 | 3.19 | 0.8 | 365 | 2.8973 | 0.75219 | 3 | 0.64946
85431 | 3.245 | 0.8 | 365 | 2.9472 | 0.90309 | 3 | 0.85031
85437 | 2.36 | 0.8 | 365 | 2.1434 | 0.47497 | 2 | 0.61841
84878 | 2.28 | 0.8 | 365 | 2.0708 | 0.25548 | 2 | 0.32626
85472 | 6.38 | 0.8 | 365 | 5.7946 | 0.50437 | 6 | 0.29892
85471 | 5.475 | 0.8 | 365 | 4.9726 | 0.021385 | 4 | 0.99398
85460 | 4.225 | 0.8 | 365 | 3.8373 | 0.59185 | 4 | 0.42915
85473 | 14.74 | 0.8 | 365 | 13.3874 | 0.44114 | 13 | 0.82855
85425 | 10.15 | 0.8 | 365 | 9.2186 | 0.84786 | 10 | 0.066468
85423 | 4.62 | 0.8 | 365 | 4.1961 | 0.67558 | 4 | 0.87163
85422 | 13.95 | 0.8 | 365 | 12.6699 | 0.27367 | 12 | 0.94357
85420 | 6.84 | 0.8 | 365 | 6.2123 | 0.76644 | 6 | 0.97878
85418 | 11.88 | 0.8 | 365 | 10.7899 | 0.59435 | 11 | 0.3842
85417 | 4.13 | 0.8 | 365 | 3.751 | 0.3312 | 4 | 0.082218
85415 | 11.375 | 0.8 | 365 | 10.3312 | 0.20881 | 10 | 0.54001
85488 | 6.552 | 0.8 | 365 | 5.9508 | 0.97628 | 6 | 0.92704
85487 | 3.2 | 0.8 | 365 | 2.9064 | 0.77962 | 3 | 0.68598
85346 | 17.98 | 0.8 | 365 | 16.3301 | 0.3305 | 16 | 0.6606
85407 | 12.6 | 0.8 | 365 | 11.4438 | 0.56976 | 12 | 0.013547
85403 | 12.4 | 0.8 | 365 | 11.2621 | 0.021037 | 11 | 0.28317
85402 | 3.6 | 0.8 | 365 | 3.2697 | 0.87708 | 4 | 0.14673
85401 | 9.75 | 0.8 | 365 | 8.8553 | 0.75041 | 9 | 0.60572
85400 | 8.28 | 0.8 | 365 | 7.5202 | 0.71727 | 8 | 0.23747
85399 | 6.67 | 0.8 | 365 | 6.0579 | 0.30003 | 6 | 0.35796
85398 | 8.625 | 0.8 | 365 | 7.8335 | 0.66383 | 8 | 0.49737
85397 | 12.24 | 0.8 | 365 | 11.1168 | 0.58206 | 11 | 0.69887
85396 | 8.45 | 0.8 | 365 | 7.6746 | 0.18369 | 7 | 0.85829
85395 | 7.56 | 0.8 | 365 | 6.8663 | 0.74186 | 7 | 0.60813
85394 | 5.605 | 0.8 | 365 | 5.0907 | 0.37806 | 5 | 0.46872
85393 | 10.8 | 0.8 | 365 | 9.809 | 0.63123 | 10 | 0.44018
85391 | 10.08 | 0.8 | 365 | 9.155 | 0.65581 | 9 | 0.81084
85389 | 6.6 | 0.8 | 365 | 5.9944 | 0.10797 | 6 | 0.10233
85387 | 6.27 | 0.8 | 365 | 5.6946 | 0.20257 | 5 | 0.89722
85386 | 9.82 | 0.8 | 365 | 8.9189 | 0.94247 | 9 | 0.86135
85385 | 3.96 | 0.8 | 365 | 3.5966 | 0.86478 | 4 | 0.4614
85384 | 6 | 0.8 | 365 | 5.4494 | 0.46179 | 5 | 0.91121
85383 | 24.92 | 0.8 | 365 | 22.6333 | 0.37131 | 23 | 0.0045705
85382 | 6.3 | 0.8 | 365 | 5.7219 | 0.28488 | 6 | 0.0067734
85381 | 3.015 | 0.8 | 365 | 2.7383 | 0.27205 | 3 | 0.010384
85380 | 8.05 | 0.8 | 365 | 7.3113 | 0.086238 | 7 | 0.39754
85378 | 9.8 | 0.8 | 365 | 8.9007 | 0.88759 | 9 | 0.78831
85377 | 7.37 | 0.8 | 365 | 6.6937 | 0.22057 | 6 | 0.91427
85325 | 8.04 | 0.8 | 365 | 7.3022 | 0.058801 | 7 | 0.36103
85324 | 13.3 | 0.8 | 365 | 12.0795 | 0.49031 | 12 | 0.56986
85322 | 7.56 | 0.8 | 365 | 6.8663 | 0.74186 | 7 | 0.60813
85321 | 6.03 | 0.8 | 365 | 5.4767 | 0.5441 | 6 | 0.020769
85320 | 6.72 | 0.8 | 365 | 6.1034 | 0.43721 | 6 | 0.54056
85319 | 6.96 | 0.8 | 365 | 6.3213 | 0.095679 | 6 | 0.41701
85318 | 12.6 | 0.8 | 365 | 11.4438 | 0.56976 | 12 | 0.013547
85316 | 15 | 0.8 | 365 | 13.6236 | 0.15448 | 13 | 0.77803
85315 | 3.54 | 0.8 | 365 | 3.2152 | 0.71246 | 3 | 0.92762
85314 | 5.76 | 0.8 | 365 | 5.2314 | 0.80332 | 6 | 0.034764
85313 | 7.875 | 0.8 | 365 | 7.1524 | 0.6061 | 7 | 0.75847
85312 | 13.68 | 0.8 | 365 | 12.4247 | 0.53289 | 12 | 0.95757
85311 | 7.92 | 0.8 | 365 | 7.1932 | 0.72957 | 7 | 0.9228
85310 | 11.02 | 0.8 | 365 | 10.0088 | 0.23482 | 10 | 0.24359
85309 | 4.8 | 0.8 | 365 | 4.3595 | 0.16943 | 4 | 0.52897
85308 | 10.56 | 0.8 | 365 | 9.591 | 0.97275 | 10 | 0.56373
85307 | 11.52 | 0.8 | 365 | 10.4629 | 0.60664 | 11 | 0.069529
85306 | 9.49 | 0.8 | 365 | 8.6192 | 0.037068 | 8 | 0.65623
85305 | 3.3 | 0.8 | 365 | 2.9972 | 0.053986 | 3 | 0.051167
85304 | 9.38 | 0.8 | 365 | 8.5193 | 0.73527 | 9 | 0.25453
85303 | 9.9 | 0.8 | 365 | 8.9915 | 0.16196 | 9 | 0.1535
85302 | 11.7 | 0.8 | 365 | 10.6264 | 0.10049 | 10 | 0.72686
85301 | 10.64 | 0.8 | 365 | 9.6636 | 0.19224 | 9 | 0.85588
85300 | 10.5 | 0.8 | 365 | 9.5365 | 0.80814 | 10 | 0.34462
85299 | 9.6 | 0.8 | 365 | 8.7191 | 0.33887 | 9 | 0.05794
85297 | 4.2 | 0.8 | 365 | 3.8146 | 0.52325 | 4 | 0.33785
85296 | 4.34 | 0.8 | 365 | 3.9417 | 0.90736 | 4 | 0.84911
85295 | 16 | 0.8 | 365 | 14.5318 | 0.89811 | 15 | 0.4299
85294 | 3.6 | 0.8 | 365 | 3.2697 | 0.87708 | 4 | 0.14673
85293 | 15.3 | 0.8 | 365 | 13.896 | 0.97757 | 14 | 0.87359
85410 | 10.8 | 0.8 | 365 | 9.809 | 0.63123 | 10 | 0.44018
85412 | 10.85 | 0.8 | 365 | 9.8544 | 0.76841 | 10 | 0.62278
85474 | 17.85 | 0.8 | 365 | 16.212 | 0.97383 | 17 | 0.18586
85475 | 10.24 | 0.8 | 365 | 9.3003 | 0.094792 | 9 | 0.39514
85476 | 12.04 | 0.8 | 365 | 10.9352 | 0.033329 | 10 | 0.9685
85477 | 6.7 | 0.8 | 365 | 6.0852 | 0.38233 | 6 | 0.46752
85478 | 5.7 | 0.8 | 365 | 5.1769 | 0.6387 | 5 | 0.81565
85479 | 6.93 | 0.8 | 365 | 6.2941 | 0.01337 | 6 | 0.30745
85480 | 12.48 | 0.8 | 365 | 11.3348 | 0.24053 | 11 | 0.57532
85486 | 3.015 | 0.8 | 365 | 2.7383 | 0.27205 | 3 | 0.010384
85484 | 4.2 | 0.8 | 365 | 3.8146 | 0.52325 | 4 | 0.33785
85483 | 5.9 | 0.8 | 365 | 5.3586 | 0.18743 | 5 | 0.54603
85485 | 10 | 0.8 | 365 | 9.0824 | 0.43632 | 9 | 0.51869
85298 | 6.48 | 0.8 | 365 | 5.8854 | 0.77874 | 6 | 0.66411
84727 | 3 | 0.8 | 365 | 2.7247 | 0.2309 | 2 | 0.95561
85089 | 24.9 | 0.8 | 365 | 22.6151 | 0.31644 | 22 | 0.93153
85353 | 12.9 | 0.8 | 365 | 11.7163 | 0.39285 | 12 | 0.10911
85260 | 14.388 | 0.8 | 365 | 13.0677 | 0.47538 | 13 | 0.54309
85287 | 8.41 | 0.8 | 365 | 7.6383 | 0.073945 | 7 | 0.71222
85285 | 9 | 0.8 | 365 | 8.1741 | 0.69269 | 8 | 0.86682
85289 | 9.28 | 0.8 | 365 | 8.4284 | 0.4609 | 8 | 0.88934
85273 | 12.96 | 0.8 | 365 | 11.7707 | 0.55747 | 12 | 0.32822
85292 | 14.4 | 0.8 | 365 | 13.0786 | 0.5083 | 13 | 0.58691
85269 | 3.2 | 0.8 | 365 | 2.9064 | 0.77962 | 3 | 0.68598
85271 | 8.64 | 0.8 | 365 | 7.8472 | 0.70498 | 8 | 0.55215
85281 | 7.26 | 0.8 | 365 | 6.5938 | 0.91877 | 7 | 0.51257
85284 | 9.075 | 0.8 | 365 | 8.2422 | 0.89846 | 9 | 0.14071
85360 | 5.232 | 0.8 | 365 | 4.7519 | 0.35468 | 5 | 0.10658
85526 | 7.56 | 0.8 | 365 | 6.8663 | 0.74186 | 7 | 0.60813
85469 | 7.848 | 0.8 | 365 | 7.1278 | 0.53202 | 7 | 0.65987
85375 | 7.92 | 0.8 | 365 | 7.1932 | 0.72957 | 7 | 0.9228
85371 | 4.251 | 0.8 | 365 | 3.8609 | 0.66318 | 4 | 0.52409
85340 | 12.6 | 0.8 | 365 | 11.4438 | 0.56976 | 12 | 0.013547
85338 | 9.8 | 0.8 | 365 | 8.9007 | 0.88759 | 9 | 0.78831
85364 | 7.2 | 0.8 | 365 | 6.5393 | 0.75415 | 7 | 0.29346
85348 | 5.04 | 0.8 | 365 | 4.5775 | 0.82791 | 5 | 0.40542
85362 | 9 | 0.8 | 365 | 8.1741 | 0.69269 | 8 | 0.86682
84518 | 9.81 | 0.8 | 365 | 8.9098 | 0.91503 | 9 | 0.82483
84495 | 9.156 | 0.8 | 365 | 8.3158 | 0.12069 | 8 | 0.43651
85354 | 16.5 | 0.8 | 365 | 14.9859 | 0.26993 | 15 | 0.25584
85356 | 24.9 | 0.8 | 365 | 22.6151 | 0.31644 | 22 | 0.93153
85363 | 16.5 | 0.8 | 365 | 14.9859 | 0.26993 | 15 | 0.25584
85361 | 10.8 | 0.8 | 365 | 9.809 | 0.63123 | 10 | 0.44018
85358 | 24.9 | 0.8 | 365 | 22.6151 | 0.31644 | 22 | 0.93153
85359 | 24.9 | 0.8 | 365 | 22.6151 | 0.31644 | 22 | 0.93153
85367 | 20.7 | 0.8 | 365 | 18.8005 | 0.79318 | 19 | 0.59368
85368 | 24.9 | 0.8 | 365 | 22.6151 | 0.31644 | 22 | 0.93153
85369 | 16.2 | 0.8 | 365 | 14.7134 | 0.44684 | 15 | 0.16027
85370 | 13.2 | 0.8 | 365 | 11.9887 | 0.21594 | 12 | 0.20467
85372 | 19.2 | 0.8 | 365 | 17.4381 | 0.67773 | 18 | 0.11588
85272 | 10.915 | 0.8 | 365 | 9.9134 | 0.94674 | 10 | 0.86015
84849 | 8.54 | 0.8 | 365 | 7.7563 | 0.43062 | 8 | 0.18696
85429 | 9.15 | 0.8 | 365 | 8.3104 | 0.10423 | 8 | 0.4146
85430 | 7.32 | 0.8 | 365 | 6.6483 | 0.083386 | 6 | 0.73168
85376 | 12.675 | 0.8 | 365 | 11.5119 | 0.77554 | 12 | 0.28744
85373 | 22.5 | 0.8 | 365 | 20.4353 | 0.73172 | 21 | 0.16705
85374 | 14.7 | 0.8 | 365 | 13.3511 | 0.33139 | 13 | 0.68247
85445 | 14.965 | 0.8 | 365 | 13.5918 | 0.058453 | 13 | 0.65022
85447 | 6.49 | 0.8 | 365 | 5.8945 | 0.80617 | 6 | 0.70063
85448 | 14.57 | 0.8 | 365 | 13.233 | 0.97472 | 14 | 0.20773
85446 | 6.4 | 0.8 | 365 | 5.8127 | 0.55924 | 6 | 0.37196
85450 | 9.9 | 0.8 | 365 | 8.9915 | 0.16196 | 9 | 0.1535
85453 | 9.1 | 0.8 | 365 | 8.265 | 0.96705 | 9 | 0.23201
85441 | 7.67 | 0.8 | 365 | 6.9662 | 0.043657 | 7 | 0.0098337
85435 | 5.85 | 0.8 | 365 | 5.3132 | 0.050247 | 5 | 0.36343
85454 | 2.9 | 0.8 | 365 | 2.6339 | 0.95653 | 3 | 0.59042
85455 | 3.48 | 0.8 | 365 | 3.1607 | 0.54784 | 3 | 0.7085
85466 | 4.06 | 0.8 | 365 | 3.6874 | 0.13915 | 3 | 0.82659
85467 | 13.92 | 0.8 | 365 | 12.6427 | 0.19136 | 12 | 0.83401
85458 | 8.12 | 0.8 | 365 | 7.3749 | 0.27829 | 7 | 0.65317
85352 | 8.4 | 0.8 | 365 | 7.6292 | 0.046509 | 7 | 0.6757
85162 | 7.08 | 0.8 | 365 | 6.4303 | 0.42491 | 6 | 0.85523
85459 | 9.765 | 0.8 | 365 | 8.8689 | 0.79157 | 9 | 0.6605
85461 | 16.47 | 0.8 | 365 | 14.9587 | 0.18762 | 15 | 0.14628
85462 | 7.44 | 0.8 | 365 | 6.7573 | 0.41262 | 7 | 0.1699
85463 | 8.64 | 0.8 | 365 | 7.8472 | 0.70498 | 8 | 0.55215
85464 | 8.4 | 0.8 | 365 | 7.6292 | 0.046509 | 7 | 0.6757
81290 | 6.6 | 0.8 | 365 | 5.9944 | 0.10797 | 6 | 0.10233
85481 | 4.93 | 0.8 | 365 | 4.4776 | 0.52611 | 5 | 0.0037132
85509 | 4.425 | 0.8 | 365 | 4.0189 | 0.14057 | 4 | 0.15952
85510 | 4.72 | 0.8 | 365 | 4.2869 | 0.94994 | 5 | 0.23682
85511 | 5.015 | 0.8 | 365 | 4.5548 | 0.75931 | 5 | 0.31412
85512 | 9.735 | 0.8 | 365 | 8.8417 | 0.70926 | 9 | 0.55094
85513 | 3.835 | 0.8 | 365 | 3.4831 | 0.52183 | 4 | 0.0049168
85514 | 2.655 | 0.8 | 365 | 2.4114 | 0.28434 | 2 | 0.69571
85515 | 6.49 | 0.8 | 365 | 5.8945 | 0.80617 | 6 | 0.70063
85516 | 7.67 | 0.8 | 365 | 6.9662 | 0.043657 | 7 | 0.0098337
85517 | 4.13 | 0.8 | 365 | 3.751 | 0.3312 | 4 | 0.082218
85519 | 3.245 | 0.8 | 365 | 2.9472 | 0.90309 | 3 | 0.85031
85520 | 5.31 | 0.8 | 365 | 4.8227 | 0.56869 | 5 | 0.39142
85468 | 3.19 | 0.8 | 365 | 2.8973 | 0.75219 | 3 | 0.64946
85499 | 9.72 | 0.8 | 365 | 8.8281 | 0.6681 | 9 | 0.49616
85500 | 8.64 | 0.8 | 365 | 7.8472 | 0.70498 | 8 | 0.55215
84978 | 12.06 | 0.8 | 365 | 10.9533 | 0.088202 | 11 | 0.041538
84724 | 7.37 | 0.8 | 365 | 6.6937 | 0.22057 | 6 | 0.91427
85502 | 9.715 | 0.8 | 365 | 8.8235 | 0.65438 | 9 | 0.47791
85503 | 17.28 | 0.8 | 365 | 15.6943 | 0.40996 | 16 | 0.10429
85505 | 7.67 | 0.8 | 365 | 6.9662 | 0.043657 | 7 | 0.0098337
82945 | 5.7 | 1 | 365 | 6.4712 | 0.54838 | 7 | 0.019565
85507 | 4.32 | 0.8 | 365 | 3.9236 | 0.85249 | 4 | 0.77607
85508 | 13.505 | 0.8 | 365 | 12.2657 | 0.05275 | 12 | 0.31849
85114 | 5.22 | 0.8 | 365 | 4.741 | 0.32176 | 5 | 0.062755
85521 | 10.325 | 0.8 | 365 | 9.3775 | 0.328 | 9 | 0.70555
85523 | 10.325 | 0.8 | 365 | 9.3775 | 0.328 | 9 | 0.70555
85524 | 5.015 | 0.8 | 365 | 4.5548 | 0.75931 | 5 | 0.31412
85527 | 7.375 | 0.8 | 365 | 6.6982 | 0.23429 | 6 | 0.93253
85528 | 6.49 | 0.8 | 365 | 5.8945 | 0.80617 | 6 | 0.70063
85529 | 5.9 | 0.8 | 365 | 5.3586 | 0.18743 | 5 | 0.54603
85530 | 6.49 | 0.8 | 365 | 5.8945 | 0.80617 | 6 | 0.70063
85532 | 5.605 | 0.8 | 365 | 5.0907 | 0.37806 | 5 | 0.46872
85531 | 4.06 | 0.8 | 365 | 3.6874 | 0.13915 | 3 | 0.82659
85533 | 4.9 | 0.8 | 365 | 4.4504 | 0.4438 | 4 | 0.89416
85539 | 12.8 | 0.8 | 365 | 11.6254 | 0.11849 | 11 | 0.74392
85536 | 15.33 | 0.8 | 365 | 13.9233 | 0.059879 | 13 | 0.98315
85518 | 7.375 | 0.8 | 365 | 6.6982 | 0.23429 | 6 | 0.93253
84504 | 10.137 | 0.8 | 365 | 9.2068 | 0.8122 | 10 | 0.018994
85562 | 13.02 | 0.8 | 365 | 11.8252 | 0.72209 | 12 | 0.54733
85566 | 6.365 | 0.8 | 365 | 5.7809 | 0.46322 | 6 | 0.24414
85567 | 9.28 | 0.8 | 365 | 8.4284 | 0.4609 | 8 | 0.88934
85569 | 3.84 | 0.8 | 365 | 3.4876 | 0.53555 | 4 | 0.023176
85570 | 10.23 | 0.8 | 365 | 9.2913 | 0.067355 | 9 | 0.35862
85576 | 4.96 | 0.8 | 365 | 4.5049 | 0.60841 | 5 | 0.11327
85579 | 8.96 | 0.8 | 365 | 8.1378 | 0.58294 | 8 | 0.72074
85581 | 12.775 | 0.8 | 365 | 11.6027 | 0.049899 | 11 | 0.65262
85583 | 8.32 | 0.8 | 365 | 7.5565 | 0.82702 | 8 | 0.38355
85584 | 8.37 | 0.8 | 365 | 7.6019 | 0.9642 | 8 | 0.56614
85585 | 2.88 | 0.8 | 365 | 2.6157 | 0.90166 | 3 | 0.51738
85587 | 14.85 | 0.8 | 365 | 13.4873 | 0.74294 | 14 | 0.23025
85522 | 10.325 | 0.8 | 365 | 9.3775 | 0.328 | 9 | 0.70555
85542 | 6.405 | 0.8 | 365 | 5.8173 | 0.57296 | 6 | 0.39022
85537 | 13.68 | 0.8 | 365 | 12.4247 | 0.53289 | 12 | 0.95757
84905 | 11.85 | 0.8 | 365 | 10.7626 | 0.51204 | 11 | 0.27465
85465 | 5.605 | 0.8 | 365 | 5.0907 | 0.37806 | 5 | 0.46872
85491 | 4.35 | 0.8 | 365 | 3.9508 | 0.9348 | 4 | 0.88563
85492 | 8.7 | 0.8 | 365 | 7.9017 | 0.8696 | 8 | 0.77126
85495 | 4.06 | 0.8 | 365 | 3.6874 | 0.13915 | 3 | 0.82659
85497 | 6.38 | 0.8 | 365 | 5.7946 | 0.50437 | 6 | 0.29892
85498 | 4.13 | 0.8 | 365 | 3.751 | 0.3312 | 4 | 0.082218
85535 | 9.44 | 0.8 | 365 | 8.5738 | 0.89989 | 9 | 0.47364
85538 | 3.48 | 0.8 | 365 | 3.1607 | 0.54784 | 3 | 0.7085
84911 | 10.08 | 0.8 | 365 | 9.155 | 0.65581 | 9 | 0.81084
85093 | 6.96 | 0.8 | 365 | 6.3213 | 0.095679 | 6 | 0.41701
85452 | 6.555 | 0.8 | 365 | 5.9535 | 0.98451 | 6 | 0.938
85135 | 10.72 | 0.8 | 365 | 9.7363 | 0.41174 | 10 | 0.14803
85541 | 10.62 | 0.8 | 365 | 9.6455 | 0.13737 | 9 | 0.78285
85543 | 7.83 | 0.8 | 365 | 7.1115 | 0.48264 | 7 | 0.59413
85544 | 10.15 | 0.8 | 365 | 9.2186 | 0.84786 | 10 | 0.066468
85545 | 9.44 | 0.8 | 365 | 8.5738 | 0.89989 | 9 | 0.47364
85546 | 5.31 | 0.8 | 365 | 4.8227 | 0.56869 | 5 | 0.39142
85547 | 4.425 | 0.8 | 365 | 4.0189 | 0.14057 | 4 | 0.15952
85548 | 7.965 | 0.8 | 365 | 7.2341 | 0.85303 | 8 | 0.087135
85549 | 4.93 | 0.8 | 365 | 4.4776 | 0.52611 | 5 | 0.0037132
85550 | 4.425 | 0.8 | 365 | 4.0189 | 0.14057 | 4 | 0.15952
85551 | 8.41 | 0.8 | 365 | 7.6383 | 0.073945 | 7 | 0.71222
85552 | 7.965 | 0.8 | 365 | 7.2341 | 0.85303 | 8 | 0.087135
85553 | 11.02 | 0.8 | 365 | 10.0088 | 0.23482 | 10 | 0.24359
85554 | 9.145 | 0.8 | 365 | 8.3058 | 0.090515 | 8 | 0.39634
85555 | 5.605 | 0.8 | 365 | 5.0907 | 0.37806 | 5 | 0.46872
85556 | 8.555 | 0.8 | 365 | 7.77 | 0.47177 | 8 | 0.24174
85565 | 4.425 | 0.8 | 365 | 4.0189 | 0.14057 | 4 | 0.15952
85588 | 4.93 | 0.8 | 365 | 4.4776 | 0.52611 | 5 | 0.0037132
85589 | 7.08 | 0.8 | 365 | 6.4303 | 0.42491 | 6 | 0.85523
85590 | 8.85 | 0.8 | 365 | 8.0379 | 0.28114 | 8 | 0.31904
85591 | 6.96 | 0.8 | 365 | 6.3213 | 0.095679 | 6 | 0.41701
85592 | 5.31 | 0.8 | 365 | 4.8227 | 0.56869 | 5 | 0.39142
85131 | 5.7 | 0.8 | 365 | 5.1769 | 0.6387 | 5 | 0.81565
85602 | 12.73 | 0.8 | 365 | 11.5619 | 0.92644 | 12 | 0.48829
85603 | 5.8 | 0.8 | 365 | 5.2678 | 0.91307 | 6 | 0.18084
85604 | 5.8 | 0.8 | 365 | 5.2678 | 0.91307 | 6 | 0.18084
85605 | 13.2 | 0.8 | 365 | 11.9887 | 0.21594 | 12 | 0.20467
85595 | 11.8 | 0.8 | 365 | 10.7172 | 0.37486 | 11 | 0.092052
85597 | 11.97 | 0.8 | 365 | 10.8716 | 0.84128 | 11 | 0.71287
85586 | 4.72 | 0.8 | 365 | 4.2869 | 0.94994 | 5 | 0.23682
85606 | 13.05 | 0.8 | 365 | 11.8525 | 0.8044 | 12 | 0.65689
85608 | 5.04 | 0.8 | 365 | 4.5775 | 0.82791 | 5 | 0.40542
85609 | 5.49 | 0.8 | 365 | 4.9862 | 0.06254 | 5 | 0.04876
85610 | 6.7 | 0.8 | 365 | 6.0852 | 0.38233 | 6 | 0.46752
85612 | 12.6 | 0.8 | 365 | 11.4438 | 0.56976 | 12 | 0.013547
85611 | 11.115 | 0.8 | 365 | 10.0951 | 0.49547 | 10 | 0.59052
85613 | 9.3 | 0.8 | 365 | 8.4466 | 0.51578 | 8 | 0.96238
85614 | 19.8 | 0.8 | 365 | 17.9831 | 0.32391 | 18 | 0.307
85615 | 12.54 | 0.8 | 365 | 11.3893 | 0.40515 | 11 | 0.79443
85617 | 7.83 | 0.8 | 365 | 7.1115 | 0.48264 | 7 | 0.59413
85618 | 8.395 | 0.8 | 365 | 7.6246 | 0.032791 | 7 | 0.65744
85616 | 6.3 | 0.8 | 365 | 5.7219 | 0.28488 | 6 | 0.0067734
85619 | 5.4 | 0.8 | 365 | 4.9045 | 0.81561 | 5 | 0.72009
85620 | 9.44 | 0.8 | 365 | 8.5738 | 0.89989 | 9 | 0.47364
85621 | 9.6 | 0.8 | 365 | 8.7191 | 0.33887 | 9 | 0.05794
85623 | 5.9 | 0.8 | 365 | 5.3586 | 0.18743 | 5 | 0.54603
85626 | 5.015 | 0.8 | 365 | 4.5548 | 0.75931 | 5 | 0.31412
85628 | 7 | 0.8 | 365 | 6.3577 | 0.20542 | 6 | 0.56308
85629 | 5.32 | 0.8 | 365 | 4.8318 | 0.59612 | 5 | 0.42794
85624 | 5.4 | 0.8 | 365 | 4.9045 | 0.81561 | 5 | 0.72009
59717 | 80.64 | 0.7 | 365 | 64.0852 | 0.59067 | 64 | 0.67586
85630 | 2.9 | 0.8 | 365 | 2.6339 | 0.95653 | 3 | 0.59042
85634 | 8.555 | 0.8 | 365 | 7.77 | 0.47177 | 8 | 0.24174
85636 | 7.83 | 0.8 | 365 | 7.1115 | 0.48264 | 7 | 0.59413
85633 | 5.605 | 0.8 | 365 | 5.0907 | 0.37806 | 5 | 0.46872
85639 | 5.04 | 0.8 | 365 | 4.5775 | 0.82791 | 5 | 0.40542
85640 | 4.125 | 0.8 | 365 | 3.7465 | 0.31748 | 4 | 0.063959
85638 | 2.9 | 0.8 | 365 | 2.6339 | 0.95653 | 3 | 0.59042
85643 | 2.9 | 0.8 | 365 | 2.6339 | 0.95653 | 3 | 0.59042
85649 | 8.26 | 0.8 | 365 | 7.502 | 0.6624 | 8 | 0.16444
85646 | 8.4 | 0.8 | 365 | 7.6292 | 0.046509 | 7 | 0.6757
85231 | 10.88 | 0.8 | 365 | 9.8816 | 0.85072 | 10 | 0.73233
65325 | 829.44 | 0.8 | 365 | 753.3279 | 0.67813 | 754 | 0.0060575
84469 | 185.6 | 0.65 | 365 | 136.9621 | 0.73971 | 137 | 0.70182
82269 | 95.76 | 0.6 | 365 | 65.2296 | 0.04765 | 65 | 0.27722
65042 | 647.46 | 0.8 | 365 | 588.047 | 0.39197 | 588 | 0.43897
34010 | 374.22 | 0.8 | 365 | 339.8804 | 0.72197 | 340 | 0.60234
70350 | 699.84 | 0.6 | 365 | 476.7153 | 0.077564 | 476 | 0.7929
84269 | 5.525 | 0.8 | 365 | 5.018 | 0.15857 | 5 | 0.17658
85601 | 6.96 | 0.8 | 365 | 6.3213 | 0.095679 | 6 | 0.41701
85655 | 8.05 | 0.8 | 365 | 7.3113 | 0.086238 | 7 | 0.39754
85656 | 8.64 | 0.8 | 365 | 7.8472 | 0.70498 | 8 | 0.55215
85657 | 9.28 | 0.8 | 365 | 8.4284 | 0.4609 | 8 | 0.88934
85658 | 8.25 | 0.8 | 365 | 7.493 | 0.63496 | 8 | 0.12792
85659 | 4.95 | 0.8 | 365 | 4.4958 | 0.58098 | 5 | 0.076751
85660 | 5.25 | 0.8 | 365 | 4.7682 | 0.40407 | 5 | 0.17231
85662 | 11.88 | 0.8 | 365 | 10.7899 | 0.59435 | 11 | 0.3842
85534 | 8.03 | 0.8 | 365 | 7.2931 | 0.031365 | 7 | 0.32451
32216 | 8.32 | 1 | 365 | 9.4457 | 0.53377 | 9 | 0.97944
85596 | 7.83 | 0.8 | 365 | 7.1115 | 0.48264 | 7 | 0.59413
85690 | 8.64 | 0.8 | 365 | 7.8472 | 0.70498 | 8 | 0.55215
85684 | 5.76 | 0.8 | 365 | 5.2314 | 0.80332 | 6 | 0.034764
85663 | 7.92 | 0.8 | 365 | 7.1932 | 0.72957 | 7 | 0.9228
85678 | 6.48 | 0.8 | 365 | 5.8854 | 0.77874 | 6 | 0.66411
85664 | 12.6 | 0.8 | 365 | 11.4438 | 0.56976 | 12 | 0.013547
85676 | 3.245 | 0.8 | 365 | 2.9472 | 0.90309 | 3 | 0.85031
85675 | 7.08 | 0.8 | 365 | 6.4303 | 0.42491 | 6 | 0.85523
85698 | 6.195 | 0.8 | 365 | 5.6265 | 0.9968 | 6 | 0.62333
82045 | 65.55 | 0.6 | 365 | 44.6512 | 0.88381 | 45 | 0.535
85703 | 5.76 | 0.8 | 365 | 5.2314 | 0.80332 | 6 | 0.034764
85653 | 6.49 | 0.8 | 365 | 5.8945 | 0.80617 | 6 | 0.70063
76025 | 6.27 | 0.8 | 365 | 5.6946 | 0.20257 | 5 | 0.89722
85390 | 7.5 | 0.8 | 365 | 6.8118 | 0.57724 | 7 | 0.38902
85116 | 3.54 | 0.8 | 365 | 3.2152 | 0.71246 | 3 | 0.92762
82693 | 4.35 | 0.8 | 365 | 3.9508 | 0.9348 | 4 | 0.88563
74967 | 2.24 | 0.8 | 365 | 2.0345 | 0.14574 | 2 | 0.18019
55221 | 5.46 | 1 | 365 | 6.1987 | 0.72529 | 6 | 0.924
54961 | 4.68 | 1 | 365 | 5.3132 | 0.050247 | 5 | 0.36343
85717 | 10.5 | 0.8 | 365 | 9.5365 | 0.80814 | 10 | 0.34462
41204 | 6.76 | 1 | 365 | 7.6746 | 0.18369 | 7 | 0.85829
54739 | 3.12 | 1 | 365 | 3.5421 | 0.70016 | 4 | 0.24229
53084 | 3.12 | 1 | 365 | 3.5421 | 0.70016 | 4 | 0.24229
57779 | 5.2 | 1 | 365 | 5.9035 | 0.83361 | 6 | 0.73715
54989 | 4.68 | 1 | 365 | 5.3132 | 0.050247 | 5 | 0.36343
56957 | 7.155 | 1 | 365 | 8.123 | 0.53836 | 8 | 0.6614
52477 | 3.9 | 1 | 365 | 4.4277 | 0.37521 | 4 | 0.80286
52262 | 7.02 | 1 | 365 | 7.9698 | 0.075371 | 8 | 0.045149
53464 | 3.12 | 1 | 365 | 3.5421 | 0.70016 | 4 | 0.24229
54936 | 4.42 | 1 | 365 | 5.018 | 0.15857 | 5 | 0.17658
85721 | 8.4 | 0.8 | 365 | 7.6292 | 0.046509 | 7 | 0.6757
85719 | 12.98 | 0.8 | 365 | 11.7889 | 0.61234 | 12 | 0.40126
85711 | 2.32 | 0.8 | 365 | 2.1071 | 0.36523 | 2 | 0.47234
84767 | 15.675 | 0.8 | 365 | 14.2366 | 0.0064316 | 14 | 0.24304
85673 | 6.84 | 0.8 | 365 | 6.2123 | 0.76644 | 6 | 0.97878
85701 | 15.12 | 0.8 | 365 | 13.7325 | 0.48372 | 14 | 0.21626
83246 | 13.34 | 0.8 | 365 | 12.1159 | 0.60005 | 12 | 0.71593
85672 | 10.5 | 0.8 | 365 | 9.5365 | 0.80814 | 10 | 0.34462
85700 | 6.49 | 0.8 | 365 | 5.8945 | 0.80617 | 6 | 0.70063
85699 | 6.49 | 0.8 | 365 | 5.8945 | 0.80617 | 6 | 0.70063
85695 | 4.35 | 0.8 | 365 | 3.9508 | 0.9348 | 4 | 0.88563
85666 | 11.16 | 0.8 | 365 | 10.1359 | 0.61893 | 10 | 0.75486
85697 | 4.48 | 0.8 | 365 | 4.0689 | 0.29147 | 4 | 0.36037
57452 | 11.18 | 1 | 365 | 12.6926 | 0.34226 | 13 | 0.034866
52823 | 19.38 | 1 | 365 | 22.002 | 0.46449 | 22 | 0.46652
57488 | 5.2 | 1 | 365 | 5.9035 | 0.83361 | 6 | 0.73715
54219 | 2.86 | 1 | 365 | 3.2469 | 0.80848 | 4 | 0.055431
57793 | 14.82 | 1 | 365 | 16.8251 | 0.82578 | 17 | 0.65087
56523 | 3.38 | 1 | 365 | 3.8373 | 0.59185 | 4 | 0.42915
57049 | 3.71 | 1 | 365 | 4.2119 | 0.72359 | 4 | 0.93554
85748 | 8.85 | 0.8 | 365 | 8.0379 | 0.28114 | 8 | 0.31904
85750 | 12.685 | 0.8 | 365 | 11.521 | 0.80297 | 12 | 0.32396
85755 | 5.605 | 0.8 | 365 | 5.0907 | 0.37806 | 5 | 0.46872
85768 | 4.95 | 0.8 | 365 | 4.4958 | 0.58098 | 5 | 0.076751
85765 | 5.22 | 0.8 | 365 | 4.741 | 0.32176 | 5 | 0.062755
85764 | 9.86 | 0.8 | 365 | 8.9552 | 0.052212 | 9 | 0.0074264
85762 | 11.9 | 0.8 | 365 | 10.808 | 0.64922 | 11 | 0.45724
85761 | 9.975 | 0.8 | 365 | 9.0597 | 0.36773 | 9 | 0.42739
85756 | 10.03 | 0.8 | 365 | 9.1096 | 0.51863 | 9 | 0.62824
70352 | 771.12 | 0.6 | 365 | 525.2697 | 0.75213 | 526 | 0.021802
85779 | 9.145 | 0.8 | 365 | 8.3058 | 0.090515 | 8 | 0.39634
79976 | 241.9 | 0.6 | 365 | 164.7769 | 0.76344 | 165 | 0.5403
77477 | 497.25 | 0.55 | 365 | 310.4893 | 0.93632 | 311 | 0.42559
85490 | 7.36 | 0.8 | 365 | 6.6846 | 0.19313 | 6 | 0.87775
84962 | 7.04 | 0.8 | 365 | 6.394 | 0.31517 | 6 | 0.70916
85832 | 1.8 | 0.8 | 365 | 1.6348 | 0.93854 | 2 | 0.57336
85827 | 8.85 | 0.8 | 365 | 8.0379 | 0.28114 | 8 | 0.31904
85668 | 9.24 | 0.8 | 365 | 8.3921 | 0.35116 | 8 | 0.74327
85670 | 3.96 | 0.8 | 365 | 3.5966 | 0.86478 | 4 | 0.4614
85785 | 9.12 | 0.8 | 365 | 8.2831 | 0.021924 | 8 | 0.30504
85787 | 11.89 | 0.8 | 365 | 10.7989 | 0.62178 | 11 | 0.42072
85794 | 14.74 | 0.8 | 365 | 13.3874 | 0.44114 | 13 | 0.82855
85795 | 8.71 | 0.8 | 365 | 7.9107 | 0.89703 | 8 | 0.80778
85799 | 2.44 | 0.8 | 365 | 2.2161 | 0.69446 | 2 | 0.91056
85797 | 8.19 | 0.8 | 365 | 7.4385 | 0.47035 | 7 | 0.90881
85792 | 10.62 | 0.8 | 365 | 9.6455 | 0.13737 | 9 | 0.78285
85800 | 7.25 | 0.8 | 365 | 6.5847 | 0.89133 | 7 | 0.47605
85801 | 7.5 | 0.8 | 365 | 6.8118 | 0.57724 | 7 | 0.38902
85802 | 13.5 | 0.8 | 365 | 12.2612 | 0.039032 | 12 | 0.30023